## Graph
Product Raw Data
Collimated High-Power LEDs for Olympus BX and IX Microscopes
DISCLAIMER: The data presented here are typical. Slight variations in performance data will occur from lot to lot. Please contact Technical Support with any questions regarding the use or reliability of this data.
This data may be used in publications. However, please cite Thorlabs as the source.
Additional Information:
Each Collimated High-Power LED consists of a Mounted High-Power LED attached to a microscope-port-compatible collimation package. The data presented on the Normalized Spectra tab are for the bare (uncollimated) LEDs. The data in the graph to the left and on the the Normalized Output Spectrum tab has been scaled to the approximate total beam power of the LED through the collimation package for Olympus BX and IX Microscopes.
Due to variations in the manufacturing process and operating parameters such as temperature and current, the actual spectral output of any given LED will vary. Output plots are only intended to be used as a guideline.

## Spectra Scaled to Beam Power
LED Item # | M365L2-C1 |  | M365LP1-C1 |  | M385L2-C1 |  | M385LP1-C1 |  | M405L3-C1 |  | M405LP1-C1 |  | M455L3-C1 |  | M470L3-C1 |  | M505L3-C1 |  | M530L3-C1 |  | M590L3-C1 |  | M617L3-C1 |  | M625L3-C1 |  | M660L4-C1 |  | M730L4-C1 |  | M780L3-C1 |  | M810L3-C1 |  | M850L3-C1 |  | M940L3-C1 |  | MCWHL5-C1
Approximate Total Beam Power with Collimation Adapter for Olympus BX and IX Microscopes (mW) | 120 |  | 505 |  | 170 |  | 795 |  | 665 |  | 750 |  | 500 |  | 350 |  | 210 |  | 170 |  | 80 |  | 320 |  | 380 |  | 590 |  | 240 |  | 210 |  | 245 |  | 480 |  | 430 |  | 440
Scaling Constant | 12.3473 |  | 37.6496 |  | 13.5329 |  | 59.1858 |  | 28.9603 |  | 45.79 |  | 20.7873 |  | 16.5963 |  | 5.4853 |  | 4.0891 |  | 5.3796 |  | 17.3567 |  | 19.7594 |  | 23.1037 |  | 5.8217 |  | 5.6064 |  | 6.7348 |  | 13.9121 |  | 5.8749 |  | 7.4246
Spectra | Wavelength (nm) | Power (mW) | Wavelength (nm) | Power (mW) | Wavelength (nm) | Power (mW) | Wavelength (nm) | Power (mW) | Wavelength (nm) | Power (mW) | Wavelength (nm) | Power (mW) | Wavelength (nm) | Power (mW) | Wavelength (nm) | Power (mW) | Wavelength (nm) | Power (mW) | Wavelength (nm) | Power (mW) | Wavelength (nm) | Power (mW) | Wavelength (nm) | Power (mW) | Wavelength (nm) | Power (mW) | Wavelength (nm) | Power (mW) | Wavelength (nm) | Power (mW) | Wavelength (nm) | Power (mW) | Wavelength (nm) | Power (mW) | Wavelength (nm) | Power (mW) | Wavelength (nm) | Power (mW) | Wavelength (nm) | Power (mW)
| 319.0612 | 0.0037776 | 199.9755 | -0.036061 | 319.0612 | 0.00047047 | 199.9755 | 0 | 200.0376 | 0 | 199.9755 | 0 | 320.1482 | 0.0002382 | 194.11 | 0.032746 | 319.0612 | 0.00462 | 194.11 | 0.0031575 | 194.11 | 0.0058296 | 320.1482 | 0.00020997 | 320.1482 | 0 | 199.9755 | 0 | 199.9755 | 0 | 498.5586 | 0.0086899 | 199.9755 | 0 | 497.0539 | 9.2755e-05 | 498.5586 | 0.023206 | 320.1482 | 0.00011249
| 319.1756 | 0 | 200.1769 | -0.019071 | 319.1756 | 0 | 200.1769 | 0 | 200.2403 | 0 | 200.1769 | 0 | 320.2569 | 0.00023424 | 194.31 | -0.055136 | 319.1756 | 0.011958 | 194.31 | -0.0023874 | 194.31 | -0.0050134 | 320.2569 | 0.00019777 | 320.2569 | 0 | 200.1769 | 0 | 200.1769 | 0 | 498.7121 | 0.011437 | 200.1769 | 0 | 497.2087 | 0.0004174 | 498.7121 | 0.023323 | 320.2569 | 0.00010908
| 319.2899 | 0.0022221 | 200.3784 | 0.003732 | 319.2899 | 0 | 200.3784 | 0 | 200.443 | 0 | 200.3784 | 0 | 320.3656 | 0.00020862 | 194.52 | 0.0025189 | 319.2899 | 0.0063081 | 194.52 | 0.0017053 | 194.52 | 0.003556 | 320.3656 | 0.00018558 | 320.3656 | 0 | 200.3784 | 0 | 200.3784 | 0 | 498.8657 | 0.0097551 | 200.3784 | 0 | 497.3637 | 0 | 498.8657 | 0.022031 | 320.3656 | 8.7805e-05
| 319.4043 | 0.0021815 | 200.5799 | -0.0049469 | 319.4043 | 0.011733 | 200.5799 | 0 | 200.6458 | 0 | 200.5799 | 0 | 320.4742 | 0.00018581 | 194.72 | -0.0097957 | 319.4043 | 0.0041777 | 194.72 | -0.0030475 | 194.72 | -0.0036143 | 320.4742 | 0.00019208 | 320.4742 | 0 | 200.5799 | 0 | 200.5799 | 0 | 499.0192 | 0.011045 | 200.5799 | 0 | 497.5186 | 0 | 499.0192 | 0.023264 | 320.4742 | 7.5024e-05
| 319.5186 | 0.0068884 | 200.7814 | 0.031596 | 319.5186 | 0 | 200.7814 | 0 | 200.8485 | 0 | 200.7814 | 0 | 320.583 | 0.00017347 | 194.92 | 0.050657 | 319.5186 | 0.002284 | 194.92 | -0.00053907 | 194.92 | -0.0048385 | 320.583 | 0.00016362 | 320.583 | 0 | 200.7814 | 0 | 200.7814 | 0 | 499.1728 | 0.010428 | 200.7814 | 0 | 497.6735 | 0 | 499.1728 | 0.022383 | 320.583 | 6.2243e-05
| 319.633 | 0.0019596 | 200.9829 | 0.0066238 | 319.633 | 0.0051626 | 200.9829 | 0 | 201.0513 | 0 | 200.9829 | 0 | 320.6917 | 0.00016532 | 195.12 | 0.02211 | 319.633 | 0.0085571 | 195.12 | 0.00012102 | 195.12 | 0.003556 | 320.6917 | 0.00014106 | 320.6917 | 0 | 200.9829 | 0 | 200.9829 | 0 | 499.3263 | 0.0039433 | 200.9829 | 0 | 497.8284 | 0.0004174 | 499.3263 | 0.023264 | 320.6917 | 7.4149e-05
| 319.7473 | 0 | 201.1845 | 0.020259 | 319.7473 | 0 | 201.1845 | 0 | 201.2541 | 0 | 201.1845 | 0 | 320.8004 | 0.00018278 | 195.33 | 0.0092359 | 319.7473 | 0.00057103 | 195.33 | 0.0027614 | 195.33 | -0.0030897 | 320.8004 | 0.00012501 | 320.8004 | 0 | 201.1845 | 0 | 201.1845 | 0 | 499.4799 | 0.0075125 | 201.1845 | 0 | 497.9833 | 0 | 499.4799 | 0.021972 | 320.8004 | 5.7078e-05
| 319.8616 | 0 | 201.3861 | -0.024246 | 319.8616 | 0.0044586 | 201.3861 | 0 | 201.4569 | 0 | 201.3861 | 0 | 320.9091 | 0.00016741 | 195.53 | -0.035543 | 319.8616 | 0.0029322 | 195.53 | -0.0063479 | 195.53 | -0.0062376 | 320.9091 | 0.00013639 | 320.9091 | 0 | 201.3861 | 0 | 201.3861 | 0 | 499.6335 | 0.0072883 | 201.3861 | 0 | 498.1383 | 0.0004174 | 499.6335 | 0.022971 | 320.9091 | 7.3273e-05
| 319.976 | 0.0028887 | 201.5876 | 0.032352 | 319.976 | 0 | 201.5876 | 0 | 201.6598 | 0 | 201.5876 | 0 | 321.0178 | 0.00017603 | 195.73 | -0.0086761 | 319.976 | 0.0052429 | 195.73 | -0.0047637 | 195.73 | 0.0077533 | 321.0178 | 0.00013334 | 321.0178 | 0 | 201.5876 | 0 | 201.5876 | 0 | 499.7871 | 0.01239 | 201.5876 | 0 | 498.2932 | 0 | 499.7871 | 0.021972 | 321.0178 | 7.3273e-05
| 320.0903 | 0 | 201.7892 | -0.01726 | 320.0903 | 0 | 201.7892 | 0 | 201.8626 | 0 | 201.7892 | 0 | 321.1266 | 0.00016532 | 195.93 | 0.011475 | 320.0903 | 0.0083926 | 195.93 | -0.00027504 | 195.93 | -0.014632 | 321.1266 | 0.00012907 | 321.1266 | 0 | 201.7893 | 0 | 201.7892 | 0 | 499.9407 | 0.010372 | 201.7892 | 0 | 498.4482 | 0.00013913 | 499.9407 | 0.023206 | 321.1266 | 8.9469e-05
| 320.2046 | 0 | 201.9909 | 0.086117 | 320.2046 | 0.0018817 | 201.9909 | 0 | 202.0655 | 0 | 201.9909 | 0 | 321.2353 | 0.00017952 | 196.13 | 0.014833 | 320.2046 | 0.0019726 | 196.13 | -0.0050278 | 196.13 | 0.0018072 | 321.2353 | 0.00014106 | 321.2353 | 0 | 201.9909 | 0 | 201.9909 | 0 | 500.0942 | 0.0057185 | 201.9909 | 0 | 498.6032 | 9.2755e-05 | 500.0942 | 0.022266 | 321.2353 | 7.59e-05
| 320.3189 | 0.015311 | 202.1925 | -0.008915 | 320.3189 | 0.0061012 | 202.1925 | 0 | 202.2683 | 0 | 202.1925 | 0 | 321.3441 | 0.00016741 | 196.34 | 0.017632 | 320.3189 | 0.010861 | 196.34 | -0.011233 | 196.34 | -0.0095602 | 321.3441 | 0.00013009 | 321.3441 | 0 | 202.1925 | 0 | 202.1925 | 0 | 500.2479 | 0.0059988 | 202.1925 | 0 | 498.7581 | 0.00069566 | 500.2479 | 0.023793 | 321.3441 | 7.0735e-05
| 320.4332 | 0.00088884 | 202.3942 | 0.016523 | 320.4332 | 0.0037633 | 202.3942 | 0 | 202.4712 | 0 | 202.3942 | 0 | 321.4528 | 0.00015996 | 196.54 | -0.012595 | 320.4332 | 0.0078989 | 196.54 | 0.0019693 | 196.54 | 0.010726 | 321.4528 | 0.00012866 | 321.4528 | 0 | 202.3942 | 0 | 202.3942 | 0 | 500.4015 | 0.01082 | 202.3942 | 0 | 498.9131 | 0 | 500.4015 | 0.022736 | 321.4528 | 6.732e-05
| 320.5475 | 0 | 202.5959 | -0.019188 | 320.5475 | 0 | 202.5959 | 0 | 202.6742 | 0 | 202.5959 | 0 | 321.5616 | 0.00016438 | 196.74 | 0.0097957 | 320.5475 | 0 | 196.74 | -0.0025194 | 196.74 | -0.014108 | 321.5616 | 0.00012216 | 321.5616 | 0 | 202.5959 | 0 | 202.5959 | 0 | 500.5551 | 0.0081853 | 202.5959 | 0 | 499.0681 | 0.0004174 | 500.5551 | 0.024087 | 321.5616 | 6.0492e-05
| 320.6619 | 0.0033331 | 202.7976 | 0.017056 | 320.6619 | 0 | 202.7976 | 0 | 202.8771 | 0 | 202.7976 | 0 | 321.6704 | 0.00017836 | 196.94 | -0.0075566 | 320.6619 | 0.0036856 | 196.94 | -0.0050278 | 196.94 | -0.0015157 | 321.6704 | 0.00015001 | 321.6704 | 0 | 202.7976 | 0 | 202.7976 | 0 | 500.7088 | 0.012222 | 202.7976 | 0 | 499.2231 | 0 | 500.7088 | 0.022501 | 321.6704 | 5.7953e-05
| 320.7761 | 0 | 202.9993 | -0.016743 | 320.7761 | 0.0044586 | 202.9993 | 0 | 203.08 | 0 | 202.9993 | 0 | 321.7791 | 0.00019023 | 197.15 | 0.0086761 | 320.7761 | 0.0068018 | 197.15 | -0.011233 | 197.15 | -0.017605 | 321.7791 | 0.0001618 | 321.7791 | 0 | 202.9993 | 0 | 202.9993 | 0 | 500.8624 | 0.010764 | 202.9993 | 0 | 499.3781 | 0.00013913 | 500.8624 | 0.023793 | 321.7791 | 5.2e-05
| 320.8904 | 0 | 203.201 | 0.0016988 | 320.8904 | 0 | 203.201 | 0 | 203.283 | 0 | 203.201 | 0 | 321.8879 | 0.00019419 | 197.35 | 0.036664 | 320.8904 | 0.0033741 | 197.35 | -0.0037076 | 197.35 | -0.0037892 | 321.8879 | 0.00017806 | 321.8879 | 0 | 203.201 | 0 | 203.201 | 0 | 501.0161 | 0.018109 | 203.201 | 0 | 499.5331 | 0 | 501.0161 | 0.022795 | 321.8879 | 4.2633e-05
| 321.0047 | 0 | 203.4028 | -0.027296 | 321.0047 | 0.0030506 | 203.4028 | 0 | 203.486 | 0 | 203.4028 | 0 | 321.9967 | 0.00019349 | 197.55 | -0.02267 | 321.0047 | 0.01119 | 197.55 | -0.0068759 | 197.55 | -0.00081612 | 321.9967 | 0.0001746 | 321.9967 | 0 | 203.4028 | 0 | 203.4028 | 0 | 501.1698 | 0.009643 | 203.4028 | 0 | 499.6881 | 0.00013913 | 501.1698 | 0.024381 | 321.9967 | 3.0727e-05
| 321.119 | 0 | 203.6046 | 0.0099978 | 321.119 | 0 | 203.6046 | 0 | 203.689 | 0 | 203.6046 | 0 | 322.1055 | 0.00019023 | 197.75 | -0.02435 | 321.119 | 0.010532 | 197.75 | -0.0034436 | 197.75 | -0.0034394 | 322.1055 | 0.00017704 | 322.1055 | 0 | 203.6045 | 0 | 203.6046 | 0 | 501.3234 | 0.01239 | 203.6046 | 0 | 499.8432 | 9.2755e-05 | 501.3234 | 0.023441 | 322.1055 | 2.9852e-05
| 321.2333 | 0 | 203.8063 | 0.0040096 | 321.2333 | 0.0042239 | 203.8063 | 0 | 203.892 | 0 | 203.8063 | 0 | 322.2143 | 0.00020001 | 197.96 | 0.0013994 | 321.2333 | 0.006363 | 197.96 | -0.0029155 | 197.96 | 0.00093272 | 322.2143 | 0.00018456 | 322.2143 | 0 | 203.8064 | 0 | 203.8063 | 0 | 501.4771 | 0.010372 | 203.8063 | 0 | 499.9982 | 0.00013913 | 501.4771 | 0.024851 | 322.2143 | 5.1125e-05
| 321.3476 | 0.0015555 | 204.0082 | 0.017736 | 321.3476 | 0 | 204.0082 | 0 | 204.0951 | 0 | 204.0082 | 0 | 322.3231 | 0.00021561 | 198.16 | 0.015393 | 321.3476 | 0.010367 | 198.16 | -0.006744 | 198.16 | 0.0089776 | 322.3231 | 0.00016932 | 322.3231 | 0 | 204.0082 | 0 | 204.0082 | 0 | 501.6308 | 0.013511 | 204.0082 | 0 | 500.1532 | 9.2755e-05 | 501.6308 | 0.023852 | 322.3231 | 7.3273e-05
| 321.4619 | 0.013952 | 204.21 | -0.021145 | 321.4619 | 0.017322 | 204.21 | 0 | 204.2981 | 0 | 204.21 | 0 | 322.4319 | 0.00022935 | 198.36 | -0.0013994 | 321.4619 | 0 | 198.36 | -0.0060837 | 198.36 | -0.004139 | 322.4319 | 0.00017379 | 322.4319 | 0 | 204.21 | 0 | 204.21 | 0 | 501.7845 | 0.0099793 | 204.21 | 0 | 500.3083 | 0.0004174 | 501.7845 | 0.024851 | 322.4319 | 8.8681e-05
| 321.5762 | 0 | 204.4118 | -0.0033654 | 321.5762 | 0.0065858 | 204.4118 | 0 | 204.5012 | 0 | 204.4118 | 0 | 322.5407 | 0.00021398 | 198.56 | -0.0053177 | 321.5762 | 0 | 198.56 | 0.00038506 | 198.56 | 0.0088028 | 322.5407 | 0.00015956 | 322.5407 | 0 | 204.4118 | 0 | 204.4118 | 0 | 501.9382 | 0.016483 | 204.4118 | 0 | 500.4633 | 0 | 501.9382 | 0.023147 | 322.5407 | 7.59e-05
| 321.6904 | 0.00018483 | 204.6137 | -0.0087267 | 321.6904 | 0 | 204.6137 | 0 | 204.7043 | 0 | 204.6137 | 0 | 322.6495 | 0.00019908 | 198.76 | 0.036104 | 321.6904 | 0.0076246 | 198.76 | -0.00093515 | 198.76 | -0.00081612 | 322.6495 | 0.00016891 | 322.6495 | 0 | 204.6137 | 0 | 204.6137 | 0 | 502.092 | 0.0075686 | 204.6137 | 0 | 500.6184 | 0.0004174 | 502.092 | 0.023793 | 322.6495 | 8.0101e-05
| 321.8047 | 0.0028887 | 204.8156 | 0.032321 | 321.8047 | 0.010349 | 204.8156 | 0 | 204.9074 | 0 | 204.8156 | 0 | 322.7584 | 0.00018581 | 198.97 | 0.019871 | 321.8047 | 0.0039971 | 198.97 | 0.0032895 | 198.97 | -0.002565 | 322.7584 | 0.00016952 | 322.7584 | 0 | 204.8156 | 0 | 204.8156 | 0 | 502.2457 | 0.01082 | 204.8156 | 0 | 500.7735 | 0 | 502.2457 | 0.022442 | 322.7584 | 6.8196e-05
| 321.919 | 0 | 205.0175 | -0.02497 | 321.919 | 0.0070399 | 205.0175 | 0 | 205.1105 | 0 | 205.0175 | 0 | 322.8672 | 0.00016206 | 199.17 | -0.02379 | 321.919 | 0.0065275 | 199.17 | -0.0060837 | 199.17 | -0.013583 | 322.8672 | 0.00015387 | 322.8672 | 0 | 205.0175 | 0 | 205.0175 | 0 | 502.3995 | 0.01211 | 205.0175 | 0 | 500.9286 | 0.0004174 | 502.3995 | 0.024204 | 322.8672 | 6.4782e-05
| 322.0332 | 0 | 205.2194 | 0.022649 | 322.0332 | 0 | 205.2194 | 0 | 205.3136 | 0 | 205.2194 | 0 | 322.976 | 0.00014483 | 199.37 | 0.011475 | 322.0332 | 0.011464 | 199.37 | 0.0079103 | 199.37 | 0.0054798 | 322.976 | 0.00014492 | 322.976 | 0 | 205.2194 | 0 | 205.2194 | 0 | 502.5532 | 0.013623 | 205.2194 | 0 | 501.0836 | 0 | 502.5532 | 0.022795 | 322.976 | 5.7953e-05
| 322.1475 | 0.0037345 | 205.4214 | -0.0071606 | 322.1475 | 0.005632 | 205.4214 | 0 | 205.5168 | 0 | 205.4214 | 0 | 323.0849 | 0.00011805 | 199.57 | 0.0025189 | 322.1475 | 0.0010639 | 199.57 | -0.0027834 | 199.57 | -0.01026 | 323.0849 | 0.00012196 | 323.0849 | 0 | 205.4214 | 0 | 205.4214 | 0 | 502.707 | 0.0059427 | 205.4214 | 0 | 501.2387 | 0 | 502.707 | 0.024087 | 323.0849 | 8.1853e-05
| 322.2617 | 0 | 205.6233 | -0.016722 | 322.2617 | 0 | 205.6233 | 0 | 205.72 | 0 | 205.6233 | 0 | 323.1938 | 0.00012527 | 199.78 | 0.012035 | 322.2617 | 0.011464 | 199.78 | -1.1002e-05 | 199.78 | -0.0034394 | 323.1938 | 0.00010935 | 323.1938 | 0 | 205.6233 | 0 | 205.6233 | 0 | 502.8607 | 0.017324 | 205.6233 | 0 | 501.3938 | 0 | 502.8607 | 0.022501 | 323.1938 | 7.8438e-05
| 322.376 | 0 | 205.8253 | -0.0035566 | 322.376 | 0 | 205.8253 | 0 | 205.9232 | 0 | 205.8253 | 0 | 323.3026 | 0.00013994 | 199.98 | -0.02379 | 322.376 | 0.0086668 | 199.98 | -0.0015952 | 199.98 | -0.0081612 | 323.3026 | 0.00010366 | 323.3026 | 0 | 205.8253 | 0 | 205.8253 | 0 | 503.0145 | 0.0084656 | 205.8253 | 0 | 501.5489 | 0.0004174 | 503.0145 | 0.024087 | 323.3026 | 6.4782e-05
| 322.4902 | 0.0046664 | 206.0273 | 0.055358 | 322.4902 | 0 | 206.0273 | 0 | 206.1264 | 0 | 206.0273 | 0 | 323.4115 | 0.00014855 | 200.18 | -0.014274 | 322.4902 | 0.0033741 | 200.18 | -0.0099126 | 200.18 | 0.0018072 | 323.4115 | 0.00012033 | 323.4115 | 0 | 206.0273 | 0 | 206.0273 | 0 | 503.1683 | 0.01054 | 206.0273 | 0 | 501.7041 | 0 | 503.1683 | 0.022795 | 323.4115 | 4.6047e-05
| 322.6045 | 0 | 206.2293 | 0.0073238 | 322.6045 | 0.018946 | 206.2293 | 0 | 206.3296 | 0 | 206.2293 | 0 | 323.5204 | 0.00015065 | 200.39 | -0.0075566 | 322.6045 | 0.0041777 | 200.39 | 0.0039496 | 200.39 | -0.0018654 | 323.5204 | 0.00015041 | 323.5204 | 0 | 206.2293 | 0 | 206.2293 | 0 | 503.3221 | 0.0062231 | 206.2293 | 0 | 501.8592 | 0.00013913 | 503.3221 | 0.023676 | 323.5204 | 5.9704e-05
| 322.7187 | 0 | 206.4314 | 0.014659 | 322.7187 | 0.004469 | 206.4314 | 0 | 206.5328 | 0 | 206.4314 | 0 | 323.6292 | 0.00016904 | 200.59 | 0.010915 | 322.7187 | 0 | 200.59 | -0.012289 | 200.59 | -0.005713 | 323.6292 | 0.00015366 | 323.6292 | 0 | 206.4314 | 0 | 206.4314 | 0 | 503.4759 | 0.01026 | 206.4314 | 0 | 502.0143 | 9.2755e-05 | 503.4759 | 0.022266 | 323.6292 | 7.5024e-05
| 322.833 | 0 | 206.6334 | 0.002911 | 322.833 | 0.0053973 | 206.6334 | 0 | 206.7361 | 0 | 206.6334 | 0 | 323.7381 | 0.00016206 | 200.79 | -0.006437 | 322.833 | 0.0030879 | 200.79 | -0.0091205 | 200.79 | -0.0062376 | 323.7381 | 0.0001372 | 323.7381 | 0 | 206.6334 | 0 | 206.6334 | 0 | 503.6298 | 0.0059988 | 206.6334 | 0 | 502.1695 | 0.0004174 | 503.6298 | 0.023852 | 323.7381 | 6.6532e-05
| 322.9472 | 0 | 206.8355 | 0.036954 | 322.9472 | 0 | 206.8355 | 0 | 206.9394 | 0 | 206.8355 | 0 | 323.847 | 0.00014972 | 200.99 | -0.014274 | 322.9472 | 0.0043085 | 200.99 | -0.0039716 | 200.99 | 0.015448 | 323.847 | 0.00013436 | 323.847 | 0 | 206.8355 | 0 | 206.8355 | 0 | 503.7836 | 0.013511 | 206.8355 | 0 | 502.3246 | 0 | 503.7836 | 0.022971 | 323.847 | 6.3906e-05
| 323.0614 | 0.0041782 | 207.0376 | 0.00021025 | 323.0614 | 0.0058665 | 207.0376 | 0 | 207.1427 | 0 | 207.0376 | 0 | 323.9559 | 0.00013761 | 201.2 | -0.047299 | 323.0614 | 0.0012196 | 201.2 | 0.0040816 | 201.2 | 0.0077533 | 323.9559 | 0.00015245 | 323.9559 | 0 | 207.0376 | 0 | 207.0376 | 0 | 503.9374 | 0.0087459 | 207.0376 | 0 | 502.4798 | 0.00013913 | 503.9374 | 0.024322 | 323.9559 | 5.4539e-05
| 323.1756 | 0.0048885 | 207.2397 | 0.016035 | 323.1756 | 0 | 207.2397 | 0 | 207.346 | 0 | 207.2397 | 0 | 324.0648 | 0.00015717 | 201.4 | 0.027708 | 323.1756 | 0 | 201.4 | -0.0035756 | 201.4 | 0.0028565 | 324.0648 | 0.00017501 | 324.0648 | 0 | 207.2397 | 0 | 207.2397 | 0 | 504.0913 | 0.016146 | 207.2397 | 0 | 502.6349 | 9.2755e-05 | 504.0913 | 0.022618 | 324.0648 | 5.7953e-05
| 323.2899 | 0 | 207.4418 | -0.030145 | 323.2899 | 0.015292 | 207.4418 | 0 | 207.5493 | 0 | 207.4418 | 0 | 324.1737 | 0.00017021 | 201.6 | -0.014274 | 323.2899 | 0.0093251 | 201.6 | -0.00080314 | 201.6 | -0.01061 | 324.1737 | 0.0001807 | 324.1737 | 0 | 207.4418 | 0 | 207.4418 | 0 | 504.2451 | 0.0065034 | 207.4418 | 0 | 502.7901 | 0.00013913 | 504.2451 | 0.023734 | 324.1737 | 5.8829e-05
| 323.4041 | 0 | 207.644 | -0.011848 | 323.4041 | 0 | 207.644 | 0 | 207.7526 | 0 | 207.644 | 0 | 324.2826 | 0.00018115 | 201.8 | 0.0025189 | 323.4041 | 0.0083377 | 201.8 | 0.0061941 | 201.8 | 0.014574 | 324.2826 | 0.00018558 | 324.2826 | 0 | 207.644 | 0 | 207.644 | 0 | 504.399 | 0.011325 | 207.644 | 0 | 502.9453 | 0.00037102 | 504.399 | 0.022912 | 324.2826 | 6.0492e-05
| 323.5183 | 0 | 207.8462 | -0.0077518 | 323.5183 | 0.0046932 | 207.8462 | 0 | 207.956 | 0 | 207.8462 | 0 | 324.3916 | 0.00018907 | 202.01 | -0.034985 | 323.5183 | 0.0080634 | 202.01 | -0.0095165 | 202.01 | 0.0018072 | 324.3916 | 0.0002059 | 324.3916 | 0 | 207.8462 | 0 | 207.8462 | 0 | 504.5529 | 0.012726 | 207.8462 | 0 | 503.1005 | 0.0004174 | 504.5529 | 0.024439 | 324.3916 | 6.6532e-05
| 323.6325 | 0.0015555 | 208.0483 | 0.006694 | 323.6325 | 0 | 208.0483 | 0 | 208.1594 | 0 | 208.0483 | 0 | 324.5005 | 0.00019908 | 202.21 | -0.014274 | 323.6325 | 0.0089959 | 202.21 | -0.0023874 | 202.21 | 0.0042556 | 324.5005 | 0.00019635 | 324.5005 | 0 | 208.0483 | 0 | 208.0483 | 0 | 504.7067 | 0.0089702 | 208.0483 | 0 | 503.2557 | 0.00092755 | 504.7067 | 0.023323 | 324.5005 | 6.6532e-05
| 323.7467 | 0 | 208.2506 | -0.012777 | 323.7467 | 0.0039893 | 208.2506 | 0 | 208.3628 | 0 | 208.2506 | 0 | 324.6094 | 0.00019419 | 202.41 | -0.024908 | 323.7467 | 0.0027765 | 202.41 | -0.0023874 | 202.41 | 0.00023318 | 324.6094 | 0.00020692 | 324.6094 | 0 | 208.2506 | 0 | 208.2506 | 0 | 504.8606 | 0.0058306 | 208.2506 | 0 | 503.4109 | 0.0004174 | 504.8606 | 0.024381 | 324.6094 | 9.8048e-05
| 323.8609 | 0 | 208.4528 | 0.0018002 | 323.8609 | 0 | 208.4528 | 0 | 208.5662 | 0 | 208.4528 | 0 | 324.7184 | 0.00016485 | 202.62 | -0.010915 | 323.8609 | 0.002284 | 202.62 | -0.0096484 | 202.62 | -0.0034394 | 324.7184 | 0.00018883 | 324.7184 | 0 | 208.4528 | 0 | 208.4528 | 0 | 505.0145 | 0.016763 | 208.4528 | 0 | 503.5661 | 9.2755e-05 | 505.0145 | 0.023206 | 324.7184 | 9.9711e-05
| 323.9751 | 0 | 208.655 | -0.030919 | 323.9751 | 0.0011733 | 208.655 | 0 | 208.7696 | 0 | 208.655 | 0 | 324.8273 | 0.00016415 | 202.82 | -0.012035 | 323.9751 | 0.0037107 | 202.82 | -0.0010672 | 202.82 | -0.0053632 | 324.8273 | 0.00019838 | 324.8273 | 0 | 208.655 | 0 | 208.655 | 0 | 505.1684 | 0.013399 | 208.655 | 0 | 503.7213 | 0 | 505.1684 | 0.024439 | 324.8273 | 0.00011678
| 324.0893 | 0 | 208.8573 | 0.01772 | 324.0893 | 0.005645 | 208.8573 | 0 | 208.9731 | 0 | 208.8573 | 0 | 324.9363 | 0.00015391 | 203.02 | -0.0097957 | 324.0893 | 0.0039971 | 203.02 | 0.0048738 | 203.02 | 0.0030313 | 324.9363 | 0.00017846 | 324.9363 | 0 | 208.8573 | 0 | 208.8573 | 0 | 505.3224 | 0.014577 | 208.8573 | 0 | 503.8765 | 9.2755e-05 | 505.3224 | 0.023382 | 324.9363 | 7.9314e-05
| 324.2035 | 0 | 209.0596 | -0.028671 | 324.2035 | 0.0091518 | 209.0596 | 0 | 209.1765 | 0 | 209.0596 | 0 | 325.0452 | 0.00018697 | 203.22 | -0.027148 | 324.2035 | 0.0061984 | 203.22 | 0.0030255 | 203.22 | -0.0053632 | 325.0452 | 0.0001935 | 325.0452 | 0 | 209.0596 | 0 | 209.0596 | 0 | 505.4763 | 0.0081853 | 209.0596 | 0 | 504.0317 | 0.0004174 | 505.4763 | 0.024263 | 325.0452 | 6.5657e-05
| 324.3177 | 0 | 209.2619 | -0.0037525 | 324.3177 | 0.0037633 | 209.2619 | 0 | 209.38 | 0 | 209.2619 | 0 | 325.1542 | 0.00016927 | 203.43 | -0.0041982 | 324.3177 | 0.00088251 | 203.43 | 0.0019693 | 203.43 | -0.0065873 | 325.1542 | 0.00017358 | 325.1542 | 0 | 209.2619 | 0 | 209.2619 | 0 | 505.6302 | 0.015361 | 209.2619 | 0 | 504.187 | 0 | 505.6302 | 0.023323 | 325.1542 | 3.4142e-05
| 324.4319 | 0 | 209.4642 | -0.048806 | 324.4319 | 0.010325 | 209.4642 | 0 | 209.5835 | 0 | 209.4642 | 0 | 325.2632 | 0.00019186 | 203.63 | -0.023229 | 324.4319 | 0.0093251 | 203.63 | 0.015303 | 203.63 | -0.010435 | 325.2632 | 0.0001685 | 325.2632 | 0 | 209.4642 | 0 | 209.4642 | 0 | 505.7842 | 0.0094748 | 209.4642 | 0 | 504.3422 | 0 | 505.7842 | 0.024557 | 325.2632 | 3.0727e-05
| 324.5461 | 0 | 209.6665 | 0.026082 | 324.5461 | 0 | 209.6665 | 0 | 209.787 | 0 | 209.6665 | 0 | 325.3721 | 0.00019256 | 203.83 | -0.0047579 | 324.5461 | 0.002907 | 203.83 | -0.0062161 | 203.83 | -0.0051883 | 325.3721 | 0.00013009 | 325.3721 | 0 | 209.6665 | 0 | 209.6665 | 0 | 505.9381 | 0.0074004 | 209.6665 | 0 | 504.4975 | 0.00037102 | 505.9381 | 0.023676 | 325.3721 | 3.8344e-05
| 324.6603 | 0.0006286 | 209.8689 | -0.038812 | 324.6603 | 0.00093859 | 209.8689 | 0 | 209.9905 | 0 | 209.8689 | 0 | 325.4811 | 0.00020443 | 204.04 | -0.020991 | 324.6603 | 0.00012977 | 204.04 | -0.0035756 | 204.04 | -0.0037892 | 325.4811 | 0.00012501 | 325.4811 | 0 | 209.8689 | 0 | 209.8689 | 0 | 506.0921 | 0.013287 | 209.8689 | 0 | 504.6527 | 0.00013913 | 506.0921 | 0.024439 | 325.4811 | 6.9071e-05
| 324.7744 | 0.004222 | 210.0712 | 0.047118 | 324.7744 | 0 | 210.0712 | 0 | 210.1941 | 0 | 210.0712 | 0 | 325.5901 | 0.00017929 | 204.24 | -0.00083963 | 324.7744 | 0 | 204.24 | 0.0036855 | 204.24 | 0.0077533 | 325.5901 | 0.00011464 | 325.5901 | 0 | 210.0712 | 0 | 210.0712 | 0 | 506.2461 | 0.016371 | 210.0712 | 0 | 504.808 | 0 | 506.2461 | 0.023088 | 325.5901 | 7.161e-05
| 324.8886 | 0.001516 | 210.2736 | -0.021846 | 324.8886 | 0.0023467 | 210.2736 | 0 | 210.3977 | 0 | 210.2736 | 0 | 325.6991 | 0.00014739 | 204.44 | -0.013154 | 324.8886 | 0.0077343 | 204.44 | -0.0029155 | 204.44 | -0.0039641 | 325.6991 | 0.00010732 | 325.6991 | 0 | 210.2736 | 0 | 210.2736 | 0 | 506.4001 | 0.0056064 | 210.2736 | 0 | 504.9633 | 0.0004174 | 506.4001 | 0.024439 | 325.6991 | 5.9704e-05
| 325.0028 | 0.004222 | 210.476 | 0.03665 | 325.0028 | 0 | 210.476 | 0 | 210.6012 | 0 | 210.476 | 0 | 325.8081 | 0.00011921 | 204.64 | 0.038343 | 325.0028 | 0.0095993 | 204.64 | -0.0030475 | 204.64 | -0.0036143 | 325.8081 | 0.00011179 | 325.8081 | 0 | 210.476 | 0 | 210.476 | 0 | 506.5541 | 0.0048292 | 210.476 | 0 | 505.1186 | 0 | 506.5541 | 0.023617 | 325.8081 | 4.5172e-05
| 325.1169 | 0 | 210.6785 | 0.0045352 | 325.1169 | 0.0075091 | 210.6785 | 0 | 210.8048 | 0 | 210.6785 | 0 | 325.9171 | 0.00011176 | 204.85 | -0.051218 | 325.1169 | 0.0018424 | 204.85 | -0.0041036 | 204.85 | -0.010959 | 325.9171 | 0.00012358 | 325.9171 | 0 | 210.6785 | 0 | 210.6785 | 0 | 506.7081 | 0.0085777 | 210.6785 | 0 | 505.2738 | 0.00013913 | 506.7081 | 0.024851 | 325.9171 | 8.693e-05
| 325.2311 | 0.0044442 | 210.8809 | 0.054422 | 325.2311 | 0 | 210.8809 | 0 | 211.0085 | 0 | 210.8809 | 0 | 326.0261 | 0.00011479 | 205.05 | 0.020431 | 325.2311 | 0.0001038 | 205.05 | 0.0044777 | 205.05 | -0.0030897 | 326.0261 | 0.00014899 | 326.0261 | 0 | 210.8809 | 0 | 210.8809 | 0 | 506.8621 | 0.014408 | 210.8809 | 0 | 505.4291 | 0 | 506.8621 | 0.023323 | 326.0261 | 8.693e-05
| 325.3453 | 0.00040678 | 211.0834 | -0.041912 | 325.3453 | 0.015428 | 211.0834 | 0 | 211.2121 | 0 | 211.0834 | 0 | 326.1352 | 0.00014296 | 205.25 | -0.0092359 | 325.3453 | 0.0085571 | 205.25 | -0.0050278 | 205.25 | -0.019354 | 326.1352 | 0.0001809 | 326.1352 | 0 | 211.0834 | 0 | 211.0834 | 0 | 507.0161 | 0.0012816 | 211.0834 | 0 | 505.5845 | 0.00013913 | 507.0161 | 0.024792 | 326.1352 | 7.7563e-05
| 325.4594 | 0 | 211.2859 | 0.014367 | 325.4594 | 0 | 211.2859 | 0 | 211.4157 | 0 | 211.2859 | 0 | 326.2442 | 0.00015181 | 205.46 | -0.0047579 | 325.4594 | 0 | 205.46 | 0.00051708 | 205.46 | 0.0039058 | 326.2442 | 0.00017419 | 326.2442 | 0 | 211.2859 | 0 | 211.2859 | 0 | 507.1701 | 0.0092505 | 211.2859 | 0 | 505.7398 | 9.2755e-05 | 507.1701 | 0.024087 | 326.2442 | 4.4297e-05
| 325.5736 | 0 | 211.4884 | -0.023315 | 325.5736 | 0 | 211.4884 | 0 | 211.6194 | 0 | 211.4884 | 0 | 326.3532 | 0.00019675 | 205.66 | 0.00027989 | 325.5736 | 0.0013753 | 205.66 | -0.014137 | 205.66 | -0.0060627 | 326.3532 | 0.00016789 | 326.3532 | 0 | 211.4884 | 0 | 211.4884 | 0 | 507.3241 | 0.011325 | 211.4884 | 0 | 505.8951 | 0 | 507.3241 | 0.025321 | 326.3532 | 5.4539e-05
| 325.6877 | 0 | 211.6909 | 0.0094206 | 325.6877 | 0 | 211.6909 | 0 | 211.8231 | 0 | 211.6909 | 0 | 326.4623 | 0.00020397 | 205.86 | 0.012595 | 325.6877 | 0.0043085 | 205.86 | -0.0037076 | 205.86 | 0.0077533 | 326.4623 | 0.00016383 | 326.4623 | 0 | 211.6909 | 0 | 211.6909 | 0 | 507.4782 | 0.014016 | 211.6909 | 0 | 506.0504 | 0 | 507.4782 | 0.023793 | 326.4623 | 4.2633e-05
| 325.8018 | 0 | 211.8934 | 0.011158 | 325.8018 | 0.0065706 | 211.8934 | 0 | 212.0268 | 0 | 211.8934 | 0 | 326.5713 | 0.00023191 | 206.07 | 0.0075566 | 325.8018 | 0.0065275 | 206.07 | -0.0021233 | 206.07 | -0.007462 | 326.5713 | 0.00019106 | 326.5713 | 0 | 211.8934 | 0 | 211.8934 | 0 | 507.6322 | 0.014184 | 211.8934 | 0 | 506.2058 | 0.00013913 | 507.6322 | 0.024851 | 326.5713 | 4.7711e-05
| 325.916 | 0 | 212.096 | 0.0059943 | 325.916 | 0 | 212.096 | 0 | 212.2305 | 0 | 212.096 | 0 | 326.6804 | 0.00019582 | 206.27 | 0.044499 | 325.916 | 0 | 206.27 | -0.0055558 | 206.27 | 0.0047802 | 326.6804 | 0.00019411 | 326.6804 | 0 | 212.096 | 0 | 212.096 | 0 | 507.7863 | 0.0065034 | 212.096 | 0 | 506.3611 | 9.2755e-05 | 507.7863 | 0.024322 | 326.6804 | 4.4297e-05
| 326.0301 | 0 | 212.2986 | -0.020621 | 326.0301 | 0 | 212.2986 | 0 | 212.4342 | 0 | 212.2986 | 0 | 326.7894 | 0.0002021 | 206.47 | -0.031627 | 326.0301 | 0.0094896 | 206.47 | -0.0051598 | 206.47 | -0.0048385 | 326.7894 | 0.0001992 | 326.7894 | 0 | 212.2986 | 0 | 212.2986 | 0 | 507.9404 | 0.0072883 | 212.2986 | 0 | 506.5165 | 0.00013913 | 507.9404 | 0.025203 | 326.7894 | 7.4149e-05
| 326.1442 | 0 | 212.5012 | -7.3225e-05 | 326.1442 | 0 | 212.5012 | 0 | 212.638 | 0 | 212.5012 | 0 | 326.8985 | 0.00015717 | 206.68 | -0.029946 | 326.1442 | 0.0066373 | 206.68 | -0.0055558 | 206.68 | -0.005538 | 326.8985 | 0.00019452 | 326.8985 | 0 | 212.5012 | 0 | 212.5012 | 0 | 508.0945 | 0.0097551 | 212.5012 | 0 | 506.6718 | 9.2755e-05 | 508.0945 | 0.023793 | 326.8985 | 5.9704e-05
| 326.2584 | 0.0032908 | 212.7038 | -0.0033292 | 326.2584 | 0.0039893 | 212.7038 | 0 | 212.8417 | 0 | 212.7038 | 0 | 327.0076 | 0.00016532 | 206.88 | -0.00083963 | 326.2584 | 0.0083926 | 206.88 | -0.0051598 | 206.88 | -0.007462 | 327.0076 | 0.00020204 | 327.0076 | 0 | 212.7038 | 0 | 212.7038 | 0 | 508.2486 | 0.013007 | 212.7038 | 0 | 506.8272 | 0.0004174 | 508.2486 | 0.024674 | 327.0076 | 6.3906e-05
| 326.3725 | 0 | 212.9064 | -0.043693 | 326.3725 | 0 | 212.9064 | 0 | 213.0455 | 0 | 212.9064 | 0 | 327.1166 | 0.00016275 | 207.08 | 0.013154 | 326.3725 | 0 | 207.08 | -0.00040706 | 207.08 | -0.014982 | 327.1166 | 0.00017928 | 327.1166 | 0 | 212.9064 | 0 | 212.9064 | 0 | 508.4027 | 0.013119 | 212.9064 | 0 | 506.9826 | 0 | 508.4027 | 0.024028 | 327.1166 | 5.0337e-05
| 326.4866 | 0.0019596 | 213.1091 | -0.016587 | 326.4866 | 0.0042239 | 213.1091 | 0 | 213.2493 | 0 | 213.1091 | 0 | 327.2257 | 0.00018255 | 207.29 | 0.0019591 | 326.4866 | 0.0012196 | 207.29 | -0.0056876 | 207.29 | -0.0069371 | 327.2257 | 0.00018537 | 327.2257 | 0 | 213.1091 | 0 | 213.1091 | 0 | 508.5568 | 0.0071762 | 213.1091 | 0 | 507.1379 | 0.00069566 | 508.5568 | 0.024674 | 327.2257 | 4.8586e-05
| 326.6008 | 0 | 213.3117 | 0.088133 | 326.6008 | 0.0016465 | 213.3117 | 0 | 213.4532 | 0 | 213.3117 | 0 | 327.3348 | 0.00016858 | 207.49 | -0.02155 | 326.6008 | 0.0075698 | 207.49 | -0.0010672 | 207.49 | -0.00099105 | 327.3348 | 0.00015184 | 327.3348 | 0 | 213.3117 | 0 | 213.3117 | 0 | 508.7109 | 0.013007 | 213.3117 | 0 | 507.2933 | 0 | 508.7109 | 0.02303 | 327.3348 | 4.6047e-05
| 326.7149 | 0 | 213.5144 | -0.023863 | 326.7149 | 0.013668 | 213.5144 | 0 | 213.657 | 0 | 213.5144 | 0 | 327.4439 | 0.000173 | 207.69 | -0.019871 | 326.7149 | 0.0094896 | 207.69 | -0.0068759 | 207.69 | -0.010435 | 327.4439 | 0.00015671 | 327.4439 | 0 | 213.5144 | 0 | 213.5144 | 0 | 508.865 | 0.0053234 | 213.5144 | 0 | 507.4487 | 0.00013913 | 508.865 | 0.024087 | 327.4439 | 7.2485e-05
| 326.829 | 0 | 213.7171 | 0.0083222 | 326.829 | 0.0091731 | 213.7171 | 0 | 213.8608 | 0 | 213.7171 | 0 | 327.553 | 0.00016974 | 207.89 | -0.0081163 | 326.829 | 0.0052429 | 207.89 | 0.0042136 | 207.89 | -0.00011659 | 327.553 | 0.00014045 | 327.553 | 0 | 213.7171 | 0 | 213.7171 | 0 | 509.0192 | 0.01026 | 213.7171 | 0 | 507.6041 | 9.2755e-05 | 509.0192 | 0.023382 | 327.553 | 8.6142e-05
| 326.9431 | 0.0026252 | 213.9199 | -0.0201 | 326.9431 | 0.00352 | 213.9199 | 0 | 214.0647 | 0 | 213.9199 | 0 | 327.6621 | 0.00018045 | 208.1 | -0.032746 | 326.9431 | 0 | 208.1 | -0.0078004 | 208.1 | -0.0053632 | 327.6621 | 0.00017318 | 327.6621 | 0 | 213.9199 | 0 | 213.9199 | 0 | 509.1733 | 0.013007 | 213.9199 | 0 | 507.7595 | 0.0004174 | 509.1733 | 0.024733 | 327.6621 | 9.2883e-05
| 327.0572 | 0 | 214.1226 | 0.045231 | 327.0572 | 0 | 214.1226 | 0 | 214.2686 | 0 | 214.1226 | 0 | 327.7712 | 0.00016858 | 208.3 | -0.0053177 | 327.0572 | 0.0015054 | 208.3 | -0.0044997 | 208.3 | -0.005538 | 327.7712 | 0.00015854 | 327.7712 | 0 | 214.1226 | 0 | 214.1226 | 0 | 509.3275 | 0.011942 | 214.1226 | 0 | 507.915 | 0 | 509.3275 | 0.023206 | 327.7712 | 7.161e-05
| 327.1713 | 0 | 214.3254 | 0.0078995 | 327.1713 | 0.010794 | 214.3254 | 0 | 214.4725 | 0 | 214.3254 | 0 | 327.8803 | 0.0001709 | 208.5 | -0.030506 | 327.1713 | 0.011355 | 208.5 | -0.010837 | 208.5 | -0.011659 | 327.8803 | 0.0001685 | 327.8803 | 0 | 214.3254 | 0 | 214.3254 | 0 | 509.4816 | 0.012839 | 214.3254 | 0 | 508.0704 | 0 | 509.4816 | 0.024028 | 327.8803 | 7.59e-05
| 327.2854 | 0 | 214.5281 | 0.0094706 | 327.2854 | 0.0039985 | 214.5281 | 0 | 214.6764 | 0 | 214.5281 | 0 | 327.9895 | 0.000173 | 208.71 | 0.0097957 | 327.2854 | 0.0038414 | 208.71 | 0.007646 | 208.71 | 0.0061793 | 327.9895 | 0.00015529 | 327.9895 | 0 | 214.5282 | 0 | 214.5281 | 0 | 509.6358 | 0.01239 | 214.5281 | 0 | 508.2258 | 9.2755e-05 | 509.6358 | 0.022442 | 327.9895 | 6.3118e-05
| 327.3995 | 0 | 214.7309 | -0.035733 | 327.3995 | 0.0042239 | 214.7309 | 0 | 214.8804 | 0 | 214.7309 | 0 | 328.0986 | 0.0001751 | 208.91 | -0.0025189 | 327.3995 | 0.0093251 | 208.91 | -0.0081965 | 208.91 | -0.0013408 | 328.0986 | 0.00016932 | 328.0986 | 0 | 214.731 | 0 | 214.7309 | 0 | 509.79 | 0.014464 | 214.7309 | 0 | 508.3813 | 0.00013913 | 509.79 | 0.023734 | 328.0986 | 6.2243e-05
| 327.5136 | 0 | 214.9338 | 0.015218 | 327.5136 | 0.0021168 | 214.9338 | 0 | 215.0843 | 0 | 214.9338 | 0 | 328.2077 | 0.000173 | 209.12 | 0.011475 | 327.5136 | 0 | 209.12 | -0.0064798 | 209.12 | 0.0011076 | 328.2077 | 0.00015895 | 328.2077 | 0 | 214.9338 | 0 | 214.9338 | 0 | 509.9442 | 0.015866 | 214.9338 | 0 | 508.5367 | 0 | 509.9442 | 0.02303 | 328.2077 | 6.2243e-05
| 327.6277 | 0.0012942 | 215.1366 | -0.045557 | 327.6277 | 0 | 215.1366 | 0 | 215.2883 | 0 | 215.1366 | 0 | 328.3169 | 0.00017393 | 209.32 | -0.018752 | 327.6277 | 0.0058693 | 209.32 | 0.0027614 | 209.32 | -0.0039641 | 328.3169 | 0.00017704 | 328.3169 | 0 | 215.1366 | 0 | 215.1366 | 0 | 510.0984 | 0.015193 | 215.1366 | 0 | 508.6922 | 0 | 510.0984 | 0.024968 | 328.3169 | 7.5024e-05
| 327.7418 | 0.0019999 | 215.3395 | 0.00014088 | 327.7418 | 0.0068211 | 215.3395 | 0 | 215.4923 | 0 | 215.3395 | 0 | 328.426 | 0.00018371 | 209.52 | -0.012035 | 327.7418 | 0.0075698 | 209.52 | -0.0018593 | 209.52 | 0.012125 | 328.426 | 0.00019391 | 328.426 | 0 | 215.3395 | 0 | 215.3395 | 0 | 510.2526 | 0.013287 | 215.3395 | 0 | 508.8476 | 9.2755e-05 | 510.2526 | 0.024028 | 328.426 | 6.0492e-05
| 327.8558 | 0.013088 | 215.5423 | -0.0091639 | 327.8558 | 0.0089172 | 215.5423 | 0 | 215.6963 | 0 | 215.5423 | 0 | 328.5352 | 0.00019396 | 209.73 | -0.0019591 | 327.8558 | 0.0094896 | 209.73 | -0.014666 | 209.73 | -0.00029147 | 328.5352 | 0.00020834 | 328.5352 | 0 | 215.5423 | 0 | 215.5423 | 0 | 510.4068 | 0.013231 | 215.5423 | 0 | 509.0031 | 0.00013913 | 510.4068 | 0.025438 | 328.5352 | 7.0735e-05
| 327.9699 | 0 | 215.7452 | 0.0016253 | 327.9699 | 0 | 215.7452 | 0 | 215.9003 | 0 | 215.7452 | 0 | 328.6443 | 0.00019233 | 209.93 | 0.015953 | 327.9699 | 0.0039971 | 209.93 | -0.00040706 | 209.93 | -0.011659 | 328.6443 | 0.00019676 | 328.6443 | 0 | 215.7452 | 0 | 215.7452 | 0 | 510.5611 | 0 | 215.7452 | 0 | 509.1586 | 9.2755e-05 | 510.5611 | 0.024087 | 328.6443 | 7.2485e-05
| 328.084 | 0 | 215.9481 | -0.017504 | 328.084 | 0.0049279 | 215.9481 | 0 | 216.1043 | 0 | 215.9481 | 0 | 328.7535 | 0.00019139 | 210.13 | 0.0053177 | 328.084 | 0.0069664 | 210.13 | 0.00091312 | 210.13 | 0.0026815 | 328.7535 | 0.00018842 | 328.7535 | 0 | 215.9481 | 0 | 215.9481 | 0 | 510.7153 | 0.0075686 | 215.9481 | 0 | 509.3141 | 0.0004174 | 510.7153 | 0.025673 | 328.7535 | 8.0101e-05
| 328.1981 | 0 | 216.1511 | 0.0027947 | 328.1981 | 0.0096436 | 216.1511 | 0 | 216.3084 | 0 | 216.1511 | 0 | 328.8627 | 0.00020001 | 210.34 | -0.0019591 | 328.1981 | 0.0085023 | 210.34 | -0.0068759 | 210.34 | 0.0033811 | 328.8627 | 0.00018212 | 328.8627 | 0 | 216.1511 | 0 | 216.1511 | 0 | 510.8695 | 0.011605 | 216.1511 | 0 | 509.4696 | 0 | 510.8695 | 0.024381 | 328.8627 | 7.6687e-05
| 328.3121 | 0 | 216.354 | 0.0028114 | 328.3121 | 0.0072746 | 216.354 | 0 | 216.5125 | 0 | 216.354 | 0 | 328.9719 | 0.00020909 | 210.54 | -0.037783 | 328.3121 | 0 | 210.54 | -0.013081 | 210.54 | -0.011659 | 328.9719 | 0.0001992 | 328.9719 | 0 | 216.354 | 0 | 216.354 | 0 | 511.0238 | 0.010652 | 216.354 | 0 | 509.6251 | 0.00069566 | 511.0238 | 0.026261 | 328.9719 | 6.2243e-05
| 328.4262 | 0.0017777 | 216.557 | 0.0072305 | 328.4262 | 0 | 216.557 | 0 | 216.7166 | 0 | 216.557 | 0 | 329.0811 | 0.00020769 | 210.74 | 0.017072 | 328.4262 | 0.0077343 | 210.74 | 0.0081745 | 210.74 | 0.0082777 | 329.0811 | 0.00018883 | 329.0811 | 0 | 216.557 | 0 | 216.557 | 0 | 511.1781 | 0.013231 | 216.557 | 0 | 509.7806 | 9.2755e-05 | 511.1781 | 0.024674 | 329.0811 | 6.732e-05
| 328.5403 | 0 | 216.76 | -0.02594 | 328.5403 | 0 | 216.76 | 0 | 216.9207 | 0 | 216.76 | 0 | 329.1903 | 0.00018092 | 210.95 | -0.047299 | 328.5403 | 0.0051119 | 210.95 | -0.0074043 | 210.95 | -0.005713 | 329.1903 | 0.00017379 | 329.1903 | 0 | 216.76 | 0 | 216.76 | 0 | 511.3323 | 0.0099793 | 216.76 | 0 | 509.9361 | 0 | 511.3323 | 0.025732 | 329.1903 | 5.7953e-05
| 328.6543 | 0.0071106 | 216.963 | 0.010415 | 328.6543 | 0 | 216.963 | 0 | 217.1248 | 0 | 216.963 | 0 | 329.2995 | 0.00016741 | 211.15 | -0.024908 | 328.6543 | 0.0086668 | 211.15 | 0.00051708 | 211.15 | 0.0091524 | 329.2995 | 0.00015753 | 329.2995 | 0 | 216.963 | 0 | 216.963 | 0 | 511.4866 | 0.0090823 | 216.963 | 0 | 510.0916 | 0.00037102 | 511.4866 | 0.023676 | 329.2995 | 6.9071e-05
| 328.7684 | 0 | 217.166 | 0.0011057 | 328.7684 | 0.013804 | 217.166 | 0 | 217.3289 | 0 | 217.166 | 0 | 329.4087 | 0.00017021 | 211.35 | -0.018752 | 328.7684 | 0.0078989 | 211.35 | -0.0031795 | 211.35 | 0.0018072 | 329.4087 | 0.00017033 | 329.4087 | 0 | 217.166 | 0 | 217.166 | 0 | 511.6409 | 0.0037462 | 217.166 | 0 | 510.2471 | 0.0004174 | 511.6409 | 0.024851 | 329.4087 | 7.0735e-05
| 328.8824 | 0 | 217.369 | 0.030854 | 328.8824 | 0.00070556 | 217.369 | 0 | 217.5331 | 0 | 217.369 | 0 | 329.5179 | 0.00017137 | 211.56 | 0.02435 | 328.8824 | 0.0030627 | 211.56 | -0.0033115 | 211.56 | -0.00029147 | 329.5179 | 0.00018497 | 329.5179 | 0 | 217.369 | 0 | 217.369 | 0 | 511.7952 | 0.01082 | 217.369 | 0 | 510.4027 | 0 | 511.7952 | 0.023852 | 329.5179 | 6.3906e-05
| 328.9965 | 0.011499 | 217.5721 | -0.030362 | 328.9965 | 0.0063359 | 217.5721 | 0 | 217.7372 | 0 | 217.5721 | 0 | 329.6271 | 0.00017882 | 211.76 | -0.041701 | 328.9965 | 0.0080634 | 211.76 | -0.0093847 | 211.76 | -0.0027399 | 329.6271 | 0.00019676 | 329.6271 | 0 | 217.5721 | 0 | 217.5721 | 0 | 511.9495 | 0 | 217.5721 | 0 | 510.5582 | 0 | 511.9495 | 0.024851 | 329.6271 | 5.1125e-05
| 329.1105 | 0 | 217.7752 | 0.033497 | 329.1105 | 0 | 217.7752 | 0 | 217.9414 | 0 | 217.7752 | 0 | 329.7363 | 0.00016438 | 211.96 | -0.0097957 | 329.1105 | 0.0095993 | 211.96 | 0.0028934 | 211.96 | 0.0044305 | 329.7363 | 0.00018029 | 329.7363 | 0 | 217.7752 | 0 | 217.7752 | 0 | 512.1038 | 0.0088581 | 217.7752 | 0 | 510.7138 | 0.00037102 | 512.1038 | 0.023441 | 329.7363 | 4.3509e-05
| 329.2246 | 0.0039563 | 217.9783 | -0.031454 | 329.2246 | 0.0023467 | 217.9783 | 0 | 218.1456 | 0 | 217.9783 | 0 | 329.8455 | 0.00018487 | 212.17 | -0.042262 | 329.2246 | 0.0096542 | 212.17 | -0.006744 | 212.17 | -0.0085115 | 329.8455 | 0.00017806 | 329.8455 | 0 | 217.9783 | 0 | 217.9783 | 0 | 512.2582 | 0.0094748 | 217.9783 | 0 | 510.8693 | 0.00013913 | 512.2582 | 0.024498 | 329.8455 | 5.3664e-05
| 329.3386 | 0 | 218.1814 | 0.0071849 | 329.3386 | 0 | 218.1814 | 0 | 218.3499 | 0 | 218.1814 | 0 | 329.9548 | 0.00015344 | 212.37 | -0.028827 | 329.3386 | 0 | 212.37 | 0.0030255 | 212.37 | 0.0079281 | 329.9548 | 0.0001618 | 329.9548 | 0 | 218.1814 | 0 | 218.1814 | 0 | 512.4125 | 0.016483 | 218.1814 | 0 | 511.0249 | 9.2755e-05 | 512.4125 | 0.023617 | 329.9548 | 6.2243e-05
| 329.4526 | 0 | 218.3845 | -0.041114 | 329.4526 | 0 | 218.3845 | 0 | 218.5541 | 0 | 218.3845 | 0 | 330.064 | 0.00015833 | 212.58 | 0.0013994 | 329.4526 | 0.0086668 | 212.58 | -0.00080314 | 212.58 | -0.0064125 | 330.064 | 0.00016749 | 330.064 | 0 | 218.3845 | 0 | 218.3845 | 0 | 512.5669 | 0.011605 | 218.3845 | 0 | 511.1805 | 0.00013913 | 512.5669 | 0.024968 | 330.064 | 8.693e-05
| 329.5667 | 0.010444 | 218.5877 | 0.0078809 | 329.5667 | 0 | 218.5877 | 0 | 218.7584 | 0 | 218.5877 | 0 | 330.1733 | 0.00014576 | 212.78 | -0.020991 | 329.5667 | 0.013658 | 212.78 | 0.0023654 | 212.78 | 0.0016322 | 330.1733 | 0.00015895 | 330.1733 | 0 | 218.5877 | 0 | 218.5877 | 0 | 512.7212 | 0.016875 | 218.5877 | 0 | 511.3361 | 0 | 512.7212 | 0.024028 | 330.1733 | 8.0101e-05
| 329.6807 | 0.0041782 | 218.7908 | -0.017617 | 329.6807 | 0.0049279 | 218.7908 | 0 | 218.9626 | 0 | 218.7908 | 0 | 330.2825 | 0.00015624 | 212.98 | -0.039462 | 329.6807 | 0.00059682 | 212.98 | -0.00027504 | 212.98 | -0.0053632 | 330.2825 | 0.00017501 | 330.2825 | 0 | 218.7908 | 0 | 218.7908 | 0 | 512.8756 | 0.014577 | 218.7908 | 0 | 511.4917 | 0.00013913 | 512.8756 | 0.025086 | 330.2825 | 8.1853e-05
| 329.7947 | 0 | 218.994 | 0.0093991 | 329.7947 | 0 | 218.994 | 0 | 219.1669 | 0 | 218.994 | 0 | 330.3918 | 0.00014902 | 213.19 | -0.010355 | 329.7947 | 0.0055402 | 213.19 | -0.0013312 | 213.19 | -0.002565 | 330.3918 | 0.00016932 | 330.3918 | 0 | 218.994 | 0 | 218.994 | 0 | 513.0299 | 0.021865 | 218.994 | 0 | 511.6473 | 0 | 513.0299 | 0.023499 | 330.3918 | 5.5415e-05
| 329.9087 | 0.0072841 | 219.1972 | -0.057128 | 329.9087 | 0.010325 | 219.1972 | 0 | 219.3712 | 0 | 219.1972 | 0 | 330.5011 | 0.00016438 | 213.39 | -0.018752 | 329.9087 | 0.0061984 | 213.39 | -0.007668 | 213.39 | -0.0065873 | 330.5011 | 0.00017277 | 330.5011 | 0 | 219.1972 | 0 | 219.1972 | 0 | 513.1843 | 0.007008 | 219.1972 | 0 | 511.8029 | 0 | 513.1843 | 0.024909 | 330.5011 | 6.4782e-05
| 330.0227 | 0 | 219.4004 | 0.027974 | 330.0227 | 0 | 219.4004 | 0 | 219.5756 | 0 | 219.4004 | 0 | 330.6103 | 0.0001709 | 213.59 | 0.02379 | 330.0227 | 0.0063081 | 213.59 | -0.0034436 | 213.59 | -0.0015157 | 330.6103 | 0.00015509 | 330.6103 | 0 | 219.4005 | 0 | 219.4004 | 0 | 513.3387 | 0.011998 | 219.4004 | 0 | 511.9585 | 0 | 513.3387 | 0.023441 | 330.6103 | 6.5657e-05
| 330.1368 | 0 | 219.6037 | -0.027032 | 330.1368 | 0.011733 | 219.6037 | 0 | 219.7799 | 0 | 219.6037 | 0 | 330.7196 | 0.00020164 | 213.8 | -0.014274 | 330.1368 | 0.0076246 | 213.8 | -0.012949 | 213.8 | -0.0027399 | 330.7196 | 0.00015814 | 330.7196 | 0 | 219.6037 | 0 | 219.6037 | 0 | 513.4931 | 0.011717 | 219.6037 | 0 | 512.1141 | 0.00013913 | 513.4931 | 0.025144 | 330.7196 | 9.2883e-05
| 330.2508 | 0.001111 | 219.807 | 0.0041131 | 330.2508 | 0.0096436 | 219.807 | 0 | 219.9843 | 0 | 219.807 | 0 | 330.8289 | 0.00021235 | 214 | -0.014833 | 330.2508 | 0 | 214 | -0.0034436 | 214 | -0.0065873 | 330.8289 | 0.0001557 | 330.8289 | 0 | 219.807 | 0 | 219.807 | 0 | 513.6475 | 0.0097551 | 219.807 | 0 | 512.2697 | 0.00064928 | 513.6475 | 0.023264 | 330.8289 | 8.693e-05
| 330.3648 | 0 | 220.0102 | 0.0011255 | 330.3648 | 0.0039893 | 220.0102 | 0 | 220.1886 | 0 | 220.0102 | 0 | 330.9382 | 0.0002347 | 214.21 | 0.006437 | 330.3648 | 0.0038663 | 214.21 | -0.010572 | 214.21 | -0.0076368 | 330.9382 | 0.00017785 | 330.9382 | 0 | 220.0102 | 0 | 220.0102 | 0 | 513.802 | 0.012054 | 220.0102 | 0 | 512.4254 | 0.00013913 | 513.802 | 0.024616 | 330.9382 | 9.3758e-05
| 330.4788 | 0.011333 | 220.2135 | 0.0059516 | 330.4788 | 0.0016465 | 220.2135 | 0 | 220.393 | 0 | 220.2135 | 0 | 331.0475 | 0.00021794 | 214.41 | -0.0097957 | 330.4788 | 0.0011939 | 214.41 | 0.013851 | 214.41 | -0.0051883 | 331.0475 | 0.00017379 | 331.0475 | 0 | 220.2135 | 0 | 220.2135 | 0 | 513.9564 | 0.011942 | 220.2135 | 0 | 512.581 | 9.2755e-05 | 513.9564 | 0.023323 | 331.0475 | 8.0101e-05
| 330.5928 | 0 | 220.4168 | -0.030379 | 330.5928 | 0.0037546 | 220.4168 | 0 | 220.5974 | 0 | 220.4168 | 0 | 331.1568 | 0.00020723 | 214.61 | -0.010355 | 330.5928 | 0.0012196 | 214.61 | -0.012025 | 214.61 | 0.0049551 | 331.1568 | 0.00017562 | 331.1568 | 0 | 220.4169 | 0 | 220.4168 | 0 | 514.1108 | 0.011717 | 220.4168 | 0 | 512.7367 | 0.00013913 | 514.1108 | 0.024733 | 331.1568 | 8.0977e-05
| 330.7068 | 0.0095549 | 220.6202 | 0.019216 | 330.7068 | 0 | 220.6202 | 0 | 220.8019 | 0 | 220.6202 | 0 | 331.2661 | 0.00018813 | 214.82 | 0.02155 | 330.7068 | 0.0072406 | 214.82 | 0.0015733 | 214.82 | -0.0078116 | 331.2661 | 0.00015793 | 331.2661 | 0 | 220.6202 | 0 | 220.6202 | 0 | 514.2653 | 0.011998 | 220.6202 | 0 | 512.8923 | 9.2755e-05 | 514.2653 | 0.023676 | 331.2661 | 8.1853e-05
| 330.8208 | 0 | 220.8235 | -0.045024 | 330.8208 | 0.00070405 | 220.8235 | 0 | 221.0063 | 0 | 220.8235 | 0 | 331.3754 | 0.00019139 | 215.02 | -0.020991 | 330.8208 | 0 | 215.02 | -0.014269 | 215.02 | -0.012009 | 331.3754 | 0.00015895 | 331.3754 | 0 | 220.8235 | 0 | 220.8235 | 0 | 514.4197 | 0.0055206 | 220.8235 | 0 | 513.048 | 0 | 514.4197 | 0.024674 | 331.3754 | 7.5024e-05
| 330.9348 | 0.0053329 | 221.0269 | 0.019085 | 330.9348 | 0.00094079 | 221.0269 | 0 | 221.2108 | 0 | 221.0269 | 0 | 331.4847 | 0.00017556 | 215.23 | 0.041701 | 330.9348 | 0 | 215.23 | -0.0047637 | 215.23 | -0.0029147 | 331.4847 | 0.00015285 | 331.4847 | 0 | 221.0269 | 0 | 221.0269 | 0 | 514.5742 | 0.01211 | 221.0269 | 0 | 513.2037 | 9.2755e-05 | 514.5742 | 0.023676 | 331.4847 | 0.00010146
| 331.0488 | 0.0012942 | 221.2303 | -0.021261 | 331.0488 | 0 | 221.2303 | 0 | 221.4152 | 0 | 221.2303 | 0 | 331.594 | 0.00018487 | 215.43 | 0.015393 | 331.0488 | 0.0043335 | 215.43 | 0.0038176 | 215.43 | -0.00081612 | 331.594 | 0.00014492 | 331.594 | 0 | 221.2303 | 0 | 221.2303 | 0 | 514.7287 | 0.0092505 | 221.2303 | 0 | 513.3593 | 0.00013913 | 514.7287 | 0.024733 | 331.594 | 8.7805e-05
| 331.1628 | 0.0077772 | 221.4337 | 0.047613 | 331.1628 | 0 | 221.4337 | 0 | 221.6197 | 0 | 221.4337 | 0 | 331.7034 | 0.00014413 | 215.63 | -0.013154 | 331.1628 | 0.0055402 | 215.63 | -0.0078004 | 215.63 | -0.00029147 | 331.7034 | 0.00016525 | 331.7034 | 0 | 221.4337 | 0 | 221.4337 | 0 | 514.8831 | 0.019342 | 221.4337 | 0 | 513.515 | 9.2755e-05 | 514.8831 | 0.023441 | 331.7034 | 0.00010146
| 331.2767 | 0.0030689 | 221.6371 | -0.0094394 | 331.2767 | 0.0032853 | 221.6371 | 0 | 221.8243 | 0 | 221.6371 | 0 | 331.8127 | 0.00015787 | 215.84 | 0.0036384 | 331.2767 | 0.0037107 | 215.84 | 0.006326 | 215.84 | 0.0021569 | 331.8127 | 0.0001624 | 331.8127 | 0 | 221.6371 | 0 | 221.6371 | 0 | 515.0376 | 0.0071201 | 221.6371 | 0 | 513.6707 | 0.0004174 | 515.0376 | 0.024909 | 331.8127 | 7.3273e-05
| 331.3907 | 0 | 221.8406 | 0.021343 | 331.3907 | 0.01129 | 221.8406 | 0 | 222.0288 | 0 | 221.8406 | 0 | 331.9221 | 0.00014902 | 216.04 | 0.013714 | 331.3907 | 0.00088251 | 216.04 | -0.0023874 | 216.04 | 0.018072 | 331.9221 | 0.00015143 | 331.9221 | 0 | 221.8406 | 0 | 221.8406 | 0 | 515.1921 | 0.01026 | 221.8406 | 0 | 513.8264 | 9.2755e-05 | 515.1921 | 0.023676 | 331.9221 | 6.9859e-05
| 331.5047 | 0.0050655 | 222.044 | -0.0099317 | 331.5047 | 0.017593 | 222.044 | 0 | 222.2333 | 0 | 222.044 | 0 | 332.0314 | 0.00017836 | 216.25 | -0.028267 | 331.5047 | 0.0065275 | 216.25 | -0.0048957 | 216.25 | -0.0067623 | 332.0314 | 0.0001496 | 332.0314 | 0 | 222.044 | 0 | 222.044 | 0 | 515.3466 | 0.0077929 | 222.044 | 0 | 513.9821 | 0.0004174 | 515.3466 | 0.024674 | 332.0314 | 5.3664e-05
| 331.6187 | 0 | 222.2475 | 0.026836 | 331.6187 | 0 | 222.2475 | 0 | 222.4379 | 0 | 222.2475 | 0 | 332.1408 | 0.000156 | 216.45 | -0.0097957 | 331.6187 | 0.00057103 | 216.45 | -0.00093515 | 216.45 | 0.0023318 | 332.1408 | 0.00014391 | 332.1408 | 0 | 222.2475 | 0 | 222.2475 | 0 | 515.5012 | 0.01082 | 222.2475 | 0 | 514.1378 | 0 | 515.5012 | 0.022677 | 332.1408 | 6.1367e-05
| 331.7326 | 0.0028471 | 222.451 | -0.0088912 | 331.7326 | 0.015698 | 222.451 | 0 | 222.6425 | 0 | 222.451 | 0 | 332.2501 | 0.00016206 | 216.65 | -0.010355 | 331.7326 | 0.010861 | 216.65 | 0.00051708 | 216.65 | -0.0046636 | 332.2501 | 0.00015387 | 332.2501 | 0.00013301 | 222.451 | 0 | 222.451 | 0 | 515.6557 | 0.012222 | 222.451 | 0 | 514.2936 | 0.00013913 | 515.6557 | 0.023911 | 332.2501 | 7.3273e-05
| 331.8466 | 0 | 222.6545 | 0.040283 | 331.8466 | 0 | 222.6545 | 0 | 222.847 | 0 | 222.6545 | 0 | 332.3595 | 0.00014785 | 216.86 | 0.0058775 | 331.8466 | 0.0015054 | 216.86 | -0.0018593 | 216.86 | -0.009735 | 332.3595 | 0.00013822 | 332.3595 | 8.0281e-05 | 222.6546 | 0 | 222.6545 | 0 | 515.8102 | 0.016146 | 222.6545 | 0 | 514.4493 | 9.2755e-05 | 515.8102 | 0.022971 | 332.3595 | 6.3906e-05
| 331.9606 | 0.0024034 | 222.8581 | 0.0057195 | 331.9606 | 0 | 222.8581 | 0 | 223.0517 | 0 | 222.8581 | 0 | 332.4689 | 0.00017929 | 217.06 | 0.012595 | 331.9606 | 0 | 217.06 | 0.00725 | 217.06 | -0.009735 | 332.4689 | 0.00015712 | 332.4689 | 8.6573e-05 | 222.8581 | 0 | 222.8581 | 0 | 515.9647 | 0.012446 | 222.8581 | 0 | 514.605 | 0.0004174 | 515.9647 | 0.024498 | 332.4689 | 7.2485e-05
| 332.0745 | 0.0055551 | 223.0616 | 0.008717 | 332.0745 | 0 | 223.0616 | 0 | 223.2563 | 0 | 223.0616 | 0 | 332.5783 | 0.00017789 | 217.27 | -0.017072 | 332.0745 | 0.0092702 | 217.27 | -0.0047637 | 217.27 | -0.0011659 | 332.5783 | 0.00015509 | 332.5783 | 0.00013951 | 223.0616 | 0 | 223.0616 | 0 | 516.1193 | 0.015698 | 223.0616 | 0 | 514.7608 | 0 | 516.1193 | 0.023147 | 332.5783 | 7.5024e-05
| 332.1885 | 0 | 223.2652 | -0.025516 | 332.1885 | 0.00070405 | 223.2652 | 0 | 223.4609 | 0 | 223.2652 | 0 | 332.6877 | 0.00019186 | 217.47 | -0.035543 | 332.1885 | 0.0083926 | 217.47 | -0.006744 | 217.47 | -0.0072872 | 332.6877 | 0.0001624 | 332.6877 | 0.00012671 | 223.2652 | 0 | 223.2652 | 0 | 516.2739 | 0.01026 | 223.2652 | 0 | 514.9165 | 0.0004174 | 516.2739 | 0.024792 | 332.6877 | 8.693e-05
| 332.3024 | 0 | 223.4688 | 0.0035973 | 332.3024 | 0 | 223.4688 | 0 | 223.6656 | 0 | 223.4688 | 0 | 332.7971 | 0.00017067 | 217.67 | 0.012595 | 332.3024 | 0.0033741 | 217.67 | 0.0056657 | 217.67 | 0.0023318 | 332.7971 | 0.00014635 | 332.7971 | 0.00012671 | 223.4688 | 0 | 223.4688 | 0 | 516.4284 | 0.015754 | 223.4688 | 0 | 515.0723 | 0 | 516.4284 | 0.023499 | 332.7971 | 6.2243e-05
| 332.4164 | 0.0006286 | 223.6724 | 0.003157 | 332.4164 | 0.018134 | 223.6724 | 0 | 223.8703 | 0 | 223.6724 | 0 | 332.9065 | 0.000173 | 217.88 | -0.026587 | 332.4164 | 0.0043335 | 217.88 | -0.010572 | 217.88 | -0.0020404 | 332.9065 | 0.00017419 | 332.9065 | 0.00013951 | 223.6724 | 0 | 223.6724 | 0 | 516.583 | 0.017324 | 223.6724 | 0 | 515.2281 | 0.0004174 | 516.583 | 0.025556 | 332.9065 | 4.7711e-05
| 332.5303 | 0.0037776 | 223.876 | 0.015008 | 332.5303 | 0 | 223.876 | 0 | 224.075 | 0 | 223.876 | 0 | 333.0159 | 0.00017556 | 218.08 | 0.0013994 | 332.5303 | 0.0030627 | 218.08 | 0.0068539 | 218.08 | 0.0044305 | 333.0159 | 0.00017216 | 333.0159 | 0.00017119 | 223.876 | 0 | 223.876 | 0 | 516.7376 | 0.013623 | 223.876 | 0 | 515.3839 | 0 | 516.7376 | 0.023911 | 333.0159 | 5.1125e-05
| 332.6442 | 0 | 224.0797 | -0.054002 | 332.6442 | 0.0058665 | 224.0797 | 0 | 224.2797 | 0 | 224.0797 | 0 | 333.1253 | 0.00017603 | 218.29 | -0.02435 | 332.6442 | 0.0096542 | 218.29 | -0.0048957 | 218.29 | -0.0065873 | 333.1253 | 0.00020123 | 333.1253 | 0.00018161 | 224.0797 | 0 | 224.0797 | 0 | 516.8922 | 0.011942 | 224.0797 | 0 | 515.5396 | 0.00013913 | 516.8922 | 0.025791 | 333.1253 | 6.0492e-05
| 332.7582 | 0.0033331 | 224.2834 | -0.0031231 | 332.7582 | 0.0042338 | 224.2834 | 0 | 224.4844 | 0 | 224.2834 | 0 | 333.2347 | 0.00018697 | 218.49 | -0.02267 | 332.7582 | 0 | 218.49 | 0.00025304 | 218.49 | -0.00011659 | 333.2347 | 0.00018781 | 333.2347 | 0.00014364 | 224.2834 | 0 | 224.2834 | 0 | 517.0468 | 0.011942 | 224.2834 | 0 | 515.6954 | 0 | 517.0468 | 0.023676 | 333.2347 | 8.7805e-05
| 332.8721 | 0 | 224.487 | 0.0093836 | 332.8721 | 0 | 224.487 | 0 | 224.6892 | 0 | 224.487 | 0 | 333.3441 | 0.00018813 | 218.7 | 0.00083963 | 332.8721 | 0.00059682 | 218.7 | -0.010309 | 218.7 | 0.0093272 | 333.3441 | 0.00018781 | 333.3441 | 0.00014798 | 224.487 | 0 | 224.487 | 0 | 517.2014 | 0.0086899 | 224.487 | 0 | 515.8512 | 0.0004174 | 517.2014 | 0.025203 | 333.3441 | 8.9469e-05
| 332.9861 | 0.0055551 | 224.6907 | -0.0081442 | 332.9861 | 0 | 224.6907 | 0 | 224.8939 | 0 | 224.6907 | 0 | 333.4535 | 0.00018487 | 218.9 | 0.039462 | 332.9861 | 0 | 218.9 | -0.0019913 | 218.9 | -0.0030897 | 333.4535 | 0.00017745 | 333.4535 | 0.00012671 | 224.6908 | 0 | 224.6907 | 0 | 517.3561 | 0.0080732 | 224.6907 | 0 | 516.007 | 0 | 517.3561 | 0.023676 | 333.4535 | 9.2095e-05
| 333.1 | 0 | 224.8945 | -0.021795 | 333.1 | 0.018134 | 224.8945 | 0 | 225.0987 | 0 | 224.8945 | 0 | 333.563 | 0.00019256 | 219.1 | -0.0097957 | 333.1 | 0.0029322 | 219.1 | -0.0035756 | 219.1 | 0.0042556 | 333.563 | 0.00017948 | 333.563 | 0.00012042 | 224.8945 | 0 | 224.8945 | 0 | 517.5107 | 0.0065034 | 224.8945 | 0 | 516.1628 | 0.0004174 | 517.5107 | 0.025556 | 333.563 | 7.5024e-05
| 333.2139 | 0 | 225.0982 | 0.024543 | 333.2139 | 0.016645 | 225.0982 | 0 | 225.3035 | 0 | 225.0982 | 0 | 333.6724 | 0.00018208 | 219.31 | -0.013714 | 333.2139 | 0.0066373 | 219.31 | -0.0072719 | 219.31 | -0.0043139 | 333.6724 | 0.00018558 | 333.6724 | 0.0001035 | 225.0982 | 0 | 225.0982 | 0 | 517.6653 | 0.0086899 | 225.0982 | 0 | 516.3187 | 0 | 517.6653 | 0.024498 | 333.6724 | 7.5024e-05
| 333.3278 | 0.00040678 | 225.302 | -0.053127 | 333.3278 | 0.012202 | 225.302 | 0 | 225.5083 | 0 | 225.302 | 0 | 333.7819 | 0.00020932 | 219.51 | 0.00083963 | 333.3278 | 0 | 219.51 | 0.0015733 | 219.51 | -0.012009 | 333.7819 | 0.00018923 | 333.7819 | 0.00010979 | 225.302 | 0 | 225.302 | 0 | 517.82 | 0.014184 | 225.302 | 0 | 516.4745 | 0.0004174 | 517.82 | 0.025438 | 333.7819 | 7.9314e-05
| 333.4418 | 0.0037776 | 225.5057 | 0.0045207 | 333.4418 | 0 | 225.5057 | 0 | 225.7131 | 0 | 225.5057 | 0 | 333.8913 | 0.00019419 | 219.72 | 0.0019591 | 333.4418 | 0.0033741 | 219.72 | 0.0028934 | 219.72 | -0.0018654 | 333.8913 | 0.00017216 | 333.8913 | 0.00011413 | 225.5057 | 0 | 225.5057 | 0 | 517.9746 | 0.0056064 | 225.5057 | 0 | 516.6303 | 0 | 517.9746 | 0.023969 | 333.8913 | 7.5024e-05
| 333.5557 | 0 | 225.7095 | -0.018734 | 333.5557 | 0.0061012 | 225.7095 | 0 | 225.918 | 0 | 225.7095 | 0 | 334.0008 | 0.00019186 | 219.92 | -0.027708 | 333.5557 | 0.011355 | 219.92 | -0.0046317 | 219.92 | -0.0060627 | 334.0008 | 0.00015184 | 334.0008 | 0.00010784 | 225.7095 | 0 | 225.7095 | 0 | 518.1293 | 0.01026 | 225.7095 | 0 | 516.7862 | 0.00013913 | 518.1293 | 0.024851 | 334.0008 | 7.0735e-05
| 333.6696 | 0.004222 | 225.9133 | 0.023511 | 333.6696 | 0.0065858 | 225.9133 | 0 | 226.1228 | 0 | 225.9133 | 0 | 334.1103 | 0.00016369 | 220.13 | 0.031627 | 333.6696 | 0.00041529 | 220.13 | 0.0039496 | 220.13 | 0.010377 | 334.1103 | 0.00014899 | 334.1103 | 7.1819e-05 | 225.9133 | 0 | 225.9133 | 0 | 518.284 | 0.011605 | 225.9133 | 0 | 516.942 | 9.2755e-05 | 518.284 | 0.023206 | 334.1103 | 4.7711e-05
| 333.7835 | 0 | 226.1172 | -0.02998 | 333.7835 | 0.011733 | 226.1172 | 0 | 226.3277 | 0 | 226.1172 | 0 | 334.2197 | 0.00017067 | 220.33 | 0.006437 | 333.7835 | 0.0069664 | 220.33 | -0.0096484 | 220.33 | -0.0072872 | 334.2197 | 0.00016993 | 334.2197 | 9.0912e-05 | 226.1172 | 0 | 226.1172 | 0 | 518.4387 | 0.0071762 | 226.1172 | 0 | 517.0979 | 0.00013913 | 518.4387 | 0.024322 | 334.2197 | 7.0735e-05
| 333.8974 | 0.0046664 | 226.321 | 0.029523 | 333.8974 | 0 | 226.321 | 0 | 226.5326 | 0 | 226.321 | 0 | 334.3292 | 0.00016601 | 220.53 | -0.019871 | 333.8974 | 0.0033741 | 220.53 | -0.0042357 | 220.53 | -0.0020404 | 334.3292 | 0.00018497 | 334.3292 | 8.6573e-05 | 226.321 | 0 | 226.321 | 0 | 518.5934 | 0.012334 | 226.321 | 0 | 517.2537 | 0 | 518.5934 | 0.02303 | 334.3292 | 6.732e-05
| 334.0113 | 0.011056 | 226.5249 | -0.0061549 | 334.0113 | 0.0082132 | 226.5249 | 0 | 226.7375 | 0 | 226.5249 | 0 | 334.4387 | 0.00015949 | 220.74 | -0.020991 | 334.0113 | 0.0093251 | 220.74 | -0.0015952 | 220.74 | -0.0058878 | 334.4387 | 0.00019879 | 334.4387 | 0.00010133 | 226.5249 | 0 | 226.5249 | 0 | 518.7481 | 0.0038447 | 226.5249 | 0 | 517.4096 | 0 | 518.7481 | 0.024674 | 334.4387 | 7.3273e-05
| 334.1252 | 0 | 226.7288 | 0.039802 | 334.1252 | 0 | 226.7288 | 0 | 226.9424 | 0 | 226.7288 | 0 | 334.5482 | 0.00015111 | 220.94 | -0.013714 | 334.1252 | 0.010093 | 220.94 | -0.00014302 | 220.94 | -0.005713 | 334.5482 | 0.00017277 | 334.5482 | 0.00013518 | 226.7288 | 0 | 226.7288 | 0 | 518.9028 | 0.0063913 | 226.7288 | 0 | 517.5655 | 0 | 518.9028 | 0.023676 | 334.5482 | 4.3509e-05
| 334.2391 | 0 | 226.9327 | -0.021698 | 334.2391 | 0.001408 | 226.9327 | 0 | 227.1474 | 0 | 226.9327 | 0 | 334.6577 | 0.00016275 | 221.15 | -0.037783 | 334.2391 | 0 | 221.15 | -0.010837 | 221.15 | -0.008861 | 334.6577 | 0.00017074 | 334.6577 | 0.00014993 | 226.9327 | 0 | 226.9327 | 0 | 519.0575 | 0.013399 | 226.9327 | 0 | 517.7214 | 0 | 519.0575 | 0.024909 | 334.6577 | 5.2e-05
| 334.353 | 0.006444 | 227.1366 | -0.0012094 | 334.353 | 0 | 227.1366 | 0 | 227.3524 | 0 | 227.1366 | 0 | 334.7672 | 0.000173 | 221.35 | 0.0041982 | 334.353 | 0.0035299 | 221.35 | 0.00012102 | 221.35 | 0.00058296 | 334.7672 | 0.00014106 | 334.7672 | 0.00016273 | 227.1366 | 0 | 227.1366 | 0 | 519.2123 | 0.017716 | 227.1366 | 0 | 517.8773 | 9.2755e-05 | 519.2123 | 0.023558 | 334.7672 | 5.7953e-05
| 334.4669 | 0.0035126 | 227.3405 | -0.012375 | 334.4669 | 0.010794 | 227.3405 | 0 | 227.5573 | 0 | 227.3405 | 0 | 334.8767 | 0.00016741 | 221.56 | -0.032185 | 334.4669 | 0.0061984 | 221.56 | -0.015457 | 221.56 | -0.0032645 | 334.8767 | 0.00017602 | 334.8767 | 0.00017532 | 227.3405 | 0 | 227.3405 | 0 | 519.367 | 0.004732 | 227.3405 | 0 | 518.0332 | 0 | 519.367 | 0.024263 | 334.8767 | 6.9071e-05
| 334.5808 | 0 | 227.5445 | 0.023866 | 334.5808 | 0 | 227.5445 | 0 | 227.7623 | 0 | 227.5445 | 0 | 334.9862 | 0.00014646 | 221.76 | 0.00083963 | 334.5808 | 0.0071309 | 221.76 | 0.0014412 | 221.76 | -0.0036143 | 334.9862 | 0.00015793 | 334.9862 | 0.00017749 | 227.5445 | 0 | 227.5445 | 0 | 519.5217 | 0.018445 | 227.5445 | 0 | 518.1891 | 9.2755e-05 | 519.5217 | 0.022853 | 334.9862 | 6.4782e-05
| 334.6947 | 0.0048437 | 227.7485 | -0.012618 | 334.6947 | 0.0063359 | 227.7485 | 0 | 227.9673 | 0 | 227.7485 | 0 | 335.0957 | 0.00014203 | 221.97 | -0.037783 | 334.6947 | 0 | 221.97 | -0.0025194 | 221.97 | -0.014632 | 335.0957 | 0.00017745 | 335.0957 | 0.00019007 | 227.7485 | 0 | 227.7485 | 0 | 519.6765 | 0.01082 | 227.7485 | 0 | 518.345 | 0 | 519.6765 | 0.024616 | 335.0957 | 7.161e-05
| 334.8086 | 0 | 227.9525 | 0.046901 | 334.8086 | 0.004469 | 227.9525 | 0 | 228.1724 | 0 | 227.9525 | 0 | 335.2052 | 0.00015926 | 222.17 | 0.019871 | 334.8086 | 0.0018169 | 222.17 | -0.0025194 | 222.17 | -0.0013408 | 335.2052 | 0.00015102 | 335.2052 | 0.00013301 | 227.9525 | 0 | 227.9525 | 0 | 519.8313 | 0.023939 | 227.9525 | 0 | 518.5009 | 9.2755e-05 | 519.8313 | 0.023793 | 335.2052 | 8.2728e-05
| 334.9224 | 0 | 228.1565 | -0.0078156 | 334.9224 | 0 | 228.1565 | 0 | 228.3774 | 0 | 228.1565 | 0 | 335.3148 | 0.00017952 | 222.38 | -0.017632 | 334.9224 | 0.0044891 | 222.38 | -0.0062161 | 222.38 | -0.0036143 | 335.3148 | 0.00017785 | 335.3148 | 0.00017966 | 228.1565 | 0 | 228.1565 | 0 | 519.986 | 0.016539 | 228.1565 | 0 | 518.6569 | 0.00013913 | 519.986 | 0.025379 | 335.3148 | 7.9314e-05
| 335.0363 | 0.0028887 | 228.3605 | 0.00010762 | 335.0363 | 0.0075266 | 228.3605 | 0 | 228.5825 | 0 | 228.3605 | 0 | 335.4243 | 0.00016764 | 222.58 | 0.0053177 | 335.0363 | 0.0036856 | 222.58 | -0.0051598 | 222.58 | -0.01131 | 335.4243 | 0.00016708 | 335.4243 | 0.00014581 | 228.3605 | 0 | 228.3605 | 0 | 520.1408 | 0.0036465 | 228.3605 | 0 | 518.8128 | 9.2755e-05 | 520.1408 | 0.023441 | 335.4243 | 7.2485e-05
| 335.1502 | 0 | 228.5646 | -0.0099391 | 335.1502 | 0.023683 | 228.5646 | 0 | 228.7876 | 0 | 228.5646 | 0 | 335.5339 | 0.00017067 | 222.78 | 0.013714 | 335.1502 | 0.013823 | 222.78 | -0.0031795 | 222.78 | -0.0053632 | 335.5339 | 0.00017501 | 335.5339 | 0.00017532 | 228.5646 | 0 | 228.5646 | 0 | 520.2956 | 0.0051263 | 228.5646 | 0 | 518.9688 | 0 | 520.2956 | 0.025086 | 335.5339 | 5.9704e-05
| 335.264 | 0 | 228.7686 | 0.020456 | 335.264 | 0.0075266 | 228.7686 | 0 | 228.9926 | 0 | 228.7686 | 0 | 335.6434 | 0.00017021 | 222.99 | 0.011475 | 335.264 | 0.014591 | 222.99 | -0.007668 | 222.99 | 0.00075785 | 335.6434 | 0.00016667 | 335.6434 | 0.00010979 | 228.7686 | 0 | 228.7686 | 0 | 520.4504 | 0.011998 | 228.7686 | 0 | 519.1247 | 9.2755e-05 | 520.4504 | 0.024028 | 335.6434 | 6.1367e-05
| 335.3779 | 0.001516 | 228.9727 | 0.0092825 | 335.3779 | 0.005632 | 228.9727 | 0 | 229.1978 | 0 | 228.9727 | 0 | 335.753 | 0.00018115 | 223.19 | -0.0086761 | 335.3779 | 0.0076246 | 223.19 | -0.0044997 | 223.19 | -0.0095602 | 335.753 | 0.0001809 | 335.753 | 0.00012671 | 228.9727 | 0 | 228.9727 | 0 | 520.6052 | 0.021024 | 228.9727 | 0 | 519.2807 | 0.0004174 | 520.6052 | 0.025438 | 335.753 | 5.8829e-05
| 335.4918 | 0.0019999 | 229.1768 | 0.024665 | 335.4918 | 0 | 229.1768 | 0 | 229.4029 | 0 | 229.1768 | 0 | 335.8625 | 0.00014972 | 223.4 | -0.040583 | 335.4918 | 0.0058693 | 223.4 | -1.1002e-05 | 223.4 | 0.003556 | 335.8625 | 0.0001681 | 335.8625 | 0.00014581 | 229.1768 | 0 | 229.1768 | 0 | 520.7601 | 0.019118 | 229.1768 | 0 | 519.4366 | 0 | 520.7601 | 0.023676 | 335.8625 | 6.8196e-05
| 335.6056 | 0 | 229.3809 | -0.027886 | 335.6056 | 0 | 229.3809 | 0 | 229.608 | 0 | 229.3809 | 0 | 335.9721 | 0.00016438 | 223.6 | -0.048418 | 335.6056 | 0.0091605 | 223.6 | -0.014666 | 223.6 | -0.0020404 | 335.9721 | 0.00017887 | 335.9721 | 0.00022609 | 229.381 | 0 | 229.3809 | 0 | 520.9149 | 0.0082974 | 229.3809 | 0 | 519.5926 | 0.0004174 | 520.9149 | 0.024557 | 335.9721 | 7.7563e-05
| 335.7195 | 0.0059995 | 229.5851 | 0.0061539 | 335.7195 | 0.0032928 | 229.5851 | 0 | 229.8132 | 0 | 229.5851 | 0 | 336.0817 | 0.00015996 | 223.81 | 0.02435 | 335.7195 | 0 | 223.81 | 0.0080421 | 223.81 | 0.0067039 | 336.0817 | 0.00015712 | 336.0817 | 0.00022826 | 229.5851 | 0 | 229.5851 | 0 | 521.0697 | 0.015193 | 229.5851 | 0 | 519.7486 | 0 | 521.0697 | 0.023206 | 336.0817 | 9.2883e-05
| 335.8333 | 0.0037345 | 229.7892 | -0.033279 | 335.8333 | 0.0084479 | 229.7892 | 0 | 230.0184 | 0 | 229.7892 | 0 | 336.1913 | 0.00016369 | 224.01 | -0.010915 | 335.8333 | 0.0019981 | 224.01 | -0.0084602 | 224.01 | -0.0023901 | 336.1913 | 0.00018415 | 336.1913 | 0.00019853 | 229.7893 | 0 | 229.7892 | 0 | 521.2246 | 0.011829 | 229.7892 | 0 | 519.9046 | 0 | 521.2246 | 0.024733 | 336.1913 | 8.0977e-05
| 335.9472 | 0.006444 | 229.9934 | 0.0055525 | 335.9472 | 0 | 229.9934 | 0 | 230.2236 | 0 | 229.9934 | 0 | 336.3009 | 0.00014809 | 224.22 | -0.0019591 | 335.9472 | 0.0038414 | 224.22 | -0.0019913 | 224.22 | -0.013058 | 336.3009 | 0.00015184 | 336.3009 | 0.00010979 | 229.9934 | 0 | 229.9934 | 0 | 521.3794 | 0.015978 | 229.9934 | 0 | 520.0606 | 0 | 521.3794 | 0.023676 | 336.3009 | 6.5657e-05
| 336.0611 | 0 | 230.1976 | -0.061914 | 336.0611 | 0.020841 | 230.1976 | 0 | 230.4288 | 0 | 230.1976 | 0 | 336.4104 | 0.00016695 | 224.42 | 0.0092359 | 336.0611 | 0.012287 | 224.42 | -0.0047637 | 224.42 | -0.0029147 | 336.4104 | 0.00015143 | 336.4104 | 7.1819e-05 | 230.1976 | 0 | 230.1976 | 0 | 521.5343 | 0.010428 | 230.1976 | 0 | 520.2166 | 0.00013913 | 521.5343 | 0.025144 | 336.4104 | 5.3664e-05
| 336.1749 | 0.0097771 | 230.4018 | 0.014028 | 336.1749 | 0.0082323 | 230.4018 | 0 | 230.634 | 0 | 230.4018 | 0 | 336.52 | 0.00017416 | 224.63 | -0.027148 | 336.1749 | 0.0068018 | 224.63 | -0.0033115 | 224.63 | -0.013408 | 336.52 | 0.00014005 | 336.52 | 2.3216e-05 | 230.4018 | 0 | 230.4018 | 0 | 521.6892 | 0.011325 | 230.4018 | 0 | 520.3726 | 0 | 521.6892 | 0.023734 | 336.52 | 5.8829e-05
| 336.2887 | 0.001516 | 230.6061 | 0.00020982 | 336.2887 | 0.01624 | 230.6061 | 0 | 230.8393 | 0 | 230.6061 | 0 | 336.6297 | 0.00018813 | 224.83 | -0.037783 | 336.2887 | 0 | 224.83 | -0.012421 | 224.83 | -0.0085115 | 336.6297 | 0.0001618 | 336.6297 | 6.7696e-05 | 230.6061 | 0 | 230.6061 | 0 | 521.8441 | 0.011213 | 230.6061 | 0 | 520.5286 | 0.00013913 | 521.8441 | 0.024674 | 336.6297 | 6.9859e-05
| 336.4026 | 0.0019999 | 230.8103 | 0.022759 | 336.4026 | 0 | 230.8103 | 0 | 231.0445 | 0 | 230.8103 | 0 | 336.7393 | 0.00016485 | 225.04 | 0.0013994 | 336.4026 | 0 | 225.04 | 0.0011772 | 225.04 | -0.0023901 | 336.7393 | 0.00015895 | 336.7393 | 0.00016273 | 230.8103 | 0 | 230.8103 | 0 | 521.9989 | 0.012839 | 230.8103 | 0 | 520.6847 | 9.2755e-05 | 521.9989 | 0.023499 | 336.7393 | 6.1367e-05
| 336.5164 | 0 | 231.0146 | -0.021994 | 336.5164 | 0.0049279 | 231.0146 | 0 | 231.2498 | 0 | 231.0146 | 0 | 336.8489 | 0.00014948 | 225.24 | -0.032746 | 336.5164 | 0.0091605 | 225.24 | -0.0095165 | 225.24 | -0.005538 | 336.8489 | 0.00016789 | 336.8489 | 0.00017966 | 231.0146 | 0 | 231.0146 | 0 | 522.1538 | 0.0074004 | 231.0146 | 0 | 520.8407 | 0.00013913 | 522.1538 | 0.024381 | 336.8489 | 8.7805e-05
| 336.6302 | 0 | 231.2189 | -0.022302 | 336.6302 | 0.0091731 | 231.2189 | 0 | 231.4551 | 0 | 231.2189 | 0 | 336.9585 | 0.00014622 | 225.45 | 0.0036384 | 336.6302 | 0.002284 | 225.45 | 0.0044777 | 225.45 | 0.0060044 | 336.9585 | 0.00017175 | 336.9585 | 0.00017749 | 231.2189 | 0 | 231.2189 | 0 | 522.3088 | 0.0077929 | 231.2189 | 0 | 520.9967 | 0 | 522.3088 | 0.023323 | 336.9585 | 0.00010146
| 336.7441 | 0 | 231.4232 | 0.0013814 | 336.7441 | 0.017322 | 231.4232 | 0 | 231.6604 | 0 | 231.4232 | 0 | 337.0681 | 0.00016252 | 225.65 | -0.014833 | 336.7441 | 0.0099285 | 225.65 | -0.0091205 | 225.65 | -0.005538 | 337.0681 | 0.0001931 | 337.0681 | 0.00012888 | 231.4232 | 0 | 231.4232 | 0 | 522.4637 | 0.018613 | 231.4232 | 0 | 521.1528 | 0.0004174 | 522.4637 | 0.024439 | 337.0681 | 0.00013814
| 336.8579 | 0 | 231.6275 | -0.013358 | 336.8579 | 0.0014113 | 231.6275 | 0 | 231.8657 | 0 | 231.6275 | 0 | 337.1778 | 0.00016927 | 225.86 | -0.0041982 | 336.8579 | 0.011464 | 225.86 | -0.00053907 | 225.86 | 5.8296e-05 | 337.1778 | 0.00020163 | 337.1778 | 0.00015644 | 231.6275 | 0 | 231.6275 | 0 | 522.6186 | 0.010372 | 231.6275 | 0 | 521.3089 | 0 | 522.6186 | 0.023499 | 337.1778 | 0.00012273
| 336.9717 | 0 | 231.8318 | -0.019794 | 336.9717 | 0.01056 | 231.8318 | 0 | 232.0711 | 0 | 231.8318 | 0 | 337.2874 | 0.00017789 | 226.06 | -0.031067 | 336.9717 | 0.0085571 | 226.06 | 0.0015733 | 226.06 | -0.0036143 | 337.2874 | 0.00019167 | 337.2874 | 0.00017336 | 231.8318 | 0 | 231.8318 | 0 | 522.7735 | 0.013623 | 231.8318 | 0 | 521.4649 | 0.0004174 | 522.7735 | 0.024616 | 337.2874 | 0.000104
| 337.0855 | 0 | 232.0362 | 0.020938 | 337.0855 | 0 | 232.0362 | 0 | 232.2764 | 0 | 232.0362 | 0 | 337.397 | 0.00017347 | 226.27 | 0.028267 | 337.0855 | 0.00041529 | 226.27 | 0.006722 | 226.27 | -0.0013408 | 337.397 | 0.0001868 | 337.397 | 0.00013105 | 232.0362 | 0 | 232.0362 | 0 | 522.9285 | 0.014072 | 232.0362 | 0 | 521.621 | 0 | 522.9285 | 0.023264 | 337.397 | 8.8681e-05
| 337.1994 | 0.012165 | 232.2406 | -0.030484 | 337.1994 | 0.0053973 | 232.2406 | 0 | 232.4818 | 0 | 232.2406 | 0 | 337.5067 | 0.00018907 | 226.47 | -0.027708 | 337.1994 | 0.0083926 | 226.47 | -0.0074043 | 226.47 | 0.0056546 | 337.5067 | 0.00017562 | 337.5067 | 0.00013301 | 232.2406 | 0 | 232.2406 | 0 | 523.0834 | 0.012839 | 232.2406 | 0 | 521.7771 | 0.0004174 | 523.0834 | 0.024557 | 337.5067 | 7.6687e-05
| 337.3132 | 0.0068884 | 232.445 | -0.011561 | 337.3132 | 0.0042338 | 232.445 | 0 | 232.6872 | 0 | 232.445 | 0 | 337.6164 | 0.00018092 | 226.68 | 0.031067 | 337.3132 | 0.0015054 | 226.68 | -0.0017272 | 226.68 | -0.011834 | 337.6164 | 0.00018741 | 337.6164 | 0.00013735 | 232.445 | 0 | 232.445 | 0 | 523.2384 | 0.019006 | 232.445 | 0 | 521.9331 | 0 | 523.2384 | 0.023206 | 337.6164 | 7.2485e-05
| 337.427 | 0 | 232.6494 | -0.016763 | 337.427 | 0.0075091 | 232.6494 | 0 | 232.8926 | 0 | 232.6494 | 0 | 337.726 | 0.0001744 | 226.88 | -0.0069968 | 337.427 | 0.0048005 | 226.88 | -0.0071401 | 226.88 | -0.0053632 | 337.726 | 0.00018456 | 337.726 | 0.00022175 | 232.6494 | 0 | 232.6494 | 0 | 523.3934 | 0.011942 | 232.6494 | 0 | 522.0892 | 0.0004174 | 523.3934 | 0.024674 | 337.726 | 7.3273e-05
| 337.5408 | 0.0035554 | 232.8538 | 0.026649 | 337.5408 | 0 | 232.8538 | 0 | 233.0981 | 0 | 232.8538 | 0 | 337.8357 | 0.00018371 | 227.09 | -0.012595 | 337.5408 | 0.0039971 | 227.09 | 0.0038176 | 227.09 | -0.008861 | 337.8357 | 0.00019127 | 337.8357 | 0.00020287 | 232.8538 | 0 | 232.8538 | 0 | 523.5483 | 0.011829 | 232.8538 | 0 | 522.2453 | 0 | 523.5483 | 0.023499 | 337.8357 | 8.7805e-05
| 337.6546 | 0 | 233.0583 | -0.025097 | 337.6546 | 0 | 233.0583 | 0 | 233.3035 | 0 | 233.0583 | 0 | 337.9454 | 0.0002049 | 227.29 | -0.038343 | 337.6546 | 0.0040221 | 227.29 | -0.0047637 | 227.29 | -0.0034394 | 337.9454 | 0.00017521 | 337.9454 | 0.00019658 | 233.0583 | 0 | 233.0583 | 0 | 523.7033 | 0.017436 | 233.0583 | 0 | 522.4014 | 0.00013913 | 523.7033 | 0.024851 | 337.9454 | 8.5267e-05
| 337.7684 | 0 | 233.2627 | 0.0015549 | 337.7684 | 0.0089379 | 233.2627 | 0 | 233.509 | 0 | 233.2627 | 0 | 338.0551 | 0.00022865 | 227.5 | -0.032185 | 337.7684 | 0.0035299 | 227.5 | 0.0043457 | 227.5 | -0.008861 | 338.0551 | 0.00017033 | 338.0551 | 0.00014581 | 233.2627 | 0 | 233.2627 | 0 | 523.8583 | 0.018501 | 233.2627 | 0 | 522.5576 | 0 | 523.8583 | 0.022971 | 338.0551 | 7.2485e-05
| 337.8822 | 0 | 233.4672 | -0.012701 | 337.8822 | 0.00046936 | 233.4672 | 0 | 233.7144 | 0 | 233.4672 | 0 | 338.1648 | 0.00020327 | 227.7 | 0.0013994 | 337.8822 | 0.0030879 | 227.7 | 0.0036855 | 227.7 | -0.0036143 | 338.1648 | 0.00015671 | 338.1648 | 0.00013951 | 233.4672 | 0 | 233.4672 | 0 | 524.0133 | 0.012054 | 233.4672 | 0 | 522.7137 | 0 | 524.0133 | 0.024557 | 338.1648 | 6.2243e-05
| 337.996 | 0.0024443 | 233.6717 | 0.014226 | 337.996 | 0 | 233.6717 | 0 | 233.9199 | 0 | 233.6717 | 0 | 338.2745 | 0.00016532 | 227.91 | 0.034425 | 337.996 | 0.016785 | 227.91 | 0.0011772 | 227.91 | 0.0018072 | 338.2745 | 0.00016891 | 338.2745 | 0.00012259 | 233.6717 | 0 | 233.6717 | 0 | 524.1684 | 0.013623 | 233.6717 | 0 | 522.8698 | 9.2755e-05 | 524.1684 | 0.02303 | 338.2745 | 6.4782e-05
| 338.1098 | 0 | 233.8763 | -0.016804 | 338.1098 | 0.0091518 | 233.8763 | 0 | 234.1255 | 0 | 233.8763 | 0 | 338.3841 | 0.00018418 | 228.11 | -0.025469 | 338.1098 | 0.0072955 | 228.11 | -0.0037076 | 228.11 | -0.0011659 | 338.3841 | 0.0001681 | 338.3841 | 0.00013105 | 233.8762 | 0 | 233.8763 | 0 | 524.3234 | 0.0093626 | 233.8763 | 0 | 523.026 | 0.00013913 | 524.3234 | 0.024792 | 338.3841 | 7.2485e-05
| 338.2236 | 0 | 234.0808 | 0.0033355 | 338.2236 | 0.011055 | 234.0808 | 0 | 234.331 | 0 | 234.0808 | 0 | 338.4939 | 0.00018907 | 228.32 | -0.041701 | 338.2236 | 0.0013497 | 228.32 | 0.0010452 | 228.32 | -0.0039641 | 338.4939 | 0.0001557 | 338.4939 | 0.00012042 | 234.0808 | 0 | 234.0808 | 0 | 524.4784 | 0.01766 | 234.0808 | 0 | 523.1821 | 9.2755e-05 | 524.4784 | 0.022795 | 338.4939 | 6.732e-05
| 338.3374 | 0 | 234.2854 | -0.013001 | 338.3374 | 0.0039893 | 234.2854 | 0 | 234.5365 | 0 | 234.2854 | 0 | 338.6036 | 0.00019791 | 228.52 | -0.04282 | 338.3374 | 0.0054233 | 228.52 | -0.0025194 | 228.52 | -0.0018654 | 338.6036 | 0.00015936 | 338.6036 | 0.00012671 | 234.2853 | 0 | 234.2854 | 0 | 524.6335 | 0.0091944 | 234.2854 | 0 | 523.3383 | 0.0004174 | 524.6335 | 0.024322 | 338.6036 | 6.4782e-05
| 338.4511 | 0.0013333 | 234.4899 | 0.00057429 | 338.4511 | 0 | 234.4899 | 0 | 234.7421 | 0 | 234.4899 | 0 | 338.7133 | 0.00015135 | 228.73 | 0.0075566 | 338.4511 | 0.019254 | 228.73 | -0.0060837 | 228.73 | 0.0040807 | 338.7133 | 0.00016037 | 338.7133 | 0.0001521 | 234.4899 | 0 | 234.4899 | 0 | 524.7885 | 0.01794 | 234.4899 | 0 | 523.4944 | 9.2755e-05 | 524.7885 | 0.022971 | 338.7133 | 6.3906e-05
| 338.5649 | 0.0095026 | 234.6945 | -0.021193 | 338.5649 | 0.013141 | 234.6945 | 0 | 234.9477 | 0 | 234.6945 | 0 | 338.823 | 0.00017766 | 228.93 | -0.04282 | 338.5649 | 0.0061984 | 228.93 | -0.0095165 | 228.93 | -0.016381 | 338.823 | 0.00017216 | 338.823 | 0.00013951 | 234.6945 | 0 | 234.6945 | 0 | 524.9436 | 0.0087459 | 234.6945 | 0 | 523.6506 | 0.0004174 | 524.9436 | 0.024322 | 338.823 | 6.3906e-05
| 338.6787 | 0.0024443 | 234.8991 | -0.029626 | 338.6787 | 0 | 234.8991 | 0 | 235.1533 | 0 | 234.8991 | 0 | 338.9327 | 0.00017929 | 229.14 | 0.028827 | 338.6787 | 0.0043085 | 229.14 | -0.014137 | 229.14 | -0.0032645 | 338.9327 | 0.00017033 | 338.9327 | 0.00016902 | 234.8991 | 0 | 234.8991 | 0 | 525.0986 | 0.015586 | 234.8991 | 0 | 523.8068 | 9.2755e-05 | 525.0986 | 0.022677 | 338.9327 | 7.0735e-05
| 338.7925 | 0 | 235.1038 | -0.023747 | 338.7925 | 0.005632 | 235.1038 | 0 | 235.3589 | 0 | 235.1038 | 0 | 339.0425 | 0.00020606 | 229.34 | -0.0041982 | 338.7925 | 0.0012196 | 229.34 | -0.0044997 | 229.34 | 0.0067039 | 339.0425 | 0.00017175 | 339.0425 | 0.00012259 | 235.1038 | 0 | 235.1038 | 0 | 525.2537 | 0.0018731 | 235.1038 | 0 | 523.9629 | 0.00013913 | 525.2537 | 0.023793 | 339.0425 | 6.2243e-05
| 338.9062 | 0 | 235.3084 | 0.061603 | 338.9062 | 0 | 235.3084 | 0 | 235.5645 | 0 | 235.3084 | 0 | 339.1522 | 0.00017998 | 229.55 | 0.013714 | 338.9062 | 0.0018169 | 229.55 | -0.0022553 | 229.55 | 0.003556 | 339.1522 | 0.0001624 | 339.1522 | 0.00013518 | 235.3084 | 0 | 235.3084 | 0 | 525.4088 | 0.018053 | 235.3084 | 0 | 524.1191 | 0 | 525.4088 | 0.02256 | 339.1522 | 6.5657e-05
| 339.02 | 0 | 235.5131 | -0.00058042 | 339.02 | 0.0016426 | 235.5131 | 0 | 235.7701 | 0 | 235.5131 | 0 | 339.262 | 0.00018418 | 229.75 | -0.038343 | 339.02 | 0.0016867 | 229.75 | -0.0034436 | 229.75 | -0.00029147 | 339.262 | 0.00017643 | 339.262 | 9.5035e-05 | 235.5131 | 0 | 235.5131 | 0 | 525.5639 | 0.015586 | 235.5131 | 0 | 524.2753 | 0.00013913 | 525.5639 | 0.023676 | 339.262 | 7.59e-05
| 339.1338 | 0.0051107 | 235.7178 | 0.0097197 | 339.1338 | 0 | 235.7178 | 0 | 235.9758 | 0 | 235.7178 | 0 | 339.3717 | 0.00018581 | 229.96 | -0.0013994 | 339.1338 | 0.00088251 | 229.96 | -0.0084602 | 229.96 | 0.00058296 | 339.3717 | 0.00015651 | 339.3717 | 0.00015839 | 235.7178 | 0 | 235.7178 | 0 | 525.719 | 0.014689 | 235.7178 | 0 | 524.4315 | 0.00037102 | 525.719 | 0.022383 | 339.3717 | 6.6532e-05
| 339.2475 | 0.0052875 | 235.9225 | 0.017153 | 339.2475 | 0.0075091 | 235.9225 | 0 | 236.1815 | 0 | 235.9225 | 0 | 339.4815 | 0.00019838 | 230.16 | -0.037783 | 339.2475 | 0.012452 | 230.16 | 0.0077784 | 230.16 | -0.0071117 | 339.4815 | 0.00016423 | 339.4815 | 0.00017532 | 235.9225 | 0 | 235.9225 | 0 | 525.8741 | 0.014577 | 235.9225 | 0 | 524.5877 | 0.00013913 | 525.8741 | 0.023852 | 339.4815 | 7.0735e-05
| 339.3613 | 0.010444 | 236.1272 | -0.0049287 | 339.3613 | 0 | 236.1272 | 0 | 236.3872 | 0 | 236.1272 | 0 | 339.5913 | 0.0001751 | 230.37 | -0.0036384 | 339.3613 | 0.010532 | 230.37 | -0.0029155 | 230.37 | -0.0020404 | 339.5913 | 0.00015651 | 339.5913 | 0.00017315 | 236.1272 | 0 | 236.1272 | 0 | 526.0292 | 0.016371 | 236.1272 | 0 | 524.744 | 9.2755e-05 | 526.0292 | 0.023147 | 339.5913 | 6.3118e-05
| 339.4751 | 0 | 236.3319 | 0.002637 | 339.4751 | 0.017322 | 236.3319 | 0 | 236.5929 | 0 | 236.3319 | 0 | 339.701 | 0.00018045 | 230.57 | -0.017632 | 339.4751 | 0.0061984 | 230.57 | -0.010705 | 230.57 | -0.0011659 | 339.701 | 0.00018497 | 339.701 | 0.00014364 | 236.3319 | 0 | 236.3319 | 0 | 526.1843 | 0.018725 | 236.3319 | 0 | 524.9002 | 0.0004174 | 526.1843 | 0.024792 | 339.701 | 6.4782e-05
| 339.5888 | 0.0031109 | 236.5367 | 0.013414 | 339.5888 | 0 | 236.5367 | 0 | 236.7986 | 0 | 236.5367 | 0 | 339.8108 | 0.00018278 | 230.78 | 0.018752 | 339.5888 | 0.0033741 | 230.78 | 0.0047417 | 230.78 | 0.0060044 | 339.8108 | 0.00018497 | 339.8108 | 0.00016685 | 236.5367 | 0 | 236.5367 | 0 | 526.3395 | 0.011325 | 236.5367 | 0 | 525.0564 | 0 | 526.3395 | 0.023441 | 339.8108 | 5.5415e-05
| 339.7026 | 0 | 236.7415 | -0.035329 | 339.7026 | 0 | 236.7415 | 0 | 237.0044 | 0 | 236.7415 | 0 | 339.9206 | 0.00020979 | 230.98 | -0.041141 | 339.7026 | 0.011355 | 230.98 | 0.0059299 | 230.98 | 0.0096767 | 339.9206 | 0.00018964 | 339.9206 | 0.00016685 | 236.7415 | 0 | 236.7415 | 0 | 526.4946 | 0.0077929 | 236.7415 | 0 | 525.2127 | 0.0004174 | 526.4946 | 0.024381 | 339.9206 | 7.2485e-05
| 339.8163 | 0 | 236.9463 | 0.02872 | 339.8163 | 0 | 236.9463 | 0 | 237.2101 | 0 | 236.9463 | 0 | 340.0304 | 0.00018487 | 231.19 | 0.0030786 | 339.8163 | 0 | 231.19 | -0.00093515 | 231.19 | 0.0037309 | 340.0304 | 0.0001622 | 340.0304 | 0.00016273 | 236.9463 | 0 | 236.9463 | 0 | 526.6498 | 0.015081 | 236.9463 | 0 | 525.3689 | 9.2755e-05 | 526.6498 | 0.02303 | 340.0304 | 8.7805e-05
| 339.9301 | 0 | 237.1511 | -0.024723 | 339.9301 | 0.012437 | 237.1511 | 0 | 237.4159 | 0 | 237.1511 | 0 | 340.1402 | 0.00019349 | 231.39 | 0.010355 | 339.9301 | 0.0038663 | 231.39 | -0.0047637 | 231.39 | -0.0046636 | 340.1402 | 0.00016383 | 340.1402 | 0.00014798 | 237.1511 | 0 | 237.1511 | 0 | 526.8049 | 0.0013802 | 237.1511 | 0 | 525.5252 | 0 | 526.8049 | 0.023969 | 340.1402 | 8.8681e-05
| 340.0438 | 0.0048885 | 237.3559 | 0.0034841 | 340.0438 | 0.00047047 | 237.3559 | 0 | 237.6217 | 0 | 237.3559 | 0 | 340.25 | 0.00017347 | 231.6 | -0.013154 | 340.0438 | 0.00072677 | 231.6 | 0.00038506 | 231.6 | 0.0032063 | 340.25 | 0.00014045 | 340.25 | 0.00018595 | 237.3559 | 0 | 237.3559 | 0 | 526.9601 | 0.017043 | 237.3559 | 0 | 525.6814 | 9.2755e-05 | 526.9601 | 0.022912 | 340.25 | 7.5024e-05
| 340.1576 | 0.0057311 | 237.5608 | -0.006312 | 340.1576 | 0.011498 | 237.5608 | 0 | 237.8275 | 0 | 237.5608 | 0 | 340.3598 | 0.00018441 | 231.81 | -0.017632 | 340.1576 | 0.0023094 | 231.81 | -0.0050278 | 231.81 | -0.0044887 | 340.3598 | 0.00014675 | 340.3598 | 0.00019224 | 237.5608 | 0 | 237.5608 | 0 | 527.1153 | 0.013119 | 237.5608 | 0 | 525.8377 | 0 | 527.1153 | 0.023969 | 340.3598 | 6.5657e-05
| 340.2713 | 0.00022221 | 237.7656 | 0.0025564 | 340.2713 | 0 | 237.7656 | 0 | 238.0333 | 0 | 237.7656 | 0 | 340.4696 | 0.00016438 | 232.01 | -0.013714 | 340.2713 | 0.0099285 | 232.01 | -0.0023874 | 232.01 | -0.0044887 | 340.4696 | 0.00013395 | 340.4696 | 0.00018161 | 237.7656 | 0 | 237.7656 | 0 | 527.2705 | 0.014184 | 237.7656 | 0 | 525.994 | 9.2755e-05 | 527.2705 | 0.023088 | 340.4696 | 7.0735e-05
| 340.385 | 0.013335 | 237.9705 | 0.0082757 | 340.385 | 0 | 237.9705 | 0 | 238.2392 | 0 | 237.9705 | 0 | 340.5794 | 0.00015787 | 232.22 | 0.014833 | 340.385 | 0.0094896 | 232.22 | 0.00012102 | 232.22 | -0.0095602 | 340.5794 | 0.00015997 | 340.5794 | 0.00014581 | 237.9705 | 0 | 237.9705 | 0 | 527.4257 | 0.010428 | 237.9705 | 0 | 526.1503 | 0.0004174 | 527.4257 | 0.023558 | 340.5794 | 9.5509e-05
| 340.4987 | 0.0019999 | 238.1754 | 0.0068677 | 340.4987 | 0 | 238.1754 | 0 | 238.445 | 0 | 238.1754 | 0 | 340.6893 | 0.00015461 | 232.42 | -0.0036384 | 340.4987 | 0.015523 | 232.42 | 0.0013092 | 232.42 | -0.0062376 | 340.6893 | 0.00017704 | 340.6893 | 0.0001035 | 238.1754 | 0 | 238.1754 | 0 | 527.5809 | 0.013904 | 238.1754 | 0 | 526.3065 | 9.2755e-05 | 527.5809 | 0.022266 | 340.6893 | 0.00011932
| 340.6125 | 0.0037345 | 238.3803 | -0.017694 | 340.6125 | 0.019758 | 238.3803 | 0 | 238.6509 | 0 | 238.3803 | 0 | 340.7991 | 0.00017673 | 232.63 | 0.0075566 | 340.6125 | 0.0043335 | 232.63 | 0.0011772 | 232.63 | -0.020578 | 340.7991 | 0.00019127 | 340.7991 | 0.00010784 | 238.3803 | 0 | 238.3803 | 0 | 527.7361 | 0.005422 | 238.3803 | 0 | 526.4628 | 0.00013913 | 527.7361 | 0.023088 | 340.7991 | 0.00011853
| 340.7262 | 0 | 238.5853 | 0.0033532 | 340.7262 | 0 | 238.5853 | 0 | 238.8568 | 0 | 238.5853 | 0 | 340.9089 | 0.00018487 | 232.83 | 0.035543 | 340.7262 | 0.0064727 | 232.83 | -0.0013312 | 232.83 | -0.0020404 | 340.9089 | 0.00016566 | 340.9089 | 0.00015839 | 238.5853 | 0 | 238.5853 | 0 | 527.8913 | 0.0095869 | 238.5853 | 0 | 526.6191 | 0 | 527.8913 | 0.022266 | 340.9089 | 0.00010313
| 340.8399 | 0 | 238.7902 | 0.039281 | 340.8399 | 0.012437 | 238.7902 | 0 | 239.0627 | 0 | 238.7902 | 0 | 341.0188 | 0.00018767 | 233.04 | 0.0025189 | 340.8399 | 0.0068018 | 233.04 | -0.017702 | 233.04 | -0.01131 | 341.0188 | 0.00019066 | 341.0188 | 0.00017532 | 238.7902 | 0 | 238.7902 | 0 | 528.0466 | 0.0074004 | 238.7902 | 0 | 526.7755 | 0 | 528.0466 | 0.023734 | 341.0188 | 7.8438e-05
| 340.9536 | 0.0068884 | 238.9952 | 0.015909 | 340.9536 | 0 | 238.9952 | 0 | 239.2686 | 0 | 238.9952 | 0 | 341.1286 | 0.00017184 | 233.24 | 0.0025189 | 340.9536 | 0.0016611 | 233.24 | -0.0037076 | 233.24 | 0.016148 | 341.1286 | 0.00017785 | 341.1286 | 0.00020504 | 238.9952 | 0 | 238.9952 | 0 | 528.2018 | 0.017828 | 238.9952 | 0 | 526.9318 | 9.2755e-05 | 528.2018 | 0.022618 | 341.1286 | 7.59e-05
| 341.0674 | 0 | 239.2002 | -0.023373 | 341.0674 | 0.0032853 | 239.2002 | 0 | 239.4746 | 0 | 239.2002 | 0 | 341.2385 | 0.00018697 | 233.45 | 0.006437 | 341.0674 | 0.0091605 | 233.45 | 0.00051708 | 233.45 | 0.0016322 | 341.2385 | 0.00018171 | 341.2385 | 0.00013735 | 239.2002 | 0 | 239.2002 | 0 | 528.3571 | 0.0099793 | 239.2002 | 0 | 527.0881 | 0.00069566 | 528.3571 | 0.023676 | 341.2385 | 7.4149e-05
| 341.1811 | 0.0059995 | 239.4052 | 0.010644 | 341.1811 | 0 | 239.4052 | 0 | 239.6805 | 0 | 239.4052 | 0 | 341.3483 | 0.00017789 | 233.65 | -0.0069968 | 341.1811 | 0.0094348 | 233.65 | -0.0080641 | 233.65 | 0.0084525 | 341.3483 | 0.00014391 | 341.3483 | 0.00018812 | 239.4052 | 0 | 239.4052 | 0 | 528.5123 | 0.02108 | 239.4052 | 0 | 527.2445 | 0 | 528.5123 | 0.022148 | 341.3483 | 7.9314e-05
| 341.2948 | 0 | 239.6102 | -0.009016 | 341.2948 | 0.0089172 | 239.6102 | 0 | 239.8865 | 0 | 239.6102 | 0 | 341.4582 | 0.00019023 | 233.86 | -0.047299 | 341.2948 | 0.012452 | 233.86 | -0.0046317 | 233.86 | -0.014632 | 341.4582 | 0.00015895 | 341.4582 | 0.00018161 | 239.6102 | 0 | 239.6102 | 0 | 528.6676 | 0.012054 | 239.6102 | 0 | 527.4008 | 0.00013913 | 528.6676 | 0.023206 | 341.4582 | 7.2485e-05
| 341.4085 | 0 | 239.8153 | 0.016056 | 341.4085 | 0.0037633 | 239.8153 | 0 | 240.0925 | 0 | 239.8153 | 0 | 341.5681 | 0.00017929 | 234.07 | -0.014833 | 341.4085 | 0 | 234.07 | -0.011233 | 234.07 | 0.001982 | 341.5681 | 0.00017745 | 341.5681 | 0.00019007 | 239.8153 | 0 | 239.8153 | 0 | 528.8229 | 0.015249 | 239.8153 | 0 | 527.5571 | 9.2755e-05 | 528.8229 | 0.022207 | 341.5681 | 6.3118e-05
| 341.5222 | 0.0061749 | 240.0204 | -0.035471 | 341.5222 | 0 | 240.0204 | 0 | 240.2985 | 0 | 240.0204 | 0 | 341.678 | 0.00018161 | 234.27 | -0.014833 | 341.5222 | 0.016017 | 234.27 | -0.0091205 | 234.27 | 0.0011076 | 341.678 | 0.00020163 | 341.678 | 0.00020287 | 240.0204 | 0 | 240.0204 | 0 | 528.9782 | 0.0021688 | 240.0204 | 0 | 527.7135 | 0 | 528.9782 | 0.023206 | 341.678 | 6.9859e-05
| 341.6359 | 0 | 240.2254 | 0.014465 | 341.6359 | 0 | 240.2254 | 0 | 240.5045 | 0 | 240.2254 | 0 | 341.7878 | 0.00017673 | 234.48 | -0.0047579 | 341.6359 | 0.0027513 | 234.48 | 0.011079 | 234.48 | 0.00513 | 341.7878 | 0.00019493 | 341.7878 | 0.00018378 | 240.2254 | 0 | 240.2254 | 0 | 529.1335 | 0.01794 | 240.2254 | 0 | 527.8699 | 9.2755e-05 | 529.1335 | 0.022031 | 341.7878 | 7.9314e-05
| 341.7496 | 0 | 240.4305 | -0.0004648 | 341.7496 | 0.0070399 | 240.4305 | 0 | 240.7106 | 0 | 240.4305 | 0 | 341.8977 | 0.0001865 | 234.68 | 0.0019591 | 341.7496 | 0.0060339 | 234.68 | -0.00014302 | 234.68 | 5.8296e-05 | 341.8977 | 0.00018273 | 341.8977 | 0.00025777 | 240.4305 | 0 | 240.4305 | 0 | 529.2888 | 0.01026 | 240.4305 | 0 | 528.0262 | 0.0004174 | 529.2888 | 0.022971 | 341.8977 | 8.1853e-05
| 341.8633 | 0 | 240.6357 | 0.013787 | 341.8633 | 0 | 240.6357 | 0 | 240.9166 | 0 | 240.6357 | 0 | 342.0076 | 0.00018813 | 234.89 | 0.026029 | 341.8633 | 0.0061984 | 234.89 | -0.0025194 | 234.89 | -0.00081612 | 342.0076 | 0.00016505 | 342.0076 | 0.00018595 | 240.6356 | 0 | 240.6357 | 0 | 529.4441 | 0.011998 | 240.6357 | 0 | 528.1826 | 0 | 529.4441 | 0.022031 | 342.0076 | 7.3273e-05
| 341.977 | 0 | 240.8408 | -0.039925 | 341.977 | 0 | 240.8408 | 0 | 241.1227 | 0 | 240.8408 | 0 | 342.1175 | 0.0001723 | 235.09 | 0.014833 | 341.977 | 0.0061984 | 235.09 | 0.00078111 | 235.09 | -0.0018654 | 342.1175 | 0.0001681 | 342.1175 | 0.00016902 | 240.8408 | 0 | 240.8408 | 0 | 529.5994 | 0.01609 | 240.8408 | 0 | 528.339 | 0 | 529.5994 | 0.023264 | 342.1175 | 8.9469e-05
| 342.0907 | 0.0015555 | 241.0459 | 0.0206 | 342.0907 | 0 | 241.0459 | 0 | 241.3288 | 0 | 241.0459 | 0 | 342.2274 | 0.00016438 | 235.3 | 0.017072 | 342.0907 | 0.010203 | 235.3 | -0.0048957 | 235.3 | 0.003556 | 342.2274 | 0.00015245 | 342.2274 | 9.2865e-05 | 241.046 | 0 | 241.0459 | 0 | 529.7547 | 0.016146 | 241.0459 | 0 | 528.4954 | 0 | 529.7547 | 0.022501 | 342.2274 | 7.7563e-05
| 342.2044 | 0 | 241.2511 | -0.028589 | 342.2044 | 0.0025812 | 241.2511 | 0 | 241.5349 | 0 | 241.2511 | 0 | 342.3374 | 0.00016438 | 235.51 | -0.032185 | 342.2044 | 0.0088314 | 235.51 | 0.0044777 | 235.51 | -0.0043139 | 342.3374 | 0.0001433 | 342.3374 | 0.00012042 | 241.2511 | 0 | 241.2511 | 0 | 529.9101 | 0.0062231 | 241.2511 | 0 | 528.6518 | 0.00013913 | 529.9101 | 0.023676 | 342.3374 | 6.8196e-05
| 342.318 | 0 | 241.4563 | 0.028955 | 342.318 | 0.0030577 | 241.4563 | 0 | 241.741 | 0 | 241.4563 | 0 | 342.4473 | 0.00017416 | 235.71 | -0.019871 | 342.318 | 0.0035299 | 235.71 | -0.0023874 | 235.71 | 0.011776 | 342.4473 | 0.00013354 | 342.4473 | 0.00016902 | 241.4563 | 0 | 241.4563 | 0 | 530.0654 | 0.020575 | 241.4563 | 0 | 528.8082 | 9.2755e-05 | 530.0654 | 0.022618 | 342.4473 | 5.2e-05
| 342.4317 | 0 | 241.6615 | -0.025581 | 342.4317 | 0.0016426 | 241.6615 | 0 | 241.9472 | 0 | 241.6615 | 0 | 342.5572 | 0.00016322 | 235.92 | -0.0019591 | 342.4317 | 0 | 235.92 | 0.00025304 | 235.92 | -0.015157 | 342.5572 | 0.00015854 | 342.5572 | 0.00016273 | 241.6615 | 0 | 241.6615 | 0 | 530.2208 | 0.0063913 | 241.6615 | 0 | 528.9646 | 0 | 530.2208 | 0.023558 | 342.5572 | 8.1853e-05
| 342.5454 | 0 | 241.8667 | 0.02912 | 342.5454 | 0 | 241.8667 | 0 | 242.1533 | 0 | 241.8667 | 0 | 342.6671 | 0.00016159 | 236.12 | -0.0036384 | 342.5454 | 0.0091605 | 236.12 | -0.0015952 | 236.12 | -0.0039641 | 342.6671 | 0.00018537 | 342.6671 | 0.00017532 | 241.8667 | 0 | 241.8667 | 0 | 530.3761 | 0.01923 | 241.8667 | 0 | 529.121 | 0 | 530.3761 | 0.022442 | 342.6671 | 9.2883e-05
| 342.6591 | 0 | 242.072 | -0.02314 | 342.6591 | 0.0063359 | 242.072 | 0 | 242.3595 | 0 | 242.072 | 0 | 342.7771 | 0.00016112 | 236.33 | -0.017632 | 342.6591 | 0.0099285 | 236.33 | -0.0089886 | 236.33 | -0.00099105 | 342.7771 | 0.00018883 | 342.7771 | 0.00014581 | 242.072 | 0 | 242.072 | 0 | 530.5315 | 0.0062231 | 242.072 | 0 | 529.2775 | 0.00013913 | 530.5315 | 0.023617 | 342.7771 | 0.00010234
| 342.7727 | 0 | 242.2773 | 0.029931 | 342.7727 | 0 | 242.2773 | 0 | 242.5657 | 0 | 242.2773 | 0 | 342.887 | 0.00019186 | 236.53 | -0.033306 | 342.7727 | 0.0060339 | 236.53 | -0.0018593 | 236.53 | 0.0025067 | 342.887 | 0.00016647 | 342.887 | 0.00015839 | 242.2773 | 0 | 242.2773 | 0 | 530.6869 | 0.010428 | 242.2773 | 0 | 529.4339 | 9.2755e-05 | 530.6869 | 0.022266 | 342.887 | 7.3273e-05
| 342.8864 | 0 | 242.4825 | -0.016295 | 342.8864 | 0.0018773 | 242.4825 | 0 | 242.7719 | 0 | 242.4825 | 0 | 342.997 | 0.00019745 | 236.74 | -0.019871 | 342.8864 | 0.00012977 | 236.74 | -0.0026514 | 236.74 | -0.0013408 | 342.997 | 0.00015184 | 342.997 | 0.00010979 | 242.4825 | 0 | 242.4825 | 0 | 530.8423 | 0.0049291 | 242.4825 | 0 | 529.5903 | 0.0004174 | 530.8423 | 0.022971 | 342.997 | 6.8196e-05
| 343.0001 | 0 | 242.6878 | 0.035869 | 343.0001 | 0 | 242.6878 | 0 | 242.9781 | 0 | 242.6878 | 0 | 343.1069 | 0.00019349 | 236.95 | 0.010355 | 343.0001 | 0.0025955 | 236.95 | -0.0060837 | 236.95 | -0.0039641 | 343.1069 | 0.00014919 | 343.1069 | 8.6573e-05 | 242.6878 | 0 | 242.6878 | 0 | 530.9977 | 0.016875 | 242.6878 | 0 | 529.7468 | 9.2755e-05 | 530.9977 | 0.021913 | 343.1069 | 5.4539e-05
| 343.1138 | 0.0010722 | 242.8932 | -0.011773 | 343.1138 | 0.014616 | 242.8932 | 0 | 243.1844 | 0 | 242.8932 | 0 | 343.2169 | 0.0001709 | 237.15 | 0.0081163 | 343.1138 | 0.006363 | 237.15 | -0.006744 | 237.15 | -0.0090358 | 343.2169 | 0.00015651 | 343.2169 | 0.00010979 | 242.8931 | 0 | 242.8932 | 0 | 531.1531 | 0.0051263 | 242.8932 | 0 | 529.9032 | 0.00013913 | 531.1531 | 0.023206 | 343.2169 | 5.7078e-05
| 343.2274 | 0.0028887 | 243.0985 | 0.0076209 | 343.2274 | 0 | 243.0985 | 0 | 243.3906 | 0 | 243.0985 | 0 | 343.3269 | 0.00017556 | 237.36 | -0.010355 | 343.2274 | 0.0083377 | 237.36 | -0.012157 | 237.36 | -0.007462 | 343.3269 | 0.00016952 | 343.3269 | 0.00018812 | 243.0985 | 0 | 243.0985 | 0 | 531.3085 | 0.016539 | 243.0985 | 0 | 530.0597 | 0 | 531.3085 | 0.022325 | 343.3269 | 5.8829e-05
| 343.3411 | 0.012347 | 243.3038 | -0.031503 | 343.3411 | 0.0037546 | 243.3038 | 0 | 243.5969 | 0 | 243.3038 | 0 | 343.4368 | 0.00017929 | 237.56 | 0.0092359 | 343.3411 | 0.0040221 | 237.56 | -0.0030475 | 237.56 | -0.0011659 | 343.4368 | 0.00018395 | 343.4368 | 0.00021133 | 243.3038 | 0 | 243.3038 | 0 | 531.4639 | 0.014969 | 243.3038 | 0 | 530.2162 | 0.0004174 | 531.4639 | 0.023558 | 343.4368 | 5.3664e-05
| 343.4547 | 0 | 243.5092 | -0.017986 | 343.4547 | 0.001176 | 243.5092 | 0 | 243.8032 | 0 | 243.5092 | 0 | 343.5468 | 0.00017184 | 237.77 | -0.012035 | 343.4547 | 0.0021283 | 237.77 | -0.0048957 | 237.77 | -0.0050134 | 343.5468 | 0.00017358 | 343.5468 | 0.00019441 | 243.5092 | 0 | 243.5092 | 0 | 531.6194 | 0.016651 | 243.5092 | 0 | 530.3727 | 0 | 531.6194 | 0.022383 | 343.5468 | 6.9071e-05
| 343.5684 | 0 | 243.7146 | -0.011212 | 343.5684 | 0.0093865 | 243.7146 | 0 | 244.0095 | 0 | 243.7146 | 0 | 343.6568 | 0.00017882 | 237.98 | -0.0086761 | 343.5684 | 0 | 237.98 | -0.010309 | 237.98 | -0.013408 | 343.6568 | 0.00015041 | 343.6568 | 0.00018378 | 243.7146 | 0 | 243.7146 | 0 | 531.7748 | 0.0098672 | 243.7146 | 0 | 530.5292 | 0.0004174 | 531.7748 | 0.023382 | 343.6568 | 7.59e-05
| 343.682 | 0 | 243.92 | 0.01544 | 343.682 | 0 | 243.92 | 0 | 244.2158 | 0 | 243.92 | 0 | 343.7668 | 0.0001723 | 238.18 | -0.0041982 | 343.682 | 0.0036856 | 238.18 | -0.0019913 | 238.18 | -0.005713 | 343.7668 | 0.00013049 | 343.7668 | 0.00014581 | 243.92 | 0 | 243.92 | 0 | 531.9303 | 0.018445 | 243.92 | 0 | 530.6857 | 9.2755e-05 | 531.9303 | 0.022148 | 343.7668 | 7.7563e-05
| 343.7957 | 0 | 244.1254 | -0.021866 | 343.7957 | 0.0037546 | 244.1254 | 0 | 244.4221 | 0 | 244.1254 | 0 | 343.8768 | 0.00018441 | 238.39 | -0.0092359 | 343.7957 | 0.010093 | 238.39 | -0.014269 | 238.39 | -0.0032645 | 343.8768 | 0.00015671 | 343.8768 | 0.00014364 | 244.1254 | 0 | 244.1254 | 0 | 532.0857 | 0.0088581 | 244.1254 | 0 | 530.8421 | 0.00013913 | 532.0857 | 0.023264 | 343.8768 | 6.9071e-05
| 343.9093 | 0 | 244.3309 | -0.01604 | 343.9093 | 0.0021168 | 244.3309 | 0 | 244.6285 | 0 | 244.3309 | 0 | 343.9868 | 0.00016974 | 238.59 | -0.0075566 | 343.9093 | 0.0055402 | 238.59 | 0.0038176 | 238.59 | 0.0075785 | 343.9868 | 0.00017074 | 343.9868 | 0.00010133 | 244.3309 | 0 | 244.3309 | 0 | 532.2412 | 0.01368 | 244.3309 | 0 | 530.9987 | 0 | 532.2412 | 0.022207 | 343.9868 | 6.5657e-05
| 344.023 | 0 | 244.5363 | 0.021276 | 344.023 | 0.0046932 | 244.5363 | 0 | 244.8349 | 0 | 244.5363 | 0 | 344.0968 | 0.00018744 | 238.8 | -0.02211 | 344.023 | 0.01492 | 238.8 | -0.012553 | 238.8 | 0.0096767 | 344.0968 | 0.00018781 | 344.0968 | 0.00016273 | 244.5363 | 0 | 244.5363 | 0 | 532.3967 | 0.01368 | 244.5363 | 0 | 531.1552 | 0.0004174 | 532.3967 | 0.02303 | 344.0968 | 6.5657e-05
| 344.1366 | 0.0044442 | 244.7418 | -0.0046343 | 344.1366 | 0 | 244.7418 | 0 | 245.0413 | 0 | 244.7418 | 0 | 344.2068 | 0.00019791 | 239.01 | 0.034425 | 344.1366 | 0.0086668 | 239.01 | -0.0033115 | 239.01 | 0.0047802 | 344.2068 | 0.00018822 | 344.2068 | 0.00016685 | 244.7418 | 0 | 244.7418 | 0 | 532.5522 | 0.017324 | 244.7418 | 0 | 531.3117 | 0 | 532.5522 | 0.02162 | 344.2068 | 6.3118e-05
| 344.2502 | 0 | 244.9473 | 0.0087763 | 344.2502 | 0.0089172 | 244.9473 | 0 | 245.2477 | 0 | 244.9473 | 0 | 344.3169 | 0.00018767 | 239.21 | -0.0013994 | 344.2502 | 0.0058693 | 239.21 | 0.0026294 | 239.21 | 0.0033811 | 344.3169 | 0.00019411 | 344.3169 | 0.00016902 | 244.9473 | 0 | 244.9473 | 0 | 532.7077 | 0.011549 | 244.9473 | 0 | 531.4682 | 0.00013913 | 532.7077 | 0.02303 | 344.3169 | 6.8196e-05
| 344.3639 | 0.0028887 | 245.1528 | 0.041054 | 344.3639 | 0 | 245.1528 | 0 | 245.4541 | 0 | 245.1528 | 0 | 344.4269 | 0.00017067 | 239.42 | 0.0069968 | 344.3639 | 0 | 239.42 | -0.0075362 | 239.42 | -0.0081612 | 344.4269 | 0.00019025 | 344.4269 | 0.00016056 | 245.1528 | 0 | 245.1528 | 0 | 532.8632 | 0.016483 | 245.1528 | 0 | 531.6248 | 0 | 532.8632 | 0.021913 | 344.4269 | 8.2728e-05
| 344.4775 | 0 | 245.3584 | -0.056669 | 344.4775 | 0.01624 | 245.3584 | 0 | 245.6605 | 0 | 245.3584 | 0 | 344.5369 | 0.00018255 | 239.62 | -0.0013994 | 344.4775 | 0.0074601 | 239.62 | -0.0031795 | 239.62 | -0.0048385 | 344.5369 | 0.0001685 | 344.5369 | 0.00017119 | 245.3584 | 0 | 245.3584 | 0 | 533.0187 | 0.0080732 | 245.3584 | 0 | 531.7813 | 0.00013913 | 533.0187 | 0.023382 | 344.5369 | 8.3516e-05
| 344.5911 | 0 | 245.5639 | -0.0054945 | 344.5911 | 0.0072914 | 245.5639 | 0 | 245.867 | 0 | 245.5639 | 0 | 344.647 | 0.00018324 | 239.83 | 0.0097957 | 344.5911 | 0.0060339 | 239.83 | -0.0042357 | 239.83 | 0.0033811 | 344.647 | 0.0001557 | 344.647 | 0.00017336 | 245.5639 | 0 | 245.5639 | 0 | 533.1742 | 0.01979 | 245.5639 | 0 | 531.9379 | 0 | 533.1742 | 0.022031 | 344.647 | 8.8681e-05
| 344.7048 | 0.0017378 | 245.7695 | -0.0037405 | 344.7048 | 0.010325 | 245.7695 | 0 | 246.0734 | 0 | 245.7695 | 0 | 344.757 | 0.0002021 | 240.04 | 0.014833 | 344.7048 | 0.0071309 | 240.04 | -0.0085925 | 240.04 | -0.010784 | 344.757 | 0.00016749 | 344.757 | 0.00015839 | 245.7695 | 0 | 245.7695 | 0 | 533.3297 | 0.0081853 | 245.7695 | 0 | 532.0944 | 0 | 533.3297 | 0.023323 | 344.757 | 7.9314e-05
| 344.8184 | 0 | 245.9751 | 0.0027783 | 344.8184 | 0 | 245.9751 | 0 | 246.2799 | 0 | 245.9751 | 0 | 344.8671 | 0.0001865 | 240.24 | 0.042262 | 344.8184 | 0.00462 | 240.24 | -0.0095165 | 240.24 | -0.0076368 | 344.8671 | 0.00018741 | 344.8671 | 0.00011825 | 245.9751 | 0 | 245.9751 | 0 | 533.4853 | 0.021472 | 245.9751 | 0 | 532.251 | 0 | 533.4853 | 0.02209 | 344.8671 | 7.9314e-05
| 344.932 | 0.0061749 | 246.1807 | -0.0049738 | 344.932 | 0.0089172 | 246.1807 | 0 | 246.4864 | 0 | 246.1807 | 0 | 344.9771 | 0.0001886 | 240.45 | 0.014274 | 344.932 | 0.0051119 | 240.45 | -0.00067108 | 240.45 | -0.0092106 | 344.9771 | 0.00018354 | 344.9771 | 0.00014993 | 246.1807 | 0 | 246.1807 | 0 | 533.6408 | 0.010148 | 246.1807 | 0 | 532.4076 | 0.00013913 | 533.6408 | 0.023382 | 344.9771 | 6.9071e-05
| 345.0456 | 0.00088884 | 246.3863 | -0.0058617 | 345.0456 | 0 | 246.3863 | 0 | 246.6929 | 0 | 246.3863 | 0 | 345.0872 | 0.00016904 | 240.65 | 0.00083963 | 345.0456 | 0.0080634 | 240.65 | -0.0044997 | 240.65 | -0.0058878 | 345.0872 | 0.00018171 | 345.0872 | 0.00017532 | 246.3863 | 0 | 246.3863 | 0 | 533.7964 | 0.016258 | 246.3863 | 0 | 532.5642 | 0 | 533.7964 | 0.022148 | 345.0872 | 5.9704e-05
| 345.1592 | 0 | 246.5919 | -0.01872 | 345.1592 | 0.0030506 | 246.5919 | 0 | 246.8995 | 0 | 246.5919 | 0 | 345.1972 | 0.00015344 | 240.86 | -0.0025189 | 345.1592 | 0.0052676 | 240.86 | -0.0060837 | 240.86 | -0.0036143 | 345.1972 | 0.00018314 | 345.1972 | 0.00022826 | 246.5919 | 0 | 246.5919 | 0 | 533.9519 | 0.015305 | 246.5919 | 0 | 532.7207 | 0.00013913 | 533.9519 | 0.022853 | 345.1972 | 7.3273e-05
| 345.2729 | 0 | 246.7976 | 0.014754 | 345.2729 | 0 | 246.7976 | 0 | 247.106 | 0 | 246.7976 | 0 | 345.3073 | 0.0001425 | 241.07 | 0.020991 | 345.2729 | 0 | 241.07 | -0.0072719 | 241.07 | -0.0039641 | 345.3073 | 0.00018253 | 345.3073 | 0.00020287 | 246.7976 | 0 | 246.7976 | 0 | 534.1075 | 0.016371 | 246.7976 | 0 | 532.8773 | 0.00037102 | 534.1075 | 0.021678 | 345.3073 | 7.0735e-05
| 345.3865 | 0 | 247.0033 | -0.0197 | 345.3865 | 0.00070405 | 247.0033 | 0 | 247.3126 | 0 | 247.0033 | 0 | 345.4174 | 0.00014157 | 241.27 | -0.024908 | 345.3865 | 0.010587 | 241.27 | 0.0042136 | 241.27 | -0.0044887 | 345.4174 | 0.00018497 | 345.4174 | 0.00019007 | 247.0033 | 0 | 247.0033 | 0 | 534.2631 | 0.020631 | 247.0033 | 0 | 533.0339 | 0.00013913 | 534.2631 | 0.022736 | 345.4174 | 9.3758e-05
| 345.5001 | 0 | 247.209 | 0.011276 | 345.5001 | 0.0082323 | 247.209 | 0 | 247.5192 | 0 | 247.209 | 0 | 345.5275 | 0.00015391 | 241.48 | -0.0041982 | 345.5001 | 0.0089959 | 241.48 | -0.0051598 | 241.48 | 0.0011076 | 345.5275 | 0.00015814 | 345.5275 | 0.00016685 | 247.2089 | 0 | 247.209 | 0 | 534.4187 | 0.010372 | 247.209 | 0 | 533.1906 | 0 | 534.4187 | 0.021972 | 345.5275 | 7.161e-05
| 345.6137 | 0 | 247.4147 | 0.0032189 | 345.6137 | 0.0053973 | 247.4147 | 0 | 247.7258 | 0 | 247.4147 | 0 | 345.6376 | 0.00018418 | 241.69 | -0.02155 | 345.6137 | 0.0027765 | 241.69 | -0.0091205 | 241.69 | -0.0050134 | 345.6376 | 0.00017175 | 345.6376 | 0.00015839 | 247.4147 | 0 | 247.4147 | 0 | 534.5743 | 0.014408 | 247.4147 | 0 | 533.3472 | 0.0004174 | 534.5743 | 0.022853 | 345.6376 | 6.9071e-05
| 345.7273 | 0.001111 | 247.6204 | 0.027941 | 345.7273 | 0 | 247.6204 | 0 | 247.9324 | 0 | 247.6204 | 0 | 345.7477 | 0.00019093 | 241.89 | 0.0030786 | 345.7273 | 0.0011939 | 241.89 | 0.006722 | 241.89 | -0.0069371 | 345.7477 | 0.00018029 | 345.7477 | 0.00015427 | 247.6204 | 0 | 247.6204 | 0 | 534.7299 | 0.0027595 | 247.6204 | 0 | 533.5038 | 0.00037102 | 534.7299 | 0.021855 | 345.7477 | 4.2633e-05
| 345.8409 | 0.0006286 | 247.8261 | -0.019483 | 345.8409 | 0.0093865 | 247.8261 | 0 | 248.139 | 0 | 247.8261 | 0 | 345.8578 | 0.00019186 | 242.1 | -0.020991 | 345.8409 | 0.005595 | 242.1 | -0.0095165 | 242.1 | -0.0036143 | 345.8578 | 0.00020163 | 345.8578 | 0.00015427 | 247.8261 | 0 | 247.8261 | 0 | 534.8855 | 0.010035 | 247.8261 | 0 | 533.6604 | 0.0004174 | 534.8855 | 0.023382 | 345.8578 | 7.3273e-05
| 345.9545 | 0.0028887 | 248.0319 | -0.0045463 | 345.9545 | 0 | 248.0319 | 0 | 248.3457 | 0 | 248.0319 | 0 | 345.9679 | 0.00016438 | 242.3 | -0.0058775 | 345.9545 | 0.010093 | 242.3 | -0.00093515 | 242.3 | 0.0067039 | 345.9679 | 0.00020448 | 345.9679 | 0.00014581 | 248.0319 | 0 | 248.0319 | 0 | 535.0411 | 0.012839 | 248.0319 | 0 | 533.8171 | 9.2755e-05 | 535.0411 | 0.022266 | 345.9679 | 6.9071e-05
| 346.0681 | 0.0030689 | 248.2377 | -0.020887 | 346.0681 | 0.0093865 | 248.2377 | 0 | 248.5524 | 0 | 248.2377 | 0 | 346.078 | 0.00015181 | 242.51 | 0.020991 | 346.0681 | 0.0054233 | 242.51 | -0.00053907 | 242.51 | -0.0099105 | 346.078 | 0.00018781 | 346.078 | 0.00018161 | 248.2377 | 0 | 248.2377 | 0 | 535.1967 | 0.0045348 | 248.2377 | 0 | 533.9737 | 0.0004174 | 535.1967 | 0.023382 | 346.078 | 0.00010059
| 346.1816 | 0 | 248.4435 | -0.0067188 | 346.1816 | 0.0039985 | 248.4435 | 0 | 248.759 | 0 | 248.4435 | 0 | 346.1881 | 0.00013761 | 242.72 | -0.00027989 | 346.1816 | 0.0032184 | 242.72 | -0.00067108 | 242.72 | -0.0067623 | 346.1881 | 0.00017602 | 346.1881 | 0.00016902 | 248.4435 | 0 | 248.4435 | 0 | 535.3524 | 0.01211 | 248.4435 | 0 | 534.1304 | 9.2755e-05 | 535.3524 | 0.021972 | 346.1881 | 9.4633e-05
| 346.2952 | 0 | 248.6493 | -0.010632 | 346.2952 | 0.00093859 | 248.6493 | 0 | 248.9657 | 0 | 248.6493 | 0 | 346.2983 | 0.00017137 | 242.92 | -0.034425 | 346.2952 | 0.020076 | 242.92 | -0.0039716 | 242.92 | -0.011659 | 346.2983 | 0.00016708 | 346.2983 | 0.00019007 | 248.6493 | 0 | 248.6493 | 0 | 535.508 | 0.012054 | 248.6493 | 0 | 534.287 | 0 | 535.508 | 0.023206 | 346.2983 | 0.0001202
| 346.4088 | 0 | 248.8551 | 0.010064 | 346.4088 | 0 | 248.8551 | 0 | 249.1725 | 0 | 248.8551 | 0 | 346.4084 | 0.0001751 | 243.13 | 0.015393 | 346.4088 | 0.0080634 | 243.13 | 0.0019693 | 243.13 | 0.0033811 | 346.4084 | 0.00015814 | 346.4084 | 0.00014364 | 248.8551 | 0 | 248.8551 | 0 | 535.6637 | 0.01794 | 248.8551 | 0 | 534.4437 | 9.2755e-05 | 535.6637 | 0.02209 | 346.4084 | 0.0001117
| 346.5224 | 0 | 249.061 | -0.0085034 | 346.5224 | 0.0046932 | 249.061 | 0 | 249.3792 | 0 | 249.061 | 0 | 346.5185 | 0.00019908 | 243.34 | -0.028267 | 346.5224 | 0.011355 | 243.34 | -0.016382 | 243.34 | -0.0071117 | 346.5185 | 0.00015041 | 346.5185 | 0.00016685 | 249.061 | 0 | 249.061 | 0 | 535.8194 | 0.012054 | 249.061 | 0 | 534.6004 | 0.00013913 | 535.8194 | 0.023323 | 346.5185 | 8.9469e-05
| 346.636 | 0.00022221 | 249.2669 | -0.0028806 | 346.636 | 0 | 249.2669 | 0 | 249.5859 | 0 | 249.2669 | 0 | 346.6287 | 0.00017603 | 243.54 | 0.0047579 | 346.636 | 0.002284 | 243.54 | -0.0047637 | 243.54 | 0.0065291 | 346.6287 | 0.00014066 | 346.6287 | 0.00015427 | 249.2669 | 0 | 249.2669 | 0 | 535.9751 | 0.013904 | 249.2669 | 0 | 534.7571 | 9.2755e-05 | 535.9751 | 0.022266 | 346.6287 | 5.7953e-05
| 346.7496 | 0 | 249.4728 | -0.051616 | 346.7496 | 0 | 249.4728 | 0 | 249.7927 | 0 | 249.4728 | 0 | 346.7388 | 0.00018581 | 243.75 | 0.0075566 | 346.7496 | 0.011519 | 243.75 | -0.007668 | 243.75 | 0.003556 | 346.7388 | 0.00014492 | 346.7388 | 0.00014581 | 249.4728 | 0 | 249.4728 | 0 | 536.1307 | 0.012502 | 249.4728 | 0 | 534.9137 | 0.00013913 | 536.1307 | 0.023206 | 346.7388 | 5.0337e-05
| 346.8631 | 0.0077772 | 249.6787 | -0.014263 | 346.8631 | 0 | 249.6787 | 0 | 249.9995 | 0 | 249.6787 | 0 | 346.849 | 0.00016532 | 243.96 | -0.015393 | 346.8631 | 0.0015054 | 243.96 | 0.0017053 | 243.96 | -0.0065873 | 346.849 | 0.00015997 | 346.849 | 0.00013951 | 249.6787 | 0 | 249.6787 | 0 | 536.2864 | 0.011605 | 249.6787 | 0 | 535.0704 | 9.2755e-05 | 536.2864 | 0.021737 | 346.849 | 5.7078e-05
| 346.9767 | 0 | 249.8846 | -0.012059 | 346.9767 | 0.017593 | 249.8846 | 0 | 250.2063 | 0 | 249.8846 | 0 | 346.9592 | 0.00017067 | 244.16 | -0.035543 | 346.9767 | 0 | 244.16 | -0.0056876 | 244.16 | -0.013408 | 346.9592 | 0.00016464 | 346.9592 | 9.7205e-05 | 249.8846 | 0 | 249.8846 | 0 | 536.4421 | 0.01082 | 249.8846 | 0 | 535.2271 | 0.00013913 | 536.4421 | 0.022618 | 346.9592 | 7.9314e-05
| 347.0903 | 0 | 250.0905 | 0.0029538 | 347.0903 | 0 | 250.0905 | 0 | 250.4131 | 0 | 250.0905 | 0 | 347.0693 | 0.0001588 | 244.37 | 0.0069968 | 347.0903 | 0.013055 | 244.37 | 0.0028934 | 244.37 | -0.0086863 | 347.0693 | 0.00017277 | 347.0693 | 0.00012259 | 250.0905 | 0 | 250.0905 | 0 | 536.5978 | 0.01979 | 250.0905 | 0 | 535.3839 | 0 | 536.5978 | 0.02115 | 347.0693 | 7.4149e-05
| 347.2038 | 0.0010722 | 250.2965 | -0.003255 | 347.2038 | 0.0023467 | 250.2965 | 0 | 250.6199 | 0 | 250.2965 | 0 | 347.1795 | 0.00016578 | 244.58 | 0.032746 | 347.2038 | 0.0085571 | 244.58 | -0.0085925 | 244.58 | -0.0020404 | 347.1795 | 0.00018415 | 347.1795 | 0.00010567 | 250.2965 | 0 | 250.2965 | 0 | 536.7536 | 0.017324 | 250.2965 | 0 | 535.5406 | 0 | 536.7536 | 0.022501 | 347.1795 | 6.0492e-05
| 347.3174 | 0 | 250.5025 | -0.0023283 | 347.3174 | 0 | 250.5025 | 0 | 250.8268 | 0 | 250.5025 | 0 | 347.2897 | 0.00016089 | 244.78 | 0.048418 | 347.3174 | 0.0033741 | 244.78 | -0.0047637 | 244.78 | 0.0028565 | 347.2897 | 0.0001868 | 347.2897 | 0.00013951 | 250.5025 | 0 | 250.5025 | 0 | 536.9093 | 0.015754 | 250.5025 | 0 | 535.6973 | 9.2755e-05 | 536.9093 | 0.021561 | 347.2897 | 4.1758e-05
| 347.431 | 0.010834 | 250.7085 | -0.024392 | 347.431 | 0.002112 | 250.7085 | 0 | 251.0336 | 0 | 250.7085 | 0 | 347.3999 | 0.00018255 | 244.99 | -0.017632 | 347.431 | 0.0058693 | 244.99 | -0.012817 | 244.99 | -0.0027399 | 347.3999 | 0.00018171 | 347.3999 | 0.00012259 | 250.7085 | 0 | 250.7085 | 0 | 537.065 | 0.013007 | 250.7085 | 0 | 535.854 | 0.00013913 | 537.065 | 0.02303 | 347.3999 | 5.9704e-05
| 347.5445 | 0 | 250.9145 | 0.0064595 | 347.5445 | 0 | 250.9145 | 0 | 251.2405 | 0 | 250.9145 | 0 | 347.5101 | 0.00018092 | 245.19 | 0.019311 | 347.5445 | 0 | 245.19 | -0.0023874 | 245.19 | 0.003556 | 347.5101 | 0.00015509 | 347.5101 | 0.00013951 | 250.9145 | 0 | 250.9145 | 0 | 537.2208 | 0.016931 | 250.9145 | 0 | 536.0108 | 9.2755e-05 | 537.2208 | 0.021737 | 347.5101 | 5.9704e-05
| 347.6581 | 0 | 251.1205 | 0.015417 | 347.6581 | 0.0011733 | 251.1205 | 0 | 251.4474 | 0 | 251.1205 | 0 | 347.6203 | 0.00019908 | 245.4 | 0.010915 | 347.6581 | 0.0069664 | 245.4 | -0.0027834 | 245.4 | -0.013233 | 347.6203 | 0.00016383 | 347.6203 | 0.00016685 | 251.1205 | 0 | 251.1205 | 0 | 537.3765 | 0.010652 | 251.1205 | 0 | 536.1675 | 0.0004174 | 537.3765 | 0.022442 | 347.6203 | 7.9314e-05
| 347.7716 | 0 | 251.3266 | -0.024392 | 347.7716 | 0.0025873 | 251.3266 | 0 | 251.6543 | 0 | 251.3266 | 0 | 347.7305 | 0.00018441 | 245.61 | -0.017632 | 347.7716 | 0.0052429 | 245.61 | -0.0064798 | 245.61 | -0.015856 | 347.7305 | 0.00016647 | 347.7305 | 0.00015644 | 251.3266 | 0 | 251.3266 | 0 | 537.5323 | 0.015978 | 251.3266 | 0 | 536.3243 | 9.2755e-05 | 537.5323 | 0.021091 | 347.7305 | 5.5415e-05
| 347.8852 | 0 | 251.5326 | -0.0052278 | 347.8852 | 0.00093859 | 251.5326 | 0 | 251.8613 | 0 | 251.5326 | 0 | 347.8407 | 0.00018115 | 245.81 | -0.026587 | 347.8852 | 0.0044891 | 245.81 | -0.0056876 | 245.81 | -0.01708 | 347.8407 | 0.00019493 | 347.8407 | 0.00013105 | 251.5326 | 0 | 251.5326 | 0 | 537.688 | 0.011605 | 251.5326 | 0 | 536.481 | 0.00013913 | 537.688 | 0.021972 | 347.8407 | 6.8196e-05
| 347.9987 | 0.0099993 | 251.7387 | 0.030703 | 347.9987 | 0.0039985 | 251.7387 | 0 | 252.0682 | 0 | 251.7387 | 0 | 347.9509 | 0.00017253 | 246.02 | -0.0081163 | 347.9987 | 0.0064727 | 246.02 | -0.0066122 | 246.02 | -0.0029147 | 347.9509 | 0.00019106 | 347.9509 | 0.00016056 | 251.7387 | 0 | 251.7387 | 0 | 537.8438 | 0.022594 | 251.7387 | 0 | 536.6378 | 0 | 537.8438 | 0.021032 | 347.9509 | 6.1367e-05
| 348.1123 | 0.0046219 | 251.9448 | -0.021519 | 348.1123 | 0.012437 | 251.9448 | 0 | 252.2752 | 0 | 251.9448 | 0 | 348.0611 | 0.00021095 | 246.23 | 0.011475 | 348.1123 | 0.010422 | 246.23 | 0.0031575 | 246.23 | 0.00040807 | 348.0611 | 0.0001807 | 348.0611 | 0.00019853 | 251.9448 | 0 | 251.9448 | 0 | 537.9996 | 0.0097551 | 251.9448 | 0 | 536.7946 | 0.0004174 | 537.9996 | 0.021913 | 348.0611 | 7.4149e-05
| 348.2258 | 0 | 252.1509 | 0.027882 | 348.2258 | 0.0079971 | 252.1509 | 0 | 252.4821 | 0 | 252.1509 | 0 | 348.1713 | 0.00021957 | 246.43 | 0.0069968 | 348.2258 | 0.0063081 | 246.43 | -0.0015952 | 246.43 | -0.0032645 | 348.1713 | 0.00016078 | 348.1713 | 0.0002135 | 252.1509 | 0 | 252.1509 | 0 | 538.1554 | 0.019006 | 252.1509 | 0 | 536.9514 | 0 | 538.1554 | 0.020915 | 348.1713 | 6.8196e-05
| 348.3394 | 0 | 252.3571 | 0.0070992 | 348.3394 | 0 | 252.3571 | 0 | 252.6891 | 0 | 252.3571 | 0 | 348.2816 | 0.00022003 | 246.64 | -0.0075566 | 348.3394 | 0.0030879 | 246.64 | -0.012553 | 246.64 | -0.0078116 | 348.2816 | 0.0001561 | 348.2816 | 0.00016685 | 252.3571 | 0 | 252.3571 | 0 | 538.3112 | 0.003549 | 252.3571 | 0 | 537.1081 | 0.0004174 | 538.3112 | 0.022325 | 348.2816 | 6.2243e-05
| 348.4529 | 0 | 252.5632 | 0.020996 | 348.4529 | 0.004469 | 252.5632 | 0 | 252.8961 | 0 | 252.5632 | 0 | 348.3918 | 0.00018487 | 246.85 | -0.02267 | 348.4529 | 0 | 246.85 | -0.00040706 | 246.85 | 0.0054798 | 348.3918 | 0.00015814 | 348.3918 | 0.00013951 | 252.5633 | 0 | 252.5632 | 0 | 538.467 | 0.019006 | 252.5632 | 0 | 537.2649 | 9.2755e-05 | 538.467 | 0.021267 | 348.3918 | 5.9704e-05
| 348.5664 | 0 | 252.7694 | -0.0054586 | 348.5664 | 0.00093859 | 252.7694 | 0 | 253.1032 | 0 | 252.7694 | 0 | 348.502 | 0.00017789 | 247.05 | -0.048418 | 348.5664 | 0.0043335 | 247.05 | -0.015061 | 247.05 | -0.021628 | 348.502 | 0.00016322 | 348.502 | 0.00012476 | 252.7694 | 0 | 252.7694 | 0 | 538.6228 | 0.0068958 | 252.7694 | 0 | 537.4217 | 0.0004174 | 538.6228 | 0.022031 | 348.502 | 6.8196e-05
| 348.68 | 0 | 252.9756 | 0.023277 | 348.68 | 0 | 252.9756 | 0 | 253.3102 | 0 | 252.9756 | 0 | 348.6123 | 0.00017021 | 247.26 | 0.0092359 | 348.68 | 0 | 247.26 | -0.010441 | 247.26 | 0.0070537 | 348.6123 | 0.00015427 | 348.6123 | 0.00011413 | 252.9756 | 0 | 252.9756 | 0 | 538.7787 | 0.023659 | 252.9756 | 0 | 537.5785 | 0.00037102 | 538.7787 | 0.020621 | 348.6123 | 6.6532e-05
| 348.7935 | 0.0070623 | 253.1818 | 0.0064191 | 348.7935 | 0 | 253.1818 | 0 | 253.5173 | 0 | 253.1818 | 0 | 348.7226 | 0.00017836 | 247.47 | -0.017072 | 348.7935 | 0.0099285 | 247.47 | -0.006744 | 247.47 | -0.00099105 | 348.7226 | 0.00015041 | 348.7226 | 0.0001035 | 253.1818 | 0 | 253.1818 | 0 | 538.9345 | 0.0093626 | 253.1818 | 0 | 537.7354 | 0.00013913 | 538.9345 | 0.021796 | 348.7226 | 5.0337e-05
| 348.907 | 0 | 253.3881 | -0.010438 | 348.907 | 0.0037633 | 253.3881 | 0 | 253.7243 | 0 | 253.3881 | 0 | 348.8328 | 0.00018907 | 247.67 | -0.0086761 | 348.907 | 0.0066373 | 247.67 | -0.0010672 | 247.67 | -0.0037892 | 348.8328 | 0.0001557 | 348.8328 | 0.00015839 | 253.388 | 0 | 253.3881 | 0 | 539.0904 | 0.019398 | 253.3881 | 0 | 537.8922 | 0.00037102 | 539.0904 | 0.021267 | 348.8328 | 4.6923e-05
| 349.0205 | 0 | 253.5943 | -0.020757 | 349.0205 | 0.0077438 | 253.5943 | 0 | 253.9314 | 0 | 253.5943 | 0 | 348.9431 | 0.0001723 | 247.88 | -0.0081163 | 349.0205 | 0 | 247.88 | -0.0014632 | 247.88 | 5.8296e-05 | 348.9431 | 0.00016891 | 348.9431 | 0.00012042 | 253.5943 | 0 | 253.5943 | 0 | 539.2462 | 0.013904 | 253.5943 | 0 | 538.049 | 0.0004174 | 539.2462 | 0.021972 | 348.9431 | 4.9462e-05
| 349.1341 | 0.0037776 | 253.8006 | 0.025952 | 349.1341 | 0.0061154 | 253.8006 | 0 | 254.1385 | 0 | 253.8006 | 0 | 349.0534 | 0.00015344 | 248.09 | 0.011475 | 349.1341 | 0.0055402 | 248.09 | -1.1002e-05 | 248.09 | 0.0032063 | 349.0534 | 0.00016362 | 349.0534 | 0.00013735 | 253.8006 | 0 | 253.8006 | 0 | 539.4021 | 0.02265 | 253.8006 | 0 | 538.2059 | 0 | 539.4021 | 0.021091 | 349.0534 | 6.3906e-05
| 349.2476 | 0 | 254.0068 | -0.015455 | 349.2476 | 0.005632 | 254.0068 | 0 | 254.3457 | 0 | 254.0068 | 0 | 349.1637 | 0.00014459 | 248.3 | 0.0069968 | 349.2476 | 0.0018424 | 248.3 | -0.00014302 | 248.3 | -0.0093854 | 349.1637 | 0.00016749 | 349.1637 | 0.00014993 | 254.0068 | 0 | 254.0068 | 0 | 539.558 | 0.012222 | 254.0068 | 0 | 538.3627 | 0.00013913 | 539.558 | 0.02209 | 349.1637 | 7.7563e-05
| 349.3611 | 0.0017777 | 254.2131 | 0.028573 | 349.3611 | 0 | 254.2131 | 0 | 254.5528 | 0 | 254.2131 | 0 | 349.2739 | 0.00015949 | 248.5 | 0.0075566 | 349.3611 | 0 | 248.5 | -0.0025194 | 248.5 | 0.010726 | 349.2739 | 0.00016566 | 349.2739 | 0.00019224 | 254.2131 | 0 | 254.2131 | 0 | 539.7138 | 0.014577 | 254.2131 | 0 | 538.5196 | 9.2755e-05 | 539.7138 | 0.021267 | 349.2739 | 9.8923e-05
| 349.4746 | 0.013088 | 254.4195 | -0.0027343 | 349.4746 | 0.0086826 | 254.4195 | 0 | 254.76 | 0 | 254.4195 | 0 | 349.3842 | 0.00016927 | 248.71 | -0.020991 | 349.4746 | 0.0054233 | 248.71 | -0.0023874 | 248.71 | -0.010435 | 349.3842 | 0.00017846 | 349.3842 | 0.00020504 | 254.4195 | 0 | 254.4195 | 0 | 539.8697 | 0.0080732 | 254.4195 | 0 | 538.6764 | 0.00013913 | 539.8697 | 0.022325 | 349.3842 | 0.00011512
| 349.5881 | 0 | 254.6258 | -0.040194 | 349.5881 | 0 | 254.6258 | 0 | 254.9671 | 0 | 254.6258 | 0 | 349.4945 | 0.00017021 | 248.92 | 0.04786 | 349.5881 | 0 | 248.92 | 0.0022334 | 248.92 | 0.0023318 | 349.4945 | 0.00016749 | 349.4945 | 0.00012042 | 254.6258 | 0 | 254.6258 | 0 | 540.0256 | 0.015474 | 254.6258 | 0 | 538.8333 | 9.2755e-05 | 540.0256 | 0.021091 | 349.4945 | 9.122e-05
| 349.7016 | 0.0030689 | 254.8321 | -0.022044 | 349.7016 | 0 | 254.8321 | 0 | 255.1743 | 0 | 254.8321 | 0 | 349.6048 | 0.00018092 | 249.12 | -0.025469 | 349.7016 | 0.0027765 | 249.12 | -0.0019913 | 249.12 | -0.00029147 | 349.6048 | 0.00017236 | 349.6048 | 0.0001035 | 254.8321 | 0 | 254.8321 | 0 | 540.1815 | 0.0027603 | 254.8321 | 0 | 538.9902 | 0.00013913 | 540.1815 | 0.022266 | 349.6048 | 7.3273e-05
| 349.8151 | 0.0022221 | 255.0385 | 0.012002 | 349.8151 | 0 | 255.0385 | 0 | 255.3815 | 0 | 255.0385 | 0 | 349.7151 | 0.000173 | 249.33 | -0.020431 | 349.8151 | 0.01492 | 249.33 | 0.00038506 | 249.33 | 0.001982 | 349.7151 | 0.00016322 | 349.7151 | 8.462e-05 | 255.0385 | 0 | 255.0385 | 0 | 540.3374 | 0.022762 | 255.0385 | 0 | 539.1471 | 9.2755e-05 | 540.3374 | 0.020915 | 349.7151 | 6.2243e-05
| 349.9286 | 0 | 255.2449 | -0.0084335 | 349.9286 | 0 | 255.2449 | 0 | 255.5888 | 0 | 255.2449 | 0 | 349.8254 | 0.00017556 | 249.54 | -0.018192 | 349.9286 | 0.0037107 | 249.54 | -0.0030475 | 249.54 | -0.0058878 | 349.8254 | 0.00017501 | 349.8254 | 0.0001521 | 255.2449 | 0 | 255.2449 | 0 | 540.4934 | 0.013231 | 255.2449 | 0 | 539.3039 | 0.00013913 | 540.4934 | 0.021913 | 349.8254 | 6.6532e-05
| 350.0421 | 0 | 255.4513 | 0.0048474 | 350.0421 | 0 | 255.4513 | 0 | 255.796 | 0 | 255.4513 | 0 | 349.9358 | 0.00016275 | 249.74 | 0.013154 | 350.0421 | 0.0015054 | 249.74 | 0.0011772 | 249.74 | 0.0033811 | 349.9358 | 0.00017236 | 349.9358 | 0.00015839 | 255.4513 | 0 | 255.4513 | 0 | 540.6493 | 0.011549 | 255.4513 | 0 | 539.4608 | 0 | 540.6493 | 0.020562 | 349.9358 | 7.9314e-05
| 350.1556 | 0.0077278 | 255.6577 | 0.0042031 | 350.1556 | 0.0025812 | 255.6577 | 0 | 256.0032 | 0 | 255.6577 | 0 | 350.0461 | 0.00018487 | 249.95 | 0.0092359 | 350.1556 | 0.001531 | 249.95 | -0.0027834 | 249.95 | -0.010435 | 350.0461 | 0.00018497 | 350.0461 | 0.00017532 | 255.6577 | 0 | 255.6577 | 0 | 540.8053 | 0.0099793 | 255.6577 | 0 | 539.6178 | 0.0004174 | 540.8053 | 0.021913 | 350.0461 | 6.9859e-05
| 350.2691 | 0 | 255.8642 | 0.051119 | 350.2691 | 0 | 255.8642 | 0 | 256.2105 | 0 | 255.8642 | 0 | 350.1564 | 0.00018092 | 250.16 | 0.027148 | 350.2691 | 0.013988 | 250.16 | -0.0085925 | 250.16 | -0.00064125 | 350.1564 | 0.00016708 | 350.1564 | 0.00017749 | 255.8642 | 0 | 255.8642 | 0 | 540.9612 | 0.013007 | 255.8642 | 0 | 539.7747 | 0 | 540.9612 | 0.02115 | 350.1564 | 6.732e-05
| 350.3826 | 0.0037345 | 256.0706 | -0.024938 | 350.3826 | 0.014074 | 256.0706 | 0 | 256.4178 | 0 | 256.0706 | 0 | 350.2668 | 0.00019139 | 250.36 | -0.026029 | 350.3826 | 0.0032436 | 250.36 | -0.012817 | 250.36 | -0.012358 | 350.2668 | 0.00016464 | 350.2668 | 0.00015644 | 256.0706 | 0 | 256.0706 | 0 | 541.1172 | 0.015193 | 256.0706 | 0 | 539.9316 | 0.0004174 | 541.1172 | 0.022266 | 350.2668 | 8.6142e-05
| 350.4961 | 0.011555 | 256.2771 | -0.008763 | 350.4961 | 0 | 256.2771 | 0 | 256.6251 | 0 | 256.2771 | 0 | 350.3771 | 0.00017952 | 250.57 | 0.013714 | 350.4961 | 0.0061984 | 250.57 | -0.0026514 | 250.57 | 0.0047802 | 350.3771 | 0.00014858 | 350.3771 | 0.00013105 | 256.2771 | 0 | 256.2771 | 0 | 541.2731 | 0.021472 | 256.2771 | 0 | 540.0885 | 0 | 541.2731 | 0.020973 | 350.3771 | 9.122e-05
| 350.6096 | 0.0052875 | 256.4836 | -0.0022814 | 350.6096 | 0 | 256.4836 | 0 | 256.8324 | 0 | 256.4836 | 0 | 350.4875 | 0.00018092 | 250.78 | -0.020991 | 350.6096 | 0.0086668 | 250.78 | -0.011629 | 250.78 | -0.0090358 | 350.4875 | 0.00016647 | 350.4875 | 8.8743e-05 | 256.4836 | 0 | 256.4836 | 0 | 541.4291 | 0.014689 | 256.4836 | 0 | 540.2454 | 0.0004174 | 541.4291 | 0.021972 | 350.4875 | 0.00010654
| 350.7231 | 0.0082216 | 256.6901 | 0.024941 | 350.7231 | 0 | 256.6901 | 0 | 257.0398 | 0 | 256.6901 | 0 | 350.5978 | 0.00016485 | 250.99 | 0.049539 | 350.7231 | 0.0032184 | 250.99 | -0.0068759 | 250.99 | -0.007462 | 350.5978 | 0.00018029 | 350.5978 | 0.0001163 | 256.6901 | 0 | 256.6901 | 0 | 541.5851 | 0.018445 | 256.6901 | 0 | 540.4024 | 0.00037102 | 541.5851 | 0.020915 | 350.5978 | 6.9859e-05
| 350.8366 | 0.013335 | 256.8966 | -0.016478 | 350.8366 | 0.0077438 | 256.8966 | 0 | 257.2471 | 0 | 256.8966 | 0 | 350.7082 | 0.00017253 | 251.19 | -0.019311 | 350.8366 | 0 | 251.19 | -0.0013312 | 251.19 | -0.0099105 | 350.7082 | 0.00021342 | 350.7082 | 9.5035e-05 | 256.8966 | 0 | 256.8966 | 0 | 541.7411 | 0.019342 | 256.8966 | 0 | 540.5593 | 0.00013913 | 541.7411 | 0.02209 | 350.7082 | 5.7078e-05
| 350.9501 | 0 | 257.1032 | 0.00078932 | 350.9501 | 0 | 257.1032 | 0 | 257.4545 | 0 | 257.1032 | 0 | 350.8186 | 0.00017836 | 251.4 | -0.00083963 | 350.9501 | 0.0015054 | 251.4 | -0.00027504 | 251.4 | 0.010551 | 350.8186 | 0.00020346 | 350.8186 | 0.0001163 | 257.1032 | 0 | 257.1032 | 0 | 541.8971 | 0.014689 | 257.1032 | 0 | 540.7163 | 0 | 541.8971 | 0.020915 | 350.8186 | 5.7953e-05
| 351.0635 | 0.0041782 | 257.3098 | -0.036268 | 351.0635 | 0.0044586 | 257.3098 | 0 | 257.6619 | 0 | 257.3098 | 0 | 350.9289 | 0.00017836 | 251.61 | -0.02267 | 351.0635 | 0.0089959 | 251.61 | -0.0019913 | 251.61 | -0.0018654 | 350.9289 | 0.00019737 | 350.9289 | 0.00012671 | 257.3098 | 0 | 257.3098 | 0 | 542.0531 | 0.010148 | 257.3098 | 0 | 540.8732 | 0 | 542.0531 | 0.022383 | 350.9289 | 6.6532e-05
| 351.177 | 0.0086661 | 257.5163 | 0.001358 | 351.177 | 0.0018817 | 257.5163 | 0 | 257.8693 | 0 | 257.5163 | 0 | 351.0393 | 0.00016741 | 251.81 | 0.02379 | 351.177 | 0.0025955 | 251.81 | 0.005798 | 251.81 | 0.0096767 | 351.0393 | 0.00016383 | 351.0393 | 0.00013735 | 257.5163 | 0 | 257.5163 | 0 | 542.2091 | 0.023042 | 257.5163 | 0 | 541.0302 | 0.00037102 | 542.2091 | 0.02115 | 351.0393 | 8.3516e-05
| 351.2905 | 0.0055093 | 257.7229 | 0.0039693 | 351.2905 | 0.011733 | 257.7229 | 0 | 258.0767 | 0 | 257.7229 | 0 | 351.1497 | 0.00016601 | 252.02 | -0.014274 | 351.2905 | 0.0035549 | 252.02 | -0.00067108 | 252.02 | -0.0062376 | 351.1497 | 0.00017501 | 351.1497 | 0.00012671 | 257.7229 | 0 | 257.7229 | 0 | 542.3651 | 0.015586 | 257.7229 | 0 | 541.1872 | 0 | 542.3651 | 0.021855 | 351.1497 | 9.3758e-05
| 351.404 | 0.012221 | 257.9296 | -0.028184 | 351.404 | 0.019352 | 257.9296 | 0 | 258.2841 | 0 | 257.9296 | 0 | 351.2601 | 0.00017719 | 252.23 | -0.011475 | 351.404 | 0.012397 | 252.23 | 0.0079103 | 252.23 | 0.010726 | 351.2601 | 0.00016932 | 351.2601 | 0.00011413 | 257.9296 | 0 | 257.9296 | 0 | 542.5212 | 0.01211 | 257.9296 | 0 | 541.3442 | 9.2755e-05 | 542.5212 | 0.02021 | 351.2601 | 9.9711e-05
| 351.5174 | 0.011056 | 258.1362 | 0.017239 | 351.5174 | 0.005632 | 258.1362 | 0 | 258.4916 | 0 | 258.1362 | 0 | 351.3705 | 0.00019186 | 252.44 | 0.0036384 | 351.5174 | 0.0035549 | 252.44 | -0.0056876 | 252.44 | 0.0065291 | 351.3705 | 0.0001931 | 351.3705 | 0.00012671 | 258.1362 | 0 | 258.1362 | 0 | 542.6772 | 0.0089702 | 258.1362 | 0 | 541.5012 | 0.00013913 | 542.6772 | 0.020856 | 351.3705 | 0.00010313
| 351.6309 | 0.0071106 | 258.3428 | -0.012336 | 351.6309 | 0 | 258.3428 | 0 | 258.699 | 0 | 258.3428 | 0 | 351.4809 | 0.00019139 | 252.64 | 0.0092359 | 351.6309 | 0.0052429 | 252.64 | -0.0042357 | 252.64 | 0.00093272 | 351.4809 | 0.00016749 | 351.4809 | 0.00010133 | 258.3428 | 0 | 258.3428 | 0 | 542.8333 | 0.011942 | 258.3428 | 0 | 541.6581 | 0.00064928 | 542.8333 | 0.020033 | 351.4809 | 8.0977e-05
| 351.7444 | 0.01039 | 258.5495 | -0.00095939 | 351.7444 | 0 | 258.5495 | 0 | 258.9065 | 0 | 258.5495 | 0 | 351.5913 | 0.00018115 | 252.85 | -0.020991 | 351.7444 | 0.0026208 | 252.85 | -0.011629 | 252.85 | 0.0014574 | 351.5913 | 0.00017379 | 351.5913 | 0.00010784 | 258.5495 | 0 | 258.5495 | 0 | 542.9893 | 0.0091944 | 258.5495 | 0 | 541.8152 | 0 | 542.9893 | 0.021443 | 351.5913 | 6.6532e-05
| 351.8578 | 0.0068884 | 258.7562 | 0.006206 | 351.8578 | 0.0025873 | 258.7562 | 0 | 259.114 | 0 | 258.7562 | 0 | 351.7017 | 0.00014622 | 253.06 | 0.0025189 | 351.8578 | 0.0063081 | 253.06 | -0.0034436 | 253.06 | -0.00099105 | 351.7017 | 0.00017318 | 351.7017 | 9.7205e-05 | 258.7562 | 0 | 258.7562 | 0 | 543.1454 | 0.016483 | 258.7562 | 0 | 541.9722 | 0 | 543.1454 | 0.020915 | 351.7017 | 6.1367e-05
| 351.9713 | 0.0077278 | 258.9629 | -0.015602 | 351.9713 | 0.0051626 | 258.9629 | 0 | 259.3215 | 0 | 258.9629 | 0 | 351.8121 | 0.00014413 | 253.26 | 0.043941 | 351.9713 | 0.0066921 | 253.26 | -0.00014302 | 253.26 | -0.0086863 | 351.8121 | 0.00017216 | 351.8121 | 0.00012671 | 258.9629 | 0 | 258.9629 | 0 | 543.3015 | 0.016483 | 258.9629 | 0 | 542.1292 | 0 | 543.3015 | 0.022207 | 351.8121 | 8.2728e-05
| 352.0847 | 0.006444 | 259.1696 | 0.0046483 | 352.0847 | 0 | 259.1696 | 0 | 259.5291 | 0 | 259.1696 | 0 | 351.9225 | 0.00015787 | 253.47 | 0.012595 | 352.0847 | 0 | 253.47 | 0.0060617 | 253.47 | 0.0023318 | 351.9225 | 0.0001681 | 351.9225 | 0.00015427 | 259.1696 | 0 | 259.1696 | 0 | 543.4575 | 0.025733 | 259.1696 | 0 | 542.2862 | 0.00037102 | 543.4575 | 0.020915 | 351.9225 | 9.6297e-05
| 352.1982 | 0.011721 | 259.3764 | 0.015204 | 352.1982 | 0 | 259.3764 | 0 | 259.7366 | 0 | 259.3764 | 0 | 352.033 | 0.00018161 | 253.68 | -0.006437 | 352.1982 | 0.0030879 | 253.68 | -0.0068759 | 253.68 | -0.008861 | 352.033 | 0.0001618 | 352.033 | 0.00017749 | 259.3764 | 0 | 259.3764 | 0 | 543.6136 | 0.012726 | 259.3764 | 0 | 542.4432 | 0.00013913 | 543.6136 | 0.02162 | 352.033 | 0.00011512
| 352.3116 | 0.014693 | 259.5831 | 0.0020314 | 352.3116 | 0.0049393 | 259.5831 | 0 | 259.9442 | 0 | 259.5831 | 0 | 352.1434 | 0.0002028 | 253.89 | 0.028267 | 352.3116 | 0.00088251 | 253.89 | 0.005402 | 253.89 | -0.0030897 | 352.1434 | 0.00017663 | 352.1434 | 0.00016273 | 259.5831 | 0 | 259.5831 | 0 | 543.7697 | 0.013904 | 259.5831 | 0 | 542.6003 | 0 | 543.7697 | 0.020445 | 352.1434 | 9.9711e-05
| 352.4251 | 0.013705 | 259.7899 | -0.012276 | 352.4251 | 0.0032853 | 259.7899 | 0 | 260.1517 | 0 | 259.7899 | 0 | 352.2539 | 0.00019884 | 254.09 | -0.013714 | 352.4251 | 0.00028542 | 254.09 | -0.012025 | 254.09 | -0.011484 | 352.2539 | 0.0001561 | 352.2539 | 0.00014581 | 259.7899 | 0 | 259.7899 | 0 | 543.9258 | 0.016258 | 259.7899 | 0 | 542.7573 | 0.00013913 | 543.9258 | 0.021561 | 352.2539 | 9.8048e-05
| 352.5385 | 0.030868 | 259.9967 | -0.011118 | 352.5385 | 0.012231 | 259.9967 | 0 | 260.3594 | 0 | 259.9967 | 0 | 352.3643 | 0.00019512 | 254.3 | 0.031627 | 352.5385 | 0.0033741 | 254.3 | -0.0031795 | 254.3 | -0.0032645 | 352.3643 | 0.00014106 | 352.3643 | 0.00016273 | 259.9967 | 0 | 259.9967 | 0 | 544.082 | 0.015586 | 259.9967 | 0 | 542.9144 | 0 | 544.082 | 0.020738 | 352.3643 | 6.9859e-05
| 352.652 | 0.024324 | 260.2035 | -0.014259 | 352.652 | 0.0070399 | 260.2035 | 0 | 260.567 | 0 | 260.2035 | 0 | 352.4748 | 0.00019721 | 254.51 | -0.032185 | 352.652 | 0.001531 | 254.51 | 0.0038176 | 254.51 | -0.00011659 | 352.4748 | 0.00014492 | 352.4748 | 0.00013951 | 260.2035 | 0 | 260.2035 | 0 | 544.2381 | 0.015081 | 260.2035 | 0 | 543.0714 | 0 | 544.2381 | 0.021443 | 352.4748 | 5.1125e-05
| 352.7654 | 0.025065 | 260.4103 | 0.017123 | 352.7654 | 0 | 260.4103 | 0 | 260.7746 | 0 | 260.4103 | 0 | 352.5852 | 0.00019558 | 254.72 | 0.010915 | 352.7654 | 0.0055402 | 254.72 | 0.0039496 | 254.72 | 0.0089776 | 352.5852 | 0.00015245 | 352.5852 | 0.00013735 | 260.4103 | 0 | 260.4103 | 0 | 544.3942 | 0.024163 | 260.4103 | 0 | 543.2285 | 0.00037102 | 544.3942 | 0.020386 | 352.5852 | 5.7078e-05
| 352.8789 | 0.03877 | 260.6172 | -0.019547 | 352.8789 | 0.0011733 | 260.6172 | 0 | 260.9822 | 0 | 260.6172 | 0 | 352.6957 | 0.00019558 | 254.92 | -0.010915 | 352.8789 | 0.0072955 | 254.92 | -0.0081965 | 254.92 | -0.005538 | 352.6957 | 0.0001868 | 352.6957 | 0.00011196 | 260.6172 | 0 | 260.6172 | 0 | 544.5504 | 0.014913 | 260.6172 | 0 | 543.3856 | 0.00013913 | 544.5504 | 0.021267 | 352.6957 | 7.4149e-05
| 352.9923 | 0.042845 | 260.8241 | 0.029822 | 352.9923 | 0.0082323 | 260.8241 | 0 | 261.1899 | 0 | 260.8241 | 0 | 352.8062 | 0.00017952 | 255.13 | -0.0097957 | 352.9923 | 0.0016611 | 255.13 | -0.0030475 | 255.13 | 0.0054798 | 352.8062 | 0.00016505 | 352.8062 | 0.00016685 | 260.8241 | 0 | 260.8241 | 0 | 544.7065 | 0.017436 | 260.8241 | 0 | 543.5427 | 9.2755e-05 | 544.7065 | 0.020503 | 352.8062 | 9.5509e-05
| 353.1057 | 0.046796 | 261.0309 | -0.025825 | 353.1057 | 0.012437 | 261.0309 | 0 | 261.3976 | 0 | 261.0309 | 0 | 352.9166 | 0.00018208 | 255.34 | 0.0097957 | 353.1057 | 0.013988 | 255.34 | -0.0010672 | 255.34 | -0.0092106 | 352.9166 | 0.00017602 | 352.9166 | 0.0002135 | 261.0309 | 0 | 261.0309 | 0 | 544.8627 | 0.016763 | 261.0309 | 0 | 543.6997 | 0.00013913 | 544.8627 | 0.021502 | 352.9166 | 8.0977e-05
| 353.2192 | 0.052229 | 261.2378 | 0.053534 | 353.2192 | 0 | 261.2378 | 0 | 261.6053 | 0 | 261.2378 | 0 | 353.0271 | 0.00017184 | 255.54 | 0.010355 | 353.2192 | 0.0024398 | 255.54 | -0.0048957 | 255.54 | -0.0034394 | 353.0271 | 0.00015245 | 353.0271 | 0.00019441 | 261.2378 | 0 | 261.2378 | 0 | 545.0189 | 0.017043 | 261.2378 | 0 | 543.8568 | 9.2755e-05 | 545.0189 | 0.020092 | 353.0271 | 7.6687e-05
| 353.3326 | 0.042351 | 261.4448 | -0.00067475 | 353.3326 | 0.0016426 | 261.4448 | 0 | 261.813 | 0 | 261.4448 | 0 | 353.1376 | 0.00016415 | 255.75 | -0.028267 | 353.3326 | 0.0091605 | 255.75 | 0.0034215 | 255.75 | 0.010027 | 353.1376 | 0.0001807 | 353.1376 | 0.00015644 | 261.4448 | 0 | 261.4448 | 0 | 545.175 | 0.018053 | 261.4448 | 0 | 544.014 | 0 | 545.175 | 0.021267 | 353.1376 | 7.7563e-05
| 353.446 | 0.05581 | 261.6517 | 0.0049247 | 353.446 | 0 | 261.6517 | 0 | 262.0207 | 0 | 261.6517 | 0 | 353.2481 | 0.00015228 | 255.96 | 0.018192 | 353.446 | 0.0063081 | 255.96 | 0.0006491 | 255.96 | 0.0012825 | 353.2481 | 0.00016525 | 353.2481 | 0.00014364 | 261.6517 | 0 | 261.6517 | 0 | 545.3312 | 0.018725 | 261.6517 | 0 | 544.1711 | 0 | 545.3312 | 0.019798 | 353.2481 | 8.4391e-05
| 353.5594 | 0.063218 | 261.8586 | 0.013939 | 353.5594 | 0.0077438 | 261.8586 | 0 | 262.2284 | 0 | 261.8586 | 0 | 353.3586 | 0.00014972 | 256.17 | 0.011475 | 353.5594 | 0.006363 | 256.17 | -0.0068759 | 256.17 | -0.0029147 | 353.3586 | 0.00017948 | 353.3586 | 0.00013518 | 261.8586 | 0 | 261.8586 | 0 | 545.4874 | 0.010148 | 261.8586 | 0 | 544.3282 | 0.00013913 | 545.4874 | 0.021326 | 353.3586 | 7.8438e-05
| 353.6729 | 0.077788 | 262.0656 | 0.019017 | 353.6729 | 0 | 262.0656 | 0 | 262.4362 | 0 | 262.0656 | 0 | 353.4691 | 0.00016695 | 256.37 | 0.010915 | 353.6729 | 0.0016611 | 256.37 | -0.0017272 | 256.37 | 0.0084525 | 353.4691 | 0.00017033 | 353.4691 | 0.00019658 | 262.0656 | 0 | 262.0656 | 0 | 545.6436 | 0.023939 | 262.0656 | 0 | 544.4853 | 0 | 545.6436 | 0.020033 | 353.4691 | 7.0735e-05
| 353.7863 | 0.092481 | 262.2726 | 0.0010365 | 353.7863 | 0.0091518 | 262.2726 | 0 | 262.644 | 0 | 262.2726 | 0 | 353.5796 | 0.00019745 | 256.58 | -0.02211 | 353.7863 | 0.0044891 | 256.58 | -0.0022553 | 256.58 | 5.8296e-05 | 353.5796 | 0.00019208 | 353.5796 | 0.00019853 | 262.2726 | 0 | 262.2726 | 0 | 545.7998 | 0.014577 | 262.2726 | 0 | 544.6424 | 0.00013913 | 545.7998 | 0.021443 | 353.5796 | 7.59e-05
| 353.8997 | 0.084208 | 262.4796 | -0.005904 | 353.8997 | 0.004469 | 262.4796 | 0 | 262.8518 | 0 | 262.4796 | 0 | 353.6901 | 0.00022446 | 256.79 | -0.014833 | 353.8997 | 0.013055 | 256.79 | 0.0010452 | 256.79 | 0.0054798 | 353.6901 | 0.00018923 | 353.6901 | 0.00021546 | 262.4796 | 0 | 262.4796 | 0 | 545.9561 | 0.0081853 | 262.4796 | 0 | 544.7996 | 9.2755e-05 | 545.9561 | 0.019857 | 353.6901 | 7.7563e-05
| 354.0131 | 0.12594 | 262.6866 | -0.023315 | 354.0131 | 0.012906 | 262.6866 | 0 | 263.0596 | 0 | 262.6866 | 0 | 353.8007 | 0.00020117 | 257 | -0.02211 | 354.0131 | 0.0065275 | 257 | 0.0014412 | 257 | 0.0054798 | 353.8007 | 0.00017643 | 353.8007 | 0.00018595 | 262.6866 | 0 | 262.6866 | 0 | 546.1123 | 0.01054 | 262.6866 | 0 | 544.9567 | 0 | 546.1123 | 0.020621 | 353.8007 | 8.8681e-05
| 354.1265 | 0.14915 | 262.8937 | 0.021365 | 354.1265 | 0 | 262.8937 | 0 | 263.2674 | 0 | 262.8937 | 0 | 353.9112 | 0.00016369 | 257.2 | -0.020991 | 354.1265 | 0 | 257.2 | 0.0043457 | 257.2 | 0.00513 | 353.9112 | 0.00015854 | 353.9112 | 0.00017336 | 262.8937 | 0 | 262.8937 | 0 | 546.2685 | 0.011717 | 262.8937 | 0 | 545.1139 | 9.2755e-05 | 546.2685 | 0.019446 | 353.9112 | 7.9314e-05
| 354.2399 | 0.17076 | 263.1007 | 0.017385 | 354.2399 | 0 | 263.1007 | 0 | 263.4752 | 0 | 263.1007 | 0 | 354.0217 | 0.00015065 | 257.41 | -0.047299 | 354.2399 | 0 | 257.41 | -0.0033115 | 257.41 | -0.0065873 | 354.0217 | 0.00015062 | 354.0217 | 0.00014581 | 263.1007 | 0 | 263.1007 | 0 | 546.4248 | 0.014016 | 263.1007 | 0 | 545.271 | 0.0004174 | 546.4248 | 0.020621 | 354.0217 | 7.59e-05
| 354.3533 | 0.17484 | 263.3078 | 0.0055289 | 354.3533 | 0 | 263.3078 | 0 | 263.6831 | 0 | 263.3078 | 0 | 354.1323 | 0.00016275 | 257.62 | -0.0092359 | 354.3533 | 0 | 257.62 | -0.0047637 | 257.62 | 0.007229 | 354.1323 | 0.0001618 | 354.1323 | 0.0001163 | 263.3078 | 0 | 263.3078 | 0 | 546.581 | 0.017828 | 263.3078 | 0 | 545.4282 | 0 | 546.581 | 0.020151 | 354.1323 | 7.6687e-05
| 354.4667 | 0.19607 | 263.5149 | 0.00067975 | 354.4667 | 0.0075091 | 263.5149 | 0 | 263.8909 | 0 | 263.5149 | 0 | 354.2428 | 0.00018371 | 257.83 | -0.033306 | 354.4667 | 0.0013753 | 257.83 | -0.0071401 | 257.83 | -0.0030897 | 354.2428 | 0.00017602 | 354.2428 | 4.231e-05 | 263.5149 | 0 | 263.5149 | 0 | 546.7373 | 0.017043 | 263.5149 | 0 | 545.5854 | 0.0004174 | 546.7373 | 0.021561 | 354.2428 | 7.8438e-05
| 354.5802 | 0.22781 | 263.722 | 0.059528 | 354.5802 | 0.00070556 | 263.722 | 0 | 264.0988 | 0 | 263.722 | 0 | 354.3534 | 0.00017347 | 258.04 | -0.015393 | 354.5802 | 0.002907 | 258.04 | -0.0050278 | 258.04 | -0.0046636 | 354.3534 | 0.00018558 | 354.3534 | 6.3357e-05 | 263.722 | 0 | 263.722 | 0 | 546.8936 | 0.01923 | 263.722 | 0 | 545.7426 | 0 | 546.8936 | 0.020621 | 354.3534 | 6.6532e-05
| 354.6936 | 0.29164 | 263.9291 | 0.015484 | 354.6936 | 0.0037546 | 263.9291 | 0 | 264.3067 | 0 | 263.9291 | 0 | 354.4639 | 0.00015554 | 258.24 | -0.04786 | 354.6936 | 0 | 258.24 | -0.0092523 | 258.24 | 0.0016322 | 354.4639 | 0.00019594 | 354.4639 | 0.00010133 | 263.9291 | 0 | 263.9291 | 0 | 547.0498 | 0.011605 | 263.9291 | 0 | 545.8997 | 0.0004174 | 547.0498 | 0.021267 | 354.4639 | 5.8829e-05
| 354.8069 | 0.30597 | 264.1363 | 0.035507 | 354.8069 | 0 | 264.1363 | 0 | 264.5147 | 0 | 264.1363 | 0 | 354.5745 | 0.0001588 | 258.45 | 0.030506 | 354.8069 | 0.0095993 | 258.45 | -0.0047637 | 258.45 | -0.0030897 | 354.5745 | 0.0001746 | 354.5745 | 0.00016056 | 264.1363 | 0 | 264.1363 | 0 | 547.2061 | 0.021192 | 264.1363 | 0 | 546.0569 | 0.00064928 | 547.2061 | 0.019857 | 354.5745 | 6.0492e-05
| 354.9203 | 0.37116 | 264.3434 | -0.025136 | 354.9203 | 0.0058665 | 264.3434 | 0 | 264.7226 | 0 | 264.3434 | 0 | 354.6851 | 0.000173 | 258.66 | -0.028267 | 354.9203 | 0.0093251 | 258.66 | -0.00582 | 258.66 | 0.0023318 | 354.6851 | 0.00018456 | 354.6851 | 0.00016685 | 264.3435 | 0 | 264.3434 | 0 | 547.3624 | 0.016258 | 264.3434 | 0 | 546.2141 | 0.0004174 | 547.3624 | 0.020797 | 354.6851 | 6.3906e-05
| 355.0337 | 0.38956 | 264.5506 | 0.02218 | 355.0337 | 0 | 264.5506 | 0 | 264.9305 | 0 | 264.5506 | 0 | 354.7956 | 0.00018487 | 258.87 | -0.00083963 | 355.0337 | 0.0027513 | 258.87 | -0.0033115 | 258.87 | 0.0098522 | 354.7956 | 0.00016322 | 354.7956 | 0.00013951 | 264.5506 | 0 | 264.5506 | 0 | 547.5187 | 0.021585 | 264.5506 | 0 | 546.3713 | 0 | 547.5187 | 0.019681 | 354.7956 | 7.0735e-05
| 355.1471 | 0.43574 | 264.7578 | -0.043843 | 355.1471 | 0.018811 | 264.7578 | 0 | 265.1385 | 0 | 264.7578 | 0 | 354.9062 | 0.00017626 | 259.07 | -0.0041982 | 355.1471 | 0.008228 | 259.07 | -0.0026514 | 259.07 | -0.0037892 | 354.9062 | 0.00019269 | 354.9062 | 0.0001035 | 264.7578 | 0 | 264.7578 | 0 | 547.675 | 0.018333 | 264.7578 | 0 | 546.5286 | 0 | 547.675 | 0.020973 | 354.9062 | 7.59e-05
| 355.2605 | 0.51179 | 264.965 | 0.0090464 | 355.2605 | 0.0014113 | 264.965 | 0 | 265.3465 | 0 | 264.965 | 0 | 355.0168 | 0.00017766 | 259.28 | 0.048418 | 355.2605 | 0.0072406 | 259.28 | -0.0022553 | 259.28 | -0.01061 | 355.0168 | 0.00016932 | 355.0168 | 0.00014993 | 264.9651 | 0 | 264.965 | 0 | 547.8314 | 0.01794 | 264.965 | 0 | 546.6858 | 9.2755e-05 | 547.8314 | 0.019622 | 355.0168 | 6.9071e-05
| 355.3739 | 0.53377 | 265.1723 | -0.04486 | 355.3739 | 0.011733 | 265.1723 | 0 | 265.5545 | 0 | 265.1723 | 0 | 355.1274 | 0.00018604 | 259.49 | -0.010915 | 355.3739 | 0 | 259.49 | -0.0089886 | 259.49 | -0.010784 | 355.1274 | 0.00018415 | 355.1274 | 0.00016273 | 265.1723 | 0 | 265.1723 | 0 | 547.9877 | 0.010652 | 265.1723 | 0 | 546.843 | 0.0004174 | 547.9877 | 0.020445 | 355.1274 | 7.7563e-05
| 355.4873 | 0.58946 | 265.3795 | 0.012801 | 355.4873 | 0.0054098 | 265.3795 | 0 | 265.7625 | 0 | 265.3795 | 0 | 355.238 | 0.00019233 | 259.7 | 0.037222 | 355.4873 | 0 | 259.7 | -0.0022553 | 259.7 | -0.0013408 | 355.238 | 0.00015997 | 355.238 | 0.00016685 | 265.3795 | 0 | 265.3795 | 0 | 548.144 | 0.015866 | 265.3795 | 0 | 547.0003 | 0.00037102 | 548.144 | 0.019093 | 355.238 | 7.7563e-05
| 355.6007 | 0.66749 | 265.5868 | -0.022127 | 355.6007 | 0.0068052 | 265.5868 | 0 | 265.9705 | 0 | 265.5868 | 0 | 355.3486 | 0.0001907 | 259.9 | 0.00083963 | 355.6007 | 0.0065275 | 259.9 | -0.0092523 | 259.9 | -0.0016906 | 355.3486 | 0.0001622 | 355.3486 | 0.00011825 | 265.5868 | 0 | 265.5868 | 0 | 548.3004 | 0.011942 | 265.5868 | 0 | 547.1575 | 0.00069566 | 548.3004 | 0.02068 | 355.3486 | 0.00011083
| 355.714 | 0.7191 | 265.7941 | -0.00057773 | 355.714 | 0 | 265.7941 | 0 | 266.1786 | 0 | 265.7941 | 0 | 355.4592 | 0.00017766 | 260.11 | -0.012035 | 355.714 | 0.0095993 | 260.11 | -0.0018593 | 260.11 | -0.008861 | 355.4592 | 0.00017988 | 355.4592 | 8.245e-05 | 265.7941 | 0 | 265.7941 | 0 | 548.4567 | 0.022762 | 265.7941 | 0 | 547.3147 | 9.2755e-05 | 548.4567 | 0.019975 | 355.4592 | 8.8681e-05
| 355.8274 | 0.76109 | 266.0014 | -0.012973 | 355.8274 | 0.013668 | 266.0014 | 0 | 266.3867 | 0 | 266.0014 | 0 | 355.5698 | 0.00018045 | 260.32 | -0.0058775 | 355.8274 | 0 | 260.32 | -0.0031795 | 260.32 | -0.0027399 | 355.5698 | 0.00019127 | 355.5698 | 0.00013105 | 266.0014 | 0 | 266.0014 | 0 | 548.6131 | 0.012054 | 266.0014 | 0 | 547.472 | 0.00013913 | 548.6131 | 0.02115 | 355.5698 | 9.2095e-05
| 355.9408 | 0.8206 | 266.2087 | 0.002048 | 355.9408 | 0 | 266.2087 | 0 | 266.5947 | 0 | 266.2087 | 0 | 355.6805 | 0.00017137 | 260.53 | -0.00027989 | 355.9408 | 0.0057047 | 260.53 | -0.0010672 | 260.53 | -0.00011659 | 355.6805 | 0.00018415 | 355.6805 | 0.00014147 | 266.2087 | 0 | 266.2087 | 0 | 548.7694 | 0.011213 | 266.2087 | 0 | 547.6293 | 0 | 548.7694 | 0.020092 | 355.6805 | 6.732e-05
| 356.0542 | 0.89332 | 266.4161 | 0.0084701 | 356.0542 | 0.015428 | 266.4161 | 0 | 266.8028 | 0 | 266.4161 | 0 | 355.7911 | 0.00017184 | 260.74 | -0.019871 | 356.0542 | 0.0032436 | 260.74 | -0.01559 | 260.74 | -0.0043139 | 355.7911 | 0.0001624 | 355.7911 | 0.00015427 | 266.416 | 0 | 266.4161 | 0 | 548.9258 | 0.013007 | 266.4161 | 0 | 547.7865 | 0.0004174 | 548.9258 | 0.020915 | 355.7911 | 6.9071e-05
| 356.1675 | 0.92814 | 266.6234 | 0.014927 | 356.1675 | 0.0047041 | 266.6234 | 0 | 267.0109 | 0 | 266.6234 | 0 | 355.9017 | 0.00017463 | 260.94 | 0.012035 | 356.1675 | 0.0032184 | 260.94 | 0.00025304 | 260.94 | -0.0048385 | 355.9017 | 0.0001557 | 355.9017 | 0.00013735 | 266.6234 | 0 | 266.6234 | 0 | 549.0822 | 0.012502 | 266.6234 | 0 | 547.9438 | 9.2755e-05 | 549.0822 | 0.019622 | 355.9017 | 4.6923e-05
| 356.2809 | 1.0121 | 266.8308 | -0.040253 | 356.2809 | 0.011029 | 266.8308 | 0 | 267.2191 | 0 | 266.8308 | 0 | 356.0124 | 0.00019884 | 261.15 | -0.0092359 | 356.2809 | 0.006363 | 261.15 | 0.0017053 | 261.15 | -0.009735 | 356.0124 | 0.00015387 | 356.0124 | 0.00015427 | 266.8308 | 0 | 266.8308 | 0 | 549.2386 | 0.01794 | 266.8308 | 0 | 548.1011 | 0.00013913 | 549.2386 | 0.020445 | 356.0124 | 8.3516e-05
| 356.3943 | 1.0588 | 267.0382 | 0.00067187 | 356.3943 | 0 | 267.0382 | 0 | 267.4272 | 0 | 267.0382 | 0 | 356.123 | 0.00020234 | 261.36 | 0.030506 | 356.3943 | 0.0077343 | 261.36 | -0.0093847 | 261.36 | 0.0053049 | 356.123 | 0.0001624 | 356.123 | 0.0001521 | 267.0382 | 0 | 267.0382 | 0 | 549.395 | 0.017268 | 267.0382 | 0 | 548.2584 | 0 | 549.395 | 0.019387 | 356.123 | 6.6532e-05
| 356.5076 | 1.1147 | 267.2456 | 0.004259 | 356.5076 | 0.0089172 | 267.2456 | 0 | 267.6354 | 0 | 267.2456 | 0 | 356.2336 | 0.00020373 | 261.57 | -0.059613 | 356.5076 | 0.0057596 | 261.57 | -0.0080641 | 261.57 | -0.01061 | 356.2336 | 0.00020062 | 356.2336 | 0.00016685 | 267.2456 | 0 | 267.2456 | 0 | 549.5514 | 0.020127 | 267.2456 | 0 | 548.4157 | 0.00013913 | 549.5514 | 0.020621 | 356.2336 | 7.6687e-05
| 356.621 | 1.1566 | 267.453 | 0.018375 | 356.621 | 0.0072914 | 267.453 | 0 | 267.8436 | 0 | 267.453 | 0 | 356.3443 | 0.00018161 | 261.78 | 0.0069968 | 356.621 | 0 | 261.78 | -0.0022553 | 261.78 | 0.0012825 | 356.3443 | 0.00018842 | 356.3443 | 0.00017119 | 267.453 | 0 | 267.453 | 0 | 549.7078 | 0.020407 | 267.453 | 0 | 548.573 | 9.2755e-05 | 549.7078 | 0.019563 | 356.3443 | 3.3266e-05
| 356.7344 | 1.2168 | 267.6605 | -0.01025 | 356.7344 | 0.0070399 | 267.6605 | 0 | 268.0518 | 0 | 267.6605 | 0 | 356.455 | 0.00020606 | 261.98 | -0.015393 | 356.7344 | 0.0024651 | 261.98 | -0.0063479 | 261.98 | 0.0037309 | 356.455 | 0.00018415 | 356.455 | 0.00020504 | 267.6605 | 0 | 267.6605 | 0 | 549.8643 | 0.014913 | 267.6605 | 0 | 548.7303 | 0 | 549.8643 | 0.020797 | 356.455 | 4.4297e-05
| 356.8477 | 1.331 | 267.8679 | 0.01531 | 356.8477 | 0 | 267.8679 | 0 | 268.26 | 0 | 267.8679 | 0 | 356.5656 | 0.00018604 | 262.19 | 0.019871 | 356.8477 | 0.0053986 | 262.19 | -0.0015952 | 262.19 | 0.00058296 | 356.5656 | 0.00013862 | 356.5656 | 0.0001649 | 267.8679 | 0 | 267.8679 | 0 | 550.0207 | 0.016763 | 267.8679 | 0 | 548.8876 | 9.2755e-05 | 550.0207 | 0.01974 | 356.5656 | 3.9219e-05
| 356.9611 | 1.3455 | 268.0754 | -0.031904 | 356.9611 | 0.024359 | 268.0754 | 0 | 268.4682 | 0 | 268.0754 | 0 | 356.6763 | 0.00019745 | 262.4 | 0.0041982 | 356.9611 | 0 | 262.4 | -0.0035756 | 262.4 | -0.012709 | 356.6763 | 0.00016362 | 356.6763 | 0.00016902 | 268.0754 | 0 | 268.0754 | 0 | 550.1772 | 0.017828 | 268.0754 | 0 | 549.045 | 0 | 550.1772 | 0.020973 | 356.6763 | 6.3118e-05
| 357.0744 | 1.4441 | 268.2829 | 0.048498 | 357.0744 | 0 | 268.2829 | 0 | 268.6764 | 0 | 268.2829 | 0 | 356.787 | 0.000173 | 262.61 | 0.018192 | 357.0744 | 0.010367 | 262.61 | -0.007668 | 262.61 | -0.00099105 | 356.787 | 0.00015387 | 356.787 | 0.00017119 | 268.2829 | 0 | 268.2829 | 0 | 550.3336 | 0.018221 | 268.2829 | 0 | 549.2023 | 9.2755e-05 | 550.3336 | 0.019622 | 356.787 | 6.732e-05
| 357.1878 | 1.4717 | 268.4904 | -0.0044003 | 357.1878 | 0 | 268.4904 | 0 | 268.8847 | 0 | 268.4904 | 0 | 356.8977 | 0.000173 | 262.82 | -0.032746 | 357.1878 | 0 | 262.82 | -0.0088562 | 262.82 | -0.0095602 | 356.8977 | 0.00016647 | 356.8977 | 0.00018595 | 268.4904 | 0 | 268.4904 | 0 | 550.4901 | 0.018221 | 268.4904 | 0 | 549.3596 | 0.0004174 | 550.4901 | 0.020503 | 356.8977 | 7.161e-05
| 357.3011 | 1.5839 | 268.6979 | 0.018227 | 357.3011 | 0 | 268.6979 | 0 | 269.093 | 0 | 268.6979 | 0 | 357.0084 | 0.00015949 | 263.02 | 0.0058775 | 357.3011 | 0.0077343 | 263.02 | -0.0080641 | 263.02 | -0.0022152 | 357.0084 | 0.00016566 | 357.0084 | 0.00015839 | 268.6979 | 0 | 268.6979 | 0 | 550.6465 | 0.023154 | 268.6979 | 0 | 549.517 | 0 | 550.6465 | 0.019211 | 357.0084 | 6.1367e-05
| 357.4145 | 1.6365 | 268.9055 | -0.028271 | 357.4145 | 0.012906 | 268.9055 | 0 | 269.3012 | 0 | 268.9055 | 0 | 357.1191 | 0.00016695 | 263.23 | -0.010355 | 357.4145 | 0.0080634 | 263.23 | -0.0066122 | 263.23 | -0.0078116 | 357.1191 | 0.00017643 | 357.1191 | 0.00014147 | 268.9055 | 0 | 268.9055 | 0 | 550.803 | 0.017548 | 268.9055 | 0 | 549.6744 | 0 | 550.803 | 0.020327 | 357.1191 | 7.6687e-05
| 357.5278 | 1.7539 | 269.113 | 0.009631 | 357.5278 | 0.00047047 | 269.113 | 0 | 269.5096 | 0 | 269.113 | 0 | 357.2298 | 0.00016089 | 263.44 | 0.049539 | 357.5278 | 0 | 263.44 | 0.005798 | 263.44 | 0.013349 | 357.2298 | 0.00019594 | 357.2298 | 0.00017749 | 269.113 | 0 | 269.113 | 0 | 550.9595 | 0.020127 | 269.113 | 0 | 549.8317 | 9.2755e-05 | 550.9595 | 0.019387 | 357.2298 | 6.9859e-05
| 357.6411 | 1.8069 | 269.3206 | -0.019458 | 357.6411 | 0 | 269.3206 | 0 | 269.7179 | 0 | 269.3206 | 0 | 357.3405 | 0.00016578 | 263.65 | -0.02211 | 357.6411 | 0 | 263.65 | -0.0088562 | 263.65 | -0.0043139 | 357.3405 | 0.00020529 | 357.3405 | 0.00015644 | 269.3206 | 0 | 269.3206 | 0 | 551.116 | 0.01082 | 269.3206 | 0 | 549.9891 | 0.00013913 | 551.116 | 0.020738 | 357.3405 | 6.3118e-05
| 357.7545 | 1.869 | 269.5282 | 0.05146 | 357.7545 | 0.005645 | 269.5282 | 0 | 269.9262 | 0 | 269.5282 | 0 | 357.4512 | 0.00016275 | 263.86 | -0.033306 | 357.7545 | 0.010861 | 263.86 | -0.00067108 | 263.86 | 0.00040807 | 357.4512 | 0.00020346 | 357.4512 | 0.00012042 | 269.5282 | 0 | 269.5282 | 0 | 551.2725 | 0.020295 | 269.5282 | 0 | 550.1465 | 9.2755e-05 | 551.2725 | 0.019798 | 357.4512 | 4.8586e-05
| 357.8678 | 1.9737 | 269.7359 | -0.0033633 | 357.8678 | 0.0093865 | 269.7359 | 0 | 270.1346 | 0 | 269.7359 | 0 | 357.5619 | 0.00018278 | 264.06 | -0.014274 | 357.8678 | 0 | 264.06 | -0.0055558 | 264.06 | -0.00029147 | 357.5619 | 0.00019167 | 357.5619 | 0.0001163 | 269.7359 | 0 | 269.7359 | 0 | 551.429 | 0.015978 | 269.7359 | 0 | 550.3039 | 0.00013913 | 551.429 | 0.021032 | 357.5619 | 6.3118e-05
| 357.9812 | 2.0745 | 269.9435 | -0.0066229 | 357.9812 | 0 | 269.9435 | 0 | 270.3429 | 0 | 269.9435 | 0 | 357.6726 | 0.00017673 | 264.27 | 0.013714 | 357.9812 | 0.00057103 | 264.27 | -0.0027834 | 264.27 | 0.0044305 | 357.6726 | 0.00018212 | 357.6726 | 0.00016056 | 269.9435 | 0 | 269.9435 | 0 | 551.5855 | 0.019903 | 269.9435 | 0 | 550.4612 | 9.2755e-05 | 551.5855 | 0.01974 | 357.6726 | 6.3118e-05
| 358.0945 | 2.1455 | 270.1511 | -0.0025201 | 358.0945 | 0.0049279 | 270.1511 | 0 | 270.5513 | 0 | 270.1511 | 0 | 357.7833 | 0.00015181 | 264.48 | 0.0069968 | 358.0945 | 0.010258 | 264.48 | 0.0047417 | 264.48 | -0.0018654 | 357.7833 | 0.00017745 | 357.7833 | 0.00018812 | 270.1511 | 0 | 270.1511 | 0 | 551.7421 | 0.020015 | 270.1511 | 0 | 550.6186 | 0.00013913 | 551.7421 | 0.020621 | 357.7833 | 6.8196e-05
| 358.2078 | 2.2245 | 270.3588 | 0.037528 | 358.2078 | 0.0091731 | 270.3588 | 0 | 270.7597 | 0 | 270.3588 | 0 | 357.8941 | 0.00015274 | 264.69 | 0.015393 | 358.2078 | 0.010861 | 264.69 | 0.0032895 | 264.69 | -0.002565 | 357.8941 | 0.00016505 | 357.8941 | 0.00012476 | 270.3588 | 0 | 270.3588 | 0 | 551.8986 | 0.022257 | 270.3588 | 0 | 550.7761 | 0 | 551.8986 | 0.019622 | 357.8941 | 6.3118e-05
| 358.3211 | 2.3125 | 270.5665 | 0.0089748 | 358.3211 | 0.0051626 | 270.5665 | 0 | 270.9681 | 0 | 270.5665 | 0 | 358.0048 | 0.00016601 | 264.9 | 0.00083963 | 358.3211 | 0.0060339 | 264.9 | -0.016117 | 264.9 | 0.0060044 | 358.0048 | 0.00015326 | 358.0048 | 9.7205e-05 | 270.5665 | 0 | 270.5665 | 0 | 552.0552 | 0.014969 | 270.5665 | 0 | 550.9335 | 0 | 552.0552 | 0.020562 | 358.0048 | 5.7953e-05
| 358.4345 | 2.4496 | 270.7742 | 0.0037462 | 358.4345 | 0 | 270.7742 | 0 | 271.1766 | 0 | 270.7742 | 0 | 358.1156 | 0.00018255 | 265.11 | 0.006437 | 358.4345 | 0 | 265.11 | -0.0099126 | 265.11 | 0.011426 | 358.1156 | 0.00016078 | 358.1156 | 0.00010784 | 270.7742 | 0 | 270.7742 | 0 | 552.2117 | 0.019734 | 270.7742 | 0 | 551.0909 | 0 | 552.2117 | 0.019328 | 358.1156 | 5.4539e-05
| 358.5478 | 2.5923 | 270.9819 | -0.030454 | 358.5478 | 0.0086826 | 270.9819 | 0 | 271.385 | 0 | 270.9819 | 0 | 358.2263 | 0.00016601 | 265.31 | 0.013154 | 358.5478 | 0.010422 | 265.31 | -0.0038396 | 265.31 | 0.0016322 | 358.2263 | 0.00018212 | 358.2263 | 0.00017532 | 270.9819 | 0 | 270.9819 | 0 | 552.3683 | 0.0059427 | 270.9819 | 0 | 551.2483 | 0.00013913 | 552.3683 | 0.01974 | 358.2263 | 4.6923e-05
| 358.6611 | 2.6969 | 271.1897 | 0.0085663 | 358.6611 | 0.0039985 | 271.1897 | 0 | 271.5935 | 0 | 271.1897 | 0 | 358.3371 | 0.00016764 | 265.52 | -0.012595 | 358.6611 | 0.00072677 | 265.52 | -0.0011992 | 265.52 | -0.0060627 | 358.3371 | 0.0001746 | 358.3371 | 0.00019224 | 271.1897 | 0 | 271.1897 | 0 | 552.5248 | 0.01368 | 271.1897 | 0 | 551.4057 | 0 | 552.5248 | 0.018506 | 358.3371 | 5.7078e-05
| 358.7744 | 2.7671 | 271.3974 | -0.021112 | 358.7744 | 0.0030506 | 271.3974 | 0 | 271.802 | 0 | 271.3974 | 0 | 358.4479 | 0.00019512 | 265.73 | -0.038904 | 358.7744 | 0 | 265.73 | -0.0025194 | 265.73 | -0.0085115 | 358.4479 | 0.00017358 | 358.4479 | 0.00017966 | 271.3974 | 0 | 271.3974 | 0 | 552.6814 | 0.016651 | 271.3974 | 0 | 551.5632 | 0.00069566 | 552.6814 | 0.019857 | 358.4479 | 5.5415e-05
| 358.8877 | 2.9242 | 271.6052 | 0.0012627 | 358.8877 | 0 | 271.6052 | 0 | 272.0105 | 0 | 271.6052 | 0 | 358.5586 | 0.00022283 | 265.94 | -0.0058775 | 358.8877 | 0.0049315 | 265.94 | 0.0075142 | 265.94 | 0.00058296 | 358.5586 | 0.00014188 | 358.5586 | 0.00016056 | 271.6052 | 0 | 271.6052 | 0 | 552.838 | 0.013399 | 271.6052 | 0 | 551.7206 | 9.2755e-05 | 552.838 | 0.018976 | 358.5586 | 6.2243e-05
| 359.0011 | 3.0479 | 271.813 | -0.052581 | 359.0011 | 0.015292 | 271.813 | 0 | 272.219 | 0 | 271.813 | 0 | 358.6694 | 0.00021188 | 266.15 | 0.0019591 | 359.0011 | 0.0065275 | 266.15 | -0.011365 | 266.15 | 0.0044305 | 358.6694 | 0.00015062 | 358.6694 | 0.00022392 | 271.813 | 0 | 271.813 | 0 | 552.9946 | 0.014913 | 271.813 | 0 | 551.8781 | 0.0004174 | 552.9946 | 0.020327 | 358.6694 | 6.3906e-05
| 359.1144 | 3.1525 | 272.0208 | -0.0085704 | 359.1144 | 0 | 272.0208 | 0 | 272.4275 | 0 | 272.0208 | 0 | 358.7802 | 0.00019302 | 266.35 | -0.014274 | 359.1144 | 0.0030627 | 266.35 | -0.0022553 | 266.35 | 0.00075785 | 358.7802 | 0.00014716 | 358.7802 | 0.00023672 | 272.0208 | 0 | 272.0208 | 0 | 553.1512 | 0.024163 | 272.0208 | 0 | 552.0355 | 0 | 553.1512 | 0.019035 | 358.7802 | 6.0492e-05
| 359.2277 | 3.3594 | 272.2286 | -0.016484 | 359.2277 | 0.012906 | 272.2286 | 0 | 272.6361 | 0 | 272.2286 | 0 | 358.891 | 0.00018371 | 266.56 | -0.015393 | 359.2277 | 0.0058693 | 266.56 | -0.0099126 | 266.56 | -0.016906 | 358.891 | 0.0001681 | 358.891 | 0.00023867 | 272.2286 | 0 | 272.2286 | 0 | 553.3078 | 0.026126 | 272.2286 | 0 | 552.193 | 0 | 553.3078 | 0.019916 | 358.891 | 6.9071e-05
| 359.341 | 3.4849 | 272.4365 | 0.025602 | 359.341 | 0.0035281 | 272.4365 | 0 | 272.8446 | 0 | 272.4365 | 0 | 359.0018 | 0.00020327 | 266.77 | 0.018192 | 359.341 | 0.0091605 | 266.77 | -0.0021233 | 266.77 | -0.00046636 | 359.0018 | 0.00017562 | 359.0018 | 0.00016056 | 272.4365 | 0 | 272.4365 | 0 | 553.4644 | 0.024163 | 272.4365 | 0 | 552.3505 | 0 | 553.4644 | 0.018447 | 359.0018 | 6.1367e-05
| 359.4543 | 3.6119 | 272.6443 | -0.0049591 | 359.4543 | 0.0025812 | 272.6443 | 0 | 273.0532 | 0 | 272.6443 | 0 | 359.1126 | 0.00019302 | 266.98 | -0.023229 | 359.4543 | 0.018979 | 266.98 | -0.0050278 | 266.98 | 0.00093272 | 359.1126 | 0.00017562 | 359.1126 | 0.00016685 | 272.6443 | 0 | 272.6443 | 0 | 553.6211 | 0.007008 | 272.6443 | 0 | 552.508 | 0.00013913 | 553.6211 | 0.019857 | 359.1126 | 5.2e-05
| 359.5676 | 3.8279 | 272.8522 | 0.011259 | 359.5676 | 0.0016465 | 272.8522 | 0 | 273.2618 | 0 | 272.8522 | 0 | 359.2234 | 0.00017882 | 267.19 | 0.0019591 | 359.5676 | 0.00025954 | 267.19 | 0.00025304 | 267.19 | -0.00081612 | 359.2234 | 0.00017419 | 359.2234 | 0.00010784 | 272.8522 | 0 | 272.8522 | 0 | 553.7777 | 0.017043 | 272.8522 | 0 | 552.6655 | 0 | 553.7777 | 0.018976 | 359.2234 | 2.8977e-05
| 359.6809 | 4.0024 | 273.0601 | -0.034018 | 359.6809 | 0.012906 | 273.0601 | 0 | 273.4704 | 0 | 273.0601 | 0 | 359.3342 | 0.00018813 | 267.4 | -0.032185 | 359.6809 | 0.013823 | 267.4 | -0.010309 | 267.4 | -0.0067623 | 359.3342 | 0.00017236 | 359.3342 | 0.00014147 | 273.0601 | 0 | 273.0601 | 0 | 553.9343 | 0.016763 | 273.0601 | 0 | 552.823 | 0.0004174 | 553.9343 | 0.02021 | 359.3342 | 4.3509e-05
| 359.7942 | 4.1641 | 273.268 | 0.016749 | 359.7942 | 0 | 273.268 | 0 | 273.6791 | 0 | 273.268 | 0 | 359.445 | 0.00019186 | 267.61 | 0.0047579 | 359.7942 | 0.0013497 | 267.61 | -0.0022553 | 267.61 | -0.0013408 | 359.445 | 0.00016281 | 359.445 | 0.00010784 | 273.268 | 0 | 273.268 | 0 | 554.091 | 0.018837 | 273.268 | 0 | 552.9805 | 9.2755e-05 | 554.091 | 0.0188 | 359.445 | 6.8196e-05
| 359.9075 | 4.3427 | 273.476 | 0.0061637 | 359.9075 | 0 | 273.476 | 0 | 273.8877 | 0 | 273.476 | 0 | 359.5558 | 0.00019721 | 267.81 | 0.0025189 | 359.9075 | 0.005595 | 267.81 | -0.0089886 | 267.81 | -0.012358 | 359.5558 | 0.00017236 | 359.5558 | 0.00013735 | 273.476 | 0 | 273.476 | 0 | 554.2477 | 0.019622 | 273.476 | 0 | 553.138 | 0.00013913 | 554.2477 | 0.01974 | 359.5558 | 8.9469e-05
| 360.0208 | 4.5233 | 273.6839 | 0.035647 | 360.0208 | 0 | 273.6839 | 0 | 274.0963 | 0 | 273.6839 | 0 | 359.6666 | 0.00016206 | 268.02 | 0.0047579 | 360.0208 | 0.0055402 | 268.02 | 0.00025304 | 268.02 | -0.00064125 | 359.6666 | 0.00017379 | 359.6666 | 9.7205e-05 | 273.6839 | 0 | 273.6839 | 0 | 554.4043 | 0.022201 | 273.6839 | 0 | 553.2955 | 0 | 554.4043 | 0.018858 | 359.6666 | 8.0101e-05
| 360.1341 | 4.7943 | 273.8919 | -0.02889 | 360.1341 | 0 | 273.8919 | 0 | 274.305 | 0 | 273.8919 | 0 | 359.7775 | 0.0001723 | 268.23 | -0.031627 | 360.1341 | 0.0035549 | 268.23 | 0.0043457 | 268.23 | -0.0044887 | 359.7775 | 0.00020976 | 359.7775 | 0.00013105 | 273.8919 | 0 | 273.8919 | 0 | 554.561 | 0.0093626 | 273.8919 | 0 | 553.453 | 0.00013913 | 554.561 | 0.02021 | 359.7775 | 7.0735e-05
| 360.2474 | 4.9897 | 274.0999 | 0.021852 | 360.2474 | 0 | 274.0999 | 0 | 274.5137 | 0 | 274.0999 | 0 | 359.8883 | 0.00016741 | 268.44 | 0.032746 | 360.2474 | 0.0068018 | 268.44 | 0.0030255 | 268.44 | 0.0056546 | 359.8883 | 0.0001935 | 359.8883 | 0.00012888 | 274.0999 | 0 | 274.0999 | 0 | 554.7177 | 0.014464 | 274.0999 | 0 | 553.6105 | 9.2755e-05 | 554.7177 | 0.019093 | 359.8883 | 5.5415e-05
| 360.3607 | 5.1351 | 274.3079 | -0.022837 | 360.3607 | 0.0028159 | 274.3079 | 0 | 274.7224 | 0 | 274.3079 | 0 | 359.9992 | 0.00018581 | 268.65 | 0.015393 | 360.3607 | 0.012726 | 268.65 | -0.011629 | 268.65 | -0.0048385 | 359.9992 | 0.00020123 | 359.9992 | 0.00013518 | 274.3079 | 0 | 274.3079 | 0 | 554.8744 | 0.019622 | 274.3079 | 0 | 553.7681 | 0.0004174 | 554.8744 | 0.01974 | 359.9992 | 6.3118e-05
| 360.4739 | 5.4029 | 274.5159 | 0.041582 | 360.4739 | 0.005645 | 274.5159 | 0 | 274.9311 | 0 | 274.5159 | 0 | 360.11 | 0.0002028 | 268.86 | 0.0092359 | 360.4739 | 0.00088251 | 268.86 | -0.0017272 | 268.86 | 0.0091524 | 360.11 | 0.00017501 | 360.11 | 0.0001163 | 274.5159 | 0 | 274.5159 | 0 | 555.0311 | 0.015193 | 274.5159 | 0 | 553.9256 | 0 | 555.0311 | 0.018271 | 360.11 | 6.4782e-05
| 360.5872 | 5.6479 | 274.7239 | -0.014337 | 360.5872 | 0 | 274.7239 | 0 | 275.1399 | 0 | 274.7239 | 0 | 360.2209 | 0.00023191 | 269.06 | -0.0097957 | 360.5872 | 0.0038663 | 269.06 | -0.0074043 | 269.06 | -0.0076368 | 360.2209 | 0.00018964 | 360.2209 | 0.00014581 | 274.7239 | 0 | 274.7239 | 0 | 555.1878 | 0.01368 | 274.7239 | 0 | 554.0832 | 0.00013913 | 555.1878 | 0.019387 | 360.2209 | 7.161e-05
| 360.7005 | 5.7985 | 274.932 | 0.015451 | 360.7005 | 0 | 274.932 | 0 | 275.3486 | 0 | 274.932 | 0 | 360.3317 | 0.00023587 | 269.27 | -0.019871 | 360.7005 | 0.0069664 | 269.27 | 0.012135 | 269.27 | 0.007229 | 360.3317 | 0.00017419 | 360.3317 | 0.00013105 | 274.932 | 0 | 274.932 | 0 | 555.3445 | 0.0282 | 274.932 | 0 | 554.2407 | 9.2755e-05 | 555.3445 | 0.018565 | 360.3317 | 7.9314e-05
| 360.8138 | 5.9567 | 275.14 | -0.0066346 | 360.8138 | 0 | 275.14 | 0 | 275.5574 | 0 | 275.14 | 0 | 360.4426 | 0.00021072 | 269.48 | -0.050097 | 360.8138 | 0.0051119 | 269.48 | -0.0097808 | 269.48 | -0.0072872 | 360.4426 | 0.0001807 | 360.4426 | 0.00014993 | 275.14 | 0 | 275.14 | 0 | 555.5013 | 0.015754 | 275.14 | 0 | 554.3983 | 0.00013913 | 555.5013 | 0.019857 | 360.4426 | 7.9314e-05
| 360.9271 | 6.1798 | 275.3481 | 0.034319 | 360.9271 | 0 | 275.3481 | 0 | 275.7662 | 0 | 275.3481 | 0 | 360.5535 | 0.00018441 | 269.69 | 0.031067 | 360.9271 | 0.0089959 | 269.69 | 0.0022334 | 269.69 | 0.0053049 | 360.5535 | 0.00016362 | 360.5535 | 0.00014993 | 275.3481 | 0 | 275.3481 | 0 | 555.658 | 0.021192 | 275.3481 | 0 | 554.5559 | 9.2755e-05 | 555.658 | 0.018506 | 360.5535 | 0.00010566
| 361.0403 | 6.2798 | 275.5562 | -0.062722 | 361.0403 | 0.00070405 | 275.5562 | 0 | 275.975 | 0 | 275.5562 | 0 | 360.6643 | 0.00017184 | 269.9 | -0.0086761 | 361.0403 | 0.001531 | 269.9 | -0.0046317 | 269.9 | -0.0060627 | 360.6643 | 0.00017562 | 360.6643 | 0.00019441 | 275.5562 | 0 | 275.5562 | 0 | 555.8147 | 0.005422 | 275.5562 | 0 | 554.7135 | 0.0004174 | 555.8147 | 0.019387 | 360.6643 | 8.693e-05
| 361.1536 | 6.4344 | 275.7644 | 0.020709 | 361.1536 | 0 | 275.7644 | 0 | 276.1838 | 0 | 275.7644 | 0 | 360.7752 | 0.00017184 | 270.11 | 0.043381 | 361.1536 | 0.011629 | 270.11 | -0.00014302 | 270.11 | -0.0078116 | 360.7752 | 0.00017419 | 360.7752 | 0.00015644 | 275.7644 | 0 | 275.7644 | 0 | 555.9715 | 0.017324 | 275.7644 | 0 | 554.871 | 9.2755e-05 | 555.9715 | 0.017977 | 360.7752 | 8.0101e-05
| 361.2669 | 6.6985 | 275.9725 | -0.022133 | 361.2669 | 0.0072746 | 275.9725 | 0 | 276.3927 | 0 | 275.9725 | 0 | 360.8861 | 0.0001907 | 270.32 | -0.041141 | 361.2669 | 0.0040221 | 270.32 | -0.0017272 | 270.32 | -0.013758 | 360.8861 | 0.00019777 | 360.8861 | 0.00010784 | 275.9725 | 0 | 275.9725 | 0 | 556.1282 | 0.024836 | 275.9725 | 0 | 555.0286 | 0 | 556.1282 | 0.019152 | 360.8861 | 5.5415e-05
| 361.3801 | 6.8513 | 276.1807 | 0.0056839 | 361.3801 | 0.0058801 | 276.1807 | 0 | 276.6015 | 0 | 276.1807 | 0 | 360.997 | 0.00018767 | 270.52 | 0.0013994 | 361.3801 | 0.0068018 | 270.52 | -0.011365 | 270.52 | 0.0074037 | 360.997 | 0.00020387 | 360.997 | 0.0001163 | 276.1807 | 0 | 276.1807 | 0 | 556.285 | 0.022986 | 276.1807 | 0 | 555.1862 | 0 | 556.285 | 0.018447 | 360.997 | 5.5415e-05
| 361.4934 | 7.0142 | 276.3888 | -0.013937 | 361.4934 | 0 | 276.3888 | 0 | 276.8104 | 0 | 276.3888 | 0 | 361.1079 | 0.00019838 | 270.73 | 0.018192 | 361.4934 | 0.0068018 | 270.73 | -0.014533 | 270.73 | -0.007462 | 361.1079 | 0.0001746 | 361.1079 | 0.00015839 | 276.3888 | 0 | 276.3888 | 0 | 556.4418 | 0.018445 | 276.3888 | 0 | 555.3438 | 0.0004174 | 556.4418 | 0.01974 | 361.1079 | 6.3118e-05
| 361.6067 | 7.2561 | 276.597 | 0.037136 | 361.6067 | 0 | 276.597 | 0 | 277.0192 | 0 | 276.597 | 0 | 361.2188 | 0.00019139 | 270.94 | -0.0041982 | 361.6067 | 0.0047757 | 270.94 | 0.0006491 | 270.94 | -0.0069371 | 361.2188 | 0.00015387 | 361.2188 | 0.00020916 | 276.597 | 0 | 276.597 | 0 | 556.5986 | 0.014969 | 276.597 | 0 | 555.5015 | 9.2755e-05 | 556.5986 | 0.018682 | 361.2188 | 5.0337e-05
| 361.7199 | 7.5023 | 276.8052 | -0.020302 | 361.7199 | 0.012202 | 276.8052 | 0 | 277.2282 | 0 | 276.8052 | 0 | 361.3297 | 0.00019745 | 271.15 | 0.024908 | 361.7199 | 0.0018424 | 271.15 | -0.0014632 | 271.15 | -0.0037892 | 361.3297 | 0.00014431 | 361.3297 | 0.0002198 | 276.8052 | 0 | 276.8052 | 0 | 556.7554 | 0.011605 | 276.8052 | 0 | 555.6591 | 0.0004174 | 556.7554 | 0.019798 | 361.3297 | 7.4149e-05
| 361.8332 | 7.6793 | 277.0135 | 0.032947 | 361.8332 | 0 | 277.0135 | 0 | 277.4371 | 0 | 277.0135 | 0 | 361.4407 | 0.00019791 | 271.36 | 0.0025189 | 361.8332 | 0 | 271.36 | -0.0031795 | 271.36 | -0.0032645 | 361.4407 | 0.00014777 | 361.4407 | 0.00021546 | 277.0135 | 0 | 277.0135 | 0 | 556.9122 | 0.020407 | 277.0135 | 0 | 555.8167 | 0 | 556.9122 | 0.018682 | 361.4407 | 9.4633e-05
| 361.9465 | 7.89 | 277.2217 | -0.011243 | 361.9465 | 0 | 277.2217 | 0 | 277.646 | 0 | 277.2217 | 0 | 361.5516 | 0.00019558 | 271.57 | -0.0025189 | 361.9465 | 0.0038663 | 271.57 | -0.0044997 | 271.57 | 0.00093272 | 361.5516 | 0.00014614 | 361.5516 | 0.00019007 | 277.2217 | 0 | 277.2217 | 0 | 557.069 | 0.0099793 | 277.2217 | 0 | 555.9743 | 0.00013913 | 557.069 | 0.020151 | 361.5516 | 0.00012186
| 362.0597 | 8.1014 | 277.43 | 0.019871 | 362.0597 | 0 | 277.43 | 0 | 277.8549 | 0 | 277.43 | 0 | 361.6625 | 0.00021142 | 271.78 | -0.015393 | 362.0597 | 0.0064727 | 271.78 | 0.0018373 | 271.78 | 0.00023318 | 361.6625 | 0.00015712 | 361.6625 | 0.00017532 | 277.43 | 0 | 277.43 | 0 | 557.2258 | 0.016146 | 277.43 | 0 | 556.132 | 9.2755e-05 | 557.2258 | 0.0188 | 361.6625 | 0.00012361
| 362.173 | 8.2806 | 277.6383 | -0.017249 | 362.173 | 0.012437 | 277.6383 | 0 | 278.0639 | 0 | 277.6383 | 0 | 361.7734 | 0.00021398 | 271.99 | 0.015953 | 362.173 | 0.00028542 | 271.99 | -0.0027834 | 271.99 | 0.0014574 | 361.7734 | 0.00020346 | 361.7734 | 0.00019853 | 277.6383 | 0 | 277.6383 | 0 | 557.3826 | 0.014969 | 277.6383 | 0 | 556.2897 | 0.00013913 | 557.3826 | 0.01974 | 361.7734 | 9.5509e-05
| 362.2862 | 8.4899 | 277.8465 | 0.023996 | 362.2862 | 0 | 277.8465 | 0 | 278.2729 | 0 | 277.8465 | 0 | 361.8844 | 0.00020653 | 272.19 | -0.00027989 | 362.2862 | 0.0024398 | 272.19 | 0.0047417 | 272.19 | 0.0081029 | 361.8844 | 0.00020387 | 361.8844 | 0.00018812 | 277.8465 | 0 | 277.8465 | 0 | 557.5394 | 0.026238 | 277.8465 | 0 | 556.4473 | 9.2755e-05 | 557.5394 | 0.018271 | 361.8844 | 7.4149e-05
| 362.3995 | 8.7033 | 278.0549 | -0.02392 | 362.3995 | 0.0079785 | 278.0549 | 0 | 278.4819 | 0 | 278.0549 | 0 | 361.9953 | 0.00018324 | 272.4 | 0.0081163 | 362.3995 | 0.00075247 | 272.4 | -0.0078004 | 272.4 | -0.0048385 | 361.9953 | 0.00019391 | 361.9953 | 0.00018378 | 278.0549 | 0 | 278.0549 | 0 | 557.6963 | 0.012054 | 278.0549 | 0 | 556.605 | 0 | 557.6963 | 0.019152 | 361.9953 | 6.2243e-05
| 362.5127 | 8.8197 | 278.2632 | 0.027652 | 362.5127 | 0.0072914 | 278.2632 | 0 | 278.6909 | 0 | 278.2632 | 0 | 362.1063 | 0.00016974 | 272.61 | -0.0097957 | 362.5127 | 0 | 272.61 | 0.0019693 | 272.61 | 0.0053049 | 362.1063 | 0.0001618 | 362.1063 | 0.00012888 | 278.2632 | 0 | 278.2632 | 0 | 557.8532 | 0.019006 | 278.2632 | 0 | 556.7626 | 9.2755e-05 | 557.8532 | 0.018153 | 362.1063 | 7.7563e-05
| 362.626 | 9.0155 | 278.4715 | -0.0095764 | 362.626 | 0.0049279 | 278.4715 | 0 | 278.8999 | 0 | 278.4715 | 0 | 362.2172 | 0.00017952 | 272.82 | -0.0097957 | 362.626 | 0.0069664 | 272.82 | -0.0018593 | 272.82 | -0.0034394 | 362.2172 | 0.00016464 | 362.2172 | 0.0001035 | 278.4715 | 0 | 278.4715 | 0 | 558.01 | 0.018557 | 278.4715 | 0 | 556.9203 | 0.0004174 | 558.01 | 0.0188 | 362.2172 | 8.5267e-05
| 362.7392 | 9.1538 | 278.6799 | -0.011057 | 362.7392 | 0.0035281 | 278.6799 | 0 | 279.1089 | 0 | 278.6799 | 0 | 362.3282 | 0.0001865 | 273.03 | 0.00027989 | 362.7392 | 0.0038414 | 273.03 | -0.0064798 | 273.03 | -0.0085115 | 362.3282 | 0.00016139 | 362.3282 | 0.00014581 | 278.6799 | 0 | 278.6799 | 0 | 558.1669 | 0.027303 | 278.6799 | 0 | 557.078 | 9.2755e-05 | 558.1669 | 0.018212 | 362.3282 | 7.2485e-05
| 362.8524 | 9.3782 | 278.8883 | -0.024641 | 362.8524 | 0.00023468 | 278.8883 | 0 | 279.318 | 0 | 278.8883 | 0 | 362.4392 | 0.00019884 | 273.24 | -0.0013994 | 362.8524 | 0.0077343 | 273.24 | -0.0080641 | 273.24 | -0.00029147 | 362.4392 | 0.00019106 | 362.4392 | 0.00017119 | 278.8883 | 0 | 278.8883 | 0 | 558.3238 | 0.013119 | 278.8883 | 0 | 557.2357 | 0.00013913 | 558.3238 | 0.019152 | 362.4392 | 7.4149e-05
| 362.9657 | 9.5231 | 279.0967 | 0.018673 | 362.9657 | 0.0096436 | 279.0967 | 0 | 279.5271 | 0 | 279.0967 | 0 | 362.5501 | 0.00019093 | 273.45 | 0.014833 | 362.9657 | 0.0036856 | 273.45 | 0.0064578 | 273.45 | 0.0058296 | 362.5501 | 0.00017948 | 362.5501 | 0.00020916 | 279.0967 | 0 | 279.0967 | 0 | 558.4806 | 0.017548 | 279.0967 | 0 | 557.3934 | 0 | 558.4806 | 0.018565 | 362.5501 | 6.732e-05
| 363.0789 | 9.743 | 279.3051 | -0.0057891 | 363.0789 | 0.0079785 | 279.3051 | 0 | 279.7362 | 0 | 279.3051 | 0 | 362.6611 | 0.00019349 | 273.66 | -0.028267 | 363.0789 | 0.0086668 | 273.66 | 0.0015733 | 273.66 | -0.00099105 | 362.6611 | 0.00018273 | 362.6611 | 0.00014147 | 279.3051 | 0 | 279.3051 | 0 | 558.6375 | 0.013231 | 279.3051 | 0 | 557.5511 | 0.0004174 | 558.6375 | 0.019035 | 362.6611 | 8.0977e-05
| 363.1922 | 9.9746 | 279.5135 | -0.0032909 | 363.1922 | 0 | 279.5135 | 0 | 279.9453 | 0 | 279.5135 | 0 | 362.7721 | 0.00016112 | 273.87 | -0.010355 | 363.1922 | 0.0053986 | 273.87 | -0.0062161 | 273.87 | -0.0015157 | 362.7721 | 0.00015753 | 362.7721 | 0.00013301 | 279.5135 | 0 | 279.5135 | 0 | 558.7944 | 0.018333 | 279.5135 | 0 | 557.7088 | 9.2755e-05 | 558.7944 | 0.018153 | 362.7721 | 6.9859e-05
| 363.3054 | 10.1512 | 279.722 | -0.0063198 | 363.3054 | 0.0053973 | 279.722 | 0 | 280.1544 | 0 | 279.722 | 0 | 362.8831 | 0.00016252 | 274.07 | -0.026029 | 363.3054 | 0.0086668 | 274.07 | -0.012421 | 274.07 | -0.009735 | 362.8831 | 0.00016383 | 362.8831 | 0.00014798 | 279.722 | 0 | 279.722 | 0 | 558.9513 | 0.015474 | 279.722 | 0 | 557.8665 | 0 | 558.9513 | 0.01927 | 362.8831 | 6.5657e-05
| 363.4186 | 10.3528 | 279.9305 | 0.010065 | 363.4186 | 0.0049393 | 279.9305 | 0 | 280.3635 | 0 | 279.9305 | 0 | 362.9941 | 0.00015787 | 274.28 | -0.010915 | 363.4186 | 0.0010382 | 274.28 | 0.0011772 | 274.28 | 0.0032063 | 362.9941 | 0.00015102 | 362.9941 | 0.00012888 | 279.9305 | 0 | 279.9305 | 0 | 559.1082 | 0.022201 | 279.9305 | 0 | 558.0243 | 0 | 559.1082 | 0.018858 | 362.9941 | 3.5805e-05
| 363.5319 | 10.6151 | 280.1389 | -0.025557 | 363.5319 | 0.0070399 | 280.1389 | 0 | 280.5727 | 0 | 280.1389 | 0 | 363.1051 | 0.00019139 | 274.49 | -0.035543 | 363.5319 | 0.0021537 | 274.49 | -0.0089886 | 274.49 | -0.0037892 | 363.1051 | 0.00015102 | 363.1051 | 0.00013735 | 280.1389 | 0 | 280.1389 | 0 | 559.2652 | 0.020631 | 280.1389 | 0 | 558.182 | 0.0004174 | 559.2652 | 0.019857 | 363.1051 | 4.6047e-05
| 363.6451 | 10.7983 | 280.3474 | 0.015299 | 363.6451 | 0.0014113 | 280.3474 | 0 | 280.7819 | 0 | 280.3474 | 0 | 363.2161 | 0.00020234 | 274.7 | -0.031627 | 363.6451 | 0.0083377 | 274.7 | 0.0023654 | 274.7 | -0.0051883 | 363.2161 | 0.0001624 | 363.2161 | 0.00012476 | 280.3474 | 0 | 280.3474 | 0 | 559.4221 | 0.026238 | 280.3474 | 0 | 558.3397 | 9.2755e-05 | 559.4221 | 0.018565 | 363.2161 | 5.0337e-05
| 363.7583 | 10.9297 | 280.556 | -0.04713 | 363.7583 | 0.00093859 | 280.556 | 0 | 280.991 | 0 | 280.556 | 0 | 363.3271 | 0.00020001 | 274.91 | -0.00083963 | 363.7583 | 0.0037107 | 274.91 | -0.012949 | 274.91 | 0.0030313 | 363.3271 | 0.0001685 | 363.3271 | 0.00014798 | 280.556 | 0 | 280.556 | 0 | 559.579 | 0.016763 | 280.556 | 0 | 558.4975 | 0 | 559.579 | 0.019446 | 363.3271 | 7.161e-05
| 363.8715 | 11.2132 | 280.7645 | 0.02742 | 363.8715 | 0 | 280.7645 | 0 | 281.2002 | 0 | 280.7645 | 0 | 363.4381 | 0.00019349 | 275.12 | -0.0086761 | 363.8715 | 0.0038414 | 275.12 | -0.0078004 | 275.12 | -0.0064125 | 363.4381 | 0.00015936 | 363.4381 | 0.0001521 | 280.7645 | 0 | 280.7645 | 0 | 559.736 | 0.016763 | 280.7645 | 0 | 558.6552 | 0 | 559.736 | 0.017977 | 363.4381 | 5.9704e-05
| 363.9848 | 11.3663 | 280.9731 | 0.0020544 | 363.9848 | 0 | 280.9731 | 0 | 281.4095 | 0 | 280.9731 | 0 | 363.5492 | 0.00018441 | 275.33 | -0.031627 | 363.9848 | 0.0041777 | 275.33 | -0.0084602 | 275.33 | -0.012709 | 363.5492 | 0.00016423 | 363.5492 | 0.00015427 | 280.9731 | 0 | 280.9731 | 0 | 559.893 | 0.016258 | 280.9731 | 0 | 558.813 | 0.00013913 | 559.893 | 0.018976 | 363.5492 | 5.8829e-05
| 364.098 | 11.4994 | 281.1816 | 0.023528 | 364.098 | 0 | 281.1816 | 0 | 281.6187 | 0 | 281.1816 | 0 | 363.6602 | 0.00016648 | 275.54 | 0.019311 | 364.098 | 0.0027513 | 275.54 | -0.0078004 | 275.54 | 0.0012825 | 363.6602 | 0.00015509 | 363.6602 | 0.00019007 | 281.1816 | 0 | 281.1816 | 0 | 560.0499 | 0.023266 | 281.1816 | 0 | 558.9707 | 0 | 560.0499 | 0.017683 | 363.6602 | 6.4782e-05
| 364.2112 | 11.6798 | 281.3902 | 0.011945 | 364.2112 | 0.0025812 | 281.3902 | 0 | 281.8279 | 0 | 281.3902 | 0 | 363.7712 | 0.00014972 | 275.75 | -0.026587 | 364.2112 | 0.0077343 | 275.75 | -0.0080641 | 275.75 | -0.012534 | 363.7712 | 0.00017358 | 363.7712 | 0.00016685 | 281.3902 | 0 | 281.3902 | 0 | 560.2069 | 0.007008 | 281.3902 | 0 | 559.1285 | 0 | 560.2069 | 0.019328 | 363.7712 | 6.0492e-05
| 364.3244 | 11.8736 | 281.5988 | 0.024174 | 364.3244 | 0 | 281.5988 | 0 | 282.0372 | 0 | 281.5988 | 0 | 363.8823 | 0.00016043 | 275.96 | -0.023229 | 364.3244 | 0.011464 | 275.96 | 0.0068539 | 275.96 | -0.0043139 | 363.8823 | 0.00013639 | 363.8823 | 0.00014581 | 281.5988 | 0 | 281.5988 | 0 | 560.3639 | 0.01951 | 281.5988 | 0 | 559.2863 | 9.2755e-05 | 560.3639 | 0.018271 | 363.8823 | 6.4782e-05
| 364.4376 | 11.9987 | 281.8075 | 0.0057443 | 364.4376 | 0.00352 | 281.8075 | 0 | 282.2465 | 0 | 281.8075 | 0 | 363.9933 | 0.00019256 | 276.17 | -0.029946 | 364.4376 | 0.00090821 | 276.17 | -0.0054239 | 276.17 | -0.0079864 | 363.9933 | 0.0001624 | 363.9933 | 0.00010567 | 281.8075 | 0 | 281.8075 | 0 | 560.5209 | 0.007008 | 281.8075 | 0 | 559.4441 | 0.0004174 | 560.5209 | 0.019622 | 363.9933 | 7.0735e-05
| 364.5508 | 12.1243 | 282.0161 | 0.020684 | 364.5508 | 0.0082323 | 282.0161 | 0 | 282.4558 | 0 | 282.0161 | 0 | 364.1044 | 0.00019256 | 276.37 | 0.0019591 | 364.5508 | 0 | 276.37 | -0.0027834 | 276.37 | -0.0013408 | 364.1044 | 0.00014391 | 364.1044 | 0.00017336 | 282.0161 | 0 | 282.0161 | 0 | 560.6779 | 0.015754 | 282.0161 | 0 | 559.6019 | 9.2755e-05 | 560.6779 | 0.018095 | 364.1044 | 9.0344e-05
| 364.664 | 12.2175 | 282.2247 | -0.050922 | 364.664 | 0.0079785 | 282.2247 | 0 | 282.6651 | 0 | 282.2247 | 0 | 364.2154 | 0.00017556 | 276.58 | -0.031067 | 364.664 | 0.0071309 | 276.58 | -0.00093515 | 276.58 | -0.0058878 | 364.2154 | 0.00017704 | 364.2154 | 0.00016273 | 282.2247 | 0 | 282.2247 | 0 | 560.8349 | 0.013904 | 282.2247 | 0 | 559.7597 | 0.0004174 | 560.8349 | 0.019211 | 364.2154 | 0.00011249
| 364.7772 | 12.2585 | 282.4334 | 0.0012539 | 364.7772 | 0 | 282.4334 | 0 | 282.8744 | 0 | 282.4334 | 0 | 364.3265 | 0.00015624 | 276.79 | 0.015393 | 364.7772 | 0.0086668 | 276.79 | -0.0041036 | 276.79 | -0.0053632 | 364.3265 | 0.00016362 | 364.3265 | 0.00015839 | 282.4334 | 0 | 282.4334 | 0 | 560.9919 | 0.024051 | 282.4334 | 0 | 559.9175 | 9.2755e-05 | 560.9919 | 0.017918 | 364.3265 | 9.8048e-05
| 364.8904 | 12.3473 | 282.6421 | -0.035194 | 364.8904 | 0.018811 | 282.6421 | 0 | 283.0838 | 0 | 282.6421 | 0 | 364.4376 | 0.0001723 | 277 | -0.029946 | 364.8904 | 0.01119 | 277 | -0.00014302 | 277 | -0.005538 | 364.4376 | 0.00019594 | 364.4376 | 8.6573e-05 | 282.6421 | 0 | 282.6421 | 0 | 561.1489 | 0.014577 | 282.6421 | 0 | 560.0753 | 0.00069566 | 561.1489 | 0.018917 | 364.4376 | 8.0101e-05
| 365.0036 | 12.32 | 282.8508 | 0.034437 | 365.0036 | 0.0051746 | 282.8508 | 0 | 283.2931 | 0 | 282.8508 | 0 | 364.5487 | 0.00017998 | 277.21 | 0.020431 | 365.0036 | 0.00025954 | 277.21 | 0.010946 | 277.21 | -0.0090358 | 364.5487 | 0.00019493 | 364.5487 | 9.7205e-05 | 282.8508 | 0 | 282.8508 | 0 | 561.3059 | 0.01895 | 282.8508 | 0 | 560.2331 | 0 | 561.3059 | 0.01786 | 364.5487 | 6.9859e-05
| 365.1168 | 12.2679 | 283.0596 | -0.0083903 | 365.1168 | 0.0061012 | 283.0596 | 0 | 283.5025 | 0 | 283.0596 | 0 | 364.6597 | 0.00017719 | 277.42 | -0.037222 | 365.1168 | 0.0041777 | 277.42 | 0.0022334 | 277.42 | -0.0099105 | 364.6597 | 0.00019737 | 364.6597 | 0.00010784 | 283.0596 | 0 | 283.0596 | 0 | 561.463 | 0.01794 | 283.0596 | 0 | 560.391 | 0.00013913 | 561.463 | 0.018917 | 364.6597 | 7.2485e-05
| 365.2301 | 12.2682 | 283.2683 | 0.039903 | 365.2301 | 0 | 283.2683 | 0 | 283.7119 | 0 | 283.2683 | 0 | 364.7708 | 0.00016485 | 277.63 | 0.0025189 | 365.2301 | 0.0024398 | 277.63 | 0.0031575 | 277.63 | 0.0039058 | 364.7708 | 0.00018537 | 364.7708 | 0.00012259 | 283.2683 | 0 | 283.2683 | 0 | 561.62 | 0.017324 | 283.2683 | 0 | 560.5488 | 0 | 561.62 | 0.018153 | 364.7708 | 6.4782e-05
| 365.3433 | 12.3124 | 283.4771 | -0.018661 | 365.3433 | 0.020435 | 283.4771 | 0 | 283.9213 | 0 | 283.4771 | 0 | 364.8819 | 0.00017067 | 277.84 | -0.02267 | 365.3433 | 0.015249 | 277.84 | -0.0010672 | 277.84 | 0.008628 | 364.8819 | 0.00017236 | 364.8819 | 0.00013105 | 283.4771 | 0 | 283.4771 | 0 | 561.7771 | 0.016371 | 283.4771 | 0 | 560.7066 | 0.0004174 | 561.7771 | 0.019035 | 364.8819 | 3.7468e-05
| 365.4564 | 12.1243 | 283.6858 | 0.041855 | 365.4564 | 0 | 283.6858 | 0 | 284.1307 | 0 | 283.6858 | 0 | 364.993 | 0.00015717 | 278.05 | 0.019871 | 365.4564 | 0.0080634 | 278.05 | -0.0048957 | 278.05 | 0.0028565 | 364.993 | 0.00017135 | 364.993 | 0.00016685 | 283.6858 | 0 | 283.6858 | 0 | 561.9341 | 0.024836 | 283.6858 | 0 | 560.8645 | 0 | 561.9341 | 0.017801 | 364.993 | 4.0095e-05
| 365.5696 | 11.9981 | 283.8946 | -0.0045807 | 365.5696 | 0.0037546 | 283.8946 | 0 | 284.3402 | 0 | 283.8946 | 0 | 365.1041 | 0.00014692 | 278.26 | 0.0086761 | 365.5696 | 0.0069664 | 278.26 | 0.0019693 | 278.26 | 0.00023318 | 365.1041 | 0.00016606 | 365.1041 | 0.00018812 | 283.8946 | 0 | 283.8946 | 0 | 562.0912 | 0.0092505 | 283.8946 | 0 | 561.0223 | 0.0004174 | 562.0912 | 0.01833 | 365.1041 | 5.1125e-05
| 365.6828 | 11.9145 | 284.1034 | -0.00021388 | 365.6828 | 0.005645 | 284.1034 | 0 | 284.5496 | 0 | 284.1034 | 0 | 365.2152 | 0.00013225 | 278.47 | 0.013714 | 365.6828 | 0.0030627 | 278.47 | -0.0063479 | 278.47 | 0.0026815 | 365.2152 | 0.00016383 | 365.2152 | 0.00019224 | 284.1035 | 0 | 284.1034 | 0 | 562.2483 | 0.023771 | 284.1034 | 0 | 561.1802 | 0.00037102 | 562.2483 | 0.017507 | 365.2152 | 6.9071e-05
| 365.796 | 11.7564 | 284.3123 | -0.01845 | 365.796 | 0.0070399 | 284.3123 | 0 | 284.7591 | 0 | 284.3123 | 0 | 365.3263 | 0.00017184 | 278.68 | -0.00027989 | 365.796 | 0.001531 | 278.68 | -0.0017272 | 278.68 | 0.0053049 | 365.3263 | 0.00016281 | 365.3263 | 0.00015427 | 284.3123 | 0 | 284.3123 | 0 | 562.4054 | 0.014689 | 284.3123 | 0 | 561.3381 | 0 | 562.4054 | 0.018388 | 365.3263 | 6.9071e-05
| 365.9092 | 11.543 | 284.5211 | -0.047962 | 365.9092 | 0 | 284.5211 | 0 | 284.9686 | 0 | 284.5211 | 0 | 365.4375 | 0.00018487 | 278.89 | 0.033306 | 365.9092 | 0.0030627 | 278.89 | -0.00040706 | 278.89 | 0.0063542 | 365.4375 | 0.00015712 | 365.4375 | 0.00012042 | 284.5211 | 0 | 284.5211 | 0 | 562.5625 | 0.012839 | 284.5211 | 0 | 561.496 | 9.2755e-05 | 562.5625 | 0.017448 | 365.4375 | 6.0492e-05
| 366.0224 | 11.2485 | 284.73 | -0.00418 | 366.0224 | 0.018811 | 284.73 | 0 | 285.1781 | 0 | 284.73 | 0 | 365.5486 | 0.0001886 | 279.09 | -0.014833 | 366.0224 | 0.0094896 | 279.09 | 0.00091312 | 279.09 | -0.0044887 | 365.5486 | 0.00017521 | 365.5486 | 0.0001163 | 284.73 | 0 | 284.73 | 0 | 562.7196 | 0.014577 | 284.73 | 0 | 561.6539 | 0.00013913 | 562.7196 | 0.018447 | 365.5486 | 4.6923e-05
| 366.1356 | 11.0341 | 284.9389 | 0.0067391 | 366.1356 | 0 | 284.9389 | 0 | 285.3876 | 0 | 284.9389 | 0 | 365.6597 | 0.00017021 | 279.3 | -0.0086761 | 366.1356 | 0.0097639 | 279.3 | 0.0010452 | 279.3 | 0.007229 | 365.6597 | 0.00017602 | 365.6597 | 0.00012888 | 284.9389 | 0 | 284.9389 | 0 | 562.8767 | 0.022874 | 284.9389 | 0 | 561.8117 | 0 | 562.8767 | 0.017448 | 365.6597 | 5.2876e-05
| 366.2488 | 10.7022 | 285.1478 | -0.033045 | 366.2488 | 0.0030506 | 285.1478 | 0 | 285.5971 | 0 | 285.1478 | 0 | 365.7709 | 0.00018161 | 279.51 | 0.015393 | 366.2488 | 0.0080634 | 279.51 | -0.0087244 | 279.51 | 0.013175 | 365.7709 | 0.00018171 | 365.7709 | 0.0001649 | 285.1478 | 0 | 285.1478 | 0 | 563.0338 | 0.012222 | 285.1478 | 0 | 561.9696 | 0.00013913 | 563.0338 | 0.018623 | 365.7709 | 6.2243e-05
| 366.3619 | 10.4906 | 285.3567 | 0.022561 | 366.3619 | 0 | 285.3567 | 0 | 285.8067 | 0 | 285.3567 | 0 | 365.882 | 0.00017626 | 279.72 | -0.006437 | 366.3619 | 0 | 279.72 | 0.0032895 | 279.72 | 0.0037309 | 365.882 | 0.00016139 | 365.882 | 0.0002135 | 285.3567 | 0 | 285.3567 | 0 | 563.1909 | 0.024163 | 285.3567 | 0 | 562.1276 | 9.2755e-05 | 563.1909 | 0.017625 | 365.882 | 7.8438e-05
| 366.4751 | 10.1877 | 285.5656 | -0.012196 | 366.4751 | 0 | 285.5656 | 0 | 286.0163 | 0 | 285.5656 | 0 | 365.9932 | 0.00017184 | 279.93 | 0.0058775 | 366.4751 | 0.0044891 | 279.93 | -0.0079322 | 279.93 | -0.01061 | 365.9932 | 0.00017277 | 365.9932 | 0.0002007 | 285.5656 | 0 | 285.5656 | 0 | 563.348 | 0.015698 | 285.5656 | 0 | 562.2855 | 0.00013913 | 563.348 | 0.018447 | 365.9932 | 8.0977e-05
| 366.5883 | 9.9333 | 285.7746 | -0.0024269 | 366.5883 | 0.0049393 | 285.7746 | 0 | 286.2258 | 0 | 285.7746 | 0 | 366.1043 | 0.00015624 | 280.14 | 0.0013994 | 366.5883 | 0.0061984 | 280.14 | -0.0083283 | 280.14 | 0.0040807 | 366.1043 | 0.00015936 | 366.1043 | 0.00018161 | 285.7746 | 0 | 285.7746 | 0 | 563.5052 | 0.018837 | 285.7746 | 0 | 562.4434 | 0 | 563.5052 | 0.01739 | 366.1043 | 7.59e-05
| 366.7015 | 9.5994 | 285.9835 | 0.0025179 | 366.7015 | 0.015428 | 285.9835 | 0 | 286.4354 | 0 | 285.9835 | 0 | 366.2155 | 0.00015344 | 280.35 | 0.0036384 | 366.7015 | 0.0038663 | 280.35 | 0.0036855 | 280.35 | 0.0039058 | 366.2155 | 0.00017216 | 366.2155 | 0.00013951 | 285.9835 | 0 | 285.9835 | 0 | 563.6623 | 0.017155 | 285.9835 | 0 | 562.6013 | 0.00013913 | 563.6623 | 0.017742 | 366.2155 | 8.4391e-05
| 366.8146 | 9.3355 | 286.1925 | 0.010254 | 366.8146 | 0.0021168 | 286.1925 | 0 | 286.6451 | 0 | 286.1925 | 0 | 366.3266 | 0.0001588 | 280.56 | 0.0058775 | 366.8146 | 0.012068 | 280.56 | 0.0011772 | 280.56 | 0.007229 | 366.3266 | 0.00017704 | 366.3266 | 0.00017966 | 286.1925 | 0 | 286.1925 | 0 | 563.8195 | 0.028705 | 286.1925 | 0 | 562.7592 | 0 | 563.8195 | 0.017037 | 366.3266 | 7.0735e-05
| 366.9278 | 9.0854 | 286.4015 | -0.013149 | 366.9278 | 0.0011733 | 286.4015 | 0 | 286.8547 | 0 | 286.4015 | 0 | 366.4378 | 0.00015996 | 280.77 | 0.027148 | 366.9278 | 0.011355 | 280.77 | 0.0011772 | 280.77 | 0.00513 | 366.4378 | 0.00019127 | 366.4378 | 0.0001649 | 286.4015 | 0 | 286.4015 | 0 | 563.9767 | 0.018165 | 286.4015 | 0 | 562.9172 | 0 | 563.9767 | 0.018095 | 366.4378 | 8.0977e-05
| 367.041 | 8.6774 | 286.6105 | 0.013028 | 367.041 | 0.011055 | 286.6105 | 0 | 287.0643 | 0 | 286.6105 | 0 | 366.549 | 0.00016112 | 280.98 | -0.0025189 | 367.041 | 0.002284 | 280.98 | 0.0030255 | 280.98 | -0.0030897 | 366.549 | 0.00018131 | 366.549 | 0.00018378 | 286.6105 | 0 | 286.6105 | 0 | 564.1339 | 0.020519 | 286.6105 | 0 | 563.0751 | 9.2755e-05 | 564.1339 | 0.017625 | 366.549 | 6.5657e-05
| 367.1542 | 8.3684 | 286.8196 | 0.0096399 | 367.1542 | 0 | 286.8196 | 0 | 287.274 | 0 | 286.8196 | 0 | 366.6602 | 0.00017253 | 281.19 | -0.0075566 | 367.1542 | 0 | 281.19 | 0.00091312 | 281.19 | -0.0032645 | 366.6602 | 0.00014106 | 366.6602 | 0.00013735 | 286.8196 | 0 | 286.8196 | 0 | 564.291 | 0.022257 | 286.8196 | 0 | 563.2331 | 0 | 564.291 | 0.01833 | 366.6602 | 8.1853e-05
| 367.2673 | 8.2739 | 287.0286 | -0.011573 | 367.2673 | 0.0037633 | 287.0286 | 0 | 287.4837 | 0 | 287.0286 | 0 | 366.7713 | 0.00017719 | 281.4 | -0.032746 | 367.2673 | 0.011958 | 281.4 | -1.1002e-05 | 281.4 | 0.010202 | 366.7713 | 0.00013822 | 366.7713 | 0.00017119 | 287.0286 | 0 | 287.0286 | 0 | 564.4482 | 0.029489 | 287.0286 | 0 | 563.391 | 9.2755e-05 | 564.4482 | 0.017272 | 366.7713 | 6.3906e-05
| 367.3805 | 7.969 | 287.2377 | 0.014598 | 367.3805 | 0.0079785 | 287.2377 | 0 | 287.6934 | 0 | 287.2377 | 0 | 366.8825 | 0.00018487 | 281.61 | 0.011475 | 367.3805 | 0.0019981 | 281.61 | -0.012157 | 281.61 | -0.023376 | 366.8825 | 0.00012765 | 366.8825 | 0.00015644 | 287.2377 | 0 | 287.2377 | 0 | 564.6054 | 0.018725 | 287.2377 | 0 | 563.549 | 0.00069566 | 564.6054 | 0.018388 | 366.8825 | 6.9947e-05
| 367.4936 | 7.7312 | 287.4468 | 0.020216 | 367.4936 | 0.0054098 | 287.4468 | 0 | 287.9031 | 0 | 287.4468 | 0 | 366.9937 | 0.00016112 | 281.82 | 0.020431 | 367.4936 | 0 | 281.82 | -0.00093515 | 281.82 | -0.0013408 | 366.9937 | 0.00014147 | 366.9937 | 0.0001521 | 287.4468 | 0 | 287.4468 | 0 | 564.7626 | 0.01951 | 287.4468 | 0 | 563.707 | 0 | 564.7626 | 0.017683 | 366.9937 | 5.0337e-05
| 367.6068 | 7.4668 | 287.6559 | 0.017889 | 367.6068 | 0 | 287.6559 | 0 | 288.1128 | 0 | 287.6559 | 0 | 367.1049 | 0.00018161 | 282.03 | -0.020431 | 367.6068 | 0.0080634 | 282.03 | -0.0034436 | 282.03 | 0.003556 | 367.1049 | 0.0001496 | 367.1049 | 0.00015644 | 287.6559 | 0 | 287.6559 | 0 | 564.9198 | 0.016931 | 287.6559 | 0 | 563.865 | 0.00013913 | 564.9198 | 0.018506 | 367.1049 | 5.5415e-05
| 367.7199 | 7.2357 | 287.865 | 0.021366 | 367.7199 | 0 | 287.865 | 0 | 288.3225 | 0 | 287.865 | 0 | 367.2162 | 0.00016578 | 282.24 | -0.020431 | 367.7199 | 0.014262 | 282.24 | 0.0030255 | 282.24 | -0.0015157 | 367.2162 | 0.00016891 | 367.2162 | 0.00016273 | 287.865 | 0 | 287.865 | 0 | 565.0771 | 0.021753 | 287.865 | 0 | 564.0229 | 9.2755e-05 | 565.0771 | 0.017448 | 367.2162 | 4.7711e-05
| 367.8331 | 7.0251 | 288.0741 | -0.01422 | 367.8331 | 0.0037546 | 288.0741 | 0 | 288.5323 | 0 | 288.0741 | 0 | 367.3274 | 0.00019233 | 282.45 | -0.0053177 | 367.8331 | 0.00044117 | 282.45 | -0.012289 | 282.45 | -0.0036143 | 367.3274 | 0.00018781 | 367.3274 | 0.00016273 | 288.0741 | 0 | 288.0741 | 0 | 565.2343 | 0.016539 | 288.0741 | 0 | 564.1809 | 0 | 565.2343 | 0.018036 | 367.3274 | 7.0735e-05
| 367.9463 | 6.9078 | 288.2833 | 0.034363 | 367.9463 | 0 | 288.2833 | 0 | 288.7421 | 0 | 288.2833 | 0 | 367.4386 | 0.00016858 | 282.66 | 0.032185 | 367.9463 | 0.0011939 | 282.66 | -0.013609 | 282.66 | 0.0067039 | 367.4386 | 0.00016037 | 367.4386 | 0.00016685 | 288.2833 | 0 | 288.2833 | 0 | 565.3916 | 0.018109 | 288.2833 | 0 | 564.3389 | 9.2755e-05 | 565.3916 | 0.01692 | 367.4386 | 7.7563e-05
| 368.0594 | 6.7347 | 288.4925 | -0.0025239 | 368.0594 | 0.0098558 | 288.4925 | 0 | 288.9518 | 0 | 288.4925 | 0 | 367.5498 | 0.00018744 | 282.87 | -0.010915 | 368.0594 | 0.014426 | 282.87 | -0.0085925 | 282.87 | -0.0081612 | 367.5498 | 0.00018171 | 367.5498 | 0.00018595 | 288.4925 | 0 | 288.4925 | 0 | 565.5488 | 0.011605 | 288.4925 | 0 | 564.4969 | 0.0004174 | 565.5488 | 0.017977 | 367.5498 | 9.122e-05
| 368.1726 | 6.5447 | 288.7017 | 0.021023 | 368.1726 | 0 | 288.7017 | 0 | 289.1616 | 0 | 288.7017 | 0 | 367.661 | 0.00019186 | 283.08 | -0.020431 | 368.1726 | 0.0083377 | 283.08 | -0.0037076 | 283.08 | 0.0018072 | 367.661 | 0.00017745 | 367.661 | 0.00022826 | 288.7017 | 0 | 288.7017 | 0 | 565.7061 | 0.030555 | 288.7017 | 0 | 564.655 | 9.2755e-05 | 565.7061 | 0.017331 | 367.661 | 7.59e-05
| 368.2857 | 6.3435 | 288.9109 | -0.062974 | 368.2857 | 0.019758 | 288.9109 | 0 | 289.3715 | 0 | 288.9109 | 0 | 367.7723 | 0.00019582 | 283.29 | 0.020431 | 368.2857 | 0.0093251 | 283.29 | -0.0037076 | 283.29 | 0.0011076 | 367.7723 | 0.00019452 | 367.7723 | 0.0002135 | 288.9109 | 0 | 288.9109 | 0 | 565.8633 | 0.0089702 | 288.9109 | 0 | 564.813 | 0.0004174 | 565.8633 | 0.018447 | 367.7723 | 8.8681e-05
| 368.3989 | 6.2523 | 289.1201 | -0.0039661 | 368.3989 | 0.0018817 | 289.1201 | 0 | 289.5813 | 0 | 289.1201 | 0 | 367.8835 | 0.0001893 | 283.5 | 0.027148 | 368.3989 | 0.0086668 | 283.5 | -0.0041036 | 283.5 | 0.010202 | 367.8835 | 0.00016423 | 367.8835 | 0.00020287 | 289.1201 | 0 | 289.1201 | 0 | 566.0206 | 0.018053 | 289.1201 | 0 | 564.971 | 0 | 566.0206 | 0.017331 | 367.8835 | 7.2485e-05
| 368.512 | 6.1654 | 289.3293 | 0.045459 | 368.512 | 0.0098558 | 289.3293 | 0 | 289.7911 | 0 | 289.3293 | 0 | 367.9948 | 0.00017556 | 283.7 | -0.013154 | 368.512 | 0.0048005 | 283.7 | 0.00025304 | 283.7 | -0.013583 | 367.9948 | 0.0001561 | 367.9948 | 0.00017966 | 289.3293 | 0 | 289.3293 | 0 | 566.1779 | 0.014577 | 289.3293 | 0 | 565.1291 | 0.0004174 | 566.1779 | 0.018036 | 367.9948 | 6.0492e-05
| 368.6252 | 6.0678 | 289.5386 | 0.024005 | 368.6252 | 0.0065858 | 289.5386 | 0 | 290.001 | 0 | 289.5386 | 0 | 368.106 | 0.00017067 | 283.91 | -0.013154 | 368.6252 | 0.010532 | 283.91 | -0.010705 | 283.91 | -0.0058878 | 368.106 | 0.00015387 | 368.106 | 0.00015427 | 289.5386 | 0 | 289.5386 | 0 | 566.3352 | 0.022089 | 289.5386 | 0 | 565.2871 | 0 | 566.3352 | 0.01692 | 368.106 | 5.4539e-05
| 368.7383 | 5.9258 | 289.7479 | -0.024429 | 368.7383 | 0.0068052 | 289.7479 | 0 | 290.2109 | 0 | 289.7479 | 0 | 368.2173 | 0.00017021 | 284.12 | 0.027708 | 368.7383 | 0.0044891 | 284.12 | 0.0075142 | 284.12 | -0.0060627 | 368.2173 | 0.00018558 | 368.2173 | 0.00011196 | 289.7479 | 0 | 289.7479 | 0 | 566.4924 | 0.011045 | 289.7479 | 0 | 565.4451 | 0 | 566.4924 | 0.01786 | 368.2173 | 8.1853e-05
| 368.8514 | 5.8456 | 289.9572 | 0.0083051 | 368.8514 | 0.012936 | 289.9572 | 0 | 290.4208 | 0 | 289.9572 | 0 | 368.3286 | 0.00014972 | 284.33 | 0.027148 | 368.8514 | 0.0036856 | 284.33 | 0.00025304 | 284.33 | -0.00011659 | 368.3286 | 0.00019737 | 368.3286 | 0.00012476 | 289.9572 | 0 | 289.9572 | 0 | 566.6498 | 0.02108 | 289.9572 | 0 | 565.6032 | 0 | 566.6498 | 0.017037 | 368.3286 | 0.00010908
| 368.9646 | 5.7212 | 290.1665 | -0.0086063 | 368.9646 | 0.021653 | 290.1665 | 0 | 290.6307 | 0 | 290.1665 | 0 | 368.4398 | 0.00015391 | 284.54 | -0.006437 | 368.9646 | 0.0046449 | 284.54 | -0.0050278 | 284.54 | 0.00075785 | 368.4398 | 0.00020346 | 368.4398 | 0.00015839 | 290.1665 | 0 | 290.1665 | 0 | 566.8071 | 0.016763 | 290.1665 | 0 | 565.7613 | 0.0004174 | 566.8071 | 0.018565 | 368.4398 | 0.00010908
| 369.0777 | 5.6407 | 290.3758 | 0.018111 | 369.0777 | 0.013939 | 290.3758 | 0 | 290.8406 | 0 | 290.3758 | 0 | 368.5511 | 0.00014296 | 284.75 | -0.010355 | 369.0777 | 0.0058693 | 284.75 | 0.0064578 | 284.75 | -0.0039641 | 368.5511 | 0.0001807 | 368.5511 | 0.00021133 | 290.3758 | 0 | 290.3758 | 0 | 566.9644 | 0.023659 | 290.3758 | 0 | 565.9193 | 9.2755e-05 | 566.9644 | 0.017448 | 368.5511 | 7.0735e-05
| 369.1908 | 5.5766 | 290.5851 | 0.038443 | 369.1908 | 0 | 290.5851 | 0 | 291.0506 | 0 | 290.5851 | 0 | 368.6624 | 0.00016206 | 284.96 | 0.026587 | 369.1908 | 0.0085571 | 284.96 | 0.0027614 | 284.96 | -0.0046636 | 368.6624 | 0.00020102 | 368.6624 | 0.00017966 | 290.5851 | 0 | 290.5851 | 0 | 567.1217 | 0.01794 | 290.5851 | 0 | 566.0774 | 0.0004174 | 567.1217 | 0.018623 | 368.6624 | 6.1367e-05
| 369.304 | 5.4993 | 290.7945 | 0.010993 | 369.304 | 0.0077619 | 290.7945 | 0 | 291.2605 | 0 | 290.7945 | 0 | 368.7737 | 0.00014483 | 285.17 | 0.02379 | 369.304 | 0.0055402 | 285.17 | 0.00025304 | 285.17 | 0.011776 | 368.7737 | 0.00019777 | 368.7737 | 0.00019853 | 290.7945 | 0 | 290.7945 | 0 | 567.2791 | 0.02422 | 290.7945 | 0 | 566.2355 | 0 | 567.2791 | 0.016743 | 368.7737 | 5.8829e-05
| 369.4171 | 5.3951 | 291.0039 | -0.023001 | 369.4171 | 0.0044586 | 291.0039 | 0 | 291.4705 | 0 | 291.0039 | 0 | 368.885 | 0.0001567 | 285.38 | -0.046181 | 369.4171 | 0.0030879 | 285.38 | -0.015193 | 285.38 | -0.0086863 | 368.885 | 0.00018822 | 368.885 | 0.00017532 | 291.0039 | 0 | 291.0039 | 0 | 567.4364 | 0.010932 | 291.0039 | 0 | 566.3936 | 0.00013913 | 567.4364 | 0.017742 | 368.885 | 8.7805e-05
| 369.5302 | 5.3692 | 291.2133 | 0.043371 | 369.5302 | 0.005645 | 291.2133 | 0 | 291.6805 | 0 | 291.2133 | 0 | 368.9963 | 0.00015391 | 285.59 | 0.020431 | 369.5302 | 0 | 285.59 | -0.0072719 | 285.59 | -0.0016906 | 368.9963 | 0.00015529 | 368.9963 | 0.0002007 | 291.2133 | 0 | 291.2133 | 0 | 567.5938 | 0.021753 | 291.2133 | 0 | 566.5517 | 9.2755e-05 | 567.5938 | 0.016626 | 368.9963 | 6.5657e-05
| 369.6433 | 5.2949 | 291.4227 | -0.0020132 | 369.6433 | 0.012437 | 291.4227 | 0 | 291.8905 | 0 | 291.4227 | 0 | 369.1076 | 0.00017766 | 285.8 | -0.0092359 | 369.6433 | 0.010587 | 285.8 | -0.014533 | 285.8 | -0.009735 | 369.1076 | 0.00014574 | 369.1076 | 0.00017336 | 291.4227 | 0 | 291.4227 | 0 | 567.7511 | 0.012446 | 291.4227 | 0 | 566.7098 | 0.0004174 | 567.7511 | 0.018153 | 369.1076 | 6.1367e-05
| 369.7565 | 5.2892 | 291.6321 | 0.010299 | 369.7565 | 0.0089379 | 291.6321 | 0 | 292.1005 | 0 | 291.6321 | 0 | 369.2189 | 0.00017137 | 286.01 | 0.012595 | 369.7565 | 0.011135 | 286.01 | 0.0006491 | 286.01 | -0.00081612 | 369.2189 | 0.00013781 | 369.2189 | 0.0002007 | 291.6321 | 0 | 291.6321 | 0 | 567.9085 | 0.020519 | 291.6321 | 0 | 566.8679 | 0 | 567.9085 | 0.01692 | 369.2189 | 6.3118e-05
| 369.8696 | 5.1502 | 291.8416 | -0.047375 | 369.8696 | 0.017322 | 291.8416 | 0 | 292.3106 | 0 | 291.8416 | 0 | 369.3302 | 0.00017719 | 286.22 | 0.006437 | 369.8696 | 0.0086668 | 286.22 | -0.0011992 | 286.22 | -0.00029147 | 369.3302 | 0.00014431 | 369.3302 | 0.00017532 | 291.8416 | 0 | 291.8416 | 0 | 568.0659 | 0.015698 | 291.8416 | 0 | 567.026 | 0.00069566 | 568.0659 | 0.018095 | 369.3302 | 8.3516e-05
| 369.9827 | 5.1463 | 292.051 | 0.010788 | 369.9827 | 0.0077619 | 292.051 | 0 | 292.5206 | 0 | 292.051 | 0 | 369.4415 | 0.0001723 | 286.43 | -0.0075566 | 369.9827 | 0.0011939 | 286.43 | 0.0017053 | 286.43 | 0.0039058 | 369.4415 | 0.00013476 | 369.4415 | 0.00013951 | 292.051 | 0 | 292.051 | 0 | 568.2232 | 0.022594 | 292.051 | 0 | 567.1841 | 0 | 568.2232 | 0.016685 | 369.4415 | 8.3516e-05
| 370.0958 | 5.0178 | 292.2605 | -0.013386 | 370.0958 | 0.014345 | 292.2605 | 0 | 292.7307 | 0 | 292.2605 | 0 | 369.5529 | 0.00020653 | 286.64 | -0.006437 | 370.0958 | 0 | 286.64 | -0.0015952 | 286.64 | -0.0039641 | 369.5529 | 0.0001496 | 369.5529 | 0.00013301 | 292.2605 | 0 | 292.2605 | 0 | 568.3806 | 0.01951 | 292.2605 | 0 | 567.3423 | 0.00013913 | 568.3806 | 0.017801 | 369.5529 | 8.0977e-05
| 370.209 | 4.9346 | 292.47 | 0.046984 | 370.209 | 0.0054098 | 292.47 | 0 | 292.9408 | 0 | 292.47 | 0 | 369.6642 | 0.00019908 | 286.85 | 0.035543 | 370.209 | 0.0036856 | 286.85 | 0.0043457 | 286.85 | -0.0037892 | 369.6642 | 0.00013578 | 369.6642 | 0.00013518 | 292.47 | 0 | 292.47 | 0 | 568.538 | 0.016539 | 292.47 | 0 | 567.5004 | 0 | 568.538 | 0.016685 | 369.6642 | 7.8438e-05
| 370.3221 | 4.919 | 292.6795 | -0.022794 | 370.3221 | 0.021382 | 292.6795 | 0 | 293.1509 | 0 | 292.6795 | 0 | 369.7755 | 0.00019302 | 287.06 | -0.012035 | 370.3221 | 0 | 287.06 | -0.0029155 | 287.06 | -0.008861 | 369.7755 | 0.0001618 | 369.7755 | 0.0002007 | 292.6795 | 0 | 292.6795 | 0 | 568.6955 | 0.018445 | 292.6795 | 0 | 567.6585 | 0.0004174 | 568.6955 | 0.01786 | 369.7755 | 6.8196e-05
| 370.4352 | 4.8549 | 292.889 | 0.011333 | 370.4352 | 0.015022 | 292.889 | 0 | 293.361 | 0 | 292.889 | 0 | 369.8869 | 0.00017416 | 287.27 | -0.013154 | 370.4352 | 0.0092702 | 287.27 | -0.0075362 | 287.27 | -0.0039641 | 369.8869 | 0.00016932 | 369.8869 | 0.0001521 | 292.889 | 0 | 292.889 | 0 | 568.8529 | 0.027303 | 292.889 | 0 | 567.8167 | 0.00064928 | 568.8529 | 0.016978 | 369.8869 | 8.0977e-05
| 370.5483 | 4.7615 | 293.0986 | 0.033329 | 370.5483 | 0.025307 | 293.0986 | 0 | 293.5711 | 0 | 293.0986 | 0 | 369.9982 | 0.00017556 | 287.48 | 0.02267 | 370.5483 | 0.0029322 | 287.48 | -0.0018593 | 287.48 | -0.011484 | 369.9982 | 0.00020529 | 369.9982 | 0.00016902 | 293.0986 | 0 | 293.0986 | 0 | 569.0103 | 0.011045 | 293.0986 | 0 | 567.9748 | 0.00013913 | 569.0103 | 0.017448 | 369.9982 | 7.9314e-05
| 370.6614 | 4.7039 | 293.3082 | 0.047558 | 370.6614 | 0.021653 | 293.3082 | 0 | 293.7813 | 0 | 293.3082 | 0 | 370.1096 | 0.00018255 | 287.69 | 0.02267 | 370.6614 | 0.012232 | 287.69 | 0.0014412 | 287.69 | 0.0014574 | 370.1096 | 0.00017562 | 370.1096 | 0.00012042 | 293.3082 | 0 | 293.3082 | 0 | 569.1677 | 0.023939 | 293.3082 | 0 | 568.133 | 9.2755e-05 | 569.1677 | 0.016743 | 370.1096 | 9.3758e-05
| 370.7745 | 4.6196 | 293.5177 | 0.013156 | 370.7745 | 0.025848 | 293.5177 | 0 | 293.9915 | 0 | 293.5177 | 0 | 370.2209 | 0.00018604 | 287.9 | -0.0041982 | 370.7745 | 0.010258 | 287.9 | -0.0075362 | 287.9 | -0.0037892 | 370.2209 | 0.00016078 | 370.2209 | 0.00019853 | 293.5177 | 0 | 293.5177 | 0 | 569.3252 | 0.019903 | 293.5177 | 0 | 568.2912 | 0.00013913 | 569.3252 | 0.017742 | 370.2209 | 9.6297e-05
| 370.8876 | 4.567 | 293.7273 | -0.015412 | 370.8876 | 0.025171 | 293.7273 | 0 | 294.2016 | 0 | 293.7273 | 0 | 370.3323 | 0.00017184 | 288.11 | 0.020431 | 370.8876 | 0.010203 | 288.11 | -0.006744 | 288.11 | 0.0014574 | 370.3323 | 0.00014005 | 370.3323 | 0.00017532 | 293.7273 | 0 | 293.7273 | 0 | 569.4826 | 0.01895 | 293.7273 | 0 | 568.4494 | 0 | 569.4826 | 0.017096 | 370.3323 | 0.00010995
| 371.0007 | 4.4167 | 293.9369 | -0.0010984 | 371.0007 | 0.016916 | 293.9369 | 0 | 294.4118 | 0 | 293.9369 | 0 | 370.4437 | 0.00014809 | 288.32 | -0.035543 | 371.0007 | 0.011958 | 288.32 | -0.0047637 | 288.32 | 0.0068789 | 370.4437 | 0.00015936 | 370.4437 | 0.00014798 | 293.937 | 0 | 293.9369 | 0 | 569.6401 | 0.015866 | 293.9369 | 0 | 568.6075 | 0.0004174 | 569.6401 | 0.018212 | 370.4437 | 0.0001202
| 371.1138 | 4.3417 | 294.1466 | 0.021419 | 371.1138 | 0.025442 | 294.1466 | 0 | 294.6221 | 0 | 294.1466 | 0 | 370.5551 | 0.00014855 | 288.53 | 0.0081163 | 371.1138 | 0.0047757 | 288.53 | 0.0018373 | 288.53 | -0.0062376 | 370.5551 | 0.00017216 | 370.5551 | 8.6573e-05 | 294.1466 | 0 | 294.1466 | 0 | 569.7975 | 0.027976 | 294.1466 | 0 | 568.7657 | 0 | 569.7975 | 0.01739 | 370.5551 | 9.2095e-05
| 371.2269 | 4.2198 | 294.3562 | 0.0076538 | 371.2269 | 0.032885 | 294.3562 | 0 | 294.8323 | 0 | 294.3562 | 0 | 370.6664 | 0.00016275 | 288.74 | -0.006437 | 371.2269 | 0.0024651 | 288.74 | -0.00093515 | 288.74 | -0.0081612 | 370.6664 | 0.00014858 | 370.6664 | 0.00012888 | 294.3562 | 0 | 294.3562 | 0 | 569.955 | 0.009643 | 294.3562 | 0 | 568.9239 | 0.00013913 | 569.955 | 0.018506 | 370.6664 | 6.6532e-05
| 371.34 | 4.1499 | 294.5659 | 0.027917 | 371.34 | 0.031261 | 294.5659 | 0 | 295.0425 | 0 | 294.5659 | 0 | 370.7778 | 0.00018907 | 288.95 | 0.014274 | 371.34 | 0.0015054 | 288.95 | 0.0064578 | 288.95 | 0.0049551 | 370.7778 | 0.00015427 | 370.7778 | 0.0001521 | 294.5659 | 0 | 294.5659 | 0 | 570.1125 | 0.02136 | 294.5659 | 0 | 569.0821 | 0 | 570.1125 | 0.017037 | 370.7778 | 4.5172e-05
| 371.4531 | 4.1129 | 294.7756 | -0.019236 | 371.4531 | 0.045335 | 294.7756 | 0 | 295.2528 | 0 | 294.7756 | 0 | 370.8892 | 0.00019256 | 289.16 | 0.027148 | 371.4531 | 0.0019981 | 289.16 | 0.0031575 | 289.16 | -0.0048385 | 370.8892 | 0.00013822 | 370.8892 | 0.00014581 | 294.7756 | 0 | 294.7756 | 0 | 570.27 | 0.014913 | 294.7756 | 0 | 569.2404 | 0 | 570.27 | 0.017683 | 370.8892 | 5.3664e-05
| 371.5662 | 3.9559 | 294.9853 | 0.0098101 | 371.5662 | 0.033697 | 294.9853 | 0 | 295.4631 | 0 | 294.9853 | 0 | 371.0006 | 0.00019186 | 289.37 | 0.0047579 | 371.5662 | 0.0057047 | 289.37 | 0.00051708 | 289.37 | 0.0040807 | 371.0006 | 0.00017216 | 371.0006 | 0.00012476 | 294.9853 | 0 | 294.9853 | 0 | 570.4275 | 0.022201 | 294.9853 | 0 | 569.3986 | 9.2755e-05 | 570.4275 | 0.016215 | 371.0006 | 7.7563e-05
| 371.6793 | 3.8431 | 295.195 | 0.013334 | 371.6793 | 0.043847 | 295.195 | 0 | 295.6733 | 0 | 295.195 | 0 | 371.112 | 0.00018092 | 289.58 | -0.012595 | 371.6793 | 0.012891 | 289.58 | -0.0070082 | 289.58 | -0.0058878 | 371.112 | 0.00020245 | 371.112 | 0.00013951 | 295.195 | 0 | 295.195 | 0 | 570.585 | 0.016763 | 295.195 | 0 | 569.5568 | 0.00013913 | 570.585 | 0.017625 | 371.112 | 8.7805e-05
| 371.7924 | 3.7889 | 295.4047 | 0.013687 | 371.7924 | 0.036404 | 295.4047 | 0 | 295.8836 | 0 | 295.4047 | 0 | 371.2234 | 0.00016322 | 289.79 | 0.023229 | 371.7924 | 0 | 289.79 | 0.0014412 | 289.79 | -0.005538 | 371.2234 | 0.00020021 | 371.2234 | 0.00017749 | 295.4047 | 0 | 295.4047 | 0 | 570.7425 | 0.030162 | 295.4047 | 0 | 569.715 | 9.2755e-05 | 570.7425 | 0.016508 | 371.2234 | 7.9314e-05
| 371.9055 | 3.6563 | 295.6145 | -0.001908 | 371.9055 | 0.059545 | 295.6145 | 0 | 296.094 | 0 | 295.6145 | 0 | 371.3349 | 0.00016811 | 290 | -0.015953 | 371.9055 | 0.0061984 | 290 | -0.0052918 | 290 | -0.004139 | 371.3349 | 0.00018131 | 371.3349 | 0.00016685 | 295.6145 | 0 | 295.6145 | 0 | 570.9 | 0.0092505 | 295.6145 | 0 | 569.8733 | 0.00013913 | 570.9 | 0.017448 | 371.3349 | 7.0735e-05
| 372.0186 | 3.6094 | 295.8242 | 0.025155 | 372.0186 | 0.05359 | 295.8242 | 0 | 296.3043 | 0 | 295.8242 | 0 | 371.4463 | 0.00018441 | 290.21 | 0.0019591 | 372.0186 | 0.002284 | 290.21 | -0.0095165 | 290.21 | -0.0050134 | 371.4463 | 0.00013334 | 371.4463 | 0.00014993 | 295.8243 | 0 | 295.8242 | 0 | 571.0575 | 0.0208 | 295.8242 | 0 | 570.0315 | 0 | 571.0575 | 0.016567 | 371.4463 | 6.3118e-05
| 372.1317 | 3.536 | 296.034 | 0.0025207 | 372.1317 | 0.058192 | 296.034 | 0 | 296.5147 | 0 | 296.034 | 0 | 371.5577 | 0.00020001 | 290.43 | -0.02379 | 372.1317 | 0.012561 | 290.43 | -0.0018593 | 290.43 | -0.004139 | 371.5577 | 0.00014431 | 371.5577 | 0.00014147 | 296.034 | 0 | 296.034 | 0 | 571.2151 | 0.022594 | 296.034 | 0 | 570.1898 | 0 | 571.2151 | 0.017683 | 371.5577 | 6.6532e-05
| 372.2448 | 3.4297 | 296.2438 | -0.0022097 | 372.2448 | 0.071318 | 296.2438 | 0 | 296.725 | 0 | 296.2438 | 0 | 371.6691 | 0.00020862 | 290.64 | -0.0097957 | 372.2448 | 0.0072406 | 290.64 | -0.0089886 | 290.64 | 0.003556 | 371.6691 | 0.00015529 | 371.6691 | 0.00016685 | 296.2438 | 0 | 296.2438 | 0 | 571.3726 | 0.023547 | 296.2438 | 0 | 570.348 | 0.00037102 | 571.3726 | 0.016685 | 371.6691 | 6.3906e-05
| 372.3579 | 3.3617 | 296.4537 | -0.027917 | 372.3579 | 0.07998 | 296.4537 | 0 | 296.9354 | 0 | 296.4537 | 0 | 371.7806 | 0.00022376 | 290.85 | -0.029946 | 372.3579 | 0.001531 | 290.85 | -0.0042357 | 290.85 | -0.0053632 | 371.7806 | 0.00017562 | 371.7806 | 0.00013951 | 296.4537 | 0 | 296.4537 | 0 | 571.5302 | 0.016651 | 296.4537 | 0 | 570.5063 | 0.00013913 | 571.5302 | 0.01692 | 371.7806 | 7.7563e-05
| 372.471 | 3.2809 | 296.6635 | 0.00034015 | 372.471 | 0.088641 | 296.6635 | 0 | 297.1458 | 0 | 296.6635 | 0 | 371.892 | 0.0002191 | 291.06 | -0.036104 | 372.471 | 0.00462 | 291.06 | -0.0078004 | 291.06 | -0.007462 | 371.892 | 0.00019594 | 371.892 | 0.00010133 | 296.6635 | 0 | 296.6635 | 0 | 571.6877 | 0.021865 | 296.6635 | 0 | 570.6646 | 9.2755e-05 | 571.6877 | 0.016038 | 371.892 | 8.0977e-05
| 372.584 | 3.231 | 296.8733 | -0.011044 | 372.584 | 0.096219 | 296.8733 | 0 | 297.3562 | 0 | 296.8733 | 0 | 372.0035 | 0.00018697 | 291.27 | -0.013714 | 372.584 | 0.0061984 | 291.27 | -0.0093847 | 291.27 | -0.0023901 | 372.0035 | 0.0001998 | 372.0035 | 9.9375e-05 | 296.8733 | 0 | 296.8733 | 0 | 571.8453 | 0.012054 | 296.8733 | 0 | 570.8229 | 0.00013913 | 571.8453 | 0.017448 | 372.0035 | 7.6687e-05
| 372.6971 | 3.1281 | 297.0832 | -0.00026275 | 372.6971 | 0.1065 | 297.0832 | 0 | 297.5667 | 0 | 297.0832 | 0 | 372.1149 | 0.00015996 | 291.48 | 0.019871 | 372.6971 | 0.011464 | 291.48 | -0.0018593 | 291.48 | -0.00029147 | 372.1149 | 0.00020875 | 372.1149 | 0.00013518 | 297.0832 | 0 | 297.0832 | 0 | 572.0029 | 0.02265 | 297.0832 | 0 | 570.9811 | 0 | 572.0029 | 0.016685 | 372.1149 | 8.2728e-05
| 372.8102 | 3.0813 | 297.2931 | -0.0053849 | 372.8102 | 0.12599 | 297.2931 | 0 | 297.7771 | 0 | 297.2931 | 0 | 372.2264 | 0.00014483 | 291.69 | -0.0019591 | 372.8102 | 0.0033993 | 291.69 | -0.010572 | 291.69 | -0.0081612 | 372.2264 | 0.00019066 | 372.2264 | 0.00015427 | 297.2931 | 0 | 297.2931 | 0 | 572.1604 | 0.017043 | 297.2931 | 0 | 571.1394 | 0.00013913 | 572.1604 | 0.017331 | 372.2264 | 8.7805e-05
| 372.9233 | 3.0511 | 297.503 | 0.03898 | 372.9233 | 0.11503 | 297.503 | 0 | 297.9876 | 0 | 297.503 | 0 | 372.3378 | 0.00015065 | 291.9 | -0.0053177 | 372.9233 | 0.0019726 | 291.9 | -0.012025 | 291.9 | 0.0011076 | 372.3378 | 0.00019106 | 372.3378 | 0.00011413 | 297.503 | 0 | 297.503 | 0 | 572.318 | 0.025341 | 297.503 | 0 | 571.2977 | 0 | 572.318 | 0.01598 | 372.3378 | 0.00010059
| 373.0364 | 2.9401 | 297.7129 | -0.011158 | 373.0364 | 0.15766 | 297.7129 | 0 | 298.1981 | 0 | 297.7129 | 0 | 372.4493 | 0.00016112 | 292.11 | -0.051218 | 373.0364 | 0.0091605 | 292.11 | -0.010044 | 292.11 | -0.0078116 | 372.4493 | 0.00016423 | 372.4493 | 0.00012671 | 297.7129 | 0 | 297.7129 | 0 | 572.4756 | 0.0097551 | 297.7129 | 0 | 571.4561 | 0.00013913 | 572.4756 | 0.01739 | 372.4493 | 9.2883e-05
| 373.1494 | 2.8867 | 297.9229 | 0.0068312 | 373.1494 | 0.15049 | 297.9229 | 0 | 298.4085 | 0 | 297.9229 | 0 | 372.5608 | 0.0001744 | 292.32 | 0.0075566 | 373.1494 | 0.0097639 | 292.32 | -0.0056876 | 292.32 | -0.00081612 | 372.5608 | 0.00015936 | 372.5608 | 0.00011825 | 297.9229 | 0 | 297.9229 | 0 | 572.6332 | 0.024724 | 297.9229 | 0 | 571.6144 | 0 | 572.6332 | 0.016743 | 372.5608 | 8.5267e-05
| 373.2625 | 2.8234 | 298.1328 | -0.0079074 | 373.2625 | 0.1854 | 298.1328 | 0 | 298.6191 | 0 | 298.1328 | 0 | 372.6723 | 0.00019186 | 292.53 | -0.016513 | 373.2625 | 0 | 292.53 | -0.013213 | 292.53 | -0.0011659 | 372.6723 | 0.00013923 | 372.6723 | 0.00012259 | 298.1328 | 0 | 298.1328 | 0 | 572.7909 | 0.016875 | 298.1328 | 0 | 571.7727 | 0 | 572.7909 | 0.017918 | 372.6723 | 6.9071e-05
| 373.3756 | 2.7685 | 298.3428 | 0.010609 | 373.3756 | 0.19244 | 298.3428 | 0 | 298.8296 | 0 | 298.3428 | 0 | 372.7838 | 0.00018161 | 292.74 | 0.033306 | 373.3756 | 0.010532 | 292.74 | 0.0064578 | 292.74 | 0.0096767 | 372.7838 | 0.00015143 | 372.7838 | 6.9649e-05 | 298.3428 | 0 | 298.3428 | 0 | 572.9485 | 0.020127 | 298.3428 | 0 | 571.931 | 0.00037102 | 572.9485 | 0.016391 | 372.7838 | 6.4782e-05
| 373.4886 | 2.7187 | 298.5528 | -0.015526 | 373.4886 | 0.24034 | 298.5528 | 0 | 299.0401 | 0 | 298.5528 | 0 | 372.8952 | 0.00018092 | 292.95 | -0.0019591 | 373.4886 | 0.013055 | 292.95 | -0.0046317 | 292.95 | -0.00081612 | 372.8952 | 0.00016749 | 372.8952 | 0.00012042 | 298.5528 | 0 | 298.5528 | 0 | 573.1061 | 0.01368 | 298.5528 | 0 | 572.0893 | 0.00013913 | 573.1061 | 0.017507 | 372.8952 | 6.9859e-05
| 373.6017 | 2.656 | 298.7628 | 0.015898 | 373.6017 | 0.26985 | 298.7628 | 0 | 299.2507 | 0 | 298.7628 | 0 | 373.0068 | 0.00016601 | 293.16 | 0.036104 | 373.6017 | 0.0036856 | 293.16 | 0.0043457 | 293.16 | -0.016031 | 373.0068 | 0.00015285 | 373.0068 | 0.00014798 | 298.7628 | 0 | 298.7628 | 0 | 573.2638 | 0.019006 | 298.7628 | 0 | 572.2477 | 9.2755e-05 | 573.2638 | 0.01645 | 373.0068 | 7.4149e-05
| 373.7148 | 2.6113 | 298.9728 | 0.027671 | 373.7148 | 0.29028 | 298.9728 | 0 | 299.4613 | 0 | 298.9728 | 0 | 373.1182 | 0.00015763 | 293.37 | -0.0075566 | 373.7148 | 0.0080634 | 293.37 | 0.0014412 | 293.37 | -0.0067623 | 373.1182 | 0.00017236 | 373.1182 | 0.00022175 | 298.9728 | 0 | 298.9728 | 0 | 573.4214 | 0.011157 | 298.9728 | 0 | 572.406 | 0.00013913 | 573.4214 | 0.01739 | 373.1182 | 9.3758e-05
| 373.8278 | 2.6013 | 299.1828 | 0.0024475 | 373.8278 | 0.32953 | 299.1828 | 0 | 299.6718 | 0 | 299.1828 | 0 | 373.2298 | 0.00015624 | 293.58 | 0.028827 | 373.8278 | 0.013988 | 293.58 | 0.00025304 | 293.58 | -0.013058 | 373.2298 | 0.00015224 | 373.2298 | 0.00016902 | 299.1828 | 0 | 299.1828 | 0 | 573.5791 | 0.017548 | 299.1828 | 0 | 572.5644 | 0 | 573.5791 | 0.016156 | 373.2298 | 9.9711e-05
| 373.9409 | 2.4911 | 299.3929 | -0.027405 | 373.9409 | 0.38975 | 299.3929 | 0 | 299.8825 | 0 | 299.3929 | 0 | 373.3413 | 0.00017789 | 293.79 | -0.013154 | 373.9409 | 0.0091605 | 293.79 | -0.0064798 | 293.79 | 0.00093272 | 373.3413 | 0.00018171 | 373.3413 | 0.00012259 | 299.3929 | 0 | 299.3929 | 0 | 573.7367 | 0.022257 | 299.3929 | 0 | 572.7228 | 0.0004174 | 573.7367 | 0.016743 | 373.3413 | 0.00011766
| 374.0539 | 2.4849 | 299.603 | 0.016077 | 374.0539 | 0.38691 | 299.603 | 0 | 300.0931 | 0 | 299.603 | 0 | 373.4528 | 0.0002056 | 294 | 0.00027989 | 374.0539 | 0.0055402 | 294 | 0.00051708 | 294 | 0.0070537 | 373.4528 | 0.00015366 | 373.4528 | 0.00010979 | 299.603 | 0 | 299.603 | 0 | 573.8944 | 0.019006 | 299.603 | 0 | 572.8811 | 9.2755e-05 | 573.8944 | 0.015803 | 373.4528 | 9.122e-05
| 374.167 | 2.4436 | 299.8131 | -0.052353 | 374.167 | 0.49368 | 299.8131 | 0 | 300.3037 | 0 | 299.8131 | 0 | 373.5643 | 0.00020117 | 294.21 | -0.017632 | 374.167 | 0.010093 | 294.21 | -0.0091205 | 294.21 | -0.016906 | 373.5643 | 0.00016891 | 373.5643 | 9.5035e-05 | 299.8131 | 0 | 299.8131 | 0 | 574.0521 | 0.015474 | 299.8131 | 0 | 573.0395 | 0 | 574.0521 | 0.017213 | 373.5643 | 8.9469e-05
| 374.2801 | 2.3694 | 300.0232 | 0.052541 | 374.2801 | 0.51154 | 300.0232 | 0 | 300.5143 | 0 | 300.0232 | 0 | 373.6759 | 0.00018907 | 294.42 | -0.0058775 | 374.2801 | 0.0063081 | 294.42 | 0.0028934 | 294.42 | -0.00081612 | 373.6759 | 0.00015427 | 373.6759 | 0.00017315 | 300.0232 | 0 | 300.0232 | 0 | 574.2098 | 0.01951 | 300.0232 | 0 | 573.1979 | 0.00037102 | 574.2098 | 0.016567 | 373.6759 | 7.3273e-05
| 374.3931 | 2.3167 | 300.2333 | 0.0081625 | 374.3931 | 0.54822 | 300.2333 | 0 | 300.725 | 0 | 300.2333 | 0 | 373.7874 | 0.00014622 | 294.63 | -0.0041982 | 374.3931 | 0.01492 | 294.63 | -0.00014302 | 294.63 | 0.0032063 | 373.7874 | 0.00016667 | 373.7874 | 0.00014993 | 300.2333 | 0 | 300.2333 | 0 | 574.3675 | 0.012895 | 300.2333 | 0 | 573.3563 | 0.00013913 | 574.3675 | 0.017566 | 373.7874 | 7.9314e-05
| 374.5062 | 2.2476 | 300.4434 | 0.041898 | 374.5062 | 0.57867 | 300.4434 | 0 | 300.9357 | 0 | 300.4434 | 0 | 373.8989 | 0.00013947 | 294.84 | 0.0086761 | 374.5062 | 0.014591 | 294.84 | -0.0023874 | 294.84 | 0.0088028 | 373.8989 | 0.00015184 | 373.8989 | 0.00017966 | 300.4434 | 0 | 300.4434 | 0 | 574.5252 | 0.023266 | 300.4434 | 0 | 573.5147 | 9.2755e-05 | 574.5252 | 0.015921 | 373.8989 | 6.8196e-05
| 374.6192 | 2.1774 | 300.6536 | 0.00094243 | 374.6192 | 0.67678 | 300.6536 | 0 | 301.1464 | 0 | 300.6536 | 0 | 374.0105 | 0.00014413 | 295.06 | -0.040583 | 374.6192 | 0 | 295.06 | -0.0022553 | 295.06 | -0.011834 | 374.0105 | 0.0001557 | 374.0105 | 0.00011413 | 300.6536 | 0 | 300.6536 | 0 | 574.6829 | 0.024556 | 300.6536 | 0 | 573.6731 | 0 | 574.6829 | 0.01645 | 374.0105 | 8.0101e-05
| 374.7323 | 2.1325 | 300.8638 | 0.021654 | 374.7323 | 0.71603 | 300.8638 | 0 | 301.3571 | 0 | 300.8638 | 0 | 374.122 | 0.00017416 | 295.27 | 0.0036384 | 374.7323 | 0.0035299 | 295.27 | -0.0010672 | 295.27 | -0.0020404 | 374.122 | 0.00013781 | 374.122 | 0.00012259 | 300.8638 | 0 | 300.8638 | 0 | 574.8406 | 0.024163 | 300.8638 | 0 | 573.8315 | 0 | 574.8406 | 0.015157 | 374.122 | 9.0344e-05
| 374.8453 | 2.1313 | 301.0739 | 0.029748 | 374.8453 | 0.75838 | 301.0739 | 0 | 301.5678 | 0 | 301.0739 | 0 | 374.2336 | 0.00018441 | 295.48 | -0.019871 | 374.8453 | 0.0024651 | 295.48 | -0.0078004 | 295.48 | -0.0029147 | 374.2336 | 0.00013761 | 374.2336 | 0.00013735 | 301.074 | 0 | 301.0739 | 0 | 574.9983 | 0.014969 | 301.0739 | 0 | 573.9899 | 0.0004174 | 574.9983 | 0.016391 | 374.2336 | 8.2728e-05
| 374.9584 | 2.0401 | 301.2842 | 0.017373 | 374.9584 | 0.83755 | 301.2842 | 0 | 301.7786 | 0 | 301.2842 | 0 | 374.3452 | 0.00020117 | 295.69 | -0.02155 | 374.9584 | 0.011958 | 295.69 | 0.00025304 | 295.69 | 0.0054798 | 374.3452 | 0.00014208 | 374.3452 | 0.00019441 | 301.2842 | 0 | 301.2842 | 0 | 575.1561 | 0.019118 | 301.2842 | 0 | 574.1483 | 9.2755e-05 | 575.1561 | 0.015803 | 374.3452 | 7.8438e-05
| 375.0714 | 1.9901 | 301.4944 | -0.0080178 | 375.0714 | 0.88045 | 301.4944 | 0 | 301.9893 | 0 | 301.4944 | 0 | 374.4567 | 0.00020071 | 295.9 | 0.028267 | 375.0714 | 0.0069664 | 295.9 | 0.005798 | 295.9 | 0.010901 | 374.4567 | 0.00015997 | 374.4567 | 0.00019441 | 301.4944 | 0 | 301.4944 | 0 | 575.3138 | 0.013119 | 301.4944 | 0 | 574.3067 | 0.00013913 | 575.3138 | 0.016978 | 374.4567 | 6.3118e-05
| 375.1845 | 1.981 | 301.7046 | 0.019214 | 375.1845 | 0.99846 | 301.7046 | 0 | 302.2001 | 0 | 301.7046 | 0 | 374.5683 | 0.00021398 | 296.11 | 0.0030786 | 375.1845 | 0.0083377 | 296.11 | -0.0025194 | 296.11 | -0.0086863 | 374.5683 | 0.00016423 | 374.5683 | 0.00017749 | 301.7046 | 0 | 301.7046 | 0 | 575.4715 | 0.014016 | 301.7046 | 0 | 574.4652 | 0 | 575.4715 | 0.015921 | 374.5683 | 7.161e-05
| 375.2975 | 1.9396 | 301.9149 | 0.0087583 | 375.2975 | 1.0595 | 301.9149 | 0 | 302.4109 | 0 | 301.9149 | 0 | 374.6799 | 0.00021095 | 296.32 | -0.016513 | 375.2975 | 0.0023094 | 296.32 | -0.007668 | 296.32 | 0.010726 | 374.6799 | 0.00016708 | 374.6799 | 0.00013518 | 301.9149 | 0 | 301.9149 | 0 | 575.6293 | 0.022874 | 301.9149 | 0 | 574.6236 | 0.0004174 | 575.6293 | 0.017331 | 374.6799 | 5.3664e-05
| 375.4106 | 1.8574 | 302.1252 | 0.018359 | 375.4106 | 1.1365 | 302.1252 | 0 | 302.6217 | 0 | 302.1252 | 0 | 374.7915 | 0.00020699 | 296.53 | -0.013154 | 375.4106 | 0.012397 | 296.53 | 0.006326 | 296.53 | 0.010202 | 374.7915 | 0.00016606 | 374.7915 | 0.00013518 | 302.1252 | 0 | 302.1252 | 0 | 575.7871 | 0.020127 | 302.1252 | 0 | 574.7821 | 9.2755e-05 | 575.7871 | 0.016273 | 374.7915 | 4.6923e-05
| 375.5236 | 1.799 | 302.3354 | -0.0054143 | 375.5236 | 1.258 | 302.3354 | 0 | 302.8325 | 0 | 302.3354 | 0 | 374.9031 | 0.00018813 | 296.74 | -0.019871 | 375.5236 | 0.0078989 | 296.74 | -0.0079322 | 296.74 | -0.0030897 | 374.9031 | 0.00017785 | 374.9031 | 0.00011413 | 302.3354 | 0 | 302.3354 | 0 | 575.9448 | 0.017155 | 302.3354 | 0 | 574.9405 | 0.0004174 | 575.9448 | 0.017037 | 374.9031 | 4.8586e-05
| 375.6366 | 1.7548 | 302.5458 | 0.046976 | 375.6366 | 1.2671 | 302.5458 | 0 | 303.0434 | 0 | 302.5458 | 0 | 375.0147 | 0.0001865 | 296.95 | 0.020431 | 375.6366 | 0.0097639 | 296.95 | 0.0096264 | 296.95 | 0.0070537 | 375.0147 | 0.0001557 | 375.0147 | 0.00012671 | 302.5457 | 0 | 302.5458 | 0 | 576.1026 | 0.011325 | 302.5458 | 0 | 575.099 | 9.2755e-05 | 576.1026 | 0.015862 | 375.0147 | 4.9462e-05
| 375.7497 | 1.7164 | 302.7561 | -0.01137 | 375.7497 | 1.3361 | 302.7561 | 0 | 303.2542 | 0 | 302.7561 | 0 | 375.1263 | 0.00018581 | 297.16 | -0.043381 | 375.7497 | 0.013384 | 297.16 | -0.0030475 | 297.16 | -0.0099105 | 375.1263 | 0.0001681 | 375.1263 | 0.00012888 | 302.7561 | 0 | 302.7561 | 0 | 576.2604 | 0.016258 | 302.7561 | 0 | 575.2574 | 0.0004174 | 576.2604 | 0.017155 | 375.1263 | 5.2876e-05
| 375.8627 | 1.6264 | 302.9664 | -0.0073027 | 375.8627 | 1.3706 | 302.9664 | 0 | 303.4651 | 0 | 302.9664 | 0 | 375.2379 | 0.0001751 | 297.37 | -0.027148 | 375.8627 | 0.0092702 | 297.37 | -0.0039716 | 297.37 | 0.0026815 | 375.2379 | 0.00015245 | 375.2379 | 0.00017749 | 302.9664 | 0 | 302.9664 | 0 | 576.4182 | 0.020183 | 302.9664 | 0 | 575.4159 | 0 | 576.4182 | 0.016391 | 375.2379 | 5.2876e-05
| 375.9757 | 1.5906 | 303.1768 | -0.021435 | 375.9757 | 1.5153 | 303.1768 | 0 | 303.676 | 0 | 303.1768 | 0 | 375.3495 | 0.00016112 | 297.58 | -0.020991 | 375.9757 | 0.0019981 | 297.58 | -0.00093515 | 297.58 | 0.0033811 | 375.3495 | 0.00018822 | 375.3495 | 0.00015839 | 303.1768 | 0 | 303.1768 | 0 | 576.576 | 0.013287 | 303.1768 | 0 | 575.5744 | 0.0004174 | 576.576 | 0.016626 | 375.3495 | 5.0337e-05
| 376.0888 | 1.5659 | 303.3872 | 0.032645 | 376.0888 | 1.5851 | 303.3872 | 0 | 303.8869 | 0 | 303.3872 | 0 | 375.4611 | 0.00017347 | 297.79 | -0.013154 | 376.0888 | 0 | 297.79 | -0.0025194 | 297.79 | -0.0050134 | 375.4611 | 0.00018171 | 375.4611 | 0.00014581 | 303.3872 | 0 | 303.3872 | 0 | 576.7338 | 0.0098672 | 303.3872 | 0 | 575.7329 | 0 | 576.7338 | 0.014981 | 375.4611 | 5.7078e-05
| 376.2018 | 1.5019 | 303.5975 | -0.025877 | 376.2018 | 1.6643 | 303.5975 | 0 | 304.0978 | 0 | 303.5975 | 0 | 375.5727 | 0.00018907 | 298.01 | -0.013714 | 376.2018 | 0.013658 | 298.01 | -0.0025194 | 298.01 | -0.008336 | 375.5727 | 0.00021139 | 375.5727 | 8.6573e-05 | 303.5976 | 0 | 303.5975 | 0 | 576.8916 | 0.01766 | 303.5975 | 0 | 575.8914 | 0.0004174 | 576.8916 | 0.015862 | 375.5727 | 5.2876e-05
| 376.3148 | 1.441 | 303.808 | -0.020357 | 376.3148 | 1.7145 | 303.808 | 0 | 304.3087 | 0 | 303.808 | 0 | 375.6844 | 0.00019396 | 298.22 | -0.00083963 | 376.3148 | 0.013055 | 298.22 | -0.010176 | 298.22 | -0.015157 | 375.6844 | 0.00020265 | 375.6844 | 0.00010567 | 303.808 | 0 | 303.808 | 0 | 577.0495 | 0.0208 | 303.808 | 0 | 576.0499 | 0 | 577.0495 | 0.015333 | 375.6844 | 6.1367e-05
| 376.4279 | 1.3954 | 304.0184 | 0.0055671 | 376.4279 | 1.8196 | 304.0184 | 0 | 304.5197 | 0 | 304.0184 | 0 | 375.796 | 0.00017603 | 298.43 | -0.025469 | 376.4279 | 0.0019981 | 298.43 | -0.00027504 | 298.43 | 0.0058296 | 375.796 | 0.00019594 | 375.796 | 0.00017336 | 304.0184 | 0 | 304.0184 | 0 | 577.2073 | 0.021304 | 304.0184 | 0 | 576.2084 | 0 | 577.2073 | 0.01645 | 375.796 | 7.6687e-05
| 376.5409 | 1.3313 | 304.2288 | 0.084038 | 376.5409 | 1.8918 | 304.2288 | 0 | 304.7306 | 0 | 304.2288 | 0 | 375.9076 | 0.00016275 | 298.64 | -0.0030786 | 376.5409 | 0.0039971 | 298.64 | 0.0047417 | 298.64 | 0.00513 | 375.9076 | 0.00018354 | 375.9076 | 0.00022609 | 304.2288 | 0 | 304.2288 | 0 | 577.3651 | 0.020183 | 304.2288 | 0 | 576.3669 | 0 | 577.3651 | 0.015275 | 375.9076 | 8.8681e-05
| 376.6539 | 1.2647 | 304.4393 | -0.029646 | 376.6539 | 1.9421 | 304.4393 | 0 | 304.9416 | 0 | 304.4393 | 0 | 376.0193 | 0.00014646 | 298.85 | -0.012035 | 376.6539 | 0.008228 | 298.85 | 0.0015733 | 298.85 | 0.007229 | 376.0193 | 0.00018923 | 376.0193 | 0.0002135 | 304.4393 | 0 | 304.4393 | 0 | 577.523 | 0.017772 | 304.4393 | 0 | 576.5254 | 0.0004174 | 577.523 | 0.016038 | 376.0193 | 0.00011083
| 376.7669 | 1.2344 | 304.6498 | 0.0064333 | 376.7669 | 2.0237 | 304.6498 | 0 | 305.1526 | 0 | 304.6498 | 0 | 376.1309 | 0.00014902 | 299.06 | 0.04506 | 376.7669 | 0.013329 | 299.06 | -0.0085925 | 299.06 | -0.0030897 | 376.1309 | 0.0001685 | 376.1309 | 0.0001521 | 304.6498 | 0 | 304.6498 | 0 | 577.6809 | 0.025453 | 304.6498 | 0 | 576.684 | 9.2755e-05 | 577.6809 | 0.015275 | 376.1309 | 9.5509e-05
| 376.88 | 1.1715 | 304.8603 | -0.015401 | 376.88 | 2.1276 | 304.8603 | 0 | 305.3636 | 0 | 304.8603 | 0 | 376.2426 | 0.00014622 | 299.27 | 0.0013994 | 376.88 | 0.014317 | 299.27 | -0.0031795 | 299.27 | 0.0039058 | 376.2426 | 0.00015224 | 376.2426 | 0.00011413 | 304.8603 | 0 | 304.8603 | 0 | 577.8387 | 0.016539 | 304.8603 | 0 | 576.8425 | 0.00013913 | 577.8387 | 0.016215 | 376.2426 | 9.2095e-05
| 376.993 | 1.0708 | 305.0708 | 0.032434 | 376.993 | 2.2354 | 305.0708 | 0 | 305.5746 | 0 | 305.0708 | 0 | 376.3543 | 0.00016648 | 299.48 | 0.0092359 | 376.993 | 0.00088251 | 299.48 | 0.016492 | 299.48 | 0.017197 | 376.3543 | 0.0001311 | 376.3543 | 0.00012476 | 305.0708 | 0 | 305.0708 | 0 | 577.9966 | 0.0208 | 305.0708 | 0 | 577.001 | 0 | 577.9966 | 0.015451 | 376.3543 | 7.161e-05
| 377.106 | 1.0679 | 305.2813 | -0.035165 | 377.106 | 2.289 | 305.2813 | 0 | 305.7857 | 0 | 305.2813 | 0 | 376.4659 | 0.0001893 | 299.69 | -0.010915 | 377.106 | 0.0018424 | 299.69 | -0.0017272 | 299.69 | -0.0039641 | 376.4659 | 0.00014614 | 376.4659 | 0.00015644 | 305.2813 | 0 | 305.2813 | 0 | 578.1545 | 0.017828 | 305.2813 | 0 | 577.1596 | 0.0004174 | 578.1545 | 0.016097 | 376.4659 | 7.7563e-05
| 377.219 | 1.0362 | 305.4918 | 0.020759 | 377.219 | 2.4029 | 305.4918 | 0 | 305.9967 | 0 | 305.4918 | 0 | 376.5776 | 0.00021584 | 299.9 | -0.0019591 | 377.219 | 0.0088314 | 299.9 | 0.0010452 | 299.9 | -0.002565 | 376.5776 | 0.00017236 | 376.5776 | 0.00017336 | 305.4918 | 0 | 305.4918 | 0 | 578.3124 | 0.017828 | 305.4918 | 0 | 577.3182 | 0 | 578.3124 | 0.015451 | 376.5776 | 8.5267e-05
| 377.332 | 0.99963 | 305.7024 | -0.0055165 | 377.332 | 2.4745 | 305.7024 | 0 | 306.2078 | 0 | 305.7024 | 0 | 376.6893 | 0.0002375 | 300.12 | -0.043941 | 377.332 | 0.013055 | 300.12 | -0.0071401 | 300.12 | -0.012534 | 376.6893 | 0.0001935 | 376.6893 | 0.00016056 | 305.7024 | 0 | 305.7024 | 0 | 578.4703 | 0.01368 | 305.7024 | 0 | 577.4767 | 0 | 578.4703 | 0.016626 | 376.6893 | 8.0977e-05
| 377.445 | 0.96086 | 305.913 | -0.01094 | 377.445 | 2.5852 | 305.913 | 0 | 306.4189 | 0 | 305.913 | 0 | 376.801 | 0.00022329 | 300.33 | 0.027148 | 377.445 | 0.0025955 | 300.33 | -0.0064798 | 300.33 | 0.003556 | 376.801 | 0.00018537 | 376.801 | 0.00013105 | 305.913 | 0 | 305.913 | 0 | 578.6282 | 0.021472 | 305.913 | 0 | 577.6353 | 0 | 578.6282 | 0.01598 | 376.801 | 6.5657e-05
| 377.5581 | 0.92148 | 306.1236 | -0.0030326 | 377.5581 | 2.6797 | 306.1236 | 0 | 306.63 | 0 | 306.1236 | 0 | 376.9126 | 0.00021677 | 300.54 | -0.018752 | 377.5581 | 0.0057596 | 300.54 | -0.012025 | 300.54 | -0.010959 | 376.9126 | 0.0001681 | 376.9126 | 0.00014147 | 306.1236 | 0 | 306.1236 | 0 | 578.7861 | 0.01895 | 306.1236 | 0 | 577.7939 | 0.00013913 | 578.7861 | 0.017213 | 376.9126 | 4.6923e-05
| 377.6711 | 0.89925 | 306.3342 | 0.024973 | 377.6711 | 2.8485 | 306.3342 | 0 | 306.8411 | 0 | 306.3342 | 0 | 377.0244 | 0.00019512 | 300.75 | -0.037222 | 377.6711 | 0.0086668 | 300.75 | -0.0048957 | 300.75 | 0.0039058 | 377.0244 | 0.00013862 | 377.0244 | 0.00014147 | 306.3342 | 0 | 306.3342 | 0 | 578.944 | 0.023435 | 306.3342 | 0 | 577.9524 | 0 | 578.944 | 0.01598 | 377.0244 | 7.0735e-05
| 377.7841 | 0.86159 | 306.5448 | -0.0085344 | 377.7841 | 2.8795 | 306.5448 | 0 | 307.0523 | 0 | 306.5448 | 0 | 377.1361 | 0.00020443 | 300.96 | 0.016513 | 377.7841 | 0.0071309 | 300.96 | 0.0026294 | 300.96 | 0.0026815 | 377.1361 | 0.00016139 | 377.1361 | 0.00012671 | 306.5448 | 0 | 306.5448 | 0 | 579.1019 | 0.01895 | 306.5448 | 0 | 578.111 | 0.0004174 | 579.1019 | 0.016626 | 377.1361 | 8.2728e-05
| 377.8971 | 0.8406 | 306.7554 | 0.038016 | 377.8971 | 3.0219 | 306.7554 | 0 | 307.2634 | 0 | 306.7554 | 0 | 377.2478 | 0.00019721 | 301.17 | 0.024908 | 377.8971 | 0.0015054 | 301.17 | -0.0010672 | 301.17 | 0.0061793 | 377.2478 | 0.00017033 | 377.2478 | 0.00012259 | 306.7554 | 0 | 306.7554 | 0 | 579.2599 | 0.0208 | 306.7554 | 0 | 578.2696 | 0 | 579.2599 | 0.015392 | 377.2478 | 9.2883e-05
| 378.0101 | 0.79924 | 306.9661 | 0.0073046 | 378.0101 | 3.1069 | 306.9661 | 0 | 307.4746 | 0 | 306.9661 | 0 | 377.3595 | 0.00019558 | 301.38 | 0.0097957 | 378.0101 | 0.0094896 | 301.38 | -0.0054239 | 301.38 | -0.0015157 | 377.3595 | 0.00017745 | 377.3595 | 0.00012042 | 306.9661 | 0 | 306.9661 | 0 | 579.4178 | 0.01609 | 306.9661 | 0 | 578.4282 | 0.00013913 | 579.4178 | 0.015862 | 377.3595 | 8.0977e-05
| 378.1231 | 0.76664 | 307.1768 | 0.0068576 | 378.1231 | 3.2863 | 307.1768 | 0 | 307.6857 | 0 | 307.1768 | 0 | 377.4712 | 0.00018278 | 301.59 | 0.029946 | 378.1231 | 0.015853 | 301.59 | -0.0062161 | 301.59 | 0.00023318 | 377.4712 | 0.00016708 | 377.4712 | 0.00016685 | 307.1768 | 0 | 307.1768 | 0 | 579.5758 | 0.025341 | 307.1768 | 0 | 578.5869 | 0.00037102 | 579.5758 | 0.015157 | 377.4712 | 8.6142e-05
| 378.2361 | 0.73763 | 307.3875 | 0.0017533 | 378.2361 | 3.4605 | 307.3875 | 0 | 307.8969 | 0 | 307.3875 | 0 | 377.5829 | 0.00017673 | 301.8 | -0.050657 | 378.2361 | 0.0077343 | 301.8 | -0.00080314 | 301.8 | -0.0048385 | 377.5829 | 0.0001681 | 377.5829 | 0.00014581 | 307.3875 | 0 | 307.3875 | 0 | 579.7337 | 0.0208 | 307.3875 | 0 | 578.7455 | 0.00013913 | 579.7337 | 0.015745 | 377.5829 | 6.6532e-05
| 378.3491 | 0.72145 | 307.5982 | 0.010402 | 378.3491 | 3.5413 | 307.5982 | 0 | 308.1082 | 0 | 307.5982 | 0 | 377.6946 | 0.00016764 | 302.02 | 0.02211 | 378.3491 | 0.0041529 | 302.02 | 0.0022334 | 302.02 | 0.0011076 | 377.6946 | 0.00019208 | 377.6946 | 0.00016685 | 307.5982 | 0 | 307.5982 | 0 | 579.8917 | 0.029153 | 307.5982 | 0 | 578.9041 | 9.2755e-05 | 579.8917 | 0.015392 | 377.6946 | 7.2485e-05
| 378.4621 | 0.69552 | 307.8089 | 0.0095842 | 378.4621 | 3.7124 | 307.8089 | 0 | 308.3194 | 0 | 307.8089 | 0 | 377.8064 | 0.0001893 | 302.23 | 0.0047579 | 378.4621 | 0 | 302.23 | -0.0048957 | 302.23 | -0.0020404 | 377.8064 | 0.0002055 | 377.8064 | 0.00013951 | 307.8089 | 0 | 307.8089 | 0 | 580.0497 | 0.019622 | 307.8089 | 0 | 579.0627 | 0.00013913 | 580.0497 | 0.01645 | 377.8064 | 6.3906e-05
| 378.5751 | 0.64996 | 308.0197 | 0.0075378 | 378.5751 | 3.7707 | 308.0197 | 0 | 308.5306 | 0 | 308.0197 | 0 | 377.9181 | 0.00019884 | 302.44 | -0.00027989 | 378.5751 | 0.0072406 | 302.44 | 0.0019693 | 302.44 | -0.0072872 | 377.9181 | 0.00018842 | 377.9181 | 0.00017749 | 308.0197 | 0 | 308.0197 | 0 | 580.2077 | 0.029546 | 308.0197 | 0 | 579.2214 | 9.2755e-05 | 580.2077 | 0.015686 | 377.9181 | 8.0977e-05
| 378.6881 | 0.64095 | 308.2304 | -0.010404 | 378.6881 | 3.9332 | 308.2304 | 0 | 308.7419 | 0 | 308.2304 | 0 | 378.0299 | 0.00020047 | 302.65 | -0.019871 | 378.6881 | 0.010587 | 302.65 | 0.0040816 | 302.65 | -0.0034394 | 378.0299 | 0.00016891 | 378.0299 | 0.00017749 | 308.2304 | 0 | 308.2304 | 0 | 580.3657 | 0.015081 | 308.2304 | 0 | 579.38 | 0.00013913 | 580.3657 | 0.016332 | 378.0299 | 7.2485e-05
| 378.8011 | 0.62823 | 308.4412 | -0.0044743 | 378.8011 | 4.0564 | 308.4412 | 0 | 308.9531 | 0 | 308.4412 | 0 | 378.1416 | 0.00017253 | 302.86 | 0.0013994 | 378.8011 | 0.0052429 | 302.86 | 0.0038176 | 302.86 | -0.0018654 | 378.1416 | 0.00014919 | 378.1416 | 0.00018378 | 308.4412 | 0 | 308.4412 | 0 | 580.5237 | 0.026518 | 308.4412 | 0 | 579.5386 | 9.2755e-05 | 580.5237 | 0.015216 | 378.1416 | 6.5657e-05
| 378.9141 | 0.56834 | 308.652 | -0.00090535 | 378.9141 | 4.2765 | 308.652 | 0 | 309.1644 | 0 | 308.652 | 0 | 378.2534 | 0.00018813 | 303.07 | -0.034425 | 378.9141 | 0.0040221 | 303.07 | -0.012289 | 303.07 | -0.0076368 | 378.2534 | 0.00015245 | 378.2534 | 0.0002007 | 308.652 | 0 | 308.652 | 0 | 580.6817 | 0.018837 | 308.652 | 0 | 579.6973 | 0 | 580.6817 | 0.016273 | 378.2534 | 6.732e-05
| 379.0271 | 0.54958 | 308.8628 | 0.0080262 | 379.0271 | 4.4544 | 308.8628 | 0 | 309.3757 | 0 | 308.8628 | 0 | 378.3651 | 0.00017184 | 303.28 | 0.015393 | 379.0271 | 0 | 303.28 | -0.0026514 | 303.28 | 5.8296e-05 | 378.3651 | 0.00015387 | 378.3651 | 0.00026406 | 308.8628 | 0 | 308.8628 | 0 | 580.8397 | 0.02265 | 308.8628 | 0 | 579.856 | 9.2755e-05 | 580.8397 | 0.015333 | 378.3651 | 6.4782e-05
| 379.1401 | 0.54945 | 309.0736 | 0.022878 | 379.1401 | 4.6318 | 309.0736 | 0 | 309.587 | 0 | 309.0736 | 0 | 378.4769 | 0.00019908 | 303.49 | -0.00027989 | 379.1401 | 0.010422 | 303.49 | -0.0085925 | 303.49 | 0.0044305 | 378.4769 | 0.0001433 | 378.4769 | 0.00025364 | 309.0736 | 0 | 309.0736 | 0 | 580.9977 | 0.020407 | 309.0736 | 0 | 580.0146 | 0.00013913 | 580.9977 | 0.01598 | 378.4769 | 8.0977e-05
| 379.2531 | 0.51747 | 309.2845 | 0.007151 | 379.2531 | 4.8131 | 309.2845 | 0 | 309.7984 | 0 | 309.2845 | 0 | 378.5887 | 0.00017952 | 303.71 | 0.02435 | 379.2531 | 0.0016611 | 303.71 | 0.012927 | 303.71 | 0.014399 | 378.5887 | 0.00015997 | 378.5887 | 0.00019441 | 309.2845 | 0 | 309.2845 | 0 | 581.1558 | 0.024724 | 309.2845 | 0 | 580.1733 | 0 | 581.1558 | 0.014628 | 378.5887 | 7.59e-05
| 379.3661 | 0.51599 | 309.4953 | -0.017715 | 379.3661 | 4.9505 | 309.4953 | 0 | 310.0097 | 0 | 309.4953 | 0 | 378.7004 | 0.0001886 | 303.92 | -0.0053177 | 379.3661 | 0.0093251 | 303.92 | 0.00025304 | 303.92 | -0.009735 | 378.7004 | 0.00017175 | 378.7004 | 0.00011825 | 309.4953 | 0 | 309.4953 | 0 | 581.3138 | 0.017268 | 309.4953 | 0 | 580.332 | 0.00013913 | 581.3138 | 0.015568 | 378.7004 | 9.0344e-05
| 379.4791 | 0.48549 | 309.7062 | 0.0058855 | 379.4791 | 5.2221 | 309.7062 | 0 | 310.2211 | 0 | 309.7062 | 0 | 378.8122 | 0.00018115 | 304.13 | 0.043381 | 379.4791 | 0.00025954 | 304.13 | -0.0078004 | 304.13 | 0.0091524 | 378.8122 | 0.0001685 | 378.8122 | 0.00011825 | 309.7062 | 0 | 309.7062 | 0 | 581.4718 | 0.029377 | 309.7062 | 0 | 580.4907 | 9.2755e-05 | 581.4718 | 0.014863 | 378.8122 | 8.9469e-05
| 379.592 | 0.45166 | 309.9171 | 0.016837 | 379.592 | 5.3972 | 309.9171 | 0 | 310.4325 | 0 | 309.9171 | 0 | 378.924 | 0.00019558 | 304.34 | -0.02267 | 379.592 | 0.0069664 | 304.34 | 0.00038506 | 304.34 | 0.0049551 | 378.924 | 0.00017236 | 378.924 | 0.00014798 | 309.9171 | 0 | 309.9171 | 0 | 581.6299 | 0.019342 | 309.9171 | 0 | 580.6494 | 0.00013913 | 581.6299 | 0.015745 | 378.924 | 9.5509e-05
| 379.705 | 0.4382 | 310.128 | 0.03579 | 379.705 | 5.6928 | 310.128 | 0 | 310.6439 | 0 | 310.128 | 0 | 379.0358 | 0.00020164 | 304.55 | 0.02379 | 379.705 | 0.012232 | 304.55 | 0.0042136 | 304.55 | -0.007462 | 379.0358 | 0.00016789 | 379.0358 | 0.00014364 | 310.128 | 0 | 310.128 | 0 | 581.788 | 0.022762 | 310.128 | 0 | 580.8081 | 0 | 581.788 | 0.014922 | 379.0358 | 7.6687e-05
| 379.818 | 0.40413 | 310.3389 | -0.026258 | 379.818 | 5.815 | 310.3389 | 0 | 310.8553 | 0 | 310.3389 | 0 | 379.1476 | 0.00018697 | 304.76 | -0.0092359 | 379.818 | 0.016456 | 304.76 | -0.006744 | 304.76 | -0.011659 | 379.1476 | 0.00020123 | 379.1476 | 0.0001163 | 310.339 | 0 | 310.3389 | 0 | 581.946 | 0.020015 | 310.3389 | 0 | 580.9668 | 0 | 581.946 | 0.01598 | 379.1476 | 7.4149e-05
| 379.931 | 0.41215 | 310.5499 | 0.00053062 | 379.931 | 6.0251 | 310.5499 | 0 | 311.0667 | 0 | 310.5499 | 0 | 379.2594 | 0.000173 | 304.97 | -0.023229 | 379.931 | 0.014426 | 304.97 | -0.015193 | 304.97 | 0.0061793 | 379.2594 | 0.00017887 | 379.2594 | 0.00010784 | 310.5499 | 0 | 310.5499 | 0 | 582.1041 | 0.027808 | 310.5499 | 0 | 581.1255 | 0 | 582.1041 | 0.015275 | 379.2594 | 7.5024e-05
| 380.044 | 0.40264 | 310.7609 | -0.028597 | 380.044 | 6.2486 | 310.7609 | 0 | 311.2782 | 0 | 310.7609 | 0 | 379.3712 | 0.00018045 | 305.18 | -0.048418 | 380.044 | 0.010587 | 305.18 | 0.00078111 | 305.18 | -0.0053632 | 379.3712 | 0.00019025 | 379.3712 | 9.2865e-05 | 310.7609 | 0 | 310.7609 | 0 | 582.2622 | 0.023379 | 310.7609 | 0 | 581.2842 | 0 | 582.2622 | 0.016097 | 379.3712 | 7.2485e-05
| 380.157 | 0.38709 | 310.9718 | -0.0050205 | 380.157 | 6.5058 | 310.9718 | 0 | 311.4896 | 0 | 310.9718 | 0 | 379.483 | 0.00018278 | 305.4 | 0.027708 | 380.157 | 0.0058693 | 305.4 | 0.0028934 | 305.4 | 0.0044305 | 379.483 | 0.00017074 | 379.483 | 8.8743e-05 | 310.9718 | 0 | 310.9718 | 0 | 582.4203 | 0.023435 | 310.9718 | 0 | 581.443 | 0 | 582.4203 | 0.01504 | 379.483 | 5.5415e-05
| 380.2699 | 0.36708 | 311.1828 | -0.02722 | 380.2699 | 6.7264 | 311.1828 | 0 | 311.7011 | 0 | 311.1828 | 0 | 379.5949 | 0.00018115 | 305.61 | -0.02155 | 380.2699 | 0.01322 | 305.61 | -0.012421 | 305.61 | -0.01743 | 379.5949 | 0.00015936 | 379.5949 | 7.3988e-05 | 311.1828 | 0 | 311.1828 | 0 | 582.5784 | 0.024724 | 311.1828 | 0 | 581.6017 | 0.0004174 | 582.5784 | 0.015862 | 379.5949 | 6.1367e-05
| 380.3829 | 0.35437 | 311.3938 | 0.035634 | 380.3829 | 6.9609 | 311.3938 | 0 | 311.9126 | 0 | 311.3938 | 0 | 379.7067 | 0.00017347 | 305.82 | 0.00027989 | 380.3829 | 0.0038414 | 305.82 | -0.00053907 | 305.82 | 0.0012825 | 379.7067 | 0.00014289 | 379.7067 | 0.00012259 | 311.3938 | 0 | 311.3938 | 0 | 582.7365 | 0.016371 | 311.3938 | 0 | 581.7604 | 9.2755e-05 | 582.7365 | 0.014922 | 379.7067 | 6.8196e-05
| 380.4959 | 0.32387 | 311.6049 | -0.0018922 | 380.4959 | 7.2393 | 311.6049 | 0 | 312.1241 | 0 | 311.6049 | 0 | 379.8185 | 0.00017626 | 306.03 | -0.0041982 | 380.4959 | 0.0040221 | 306.03 | -0.0044997 | 306.03 | -0.005713 | 379.8185 | 0.00014492 | 379.8185 | 0.00014993 | 311.6049 | 0 | 311.6049 | 0 | 582.8946 | 0.015586 | 311.6049 | 0 | 581.9192 | 0.0004174 | 582.8946 | 0.015862 | 379.8185 | 9.7173e-05
| 380.6089 | 0.3577 | 311.8159 | 0.027228 | 380.6089 | 7.5354 | 311.8159 | 0 | 312.3356 | 0 | 311.8159 | 0 | 379.9303 | 0.00019628 | 306.24 | 0.00027989 | 380.6089 | 0.012726 | 306.24 | -0.0011992 | 306.24 | -0.0037892 | 379.9303 | 0.00014716 | 379.9303 | 0.00013301 | 311.8159 | 0 | 311.8159 | 0 | 583.0527 | 0.030162 | 311.8159 | 0 | 582.0779 | 0 | 583.0527 | 0.014922 | 379.9303 | 0.00010234
| 380.7218 | 0.32547 | 312.027 | 0.0095819 | 380.7218 | 7.8223 | 312.027 | 0 | 312.5471 | 0 | 312.027 | 0 | 380.0422 | 0.0002049 | 306.45 | -0.016513 | 380.7218 | 0.0021537 | 306.45 | -0.0051598 | 306.45 | -0.0015157 | 380.0422 | 0.00015041 | 380.0422 | 0.00010979 | 312.027 | 0 | 312.027 | 0 | 583.2109 | 0.015698 | 312.027 | 0 | 582.2367 | 0.00097375 | 583.2109 | 0.015745 | 380.0422 | 0.00012527
| 380.8348 | 0.31819 | 312.238 | 0.0044219 | 380.8348 | 8.0119 | 312.238 | 0 | 312.7587 | 0 | 312.238 | 0 | 380.154 | 0.00019675 | 306.67 | 0.04562 | 380.8348 | 0.00088251 | 306.67 | 0.0032895 | 306.67 | 0.0037309 | 380.154 | 0.00016749 | 380.154 | 0.00011196 | 312.238 | 0 | 312.238 | 0 | 583.369 | 0.022369 | 312.238 | 0 | 582.3955 | 0 | 583.369 | 0.014511 | 380.154 | 0.00010995
| 380.9478 | 0.32893 | 312.4491 | -0.0088808 | 380.9478 | 8.3033 | 312.4491 | 0 | 312.9703 | 0 | 312.4491 | 0 | 380.2659 | 0.00017882 | 306.88 | -0.013714 | 380.9478 | 0.0091605 | 306.88 | -0.010176 | 306.88 | -0.0064125 | 380.2659 | 0.00018741 | 380.2659 | 0.00017749 | 312.4491 | 0 | 312.4491 | 0 | 583.5272 | 0.023379 | 312.4491 | 0 | 582.5543 | 0.00013913 | 583.5272 | 0.015157 | 380.2659 | 9.8048e-05
| 381.0607 | 0.29572 | 312.6603 | 0.016901 | 381.0607 | 8.5474 | 312.6603 | 0 | 313.1818 | 0 | 312.6603 | 0 | 380.3777 | 0.00015717 | 307.09 | 0.024908 | 381.0607 | 0.0113 | 307.09 | -0.0021233 | 307.09 | 0.0091524 | 380.3777 | 0.00018639 | 380.3777 | 0.00017966 | 312.6603 | 0 | 312.6603 | 0 | 583.6853 | 0.018725 | 312.6603 | 0 | 582.713 | 0 | 583.6853 | 0.014452 | 380.3777 | 7.5024e-05
| 381.1737 | 0.27522 | 312.8714 | -0.042227 | 381.1737 | 8.8614 | 312.8714 | 0 | 313.3934 | 0 | 312.8714 | 0 | 380.4896 | 0.00016089 | 307.3 | -0.011475 | 381.1737 | 0.016346 | 307.3 | -0.011497 | 307.3 | -0.01848 | 380.4896 | 0.00017074 | 380.4896 | 0.00018595 | 312.8714 | 0 | 312.8714 | 0 | 583.8435 | 0.021192 | 312.8714 | 0 | 582.8718 | 0 | 583.8435 | 0.015627 | 380.4896 | 7.59e-05
| 381.2867 | 0.28683 | 313.0825 | 0.0078749 | 381.2867 | 9.0388 | 313.0825 | 0 | 313.6051 | 0 | 313.0825 | 0 | 380.6015 | 0.00015437 | 307.51 | 0.014274 | 381.2867 | 0.010861 | 307.51 | 0.0043457 | 307.51 | -0.0027399 | 380.6015 | 0.00016037 | 380.6015 | 0.00013951 | 313.0825 | 0 | 313.0825 | 0 | 584.0016 | 0.017828 | 313.0825 | 0 | 583.0306 | 0 | 584.0016 | 0.014805 | 380.6015 | 6.1367e-05
| 381.3997 | 0.24201 | 313.2937 | 0.00034676 | 381.3997 | 9.302 | 313.2937 | 0 | 313.8167 | 0 | 313.2937 | 0 | 380.7133 | 0.00017952 | 307.72 | -0.006437 | 381.3997 | 0.0066921 | 307.72 | -0.0010672 | 307.72 | 0.0016322 | 380.7133 | 0.00017135 | 380.7133 | 0.00015644 | 313.2937 | 0 | 313.2937 | 0 | 584.1598 | 0.013007 | 313.2937 | 0 | 583.1894 | 0.00069566 | 584.1598 | 0.015392 | 380.7133 | 6.8196e-05
| 381.5126 | 0.26954 | 313.5049 | 0.033788 | 381.5126 | 9.3979 | 313.5049 | 0 | 314.0283 | 0 | 313.5049 | 0 | 380.8252 | 0.00016601 | 307.93 | 0.010915 | 381.5126 | 0 | 307.93 | 0.0011772 | 307.93 | 5.8296e-05 | 380.8252 | 0.00016423 | 380.8252 | 0.00016685 | 313.5049 | 0 | 313.5049 | 0 | 584.318 | 0.02422 | 313.5049 | 0 | 583.3482 | 0 | 584.318 | 0.014452 | 380.8252 | 7.3273e-05
| 381.6256 | 0.2362 | 313.7161 | -0.017594 | 381.6256 | 9.73 | 313.7161 | 0 | 314.24 | 0 | 313.7161 | 0 | 380.9371 | 0.00017347 | 308.15 | -0.016513 | 381.6256 | 0.0061984 | 308.15 | -0.0027834 | 308.15 | -0.002565 | 380.9371 | 0.00016281 | 380.9371 | 0.00015644 | 313.7161 | 0 | 313.7161 | 0 | 584.4762 | 0.013511 | 313.7161 | 0 | 583.5071 | 0.00013913 | 584.4762 | 0.015451 | 380.9371 | 8.9469e-05
| 381.7385 | 0.23312 | 313.9273 | 0.024136 | 381.7385 | 9.9202 | 313.9273 | 0 | 314.4517 | 0 | 313.9273 | 0 | 381.049 | 0.00015949 | 308.36 | 0.014274 | 381.7385 | 0.0043085 | 308.36 | -0.0091205 | 308.36 | -0.0086863 | 381.049 | 0.00014005 | 381.049 | 0.00016056 | 313.9273 | 0 | 313.9273 | 0 | 584.6344 | 0.017548 | 313.9273 | 0 | 583.6659 | 9.2755e-05 | 584.6344 | 0.014863 | 381.049 | 7.3273e-05
| 381.8515 | 0.23225 | 314.1385 | 0.0166 | 381.8515 | 10.1567 | 314.1385 | 0 | 314.6633 | 0 | 314.1385 | 0 | 381.1609 | 0.00014785 | 308.57 | -0.006437 | 381.8515 | 0.018321 | 308.57 | 0.0087024 | 308.57 | 0.00058296 | 381.1609 | 0.00015793 | 381.1609 | 0.00016685 | 314.1385 | 0 | 314.1385 | 0 | 584.7926 | 0.019118 | 314.1385 | 0 | 583.8247 | 0.0004174 | 584.7926 | 0.016156 | 381.1609 | 8.0977e-05
| 381.9645 | 0.20892 | 314.3497 | -0.0036971 | 381.9645 | 10.2626 | 314.3497 | 0 | 314.875 | 0 | 314.3497 | 0 | 381.2728 | 0.0001425 | 308.78 | -0.012035 | 381.9645 | 0.0018169 | 308.78 | 0.0014412 | 308.78 | -0.00029147 | 381.2728 | 0.00017887 | 381.2728 | 0.00019441 | 314.3497 | 0 | 314.3497 | 0 | 584.9508 | 0.023379 | 314.3497 | 0 | 583.9836 | 0 | 584.9508 | 0.015098 | 381.2728 | 7.3273e-05
| 382.0774 | 0.20435 | 314.561 | -0.021087 | 382.0774 | 10.543 | 314.561 | 0 | 315.0868 | 0 | 314.561 | 0 | 381.3847 | 0.00014948 | 308.99 | 0.00027989 | 382.0774 | 0 | 308.99 | -0.012157 | 308.99 | -0.0039641 | 381.3847 | 0.00017745 | 381.3847 | 0.0001649 | 314.561 | 0 | 314.561 | 0 | 585.109 | 0.015866 | 314.561 | 0 | 584.1424 | 0.0004174 | 585.109 | 0.015803 | 381.3847 | 8.3516e-05
| 382.1904 | 0.20064 | 314.7723 | 0.025988 | 382.1904 | 10.7293 | 314.7723 | 0 | 315.2985 | 0 | 314.7723 | 0 | 381.4966 | 0.0001723 | 309.21 | -0.0097957 | 382.1904 | 0.0080634 | 309.21 | -0.0041036 | 309.21 | -0.00011659 | 381.4966 | 0.00017602 | 381.4966 | 0.00014147 | 314.7723 | 0 | 314.7723 | 0 | 585.2673 | 0.02422 | 314.7723 | 0 | 584.3012 | 9.2755e-05 | 585.2673 | 0.014158 | 381.4966 | 6.5657e-05
| 382.3033 | 0.1741 | 314.9836 | 0.01646 | 382.3033 | 10.9784 | 314.9836 | 0 | 315.5103 | 0 | 314.9836 | 0 | 381.6085 | 0.0001886 | 309.42 | -0.015393 | 382.3033 | 0.0027765 | 309.42 | -0.00053907 | 309.42 | 5.8296e-05 | 381.6085 | 0.00015326 | 381.6085 | 0.00016056 | 314.9836 | 0 | 314.9836 | 0 | 585.4255 | 0.013399 | 314.9836 | 0 | 584.4601 | 0.00013913 | 585.4255 | 0.014922 | 381.6085 | 5.7953e-05
| 382.4163 | 0.13557 | 315.1949 | 0.0076432 | 382.4163 | 11.0452 | 315.1949 | 0 | 315.722 | 0 | 315.1949 | 0 | 381.7205 | 0.00017393 | 309.63 | -0.006437 | 382.4163 | 0.0097639 | 309.63 | 0.0015733 | 309.63 | -0.00011659 | 381.7205 | 0.00017175 | 381.7205 | 0.00017749 | 315.1949 | 0 | 315.1949 | 0 | 585.5838 | 0.015978 | 315.1949 | 0 | 584.619 | 0 | 585.5838 | 0.013982 | 381.7205 | 5.8829e-05
| 382.5292 | 0.16434 | 315.4062 | -0.028415 | 382.5292 | 11.2614 | 315.4062 | 0 | 315.9338 | 0 | 315.4062 | 0 | 381.8324 | 0.00017836 | 309.84 | -0.039462 | 382.5292 | 0 | 309.84 | -0.0048957 | 309.84 | -0.013933 | 381.8324 | 0.00015956 | 381.8324 | 0.00016273 | 315.4062 | 0 | 315.4062 | 0 | 585.742 | 0.018333 | 315.4062 | 0 | 584.7778 | 0.00013913 | 585.742 | 0.015157 | 381.8324 | 5.7953e-05
| 382.6422 | 0.14422 | 315.6176 | 0.03255 | 382.6422 | 11.369 | 315.6176 | 0 | 316.1456 | 0 | 315.6176 | 0 | 381.9443 | 0.00017021 | 310.05 | 0.031067 | 382.6422 | 0.0061984 | 310.05 | 0.006722 | 310.05 | -0.004139 | 381.9443 | 0.00015529 | 381.9443 | 0.00013518 | 315.6175 | 0 | 315.6176 | 0 | 585.9003 | 0.028705 | 315.6176 | 0 | 584.9367 | 9.2755e-05 | 585.9003 | 0.014863 | 381.9443 | 5.2876e-05
| 382.7551 | 0.13817 | 315.8289 | 0.015914 | 382.7551 | 11.5248 | 315.8289 | 0 | 316.3574 | 0 | 315.8289 | 0 | 382.0563 | 0.00019582 | 310.26 | 0.00083963 | 382.7551 | 0.0088314 | 310.26 | -0.0052918 | 310.26 | 0.003556 | 382.0563 | 0.00013476 | 382.0563 | 0.00011825 | 315.8289 | 0 | 315.8289 | 0 | 586.0585 | 0.017548 | 315.8289 | 0 | 585.0956 | 0.00013913 | 586.0585 | 0.015627 | 382.0563 | 5.4539e-05
| 382.8681 | 0.12063 | 316.0403 | -0.030137 | 382.8681 | 11.7712 | 316.0403 | 0 | 316.5693 | 0 | 316.0403 | 0 | 382.1682 | 0.00019186 | 310.48 | 0.026029 | 382.8681 | 0.0091605 | 310.48 | -0.0021233 | 310.48 | 0.0032063 | 382.1682 | 0.00014045 | 382.1682 | 0.00010784 | 316.0403 | 0 | 316.0403 | 0 | 586.2168 | 0.017268 | 316.0403 | 0 | 585.2545 | 9.2755e-05 | 586.2168 | 0.014863 | 382.1682 | 5.9704e-05
| 382.981 | 0.10693 | 316.2517 | -0.046563 | 382.981 | 11.8927 | 316.2517 | 0 | 316.7811 | 0 | 316.2517 | 0 | 382.2802 | 0.00021258 | 310.69 | 0.00083963 | 382.981 | 0.0046449 | 310.69 | -0.0060837 | 310.69 | -0.0092106 | 382.2802 | 0.00018558 | 382.2802 | 0.00011413 | 316.2517 | 0 | 316.2517 | 0 | 586.3751 | 0.020687 | 316.2517 | 0 | 585.4134 | 0 | 586.3751 | 0.014863 | 382.2802 | 7.2485e-05
| 383.094 | 0.096679 | 316.4631 | 0.0069622 | 383.094 | 12.0172 | 316.4631 | 0 | 316.993 | 0 | 316.4631 | 0 | 382.3921 | 0.00021025 | 310.9 | -0.006437 | 383.094 | 0.011793 | 310.9 | -0.00014302 | 310.9 | 0.0032063 | 382.3921 | 0.00018822 | 382.3921 | 0.00010979 | 316.4631 | 0 | 316.4631 | 0 | 586.5334 | 0.024948 | 316.4631 | 0 | 585.5723 | 0 | 586.5334 | 0.0141 | 382.3921 | 8.4391e-05
| 383.2069 | 0.1089 | 316.6745 | -0.0086456 | 383.2069 | 12.1771 | 316.6745 | 0 | 317.2048 | 0 | 316.6745 | 0 | 382.5041 | 0.00020932 | 311.11 | 0.0069968 | 383.2069 | 0.0038663 | 311.11 | -0.00080314 | 311.11 | 0.0070537 | 382.5041 | 0.00018883 | 382.5041 | 0.00013518 | 316.6745 | 0 | 316.6745 | 0 | 586.6917 | 0.024051 | 316.6745 | 0 | 585.7312 | 0.0004174 | 586.6917 | 0.015098 | 382.5041 | 8.0101e-05
| 383.3199 | 0.083714 | 316.886 | 0.018048 | 383.3199 | 12.271 | 316.886 | 0 | 317.4167 | 0 | 316.886 | 0 | 382.616 | 0.00018813 | 311.32 | 0.057934 | 383.3199 | 0.0019726 | 311.32 | 0.0011772 | 311.32 | 0.011251 | 382.616 | 0.00014289 | 382.616 | 9.5035e-05 | 316.886 | 0 | 316.886 | 0 | 586.85 | 0.022201 | 316.886 | 0 | 585.8901 | 0.00037102 | 586.85 | 0.014511 | 382.616 | 7.2485e-05
| 383.4328 | 0.083097 | 317.0974 | -0.03064 | 383.4328 | 12.2921 | 317.0974 | 0 | 317.6286 | 0 | 317.0974 | 0 | 382.728 | 0.00019302 | 311.54 | -0.019311 | 383.4328 | 0.0018424 | 311.54 | -0.0042357 | 311.54 | -0.013058 | 382.728 | 0.00015509 | 382.728 | 0.0001035 | 317.0974 | 0 | 317.0974 | 0 | 587.0083 | 0.015866 | 317.0974 | 0 | 586.049 | 0 | 587.0083 | 0.015157 | 382.728 | 5.0337e-05
| 383.5457 | 0.09137 | 317.3089 | 0.017633 | 383.5457 | 12.4411 | 317.3089 | 0 | 317.8405 | 0 | 317.3089 | 0 | 382.84 | 0.00017952 | 311.75 | 0.02379 | 383.5457 | 0.0027513 | 311.75 | 0.0015733 | 311.75 | 0.0042556 | 382.84 | 0.00013964 | 382.84 | 0.00012476 | 317.3089 | 0 | 317.3089 | 0 | 587.1667 | 0.028368 | 317.3089 | 0 | 586.2079 | 0.00037102 | 587.1667 | 0.014041 | 382.84 | 5.7078e-05
| 383.6587 | 0.076306 | 317.5204 | -0.061219 | 383.6587 | 12.3761 | 317.5204 | 0 | 318.0525 | 0 | 317.5204 | 0 | 382.952 | 0.00018581 | 311.96 | 0.0058775 | 383.6587 | 0.0077343 | 311.96 | -0.0030475 | 311.96 | 0.0095019 | 382.952 | 0.00015184 | 382.952 | 0.00015427 | 317.5204 | 0 | 317.5204 | 0 | 587.325 | 0.0282 | 317.5204 | 0 | 586.3669 | 0.00013913 | 587.325 | 0.01504 | 382.952 | 5.2876e-05
| 383.7716 | 0.076677 | 317.7319 | 0.025548 | 383.7716 | 12.5937 | 317.7319 | 0 | 318.2644 | 0 | 317.7319 | 0 | 383.064 | 0.00017393 | 312.17 | 0.028827 | 383.7716 | 0.012232 | 312.17 | 0.0044777 | 312.17 | -0.0029147 | 383.064 | 0.00014716 | 383.064 | 0.00016685 | 317.7319 | 0 | 317.7319 | 0 | 587.4833 | 0.024836 | 317.7319 | 0 | 586.5258 | 9.2755e-05 | 587.4833 | 0.014452 | 383.064 | 5.3664e-05
| 383.8846 | 0.051488 | 317.9434 | 0.02424 | 383.8846 | 12.5568 | 317.9434 | 0 | 318.4764 | 0 | 317.9434 | 0 | 383.176 | 0.00019302 | 312.38 | 0.019311 | 383.8846 | 0.018979 | 312.38 | -0.016117 | 312.38 | -0.0037892 | 383.176 | 0.00014919 | 383.176 | 0.00011413 | 317.9434 | 0 | 317.9434 | 0 | 587.6417 | 0.025621 | 317.9434 | 0 | 586.6848 | 0 | 587.6417 | 0.015333 | 383.176 | 6.1367e-05
| 383.9975 | 0.072849 | 318.155 | -0.0038296 | 383.9975 | 12.6768 | 318.155 | 0 | 318.6884 | 0 | 318.155 | 0 | 383.288 | 0.00017952 | 312.6 | 0.033864 | 383.9975 | 0.013988 | 312.6 | 0.0034215 | 312.6 | 0.00093272 | 383.288 | 0.00015712 | 383.288 | 0.00010133 | 318.155 | 0 | 318.155 | 0 | 587.8 | 0.031059 | 318.155 | 0 | 586.8437 | 0.00037102 | 587.8 | 0.01457 | 383.288 | 7.59e-05
| 384.1104 | 0.060749 | 318.3665 | 0.0037605 | 384.1104 | 12.6981 | 318.3665 | 0 | 318.9004 | 0 | 318.3665 | 0 | 383.3999 | 0.00018441 | 312.81 | -0.006437 | 384.1104 | 0.0066921 | 312.81 | 0.0031575 | 312.81 | -0.0022152 | 383.3999 | 0.00017887 | 383.3999 | 9.0912e-05 | 318.3665 | 0 | 318.3665 | 0 | 587.9584 | 0.016651 | 318.3665 | 0 | 587.0027 | 0.00013913 | 587.9584 | 0.014922 | 383.3999 | 9.5509e-05
| 384.2234 | 0.051365 | 318.5781 | -0.0018581 | 384.2234 | 12.7295 | 318.5781 | 0 | 319.1124 | 0 | 318.5781 | 0 | 383.512 | 0.00017882 | 313.02 | 0.0041982 | 384.2234 | 0.0086668 | 313.02 | 0.0026294 | 313.02 | 0.0058296 | 383.512 | 0.00019635 | 383.512 | 0.00012042 | 318.5781 | 0 | 318.5781 | 0 | 588.1168 | 0.020407 | 318.5781 | 0 | 587.1617 | 0.00037102 | 588.1168 | 0.0141 | 383.512 | 8.1853e-05
| 384.3363 | 0.04161 | 318.7897 | -0.00017067 | 384.3363 | 12.8915 | 318.7897 | 0 | 319.3244 | 0 | 318.7897 | 0 | 383.624 | 0.00018907 | 313.23 | -0.04786 | 384.3363 | 0.0089959 | 313.23 | -0.0017272 | 313.23 | -0.0069371 | 383.624 | 0.00017704 | 383.624 | 0.00015644 | 318.7897 | 0 | 318.7897 | 0 | 588.2751 | 0.021304 | 318.7897 | 0 | 587.3206 | 0.00013913 | 588.2751 | 0.014628 | 383.624 | 8.4391e-05
| 384.4492 | 0.049759 | 319.0013 | 0.0084305 | 384.4492 | 12.9219 | 319.0013 | 0 | 319.5365 | 0 | 319.0013 | 0 | 383.736 | 0.00017952 | 313.44 | -0.0097957 | 384.4492 | 0.0018169 | 313.44 | 0.0030255 | 313.44 | 0.013524 | 383.736 | 0.00015143 | 383.736 | 0.00016685 | 319.0013 | 0 | 319.0013 | 0 | 588.4335 | 0.025901 | 319.0013 | 0 | 587.4796 | 0 | 588.4335 | 0.0141 | 383.736 | 7.4149e-05
| 384.5622 | 0.055686 | 319.2129 | -0.015041 | 384.5622 | 12.9833 | 319.2129 | 0 | 319.7485 | 0 | 319.2129 | 0 | 383.848 | 0.00019558 | 313.66 | -0.032185 | 384.5622 | 0.0060339 | 313.66 | -0.0071401 | 313.66 | -0.002565 | 383.848 | 0.00015245 | 383.848 | 0.00015839 | 319.2129 | 0 | 319.2129 | 0 | 588.5919 | 0.01794 | 319.2129 | 0 | 587.6386 | 0 | 588.5919 | 0.01504 | 383.848 | 7.5024e-05
| 384.6751 | 0.040623 | 319.4246 | 0.025754 | 384.6751 | 12.8357 | 319.4246 | 0 | 319.9606 | 0 | 319.4246 | 0 | 383.9601 | 0.00020373 | 313.87 | 0.02155 | 384.6751 | 0.0024398 | 313.87 | -0.0018593 | 313.87 | 0.012476 | 383.9601 | 0.00016932 | 383.9601 | 0.0001035 | 319.4246 | 0 | 319.4246 | 0 | 588.7503 | 0.019734 | 319.4246 | 0 | 587.7976 | 9.2755e-05 | 588.7503 | 0.01457 | 383.9601 | 6.9859e-05
| 384.788 | 0.044944 | 319.6362 | -0.018809 | 384.788 | 12.9778 | 319.6362 | 0 | 320.1727 | 0 | 319.6362 | 0 | 384.0721 | 0.00019256 | 314.08 | -0.0013994 | 384.788 | 0.0043335 | 314.08 | -0.0038396 | 314.08 | -0.0053632 | 384.0721 | 0.000187 | 384.0721 | 0.00013105 | 319.6362 | 0 | 319.6362 | 0 | 588.9087 | 0.020015 | 319.6362 | 0 | 587.9566 | 0 | 588.9087 | 0.01504 | 384.0721 | 6.4782e-05
| 384.901 | 0.037165 | 319.8479 | -0.00035614 | 384.901 | 12.9606 | 319.8479 | 0 | 320.3848 | 0 | 319.8479 | 0 | 384.1841 | 0.00016601 | 314.29 | 0.075285 | 384.901 | 0.0063081 | 314.29 | 0.0026294 | 314.29 | -0.0032645 | 384.1841 | 0.00017358 | 384.1841 | 0.00015427 | 319.8479 | 0 | 319.8479 | 0 | 589.0671 | 0.014689 | 319.8479 | 0 | 588.1156 | 9.2755e-05 | 589.0671 | 0.014276 | 384.1841 | 5.2876e-05
| 385.0139 | 0.035684 | 320.0596 | -0.0097289 | 385.0139 | 13.0097 | 320.0596 | 0 | 320.5969 | 0 | 320.0596 | 0 | 384.2962 | 0.00014133 | 314.5 | 0.0053177 | 385.0139 | 0.0033993 | 314.5 | -0.00040706 | 314.5 | -0.011484 | 384.2962 | 0.00018537 | 384.2962 | 0.00017532 | 320.0596 | 0 | 320.0596 | 0 | 589.2256 | 0.023379 | 320.0596 | 0 | 588.2746 | 0.0004174 | 589.2256 | 0.014981 | 384.2962 | 5.8829e-05
| 385.1268 | 0.039511 | 320.2713 | 0.011143 | 385.1268 | 13.0456 | 320.2713 | 0 | 320.809 | 0 | 320.2713 | 0 | 384.4082 | 0.00014483 | 314.72 | -0.0058775 | 385.1268 | 0.012068 | 314.72 | -0.0025194 | 314.72 | -0.00029147 | 384.4082 | 0.00017094 | 384.4082 | 0.0001521 | 320.2713 | 0 | 320.2713 | 0 | 589.384 | 0.026798 | 320.2713 | 0 | 588.4336 | 9.2755e-05 | 589.384 | 0.014805 | 384.4082 | 7.4149e-05
| 385.2397 | 0.031486 | 320.483 | -0.029904 | 385.2397 | 13.0961 | 320.483 | 0 | 321.0212 | 0 | 320.483 | 0 | 384.5203 | 0.00016904 | 314.93 | -0.033864 | 385.2397 | 0.0078989 | 314.93 | -0.0051598 | 314.93 | -0.0034394 | 384.5203 | 0.00018741 | 384.5203 | 0.0001521 | 320.483 | 0 | 320.483 | 0 | 589.5424 | 0.017436 | 320.483 | 0 | 588.5927 | 0.0004174 | 589.5424 | 0.015216 | 384.5203 | 7.6687e-05
| 385.3526 | 0.029386 | 320.6948 | 0.029894 | 385.3526 | 13.1279 | 320.6948 | 0 | 321.2333 | 0 | 320.6948 | 0 | 384.6323 | 0.0001723 | 315.14 | 0.0069968 | 385.3526 | 0.0055402 | 315.14 | 0.00051708 | 315.14 | 0.0021569 | 384.6323 | 0.00017135 | 384.6323 | 0.00016273 | 320.6948 | 0 | 320.6948 | 0 | 589.7009 | 0.020519 | 320.6948 | 0 | 588.7517 | 0 | 589.7009 | 0.01457 | 384.6323 | 6.3118e-05
| 385.4656 | 0.022842 | 320.9065 | 0.021123 | 385.4656 | 13.1411 | 320.9065 | 0 | 321.4455 | 0 | 320.9065 | 0 | 384.7444 | 0.00017463 | 315.35 | -0.013154 | 385.4656 | 0.01492 | 315.35 | 0.0073823 | 315.35 | -0.00011659 | 384.7444 | 0.00018964 | 384.7444 | 0.00013518 | 320.9065 | 0 | 320.9065 | 0 | 589.8593 | 0.019006 | 320.9065 | 0 | 588.9107 | 0.0004174 | 589.8593 | 0.014922 | 384.7444 | 5.9704e-05
| 385.5785 | 0.019756 | 321.1183 | 0.021799 | 385.5785 | 13.0568 | 321.1183 | 0 | 321.6577 | 0 | 321.1183 | 0 | 384.8565 | 0.00017393 | 315.56 | 0.02211 | 385.5785 | 0.00088251 | 315.56 | 0.0039496 | 315.56 | 0.00023318 | 384.8565 | 0.00017318 | 384.8565 | 0.00012042 | 321.1183 | 0 | 321.1183 | 0 | 590.0178 | 0.01794 | 321.1183 | 0 | 589.0698 | 0 | 590.0178 | 0.014041 | 384.8565 | 6.8196e-05
| 385.6914 | 0.016545 | 321.3301 | -0.013928 | 385.6914 | 13.1937 | 321.3301 | 0 | 321.8699 | 0 | 321.3301 | 0 | 384.9686 | 0.00016485 | 315.78 | -0.018752 | 385.6914 | 0.0069664 | 315.78 | -0.0015952 | 315.78 | -0.011659 | 384.9686 | 0.0001998 | 384.9686 | 0.00010567 | 321.3301 | 0 | 321.3301 | 0 | 590.1763 | 0.014969 | 321.3301 | 0 | 589.2288 | 0.0004174 | 590.1763 | 0.01457 | 384.9686 | 9.122e-05
| 385.8043 | 0.021608 | 321.5419 | 0.0099927 | 385.8043 | 13.2018 | 321.5419 | 0 | 322.0822 | 0 | 321.5419 | 0 | 385.0806 | 0.00016811 | 315.99 | -0.027708 | 385.8043 | 0.0092702 | 315.99 | 0.0028934 | 315.99 | -0.008861 | 385.0806 | 0.00019777 | 385.0806 | 0.00015644 | 321.5419 | 0 | 321.5419 | 0 | 590.3347 | 0.030835 | 321.5419 | 0 | 589.3879 | 0 | 590.3347 | 0.013747 | 385.0806 | 9.0344e-05
| 385.9172 | 0.012594 | 321.7537 | 0.0069145 | 385.9172 | 13.2284 | 321.7537 | 0 | 322.2944 | 0 | 321.7537 | 0 | 385.1927 | 0.00016485 | 316.2 | -0.032185 | 385.9172 | 0.012561 | 316.2 | -0.0084602 | 316.2 | -0.0018654 | 385.1927 | 0.00019594 | 385.1927 | 0.00016685 | 321.7537 | 0 | 321.7537 | 0 | 590.4932 | 0.013399 | 321.7537 | 0 | 589.547 | 0.00013913 | 590.4932 | 0.014687 | 385.1927 | 8.1853e-05
| 386.0301 | 0.032844 | 321.9655 | 0.00040071 | 386.0301 | 13.2981 | 321.9655 | 0 | 322.5067 | 0 | 321.9655 | 0 | 385.3048 | 0.00019884 | 316.41 | 0.04562 | 386.0301 | 0.0053986 | 316.41 | -0.0023874 | 316.41 | 0.0042556 | 385.3048 | 0.00017074 | 385.3048 | 0.00016902 | 321.9655 | 0 | 321.9655 | 0 | 590.6517 | 0.017716 | 321.9655 | 0 | 589.706 | 0 | 590.6517 | 0.013865 | 385.3048 | 8.0977e-05
| 386.1431 | 0.02062 | 322.1774 | -0.030907 | 386.1431 | 13.3828 | 322.1774 | 0 | 322.7189 | 0 | 322.1774 | 0 | 385.4169 | 0.00017952 | 316.63 | -0.02155 | 386.1431 | 0.016785 | 316.63 | -0.0014632 | 316.63 | -0.0051883 | 385.4169 | 0.00017033 | 385.4169 | 0.00014798 | 322.1774 | 0 | 322.1774 | 0 | 590.8102 | 0.018557 | 322.1774 | 0 | 589.8651 | 0 | 590.8102 | 0.014452 | 385.4169 | 5.7078e-05
| 386.256 | 0.024201 | 322.3893 | 0.027379 | 386.256 | 13.3663 | 322.3893 | 0 | 322.9312 | 0 | 322.3893 | 0 | 385.529 | 0.00016764 | 316.84 | 0.038904 | 386.256 | 0.0049315 | 316.84 | -0.0017272 | 316.84 | -0.0044887 | 385.529 | 0.00018131 | 385.529 | 0.00012042 | 322.3893 | 0 | 322.3893 | 0 | 590.9687 | 0.023659 | 322.3893 | 0 | 590.0242 | 9.2755e-05 | 590.9687 | 0.013747 | 385.529 | 7.7563e-05
| 386.3689 | 0.024571 | 322.6012 | -0.032035 | 386.3689 | 13.4602 | 322.6012 | 0 | 323.1435 | 0 | 322.6012 | 0 | 385.6411 | 0.00015344 | 317.05 | -0.047299 | 386.3689 | 0.016621 | 317.05 | 0.0015733 | 317.05 | 0.0011076 | 385.6411 | 0.00018598 | 385.6411 | 0.00013951 | 322.6012 | 0 | 322.6012 | 0 | 591.1272 | 0.017043 | 322.6012 | 0 | 590.1833 | 0.00013913 | 591.1272 | 0.014335 | 385.6411 | 4.9462e-05
| 386.4818 | 0.010444 | 322.8131 | 0.021988 | 386.4818 | 13.4313 | 322.8131 | 0 | 323.3558 | 0 | 322.8131 | 0 | 385.7533 | 0.00019721 | 317.26 | -0.0053177 | 386.4818 | 0.0092702 | 317.26 | 0.0022334 | 317.26 | -0.0020404 | 385.7533 | 0.00016383 | 385.7533 | 0.00013105 | 322.8131 | 0 | 322.8131 | 0 | 591.2858 | 0.02663 | 322.8131 | 0 | 590.3424 | 0 | 591.2858 | 0.014041 | 385.7533 | 7.59e-05
| 386.5947 | 0.018397 | 323.025 | -0.0096072 | 386.5947 | 13.5067 | 323.025 | 0 | 323.5682 | 0 | 323.025 | 0 | 385.8654 | 0.00020862 | 317.48 | -0.0097957 | 386.5947 | 0.010422 | 317.48 | 0.0023654 | 317.48 | 0.0063542 | 385.8654 | 0.00016322 | 385.8654 | 0.00017966 | 323.025 | 0 | 323.025 | 0 | 591.4443 | 0.01794 | 323.025 | 0 | 590.5015 | 0.00013913 | 591.4443 | 0.014628 | 385.8654 | 6.6532e-05
| 386.7076 | 0.010666 | 323.2369 | 0.028208 | 386.7076 | 13.5329 | 323.2369 | 0 | 323.7805 | 0 | 323.2369 | 0 | 385.9775 | 0.00021072 | 317.69 | 0.030506 | 386.7076 | 0.0085023 | 317.69 | -0.00027504 | 317.69 | -0.002565 | 385.9775 | 0.00015651 | 385.9775 | 0.00019007 | 323.2369 | 0 | 323.2369 | 0 | 591.6028 | 0.011605 | 323.2369 | 0 | 590.6606 | 9.2755e-05 | 591.6028 | 0.013923 | 385.9775 | 6.8196e-05
| 386.8205 | 0.016792 | 323.4489 | 0.021566 | 386.8205 | 13.3697 | 323.4489 | 0 | 323.9929 | 0 | 323.4489 | 0 | 386.0896 | 0.00020373 | 317.9 | -0.0081163 | 386.8205 | 0.0069664 | 317.9 | -0.0029155 | 317.9 | -0.0018654 | 386.0896 | 0.00016667 | 386.0896 | 0.00022175 | 323.4489 | 0 | 323.4489 | 0 | 591.7614 | 0.020519 | 323.4489 | 0 | 590.8197 | 0.0004174 | 591.7614 | 0.013982 | 386.0896 | 5.5415e-05
| 386.9334 | 0.010222 | 323.6608 | 6.5762e-05 | 386.9334 | 13.3429 | 323.6608 | 0 | 324.2053 | 0 | 323.6608 | 0 | 386.2018 | 0.00020723 | 318.11 | 0.026029 | 386.9334 | 0.0080634 | 318.11 | -0.007668 | 318.11 | -0.010085 | 386.2018 | 0.00016606 | 386.2018 | 0.00017336 | 323.6608 | 0 | 323.6608 | 0 | 591.9199 | 0.030274 | 323.6608 | 0 | 590.9789 | 0.00037102 | 591.9199 | 0.012925 | 386.2018 | 5.4539e-05
| 387.0463 | 0.0083934 | 323.8728 | -0.026909 | 387.0463 | 13.3359 | 323.8728 | 0 | 324.4177 | 0 | 323.8728 | 0 | 386.3139 | 0.00020979 | 318.33 | -0.032185 | 387.0463 | 0.0069664 | 318.33 | -0.0080641 | 318.33 | -0.018829 | 386.3139 | 0.00018171 | 386.3139 | 0.00014798 | 323.8728 | 0 | 323.8728 | 0 | 592.0785 | 0.020183 | 323.8728 | 0 | 591.138 | 0.00013913 | 592.0785 | 0.013688 | 386.3139 | 7.2485e-05
| 387.1592 | 0 | 324.0848 | 0.0022477 | 387.1592 | 13.2298 | 324.0848 | 0 | 324.6301 | 0 | 324.0848 | 0 | 386.4261 | 0.00020117 | 318.54 | -0.0019591 | 387.1592 | 0.00462 | 318.54 | 0.0047417 | 318.54 | -0.002565 | 386.4261 | 0.00017948 | 386.4261 | 0.00012888 | 324.0848 | 0 | 324.0848 | 0 | 592.2371 | 0.026238 | 324.0848 | 0 | 591.2971 | 9.2755e-05 | 592.2371 | 0.01316 | 386.4261 | 7.5024e-05
| 387.2721 | 0.012841 | 324.2969 | -0.003605 | 387.2721 | 13.1448 | 324.2969 | 0 | 324.8425 | 0 | 324.2969 | 0 | 386.5382 | 0.0001893 | 318.75 | 0.0092359 | 387.2721 | 0.010258 | 318.75 | 0.0014412 | 318.75 | -0.0086863 | 386.5382 | 0.00019737 | 386.5382 | 0.00013518 | 324.2969 | 0 | 324.2969 | 0 | 592.3956 | 0.012446 | 324.2969 | 0 | 591.4563 | 0.0004174 | 592.3956 | 0.013688 | 386.5382 | 8.9469e-05
| 387.385 | 0.021608 | 324.5089 | 0.015442 | 387.385 | 13.0663 | 324.5089 | 0 | 325.0549 | 0 | 324.5089 | 0 | 386.6504 | 0.00017416 | 318.96 | 0.013154 | 387.385 | 0.0077343 | 318.96 | -0.0063479 | 318.96 | -0.00011659 | 386.6504 | 0.00017745 | 386.6504 | 0.00013735 | 324.5089 | 0 | 324.5089 | 0 | 592.5542 | 0.024556 | 324.5089 | 0 | 591.6154 | 9.2755e-05 | 592.5542 | 0.012807 | 386.6504 | 9.3758e-05
| 387.498 | 0.0081715 | 324.7209 | 0.0051181 | 387.498 | 12.7778 | 324.7209 | 0.0029164 | 325.2674 | 0 | 324.7209 | 0 | 386.7625 | 0.00014529 | 319.17 | -0.014274 | 387.498 | 0.00090821 | 319.17 | 0.0027614 | 319.17 | 0.0056546 | 386.7625 | 0.00019167 | 386.7625 | 0.0001035 | 324.7209 | 0 | 324.7209 | 0 | 592.7128 | 0.018053 | 324.7209 | 0 | 591.7746 | 0 | 592.7128 | 0.013395 | 386.7625 | 8.6142e-05
| 387.6109 | 0.0088883 | 324.933 | 0.01434 | 387.6109 | 12.7257 | 324.933 | 0.047584 | 325.4799 | 0 | 324.933 | 0 | 386.8747 | 0.00014692 | 319.39 | 0.0086761 | 387.6109 | 0.0058693 | 319.39 | -0.0010672 | 319.39 | 0.010027 | 386.8747 | 0.00016566 | 386.8747 | 0.00013735 | 324.933 | 0 | 324.933 | 0 | 592.8714 | 0.017268 | 324.933 | 0 | 591.9338 | 0 | 592.8714 | 0.013042 | 386.8747 | 6.2243e-05
| 387.7237 | 0.012841 | 325.1451 | 0.0045717 | 387.7237 | 12.5638 | 325.1451 | -0.013668 | 325.6923 | 0 | 325.1451 | 0 | 386.9869 | 0.00014459 | 319.6 | -0.028827 | 387.7237 | 0.005595 | 319.6 | -0.0030475 | 319.6 | -0.0093854 | 386.9869 | 0.00017643 | 386.9869 | 0.00014798 | 325.1451 | 0 | 325.1451 | 0 | 593.03 | 0.029994 | 325.1451 | 0 | 592.0929 | 0 | 593.03 | 0.013747 | 386.9869 | 7.5024e-05
| 387.8366 | 0 | 325.3572 | 0.049209 | 387.8366 | 12.3005 | 325.3572 | 0.058172 | 325.9049 | 0 | 325.3572 | 0 | 387.0991 | 0.00017952 | 319.81 | -0.018752 | 387.8366 | 0.00462 | 319.81 | -0.0037076 | 319.81 | 0.0033811 | 387.0991 | 0.00016383 | 387.0991 | 0.00015427 | 325.3572 | 0 | 325.3572 | 0 | 593.1886 | 0.022762 | 325.3572 | 0 | 592.2521 | 0 | 593.1886 | 0.01316 | 387.0991 | 8.0977e-05
| 387.9495 | 0.0055093 | 325.5693 | -0.032004 | 387.9495 | 12.0955 | 325.5693 | -0.028806 | 326.1174 | 0 | 325.5693 | 0 | 387.2113 | 0.0001907 | 320.03 | -0.012595 | 387.9495 | 0.0057596 | 320.03 | -0.0023874 | 320.03 | 0.010202 | 387.2113 | 0.0001685 | 387.2113 | 0.00012476 | 325.5693 | 0 | 325.5693 | 0 | 593.3472 | 0.023154 | 325.5693 | 0 | 592.4113 | 0.00013913 | 593.3472 | 0.013865 | 387.2113 | 0.00011249
| 388.0624 | 0.0073328 | 325.7814 | 0.025956 | 388.0624 | 11.8168 | 325.7814 | 0.053616 | 326.3299 | 0 | 325.7814 | 0 | 387.3234 | 0.00021468 | 320.24 | 0.041141 | 388.0624 | 0.011026 | 320.24 | -0.0031795 | 320.24 | 0.0054798 | 387.3234 | 0.00015224 | 387.3234 | 0.00014993 | 325.7815 | 0 | 325.7814 | 0 | 593.5059 | 0.023266 | 325.7814 | 0 | 592.5705 | 0 | 593.5059 | 0.013453 | 387.3234 | 8.6142e-05
| 388.1753 | 0.0017378 | 325.9936 | -0.0083249 | 388.1753 | 11.6965 | 325.9936 | -0.010214 | 326.5424 | 0 | 325.9936 | 0 | 387.4356 | 0.00021724 | 320.45 | -0.0047579 | 388.1753 | 0.014426 | 320.45 | 0.0034215 | 320.45 | -0.00081612 | 387.4356 | 0.00014106 | 387.4356 | 0.00015644 | 325.9936 | 0 | 325.9936 | 0 | 593.6645 | 0.018725 | 325.9936 | 0 | 592.7297 | 0.00013913 | 593.6645 | 0.014041 | 387.4356 | 7.5024e-05
| 388.2882 | 0.0026665 | 326.2058 | 0.0040841 | 388.2882 | 11.334 | 326.2058 | 0.026715 | 326.755 | 0 | 326.2058 | 0 | 387.5478 | 0.00019419 | 320.66 | -0.015393 | 388.2882 | 0.0071309 | 320.66 | 0.0015733 | 320.66 | -0.0015157 | 387.5478 | 0.00014106 | 387.5478 | 0.0001521 | 326.2058 | 0 | 326.2058 | 0 | 593.8232 | 0.025845 | 326.2058 | 0 | 592.8889 | 0 | 593.8232 | 0.013218 | 387.5478 | 6.8196e-05
| 388.4011 | 0.015311 | 326.4179 | 0.0079312 | 388.4011 | 11.1094 | 326.4179 | -0.025267 | 326.9676 | 0 | 326.4179 | 0 | 387.66 | 0.00020373 | 320.88 | -0.020431 | 388.4011 | 0.016785 | 320.88 | -0.0013312 | 320.88 | 0.0037309 | 387.66 | 0.00015224 | 387.66 | 0.00013951 | 326.418 | 0 | 326.4179 | 0 | 593.9818 | 0.014689 | 326.4179 | 0 | 593.0481 | 0 | 593.9818 | 0.013571 | 387.66 | 7.5024e-05
| 388.514 | 0.0077772 | 326.6301 | 0.022017 | 388.514 | 10.8986 | 326.6301 | 0.056427 | 327.1802 | 0 | 326.6301 | 0 | 387.7722 | 0.00017603 | 321.09 | 0.0092359 | 388.514 | 0.0077343 | 321.09 | -0.0056876 | 321.09 | -0.00081612 | 387.7722 | 0.00017094 | 387.7722 | 0.00014581 | 326.6302 | 0 | 326.6301 | 0 | 594.1405 | 0.021697 | 326.6301 | 0 | 593.2073 | 0 | 594.1405 | 0.013101 | 387.7722 | 8.7805e-05
| 388.6269 | 0.001516 | 326.8424 | -0.016151 | 388.6269 | 10.6076 | 326.8424 | -0.034853 | 327.3928 | 0 | 326.8424 | 0 | 387.8845 | 0.00018534 | 321.3 | -0.0075566 | 388.6269 | 0.013658 | 321.3 | -0.0088562 | 321.3 | -0.016556 | 387.8845 | 0.00020245 | 387.8845 | 0.00013735 | 326.8424 | 0 | 326.8424 | 0 | 594.2991 | 0.021977 | 326.8424 | 0 | 593.3665 | 0.00013913 | 594.2991 | 0.013688 | 387.8845 | 8.3516e-05
| 388.7398 | 0.0088883 | 327.0546 | 0.011234 | 388.7398 | 10.3129 | 327.0546 | 0.024133 | 327.6054 | 0 | 327.0546 | 0 | 387.9967 | 0.00015717 | 321.51 | 0.040583 | 388.7398 | 0.0021283 | 321.51 | 0.0017053 | 321.51 | -0.0011659 | 387.9967 | 0.00020102 | 387.9967 | 0.0001521 | 327.0546 | 0 | 327.0546 | 0 | 594.4578 | 0.028985 | 327.0546 | 0 | 593.5258 | 9.2755e-05 | 594.4578 | 0.01316 | 387.9967 | 7.7563e-05
| 388.8527 | 0.0046219 | 327.2668 | 0.013295 | 388.8527 | 10.0792 | 327.2668 | 0.0019661 | 327.8181 | 0 | 327.2668 | 0 | 388.1089 | 0.00017998 | 321.73 | -0.0053177 | 388.8527 | 0.011355 | 321.73 | -0.011233 | 321.73 | -0.024426 | 388.1089 | 0.00021159 | 388.1089 | 0.00013951 | 327.2668 | 0 | 327.2668 | 0 | 594.6165 | 0.020407 | 327.2668 | 0 | 593.685 | 0 | 594.6165 | 0.013688 | 388.1089 | 6.9859e-05
| 388.9656 | 0.0017777 | 327.4791 | -0.005389 | 388.9656 | 9.866 | 327.4791 | 0.07344 | 328.0307 | 0 | 327.4791 | 0 | 388.2212 | 0.00016904 | 321.94 | 0.0092359 | 388.9656 | 0.0064727 | 321.94 | -0.00027504 | 321.94 | -0.0023901 | 388.2212 | 0.00016749 | 388.2212 | 0.00014147 | 327.4791 | 0 | 327.4791 | 0 | 594.7752 | 0.022762 | 327.4791 | 0 | 593.8442 | 0 | 594.7752 | 0.012807 | 388.2212 | 6.9071e-05
| 389.0784 | 0 | 327.6914 | -0.022883 | 389.0784 | 9.5574 | 327.6914 | -0.068936 | 328.2434 | 0 | 327.6914 | 0 | 388.3334 | 0.00019302 | 322.15 | -0.032185 | 389.0784 | 0.016182 | 322.15 | -0.0059519 | 322.15 | -0.0048385 | 388.3334 | 0.00018171 | 388.3334 | 9.5035e-05 | 327.6914 | 0 | 327.6914 | 0 | 594.9339 | 0.020127 | 327.6914 | 0 | 594.0035 | 0.00013913 | 594.9339 | 0.013747 | 388.3334 | 5.2876e-05
| 389.1913 | 0 | 327.9037 | 0.012229 | 389.1913 | 9.3705 | 327.9037 | 0.059956 | 328.4561 | 0 | 327.9037 | 0 | 388.4456 | 0.00019302 | 322.36 | 0.0025189 | 389.1913 | 0.012068 | 322.36 | -0.0025194 | 322.36 | 0.0021569 | 388.4456 | 0.00015956 | 388.4456 | 9.9375e-05 | 327.9037 | 0 | 327.9037 | 0 | 595.0926 | 0.025621 | 327.9037 | 0 | 594.1627 | 9.2755e-05 | 595.0926 | 0.013101 | 388.4456 | 4.9462e-05
| 389.3042 | 0 | 328.116 | -0.01705 | 389.3042 | 9.0091 | 328.116 | -0.010791 | 328.6688 | 0 | 328.116 | 0 | 388.5579 | 0.00019139 | 322.58 | -0.028827 | 389.3042 | 0.011793 | 322.58 | -0.0025194 | 322.58 | -0.013933 | 388.5579 | 0.0001868 | 388.5579 | 9.2865e-05 | 328.116 | 0 | 328.116 | 0 | 595.2513 | 0.01951 | 328.116 | 0 | 594.322 | 0 | 595.2513 | 0.014217 | 388.5579 | 4.4297e-05
| 389.4171 | 0.0077772 | 328.3283 | -0.0048468 | 389.4171 | 8.7752 | 328.3283 | 0.015959 | 328.8815 | 0 | 328.3283 | 0 | 388.6701 | 0.00016578 | 322.79 | 0.02379 | 389.4171 | 0.0032184 | 322.79 | 0.0084382 | 322.79 | -0.0020404 | 388.6701 | 0.00016789 | 388.6701 | 0.00011413 | 328.3283 | 0 | 328.3283 | 0 | 595.41 | 0.025733 | 328.3283 | 0 | 594.4813 | 0.00037102 | 595.41 | 0.012925 | 388.6701 | 7.161e-05
| 389.53 | 0 | 328.5407 | -0.015742 | 389.53 | 8.4937 | 328.5407 | -0.031038 | 329.0942 | 0 | 328.5407 | 0 | 388.7824 | 0.00015461 | 323 | 0.0058775 | 389.53 | 0 | 323 | -0.0074043 | 323 | -0.004139 | 388.7824 | 0.00017521 | 388.7824 | 0.00011413 | 328.5407 | 0 | 328.5407 | 0 | 595.5687 | 0.015193 | 328.5407 | 0 | 594.6405 | 0.00069566 | 595.5687 | 0.013453 | 388.7824 | 8.0101e-05
| 389.6429 | 0.013582 | 328.753 | 0.009692 | 389.6429 | 8.2471 | 328.753 | 0.058932 | 329.3069 | 0 | 328.753 | 0 | 388.8947 | 0.00016438 | 323.22 | 0.0081163 | 389.6429 | 0.0055402 | 323.22 | 0.0047417 | 323.22 | 0.0075785 | 388.8947 | 0.00017175 | 388.8947 | 0.00014581 | 328.753 | 0 | 328.753 | 0 | 595.7275 | 0.019622 | 328.753 | 0 | 594.7998 | 0 | 595.7275 | 0.012572 | 388.8947 | 6.1367e-05
| 389.7557 | 0.00040678 | 328.9654 | -0.027339 | 389.7557 | 8.0954 | 328.9654 | -0.016616 | 329.5197 | 0 | 328.9654 | 0 | 389.0069 | 0.00018534 | 323.43 | -0.040583 | 389.7557 | 0.014317 | 323.43 | 0.00025304 | 323.43 | -0.0067623 | 389.0069 | 0.00017236 | 389.0069 | 0.00014364 | 328.9654 | 0 | 328.9654 | 0 | 595.8862 | 0.020519 | 328.9654 | 0 | 594.9591 | 0.0004174 | 595.8862 | 0.013395 | 389.0069 | 5.8829e-05
| 389.8686 | 0 | 329.1778 | 0.013305 | 389.8686 | 7.7193 | 329.1778 | 0.035508 | 329.7325 | 0 | 329.1778 | 0 | 389.1192 | 0.00017789 | 323.64 | 0.017072 | 389.8686 | 0.0071309 | 323.64 | -0.0054239 | 323.64 | -0.0029147 | 389.1192 | 0.00016525 | 389.1192 | 0.00014147 | 329.1778 | 0 | 329.1778 | 0 | 596.0449 | 0.028592 | 329.1778 | 0 | 595.1184 | 0 | 596.0449 | 0.013042 | 389.1192 | 6.1367e-05
| 389.9815 | 0.014323 | 329.3902 | 0.011235 | 389.9815 | 7.527 | 329.3902 | -0.023935 | 329.9453 | 0 | 329.3902 | 0 | 389.2315 | 0.0001723 | 323.85 | -0.0069968 | 389.9815 | 0.0049562 | 323.85 | -0.0054239 | 323.85 | -0.005713 | 389.2315 | 0.00015102 | 389.2315 | 0.00013105 | 329.3902 | 0 | 329.3902 | 0 | 596.2037 | 0.022257 | 329.3902 | 0 | 595.2777 | 0 | 596.2037 | 0.01363 | 389.2315 | 9.8923e-05
| 390.0944 | 0.0095549 | 329.6027 | 0.012295 | 390.0944 | 7.1955 | 329.6027 | 0.017095 | 330.1581 | 0 | 329.6027 | 0 | 389.3438 | 0.00016275 | 324.07 | 0.02155 | 390.0944 | 0.014426 | 324.07 | 0.0046097 | 324.07 | 0.0093272 | 389.3438 | 0.00015997 | 389.3438 | 0.00012671 | 329.6027 | 0 | 329.6027 | 0 | 596.3625 | 0.028761 | 329.6027 | 0 | 595.437 | 0 | 596.3625 | 0.013101 | 389.3438 | 8.0977e-05
| 390.2072 | 0.0024034 | 329.8151 | -0.023226 | 390.2072 | 7.1408 | 329.8151 | -0.046833 | 330.3709 | 0 | 329.8151 | 0 | 389.4561 | 0.00018813 | 324.28 | -0.0086761 | 390.2072 | 0.015523 | 324.28 | -0.0080641 | 324.28 | -0.011135 | 389.4561 | 0.00016749 | 389.4561 | 0.00013951 | 329.8151 | 0 | 329.8151 | 0 | 596.5212 | 0.022874 | 329.8151 | 0 | 595.5963 | 0 | 596.5212 | 0.013512 | 389.4561 | 8.9469e-05
| 390.3201 | 0.0028887 | 330.0276 | -0.012595 | 390.3201 | 6.8295 | 330.0276 | 0.044493 | 330.5837 | 0 | 330.0276 | 0 | 389.5684 | 0.00020979 | 324.49 | -0.014833 | 390.3201 | 0.020789 | 324.49 | -0.0042357 | 324.49 | -0.00046636 | 389.5684 | 0.00017928 | 389.5684 | 0.00018161 | 330.0276 | 0 | 330.0276 | 0 | 596.68 | 0.026911 | 330.0276 | 0 | 595.7557 | 9.2755e-05 | 596.68 | 0.013042 | 389.5684 | 6.9859e-05
| 390.433 | 0 | 330.24 | -0.0076954 | 390.433 | 6.6053 | 330.24 | -0.045504 | 330.7966 | 0 | 330.24 | 0 | 389.6807 | 0.00020909 | 324.71 | -0.015953 | 390.433 | 0.015249 | 324.71 | -0.00582 | 324.71 | -0.013408 | 389.6807 | 0.00017663 | 389.6807 | 0.00016056 | 330.24 | 0 | 330.24 | 0 | 596.8388 | 0.017043 | 330.24 | 0 | 595.915 | 0 | 596.8388 | 0.013218 | 389.6807 | 9.2883e-05
| 390.5459 | 0.0095549 | 330.4525 | 0.019666 | 390.5459 | 6.4644 | 330.4525 | 0.067878 | 331.0095 | 0 | 330.4525 | 0 | 389.793 | 0.00017836 | 324.92 | -0.038904 | 390.5459 | 0.0055402 | 324.92 | 0.0030255 | 324.92 | -0.0062376 | 389.793 | 0.00016993 | 389.793 | 0.00016902 | 330.4525 | 0 | 330.4525 | 0 | 596.9976 | 0.024444 | 330.4525 | 0 | 596.0743 | 9.2755e-05 | 596.9976 | 0.01269 | 389.793 | 6.5657e-05
| 390.6587 | 0.0035126 | 330.665 | -0.015416 | 390.6587 | 6.2209 | 330.665 | -0.042648 | 331.2223 | 0 | 330.665 | 0 | 389.9053 | 0.00017719 | 325.13 | 0.010355 | 390.6587 | 0.0074601 | 325.13 | -0.012157 | 325.13 | -0.009735 | 389.9053 | 0.00017135 | 389.9053 | 0.00017966 | 330.665 | 0 | 330.665 | 0 | 597.1564 | 0.020519 | 330.665 | 0 | 596.2337 | 0.00013913 | 597.1564 | 0.013336 | 389.9053 | 4.5172e-05
| 390.7716 | 0.0031109 | 330.8776 | -0.022311 | 390.7716 | 6.1392 | 330.8776 | 0.03834 | 331.4352 | 0 | 330.8776 | 0 | 390.0176 | 0.00017998 | 325.34 | 0.00083963 | 390.7716 | 0.014262 | 325.34 | 0.0031575 | 325.34 | 0.00040807 | 390.0176 | 0.00017175 | 390.0176 | 0.00022609 | 330.8776 | 0 | 330.8776 | 0 | 597.3152 | 0.016258 | 330.8776 | 0 | 596.393 | 9.2755e-05 | 597.3152 | 0.013042 | 390.0176 | 5.1125e-05
| 390.8845 | 0.0066185 | 331.0901 | -0.0093371 | 390.8845 | 5.9669 | 331.0901 | -0.019809 | 331.6481 | 0 | 331.0901 | 0 | 390.1299 | 0.0001907 | 325.56 | -0.020991 | 390.8845 | 0.0049562 | 325.56 | -0.0042357 | 325.56 | -0.0029147 | 390.1299 | 0.00016932 | 390.1299 | 0.00019658 | 331.0901 | 0 | 331.0901 | 0 | 597.474 | 0.024276 | 331.0901 | 0 | 596.5524 | 0.00013913 | 597.474 | 0.013512 | 390.1299 | 6.9071e-05
| 390.9973 | 0.0066662 | 331.3027 | 0.043039 | 390.9973 | 5.8132 | 331.3027 | 0.053041 | 331.8611 | 0 | 331.3027 | 0 | 390.2422 | 0.00017603 | 325.77 | -0.00083963 | 390.9973 | 0.023642 | 325.77 | -0.0085925 | 325.77 | -0.0034394 | 390.2422 | 0.00013964 | 390.2422 | 0.00016056 | 331.3027 | 0 | 331.3027 | 0 | 597.6328 | 0.026686 | 331.3027 | 0 | 596.7117 | 9.2755e-05 | 597.6328 | 0.012631 | 390.2422 | 9.0344e-05
| 391.1102 | 0 | 331.5152 | -0.016106 | 391.1102 | 5.6976 | 331.5152 | -0.063131 | 332.074 | 0 | 331.5152 | 0 | 390.3546 | 0.00017719 | 325.98 | -0.042262 | 391.1102 | 0.0052676 | 325.98 | -0.0085925 | 325.98 | -0.016206 | 390.3546 | 0.00013049 | 390.3546 | 9.9375e-05 | 331.5152 | 0 | 331.5152 | 0 | 597.7917 | 0.017772 | 331.5152 | 0 | 596.8711 | 0.0004174 | 597.7917 | 0.013453 | 390.3546 | 7.3273e-05
| 391.2231 | 0.0051107 | 331.7278 | 0.025691 | 391.2231 | 5.5961 | 331.7278 | 0.055194 | 332.287 | 0 | 331.7278 | 0 | 390.4669 | 0.00019093 | 326.2 | 0.010915 | 391.2231 | 0.0097639 | 326.2 | -0.0031795 | 326.2 | 0.0037309 | 390.4669 | 0.00013679 | 390.4669 | 0.00011413 | 331.7278 | 0 | 331.7278 | 0 | 597.9505 | 0.027695 | 331.7278 | 0 | 597.0305 | 0 | 597.9505 | 0.012807 | 390.4669 | 6.8196e-05
| 391.336 | 0.014323 | 331.9404 | 0.020033 | 391.336 | 5.4179 | 331.9404 | 0.00079482 | 332.5 | 0 | 331.9404 | 0 | 390.5793 | 0.00019139 | 326.41 | -0.02155 | 391.336 | 0.014591 | 326.41 | -0.0060837 | 326.41 | -0.0013408 | 390.5793 | 0.00015102 | 390.5793 | 0.0001035 | 331.9404 | 0 | 331.9404 | 0 | 598.1094 | 0.024556 | 331.9404 | 0 | 597.1898 | 0.00013913 | 598.1094 | 0.01363 | 390.5793 | 7.161e-05
| 391.4488 | 0 | 332.1531 | 0.033618 | 391.4488 | 5.3072 | 332.1531 | 0.055526 | 332.7129 | 0 | 332.1531 | 0 | 390.6916 | 0.00016695 | 326.62 | -0.0069968 | 391.4488 | 0.013823 | 326.62 | -0.0010672 | 326.62 | -0.0022152 | 390.6916 | 0.00018395 | 390.6916 | 0.00013518 | 332.1531 | 0 | 332.1531 | 0 | 598.2682 | 0.029546 | 332.1531 | 0 | 597.3492 | 9.2755e-05 | 598.2682 | 0.012866 | 390.6916 | 8.1853e-05
| 391.5617 | 0.0046219 | 332.3657 | 0.0058093 | 391.5617 | 5.1743 | 332.3657 | -0.036766 | 332.9259 | 0 | 332.3657 | 0 | 390.8039 | 0.00015787 | 326.84 | -0.054016 | 391.5617 | 0.0094896 | 326.84 | -0.0035756 | 326.84 | -0.021452 | 390.8039 | 0.00018985 | 390.8039 | 0.00012671 | 332.3657 | 0 | 332.3657 | 0 | 598.4271 | 0.022482 | 332.3657 | 0 | 597.5086 | 0.0004174 | 598.4271 | 0.01316 | 390.8039 | 9.3758e-05
| 391.6746 | 0 | 332.5784 | 0.034084 | 391.6746 | 5.1364 | 332.5784 | 0.025211 | 333.139 | 0 | 332.5784 | 0 | 390.9163 | 0.00017253 | 327.05 | 0.036104 | 391.6746 | 0.0052429 | 327.05 | -0.0017272 | 327.05 | 0.003556 | 390.9163 | 0.00018822 | 390.9163 | 0.00013105 | 332.5784 | 0 | 332.5784 | 0 | 598.5859 | 0.018501 | 332.5784 | 0 | 597.668 | 0 | 598.5859 | 0.012455 | 390.9163 | 9.2883e-05
| 391.7874 | 0.0030689 | 332.791 | 0.014059 | 391.7874 | 5.0125 | 332.791 | -0.021424 | 333.352 | 0 | 332.791 | 0 | 391.0287 | 0.00019233 | 327.26 | -0.034425 | 391.7874 | 0 | 327.26 | -0.00027504 | 327.26 | -0.0085115 | 391.0287 | 0.00017663 | 391.0287 | 0.0001163 | 332.791 | 0 | 332.791 | 0 | 598.7448 | 0.022762 | 332.791 | 0 | 597.8274 | 0 | 598.7448 | 0.01269 | 391.0287 | 7.8438e-05
| 391.9003 | 0.01111 | 333.0037 | 0.028177 | 391.9003 | 4.8989 | 333.0037 | 0.037533 | 333.565 | 0 | 333.0037 | 0 | 391.141 | 0.00019675 | 327.47 | -0.0069968 | 391.9003 | 0.0039971 | 327.47 | -0.0029155 | 327.47 | 0.0026815 | 391.141 | 0.00015143 | 391.141 | 0.00011196 | 333.0037 | 0 | 333.0037 | 0 | 598.9037 | 0.024612 | 333.0037 | 0 | 597.9868 | 0 | 598.9037 | 0.012337 | 391.141 | 6.2243e-05
| 392.0131 | 0 | 333.2164 | -0.010045 | 392.0131 | 4.8632 | 333.2164 | -0.02552 | 333.7781 | 0 | 333.2164 | 0 | 391.2534 | 0.00016206 | 327.69 | -0.026029 | 392.0131 | 0.005595 | 327.69 | 0.00038506 | 327.69 | -0.005538 | 391.2534 | 0.00017277 | 391.2534 | 8.6573e-05 | 333.2164 | 0 | 333.2164 | 0 | 599.0626 | 0.019903 | 333.2164 | 0 | 598.1463 | 0.00013913 | 599.0626 | 0.012983 | 391.2534 | 7.8438e-05
| 392.126 | 0.0024443 | 333.4292 | 0.0096847 | 392.126 | 4.8681 | 333.4292 | 0.042635 | 333.9912 | 0 | 333.4292 | 0 | 391.3658 | 0.00015833 | 327.9 | -0.0025189 | 392.126 | 0.0068018 | 327.9 | -0.0091205 | 327.9 | 0.0056546 | 391.3658 | 0.00014533 | 391.3658 | 9.2865e-05 | 333.4291 | 0 | 333.4292 | 0 | 599.2215 | 0.029097 | 333.4292 | 0 | 598.3057 | 0 | 599.2215 | 0.012866 | 391.3658 | 7.6687e-05
| 392.2389 | 0.0059529 | 333.6419 | -0.0074689 | 392.2389 | 4.7411 | 333.6419 | -0.021012 | 334.2043 | 0 | 333.6419 | 0 | 391.4782 | 0.00015018 | 328.11 | -0.012035 | 392.2389 | 0.017389 | 328.11 | -0.0095165 | 328.11 | -0.0023901 | 391.4782 | 0.00017216 | 391.4782 | 9.0912e-05 | 333.6419 | 0 | 333.6419 | 0 | 599.3804 | 0.019734 | 333.6419 | 0 | 598.4651 | 0.0004174 | 599.3804 | 0.013101 | 391.4782 | 7.9314e-05
| 392.3517 | 0.0095549 | 333.8546 | 0.026747 | 392.3517 | 4.7354 | 333.8546 | 0.041853 | 334.4174 | 0 | 333.8546 | 0 | 391.5906 | 0.00017416 | 328.33 | 0.0053177 | 392.3517 | 0.0077343 | 328.33 | 0.00012102 | 328.33 | -0.0071117 | 391.5906 | 0.00016647 | 391.5906 | 0.00014993 | 333.8546 | 0 | 333.8546 | 0 | 599.5393 | 0.020575 | 333.8546 | 0 | 598.6245 | 0 | 599.5393 | 0.01222 | 391.5906 | 6.1367e-05
| 392.4646 | 0.0048437 | 334.0674 | -0.03515 | 392.4646 | 4.6886 | 334.0674 | -0.028443 | 334.6305 | 0 | 334.0674 | 0 | 391.703 | 0.00017184 | 328.54 | -0.027708 | 392.4646 | 0.011793 | 328.54 | -0.006744 | 328.54 | -0.0037892 | 391.703 | 0.00021383 | 391.703 | 0.00015644 | 334.0674 | 0 | 334.0674 | 0 | 599.6982 | 0.015474 | 334.0674 | 0 | 598.784 | 0.0004174 | 599.6982 | 0.012572 | 391.703 | 5.629e-05
| 392.5774 | 0.0051107 | 334.2802 | -0.030508 | 392.5774 | 4.6606 | 334.2802 | 0.025472 | 334.8436 | 0 | 334.2802 | 0 | 391.8154 | 0.00019838 | 328.75 | 0.016513 | 392.5774 | 0.011629 | 328.75 | 0.0006491 | 328.75 | 0.0037309 | 391.8154 | 0.00020489 | 391.8154 | 0.00018161 | 334.2802 | 0 | 334.2802 | 0 | 599.8572 | 0.02848 | 334.2802 | 0 | 598.9434 | 9.2755e-05 | 599.8572 | 0.012513 | 391.8154 | 5.4539e-05
| 392.6903 | 0.0032908 | 334.493 | 0.020257 | 392.6903 | 4.5624 | 334.493 | 0.0062707 | 335.0568 | 0 | 334.493 | 0 | 391.9278 | 0.00020234 | 328.97 | -0.026029 | 392.6903 | 0.012287 | 328.97 | -0.0064798 | 328.97 | -0.007462 | 391.9278 | 0.00020123 | 391.9278 | 0.00016056 | 334.493 | 0 | 334.493 | 0 | 600.0161 | 0.014689 | 334.493 | 0 | 599.1029 | 0.00013913 | 600.0161 | 0.013453 | 391.9278 | 7.0735e-05
| 392.8031 | 0.00022221 | 334.7058 | 0.028041 | 392.8031 | 4.497 | 334.7058 | 0.047396 | 335.27 | 0 | 334.7058 | 0 | 392.0402 | 0.00021258 | 329.18 | -0.0030786 | 392.8031 | 0.0071309 | 329.18 | -0.0054239 | 329.18 | -0.007462 | 392.0402 | 0.00015712 | 392.0402 | 0.0002135 | 334.7058 | 0 | 334.7058 | 0 | 600.175 | 0.0282 | 334.7058 | 0 | 599.2623 | 9.2755e-05 | 600.175 | 0.013042 | 392.0402 | 7.3273e-05
| 392.916 | 0 | 334.9187 | 0.0012402 | 392.916 | 4.5682 | 334.9187 | -0.027124 | 335.4832 | 0 | 334.9187 | 0 | 392.1526 | 0.00018744 | 329.39 | -0.0030786 | 392.916 | 0.018047 | 329.39 | -0.0039716 | 329.39 | -0.0076368 | 392.1526 | 0.00016139 | 392.1526 | 0.00020504 | 334.9187 | 0 | 334.9187 | 0 | 600.334 | 0.028985 | 334.9187 | 0 | 599.4218 | 0 | 600.334 | 0.013747 | 392.1526 | 8.4391e-05
| 393.0288 | 0.011333 | 335.1315 | 0.095417 | 393.0288 | 4.4706 | 335.1315 | 0.12104 | 335.6963 | 0 | 335.1315 | 0 | 392.265 | 0.00019675 | 329.61 | -0.00027989 | 393.0288 | 0.010367 | 329.61 | 0.0028934 | 329.61 | 0.011251 | 392.265 | 0.00015753 | 392.265 | 0.00015644 | 335.1315 | 0 | 335.1315 | 0 | 600.4929 | 0.027023 | 335.1315 | 0 | 599.5813 | 9.2755e-05 | 600.4929 | 0.01316 | 392.265 | 5.8829e-05
| 393.1417 | 0.0012942 | 335.3444 | 0.013714 | 393.1417 | 4.3927 | 335.3444 | -0.0010164 | 335.9096 | 0 | 335.3444 | 0 | 392.3775 | 0.00018697 | 329.82 | -0.010355 | 393.1417 | 0.0074601 | 329.82 | 0.0018373 | 329.82 | -0.0020404 | 392.3775 | 0.00017806 | 392.3775 | 0.00012671 | 335.3444 | 0 | 335.3444 | 0 | 600.6519 | 0.01923 | 335.3444 | 0 | 599.7408 | 0.0004174 | 600.6519 | 0.013747 | 392.3775 | 7.4149e-05
| 393.2545 | 0.0051107 | 335.5573 | 0.012497 | 393.2545 | 4.3247 | 335.5573 | 0.019838 | 336.1228 | 0 | 335.5573 | 0 | 392.4899 | 0.00018744 | 330.03 | 0.014274 | 393.2545 | 0.0092702 | 330.03 | 0.0011772 | 330.03 | -0.0030897 | 392.4899 | 0.00019025 | 392.4899 | 0.00010133 | 335.5573 | 0 | 335.5573 | 0 | 600.8109 | 0.016258 | 335.5573 | 0 | 599.9003 | 9.2755e-05 | 600.8109 | 0.012748 | 392.4899 | 7.4149e-05
| 393.3674 | 0.0095026 | 335.7702 | -0.0011187 | 393.3674 | 4.3281 | 335.7702 | -0.032295 | 336.336 | 0 | 335.7702 | 0 | 392.6023 | 0.00017719 | 330.25 | 0.019871 | 393.3674 | 0 | 330.25 | -0.0046317 | 330.25 | 0.0093272 | 392.6023 | 0.00018171 | 392.6023 | 0.00013951 | 335.7702 | 0 | 335.7702 | 0 | 600.9698 | 0.020687 | 335.7702 | 0 | 600.0598 | 0.00013913 | 600.9698 | 0.013218 | 392.6023 | 8.8681e-05
| 393.4802 | 0 | 335.9831 | 0.030608 | 393.4802 | 4.3033 | 335.9831 | 0.026153 | 336.5493 | 0 | 335.9831 | 0 | 392.7148 | 0.00018697 | 330.46 | 0.031627 | 393.4802 | 0.0066373 | 330.46 | -0.00014302 | 330.46 | 0.001982 | 392.7148 | 0.00017704 | 392.7148 | 0.00017749 | 335.9831 | 0 | 335.9831 | 0 | 601.1288 | 0.029265 | 335.9831 | 0 | 600.2193 | 0 | 601.1288 | 0.012513 | 392.7148 | 7.4149e-05
| 393.5931 | 0 | 336.196 | 0.012025 | 393.5931 | 4.2422 | 336.196 | -0.026042 | 336.7626 | 0 | 336.196 | 0 | 392.8272 | 0.00018534 | 330.67 | 0.0041982 | 393.5931 | 0.01695 | 330.67 | -0.0063479 | 330.67 | -0.004139 | 392.8272 | 0.00017887 | 392.8272 | 0.0001649 | 336.196 | 0 | 336.196 | 0 | 601.2878 | 0.020015 | 336.196 | 0 | 600.3788 | 0 | 601.2878 | 0.012925 | 392.8272 | 7.6687e-05
| 393.7059 | 0 | 336.409 | 0.034438 | 393.7059 | 4.15 | 336.409 | 0.078132 | 336.9759 | 0 | 336.409 | 0 | 392.9397 | 0.000173 | 330.89 | 0.018192 | 393.7059 | 0.0018169 | 330.89 | 0.00091312 | 330.89 | 0.0026815 | 392.9397 | 0.00018883 | 392.9397 | 0.00012888 | 336.409 | 0 | 336.409 | 0 | 601.4468 | 0.023154 | 336.409 | 0 | 600.5383 | 0 | 601.4468 | 0.012161 | 392.9397 | 7.2485e-05
| 393.8188 | 0 | 336.6219 | 0.0070997 | 393.8188 | 4.1251 | 336.6219 | 0.0010109 | 337.1892 | 0 | 336.6219 | 0 | 393.0521 | 0.00017719 | 331.1 | 0.013154 | 393.8188 | 0.0071309 | 331.1 | -0.0072719 | 331.1 | 0.0058296 | 393.0521 | 0.00018029 | 393.0521 | 0.0001163 | 336.6219 | 0 | 336.6219 | 0 | 601.6059 | 0.023266 | 336.6219 | 0 | 600.6978 | 0.00013913 | 601.6059 | 0.01269 | 393.0521 | 7.5024e-05
| 393.9316 | 0 | 336.8349 | 0.017535 | 393.9316 | 4.0388 | 336.8349 | 0.039514 | 337.4025 | 0 | 336.8349 | 0 | 393.1646 | 0.00017789 | 331.31 | -0.013714 | 393.9316 | 0.010861 | 331.31 | -0.0041036 | 331.31 | -0.005538 | 393.1646 | 0.00015671 | 393.1646 | 0.00017749 | 336.8349 | 0 | 336.8349 | 0 | 601.7649 | 0.026294 | 336.8349 | 0 | 600.8573 | 0 | 601.7649 | 0.012278 | 393.1646 | 8.1853e-05
| 394.0445 | 0.0075059 | 337.0479 | 0.0075521 | 394.0445 | 3.9442 | 337.0479 | -0.017964 | 337.6158 | 0 | 337.0479 | 0 | 393.2771 | 0.00020979 | 331.53 | -0.02379 | 394.0445 | 0.0074601 | 331.53 | -0.013345 | 331.53 | -0.0043139 | 393.2771 | 0.00015326 | 393.2771 | 0.00021763 | 337.0479 | 0 | 337.0479 | 0 | 601.9239 | 0.014913 | 337.0479 | 0 | 601.0169 | 0.00013913 | 601.9239 | 0.012866 | 393.2771 | 8.6142e-05
| 394.1573 | 0 | 337.2609 | 0.046916 | 394.1573 | 3.8887 | 337.2609 | 0.039295 | 337.8292 | 0 | 337.2609 | 0 | 393.3895 | 0.00018767 | 331.74 | 0.014274 | 394.1573 | 0.011026 | 331.74 | 0.0055338 | 331.74 | 0.0082777 | 393.3895 | 0.00015224 | 393.3895 | 0.00014364 | 337.2609 | 0 | 337.2609 | 0 | 602.0829 | 0.023154 | 337.2609 | 0 | 601.1764 | 9.2755e-05 | 602.0829 | 0.012278 | 393.3895 | 8.693e-05
| 394.2702 | 0 | 337.4739 | 0.01745 | 394.2702 | 3.8249 | 337.4739 | 0.016901 | 338.0425 | 0 | 337.4739 | 0 | 393.502 | 0.00018115 | 331.95 | -0.031067 | 394.2702 | 0.010861 | 331.95 | -0.0023874 | 331.95 | 0.008628 | 393.502 | 0.00017602 | 393.502 | 0.00010979 | 337.4739 | 0 | 337.4739 | 0 | 602.242 | 0.025453 | 337.4739 | 0 | 601.336 | 0.00013913 | 602.242 | 0.012631 | 393.502 | 0.00010234
| 394.383 | 0.0039998 | 337.687 | 0.03617 | 394.383 | 3.7781 | 337.687 | 0.062266 | 338.2559 | 0 | 337.687 | 0 | 393.6145 | 0.00016741 | 332.17 | -0.0086761 | 394.383 | 0.013658 | 332.17 | 0.0064578 | 332.17 | -0.0011659 | 393.6145 | 0.00017216 | 393.6145 | 0.00010979 | 337.687 | 0 | 337.687 | 0 | 602.401 | 0.03717 | 337.687 | 0 | 601.4955 | 0.00064928 | 602.401 | 0.011985 | 393.6145 | 0.00010146
| 394.4959 | 0 | 337.9 | 0.0049625 | 394.4959 | 3.7025 | 337.9 | -0.037608 | 338.4693 | 0 | 337.9 | 0 | 393.727 | 0.00018697 | 332.38 | 0.015953 | 394.4959 | 0.010258 | 332.38 | -0.0064798 | 332.38 | -0.005713 | 393.727 | 0.0001681 | 393.727 | 0.00015839 | 337.9 | 0 | 337.9 | 0 | 602.5601 | 0.012222 | 337.9 | 0 | 601.6551 | 0 | 602.5601 | 0.012925 | 393.727 | 0.00011591
| 394.6087 | 0.0024443 | 338.1131 | 0.031293 | 394.6087 | 3.5843 | 338.1131 | 0.027901 | 338.6827 | 0 | 338.1131 | 0 | 393.8395 | 0.00018744 | 332.59 | 0.04562 | 394.6087 | 0.0097639 | 332.59 | 0.005402 | 332.59 | 0.0093272 | 393.8395 | 0.00013923 | 393.8395 | 0.00015427 | 338.1131 | 0 | 338.1131 | 0 | 602.7191 | 0.027079 | 338.1131 | 0 | 601.8146 | 9.2755e-05 | 602.7191 | 0.012513 | 393.8395 | 9.2095e-05
| 394.7215 | 0 | 338.3262 | 0.029675 | 394.7215 | 3.5467 | 338.3262 | -0.018742 | 338.8961 | 0 | 338.3262 | 0 | 393.952 | 0.00017766 | 332.81 | 0.015953 | 394.7215 | 0.016182 | 332.81 | -0.0013312 | 332.81 | -0.012883 | 393.952 | 0.00014147 | 393.952 | 0.00014581 | 338.3262 | 0 | 338.3262 | 0 | 602.8782 | 0.027191 | 338.3262 | 0 | 601.9742 | 0 | 602.8782 | 0.01316 | 393.952 | 6.5657e-05
| 394.8344 | 0 | 338.5393 | 0.049231 | 394.8344 | 3.4575 | 338.5393 | 0.070049 | 339.1096 | 0 | 338.5393 | 0 | 394.0645 | 0.00017603 | 333.02 | -0.0013994 | 394.8344 | 0.0069664 | 333.02 | -0.0072719 | 333.02 | 0.0011076 | 394.0645 | 0.00015062 | 394.0645 | 0.00010979 | 338.5393 | 0 | 338.5393 | 0 | 603.0373 | 0.037675 | 338.5393 | 0 | 602.1338 | 9.2755e-05 | 603.0373 | 0.012043 | 394.0645 | 7.4149e-05
| 394.9472 | 0.00085042 | 338.7524 | 0.034487 | 394.9472 | 3.4031 | 338.7524 | -0.0061996 | 339.323 | 0 | 338.7524 | 0 | 394.177 | 0.00018907 | 333.24 | -0.038343 | 394.9472 | 0.0096542 | 333.24 | 0.007646 | 333.24 | 0.0046053 | 394.177 | 0.0001618 | 394.177 | 0.00010784 | 338.7525 | 0 | 338.7524 | 0 | 603.1963 | 0.01951 | 338.7524 | 0 | 602.2934 | 0 | 603.1963 | 0.012748 | 394.177 | 5.629e-05
| 395.06 | 0 | 338.9656 | 0.045958 | 395.06 | 3.3154 | 338.9656 | 0.052682 | 339.5365 | 0 | 338.9656 | 0 | 394.2895 | 0.00018441 | 333.45 | 0.012595 | 395.06 | 0.0097639 | 333.45 | 0.0084382 | 333.45 | 0.0014574 | 394.2895 | 0.00016362 | 394.2895 | 8.0281e-05 | 338.9656 | 0 | 338.9656 | 0 | 603.3554 | 0.030443 | 338.9656 | 0 | 602.453 | 0 | 603.3554 | 0.012278 | 394.2895 | 7.0735e-05
| 395.1729 | 0 | 339.1787 | -0.021194 | 395.1729 | 3.2135 | 339.1787 | -0.068347 | 339.75 | 0 | 339.1787 | 0 | 394.402 | 0.00018604 | 333.66 | 0.012595 | 395.1729 | 0.0065275 | 333.66 | -0.0044997 | 333.66 | -0.0011659 | 394.402 | 0.00015793 | 394.402 | 9.0912e-05 | 339.1787 | 0 | 339.1787 | 0 | 603.5145 | 0.016651 | 339.1787 | 0 | 602.6126 | 0 | 603.5145 | 0.013277 | 394.402 | 6.9071e-05
| 395.2857 | 0 | 339.3919 | 0.0069221 | 395.2857 | 3.1913 | 339.3919 | 0.02812 | 339.9635 | 0 | 339.3919 | 0 | 394.5146 | 0.00016532 | 333.88 | -0.0097957 | 395.2857 | 0.011026 | 333.88 | -0.0023874 | 333.88 | 0.0061793 | 394.5146 | 0.00015793 | 394.5146 | 7.1819e-05 | 339.3919 | 0 | 339.3919 | 0 | 603.6736 | 0.029097 | 339.3919 | 0 | 602.7722 | 9.2755e-05 | 603.6736 | 0.01269 | 394.5146 | 9.4633e-05
| 395.3986 | 0.0048437 | 339.6051 | 0.0524 | 395.3986 | 3.117 | 339.6051 | -0.0061026 | 340.177 | 0 | 339.6051 | 0 | 394.6271 | 0.00018813 | 334.09 | 0.0025189 | 395.3986 | 0.01322 | 334.09 | 0.010022 | 334.09 | -0.0048385 | 394.6271 | 0.00017643 | 394.6271 | 8.0281e-05 | 339.6051 | 0 | 339.6051 | 0 | 603.8328 | 0.019006 | 339.6051 | 0 | 602.9318 | 0.0004174 | 603.8328 | 0.013277 | 394.6271 | 0.00011512
| 395.5114 | 0.0031109 | 339.8183 | 0.02738 | 395.5114 | 3.018 | 339.8183 | 0.027747 | 340.3905 | 0 | 339.8183 | 0 | 394.7396 | 0.00019465 | 334.3 | 0.014274 | 395.5114 | 0.012726 | 334.3 | -0.0041036 | 334.3 | -0.0011659 | 394.7396 | 0.00017521 | 394.7396 | 0.00012671 | 339.8183 | 0 | 339.8183 | 0 | 603.9919 | 0.022482 | 339.8183 | 0 | 603.0914 | 0 | 603.9919 | 0.012396 | 394.7396 | 9.7173e-05
| 395.6242 | 0 | 340.0315 | 0.031005 | 395.6242 | 2.9463 | 340.0315 | 0.0072169 | 340.6041 | 0 | 340.0315 | 0 | 394.8522 | 0.00018976 | 334.52 | -0.017072 | 395.6242 | 0.0096542 | 334.52 | 0.0055338 | 334.52 | -0.013758 | 394.8522 | 0.00017663 | 394.8522 | 0.00015839 | 340.0315 | 0 | 340.0315 | 0 | 604.151 | 0.018053 | 340.0315 | 0 | 603.251 | 0.00013913 | 604.151 | 0.01316 | 394.8522 | 0.00010566
| 395.7371 | 0 | 340.2448 | 0.027194 | 395.7371 | 2.8629 | 340.2448 | 0.064203 | 340.8177 | 0 | 340.2448 | 0 | 394.9647 | 0.00016811 | 334.73 | 0.015953 | 395.7371 | 0.0058693 | 334.73 | 0.0064578 | 334.73 | 0.0068789 | 394.9647 | 0.00015997 | 394.9647 | 0.00019007 | 340.2448 | 0 | 340.2448 | 0 | 604.3101 | 0.026686 | 340.2448 | 0 | 603.4107 | 0 | 604.3101 | 0.012396 | 394.9647 | 8.1853e-05
| 395.8499 | 0.011721 | 340.458 | 0.023916 | 395.8499 | 2.8341 | 340.458 | -0.010964 | 341.0312 | 0 | 340.458 | 0 | 395.0773 | 0.00015833 | 334.94 | 0.014274 | 395.8499 | 0.0030879 | 334.94 | -0.0014632 | 334.94 | -0.012883 | 395.0773 | 0.00017094 | 395.0773 | 0.00014993 | 340.458 | 0 | 340.458 | 0 | 604.4693 | 0.022257 | 340.458 | 0 | 603.5703 | 0.00013913 | 604.4693 | 0.013277 | 395.0773 | 9.5509e-05
| 395.9627 | 0.0046664 | 340.6713 | 0.049656 | 395.9627 | 2.6834 | 340.6713 | 0.035876 | 341.2448 | 0 | 340.6713 | 0 | 395.1898 | 0.00016089 | 335.16 | 0.0025189 | 395.9627 | 0.01492 | 335.16 | 0.00038506 | 335.16 | -0.0030897 | 395.1898 | 0.00017521 | 395.1898 | 0.00013105 | 340.6713 | 0 | 340.6713 | 0 | 604.6284 | 0.030947 | 340.6713 | 0 | 603.7299 | 0 | 604.6284 | 0.012278 | 395.1898 | 5.5415e-05
| 396.0756 | 0 | 340.8846 | 0.0011305 | 396.0756 | 2.6487 | 340.8846 | -0.026069 | 341.4584 | 0 | 340.8846 | 0 | 395.3024 | 0.00015763 | 335.37 | -0.0069968 | 396.0756 | 0.016182 | 335.37 | -0.014533 | 335.37 | -0.012009 | 395.3024 | 0.00017988 | 395.3024 | 9.7205e-05 | 340.8846 | 0 | 340.8846 | 0 | 604.7876 | 0.025117 | 340.8846 | 0 | 603.8896 | 0.00013913 | 604.7876 | 0.012455 | 395.3024 | 8.2728e-05
| 396.1884 | 0 | 341.0979 | 0.037385 | 396.1884 | 2.5667 | 341.0979 | 0.030814 | 341.672 | 0 | 341.0979 | 0 | 395.415 | 0.0001567 | 335.59 | 0.0025189 | 396.1884 | 0.011135 | 335.59 | 0.0042136 | 335.59 | 0.00040807 | 395.415 | 0.00017521 | 395.415 | 9.0912e-05 | 341.0979 | 0 | 341.0979 | 0 | 604.9467 | 0.035488 | 341.0979 | 0 | 604.0492 | 0 | 604.9467 | 0.01175 | 395.415 | 6.8196e-05
| 396.3012 | 0 | 341.3112 | -0.00778 | 396.3012 | 2.5412 | 341.3112 | -0.02251 | 341.8857 | 0 | 341.3112 | 0 | 395.5275 | 0.00018813 | 335.8 | 0.017072 | 396.3012 | 0.0033993 | 335.8 | -0.007668 | 335.8 | -0.004139 | 395.5275 | 0.00017887 | 395.5275 | 9.0912e-05 | 341.3112 | 0 | 341.3112 | 0 | 605.1059 | 0.017772 | 341.3112 | 0 | 604.2089 | 0.0004174 | 605.1059 | 0.012396 | 395.5275 | 0.00010741
| 396.414 | 0 | 341.5246 | -0.0014341 | 396.414 | 2.4537 | 341.5246 | 0.043514 | 342.0993 | 0 | 341.5246 | 0 | 395.6401 | 0.00021421 | 336.01 | -0.0086761 | 396.414 | 0.010203 | 336.01 | 0.010154 | 336.01 | 0.0039058 | 395.6401 | 0.0001746 | 395.6401 | 0.00010979 | 341.5245 | 0 | 341.5246 | 0 | 605.2651 | 0.032741 | 341.5246 | 0 | 604.3686 | 0 | 605.2651 | 0.012513 | 395.6401 | 7.59e-05
| 396.5269 | 0 | 341.7379 | 0.010595 | 396.5269 | 2.4217 | 341.7379 | -0.026666 | 342.313 | 0 | 341.7379 | 0 | 395.7527 | 0.00022073 | 336.23 | 0.011475 | 396.5269 | 0.024903 | 336.23 | -0.0056876 | 336.23 | -0.0039641 | 395.7527 | 0.00017887 | 395.7527 | 0.0001163 | 341.7379 | 0 | 341.7379 | 0 | 605.4243 | 0.023042 | 341.7379 | 0 | 604.5282 | 0.0004174 | 605.4243 | 0.013042 | 395.7527 | 6.4782e-05
| 396.6397 | 0 | 341.9513 | 0.0094617 | 396.6397 | 2.3612 | 341.9513 | 0.062392 | 342.5267 | 0 | 341.9513 | 0 | 395.8653 | 0.00020862 | 336.44 | -0.031067 | 396.6397 | 0.013329 | 336.44 | 0.0048738 | 336.44 | 0.00040807 | 395.8653 | 0.00015895 | 395.8653 | 0.00019441 | 341.9513 | 0 | 341.9513 | 0 | 605.5835 | 0.03134 | 341.9513 | 0 | 604.6879 | 0 | 605.5835 | 0.012572 | 395.8653 | 3.668e-05
| 396.7525 | 0.0006286 | 342.1647 | 0.029705 | 396.7525 | 2.3206 | 342.1647 | -0.0079639 | 342.7404 | 0 | 342.1647 | 0 | 395.9779 | 0.00018744 | 336.65 | -0.050097 | 396.7525 | 0.008228 | 336.65 | 0.0071181 | 336.65 | 0.0058296 | 395.9779 | 0.0001622 | 395.9779 | 0.00016685 | 342.1646 | 0 | 342.1647 | 0 | 605.7427 | 0.020015 | 342.1647 | 0 | 604.8476 | 0.00013913 | 605.7427 | 0.01269 | 395.9779 | 5.2e-05
| 396.8654 | 0 | 342.3781 | 0.035607 | 396.8654 | 2.2298 | 342.3781 | 0.067668 | 342.9541 | 0 | 342.3781 | 0 | 396.0905 | 0.00016601 | 336.87 | -0.0019591 | 396.8654 | 0.011793 | 336.87 | -0.0050278 | 336.87 | -0.0071117 | 396.0905 | 0.00015671 | 396.0905 | 0.00017315 | 342.378 | 0 | 342.3781 | 0 | 605.9019 | 0.028761 | 342.3781 | 0 | 605.0073 | 9.2755e-05 | 605.9019 | 0.011926 | 396.0905 | 6.9859e-05
| 396.9782 | 0.011943 | 342.5915 | -0.011449 | 396.9782 | 2.1701 | 342.5915 | -0.034607 | 343.1678 | 0 | 342.5915 | 0 | 396.2031 | 0.00016811 | 337.08 | 0.0069968 | 396.9782 | 0.0080634 | 337.08 | 0.0013092 | 337.08 | 0.0046053 | 396.2031 | 0.00018985 | 396.2031 | 9.9375e-05 | 342.5915 | 0 | 342.5915 | 0 | 606.0611 | 0.020519 | 342.5915 | 0 | 605.167 | 0.00069566 | 606.0611 | 0.012572 | 396.2031 | 7.161e-05
| 397.091 | 0.0097771 | 342.8049 | 0.033622 | 397.091 | 2.1011 | 342.8049 | 0.073164 | 343.3816 | 0 | 342.8049 | 0 | 396.3157 | 0.00016438 | 337.3 | -0.00027989 | 397.091 | 0.0074052 | 337.3 | -0.0055558 | 337.3 | -0.0029147 | 396.3157 | 0.00020245 | 396.3157 | 0.00013951 | 342.8049 | 0 | 342.8049 | 0 | 606.2203 | 0.022201 | 342.8049 | 0 | 605.3267 | 0 | 606.2203 | 0.011926 | 396.3157 | 5.9704e-05
| 397.2038 | 0.00040678 | 343.0183 | 0.0094421 | 397.2038 | 2.1036 | 343.0183 | -0.024594 | 343.5953 | 0 | 343.0183 | 0 | 396.4283 | 0.00016811 | 337.51 | -0.026587 | 397.2038 | 0.010258 | 337.51 | -0.011497 | 337.51 | 5.8296e-05 | 396.4283 | 0.00021708 | 396.4283 | 0.0001163 | 343.0183 | 0 | 343.0183 | 0 | 606.3795 | 0.025509 | 343.0183 | 0 | 605.4864 | 0.0004174 | 606.3795 | 0.012807 | 396.4283 | 6.9071e-05
| 397.3166 | 0 | 343.2318 | 0.047803 | 397.3166 | 2.0132 | 343.2318 | 0.072711 | 343.8091 | 0 | 343.2318 | 0 | 396.5409 | 0.00015996 | 337.72 | 0.02211 | 397.3166 | 0.016291 | 337.72 | 0.011739 | 337.72 | 0.0063542 | 396.5409 | 0.00019594 | 396.5409 | 0.0001163 | 343.2318 | 0 | 343.2318 | 0 | 606.5388 | 0.015698 | 343.2318 | 0 | 605.6461 | 9.2755e-05 | 606.5388 | 0.011926 | 396.5409 | 7.4149e-05
| 397.4295 | 0 | 343.4453 | 0.03164 | 397.4295 | 1.9606 | 343.4453 | -0.01504 | 344.0229 | 0 | 343.4453 | 0 | 396.6535 | 0.00016275 | 337.94 | -0.035543 | 397.4295 | 0.0043335 | 337.94 | 0.0019693 | 337.94 | 0.00058296 | 396.6535 | 0.0001685 | 396.6535 | 9.9375e-05 | 343.4453 | 0 | 343.4453 | 0 | 606.698 | 0.026294 | 343.4453 | 0 | 605.8059 | 0.0004174 | 606.698 | 0.013101 | 396.6535 | 7.2485e-05
| 397.5423 | 0.011333 | 343.6588 | 0.052789 | 397.5423 | 1.8812 | 343.6588 | 0.08412 | 344.2367 | 0 | 343.6588 | 0 | 396.7662 | 0.00015554 | 338.15 | 0.010915 | 397.5423 | 0.0049315 | 338.15 | -0.0029155 | 338.15 | -0.0067623 | 396.7662 | 0.0001433 | 396.7662 | 0.00012259 | 343.6588 | 0 | 343.6588 | 0 | 606.8573 | 0.031956 | 343.6588 | 0 | 605.9656 | 0 | 606.8573 | 0.012043 | 396.7662 | 5.5415e-05
| 397.6551 | 0.014323 | 343.8723 | 0.012289 | 397.6551 | 1.9115 | 343.8723 | -0.031355 | 344.4505 | 0 | 343.8723 | 0 | 396.8788 | 0.00014413 | 338.37 | 0.019311 | 397.6551 | 0.0088314 | 338.37 | -0.00582 | 338.37 | -0.008861 | 396.8788 | 0.00014066 | 396.8788 | 0.00014798 | 343.8723 | 0 | 343.8723 | 0 | 607.0165 | 0.017436 | 343.8723 | 0 | 606.1253 | 0 | 607.0165 | 0.01316 | 396.8788 | 6.0492e-05
| 397.7679 | 0.00088884 | 344.0858 | 0.029178 | 397.7679 | 1.8294 | 344.0858 | 0.035222 | 344.6643 | 0 | 344.0858 | 0 | 396.9915 | 0.00013505 | 338.58 | 0.011475 | 397.7679 | 0.010532 | 338.58 | 0.0031575 | 338.58 | 0.0058296 | 396.9915 | 0.00014208 | 396.9915 | 0.00012259 | 344.0858 | 0 | 344.0858 | 0 | 607.1758 | 0.027191 | 344.0858 | 0 | 606.2851 | 0 | 607.1758 | 0.01175 | 396.9915 | 6.5657e-05
| 397.8808 | 0 | 344.2994 | 0.020775 | 397.8808 | 1.8001 | 344.2994 | -0.0092505 | 344.8782 | 0 | 344.2994 | 0 | 397.1041 | 0.00017673 | 338.79 | -0.046181 | 397.8808 | 0.011958 | 338.79 | -0.0084602 | 338.79 | -0.0011659 | 397.1041 | 0.00014492 | 397.1041 | 9.9375e-05 | 344.2994 | 0 | 344.2994 | 0 | 607.3351 | 0.021865 | 344.2994 | 0 | 606.4448 | 0.00013913 | 607.3351 | 0.012337 | 397.1041 | 7.4149e-05
| 397.9936 | 0.0068884 | 344.5129 | 0.042506 | 397.9936 | 1.7846 | 344.5129 | 0.035713 | 345.092 | 0 | 344.5129 | 0 | 397.2167 | 0.00020327 | 339.01 | 0.037783 | 397.9936 | 0.0068018 | 339.01 | -0.0015952 | 339.01 | 0.00058296 | 397.2167 | 0.00014005 | 397.2167 | 7.6158e-05 | 344.5129 | 0 | 344.5129 | 0 | 607.4944 | 0.01766 | 344.5129 | 0 | 606.6046 | 0 | 607.4944 | 0.011397 | 397.2167 | 6.3906e-05
| 398.1064 | 0 | 344.7265 | 0.00030981 | 398.1064 | 1.7181 | 344.7265 | -0.030449 | 345.3059 | 0 | 344.7265 | 0 | 397.3294 | 0.00021095 | 339.22 | 0.0081163 | 398.1064 | 0.0037107 | 339.22 | -0.0097808 | 339.22 | -0.005713 | 397.3294 | 0.00015854 | 397.3294 | 7.8111e-05 | 344.7265 | 0 | 344.7265 | 0 | 607.6536 | 0.024444 | 344.7265 | 0 | 606.7644 | 0.00069566 | 607.6536 | 0.012161 | 397.3294 | 8.2728e-05
| 398.2192 | 0.004222 | 344.9401 | 0.040728 | 398.2192 | 1.6436 | 344.9401 | 0.050101 | 345.5198 | 0 | 344.9401 | 0 | 397.4421 | 0.00017836 | 339.44 | -0.0013994 | 398.2192 | 0.0074052 | 339.44 | -0.0046317 | 339.44 | 0.0026815 | 397.4421 | 0.00017358 | 397.4421 | 0.00010567 | 344.9401 | 0 | 344.9401 | 0 | 607.8129 | 0.024948 | 344.9401 | 0 | 606.9241 | 0 | 607.8129 | 0.011574 | 397.4421 | 9.5509e-05
| 398.332 | 0 | 345.1537 | 0.071177 | 398.332 | 1.679 | 345.1537 | 0.035946 | 345.7337 | 0 | 345.1537 | 0 | 397.5547 | 0.00016974 | 339.65 | -0.0041982 | 398.332 | 0.0085571 | 339.65 | -0.0083283 | 339.65 | -0.0050134 | 397.5547 | 0.00018131 | 397.5547 | 0.00016685 | 345.1537 | 0 | 345.1537 | 0 | 607.9723 | 0.019118 | 345.1537 | 0 | 607.0839 | 0.00013913 | 607.9723 | 0.01222 | 397.5547 | 9.6297e-05
| 398.4448 | 0.0086661 | 345.3673 | 0.079021 | 398.4448 | 1.6077 | 345.3673 | 0.093524 | 345.9476 | 0 | 345.3673 | 0 | 397.6674 | 0.00016601 | 339.86 | 0.02435 | 398.4448 | 0.008228 | 339.86 | 0.0030255 | 339.86 | 0.011076 | 397.6674 | 0.00017846 | 397.6674 | 0.00021546 | 345.3673 | 0 | 345.3673 | 0 | 608.1316 | 0.024444 | 345.3673 | 0 | 607.2437 | 9.2755e-05 | 608.1316 | 0.011104 | 397.6674 | 6.8196e-05
| 398.5577 | 0.0063967 | 345.581 | 0.025437 | 398.5577 | 1.6084 | 345.581 | -0.032956 | 346.1615 | 0 | 345.581 | 0 | 397.7801 | 0.00018371 | 340.08 | -0.029387 | 398.5577 | 0.0097639 | 340.08 | -0.010572 | 340.08 | -0.0086863 | 397.7801 | 0.00017216 | 397.7801 | 0.00020504 | 345.581 | 0 | 345.581 | 0 | 608.2909 | 0.015361 | 345.581 | 0 | 607.4035 | 0.00013913 | 608.2909 | 0.011691 | 397.7801 | 4.7711e-05
| 398.6705 | 0 | 345.7946 | 0.059736 | 398.6705 | 1.5505 | 345.7946 | 0.041694 | 346.3755 | 0 | 345.7946 | 0 | 397.8928 | 0.00017952 | 340.29 | 0.0092359 | 398.6705 | 0.011464 | 340.29 | 0.0024974 | 340.29 | -0.005713 | 397.8928 | 0.00016464 | 397.8928 | 0.00016273 | 345.7946 | 0 | 345.7946 | 0 | 608.4502 | 0.020687 | 345.7946 | 0 | 607.5633 | 0 | 608.4502 | 0.010634 | 397.8928 | 3.9219e-05
| 398.7833 | 0.0019596 | 346.0083 | -0.0045615 | 398.7833 | 1.5551 | 346.0083 | -0.05506 | 346.5894 | 0 | 346.0083 | 0 | 398.0054 | 0.00019419 | 340.51 | -0.023229 | 398.7833 | 0.0010639 | 340.51 | -0.0052918 | 340.51 | -0.0046636 | 398.0054 | 0.00017236 | 398.0054 | 0.0001163 | 346.0083 | 0 | 346.0083 | 0 | 608.6095 | 0.024836 | 346.0083 | 0 | 607.7231 | 0.00013913 | 608.6095 | 0.01175 | 398.0054 | 5.2e-05
| 398.8961 | 0.0057773 | 346.222 | 0.050763 | 398.8961 | 1.4919 | 346.222 | 0.056157 | 346.8034 | 0 | 346.222 | 0 | 398.1181 | 0.00018744 | 340.72 | 0.013714 | 398.8961 | 0.014426 | 340.72 | -0.0051598 | 340.72 | -0.01026 | 398.1181 | 0.00016139 | 398.1181 | 8.245e-05 | 346.222 | 0 | 346.222 | 0 | 608.7689 | 0.027471 | 346.222 | 0 | 607.8829 | 9.2755e-05 | 608.7689 | 0.01175 | 398.1181 | 4.6923e-05
| 399.0089 | 0 | 346.4357 | 0.047666 | 399.0089 | 1.4908 | 346.4357 | -0.010955 | 347.0174 | 0 | 346.4357 | 0 | 398.2308 | 0.00017929 | 340.93 | -0.018192 | 399.0089 | 0.0029322 | 340.93 | -0.011497 | 340.93 | -0.018829 | 398.2308 | 0.00015854 | 398.2308 | 5.9234e-05 | 346.4357 | 0 | 346.4357 | 0 | 608.9282 | 0.029882 | 346.4357 | 0 | 608.0427 | 0.00069566 | 608.9282 | 0.012631 | 398.2308 | 6.4782e-05
| 399.1217 | 0 | 346.6494 | 0.060806 | 399.1217 | 1.4373 | 346.6494 | 0.11444 | 347.2314 | 0 | 346.6494 | 0 | 398.3435 | 0.0001723 | 341.15 | 0.0092359 | 399.1217 | 0.016291 | 341.15 | 0.0042136 | 341.15 | -0.0011659 | 398.3435 | 0.00015366 | 398.3435 | 6.9649e-05 | 346.6494 | 0 | 346.6494 | 0 | 609.0876 | 0.028873 | 346.6494 | 0 | 608.2025 | 9.2755e-05 | 609.0876 | 0.012043 | 398.3435 | 6.3906e-05
| 399.2346 | 0.0072841 | 346.8632 | 0.033981 | 399.2346 | 1.4533 | 346.8632 | -0.021096 | 347.4455 | 0 | 346.8632 | 0 | 398.4563 | 0.00017626 | 341.36 | -0.018752 | 399.2346 | 0.008228 | 341.36 | -0.0018593 | 341.36 | -0.0044887 | 398.4563 | 0.00017948 | 398.4563 | 0.00010567 | 346.8632 | 0 | 346.8632 | 0 | 609.2469 | 0.026911 | 346.8632 | 0 | 608.3623 | 0 | 609.2469 | 0.012455 | 398.4563 | 7.59e-05
| 399.3474 | 0 | 347.0769 | 0.03796 | 399.3474 | 1.4246 | 347.0769 | 0.079196 | 347.6595 | 0 | 347.0769 | 0 | 398.569 | 0.00017556 | 341.58 | 0.00027989 | 399.3474 | 0.010093 | 341.58 | -0.0038396 | 341.58 | -0.0043139 | 398.569 | 0.00018212 | 398.569 | 0.00012042 | 347.0769 | 0 | 347.0769 | 0 | 609.4063 | 0.031452 | 347.0769 | 0 | 608.5222 | 0.00037102 | 609.4063 | 0.011808 | 398.569 | 9.0344e-05
| 399.4602 | 0.0063967 | 347.2907 | -0.0055262 | 399.4602 | 1.4511 | 347.2907 | -0.0074849 | 347.8736 | 0 | 347.2907 | 0 | 398.6817 | 0.00016275 | 341.79 | -0.017632 | 399.4602 | 0.0097639 | 341.79 | 0.0026294 | 341.79 | -0.00099105 | 398.6817 | 0.00016383 | 398.6817 | 0.00011196 | 347.2907 | 0 | 347.2907 | 0 | 609.5657 | 0.028312 | 347.2907 | 0 | 608.682 | 0.0004174 | 609.5657 | 0.012396 | 398.6817 | 8.8681e-05
| 399.573 | 0 | 347.5045 | 0.071879 | 399.573 | 1.376 | 347.5045 | 0.095531 | 348.0876 | 0 | 347.5045 | 0 | 398.7944 | 0.00014739 | 342 | 0.0025189 | 399.573 | 0.0060339 | 342 | -0.0041036 | 342 | -0.0058878 | 398.7944 | 0.00015285 | 398.7944 | 7.8111e-05 | 347.5045 | 0 | 347.5045 | 0 | 609.7251 | 0.034872 | 347.5045 | 0 | 608.8419 | 9.2755e-05 | 609.7251 | 0.011397 | 398.7944 | 8.4391e-05
| 399.6858 | 0 | 347.7183 | 0.037058 | 399.6858 | 1.377 | 347.7183 | -0.026598 | 348.3017 | 0 | 347.7183 | 0 | 398.9071 | 0.00017137 | 342.22 | -0.014274 | 399.6858 | 0.023642 | 342.22 | -0.0062161 | 342.22 | -0.013058 | 398.9071 | 0.0001809 | 398.9071 | 6.9649e-05 | 347.7183 | 0 | 347.7183 | 0 | 609.8845 | 0.019734 | 347.7183 | 0 | 609.0017 | 0.00013913 | 609.8845 | 0.011808 | 398.9071 | 4.6923e-05
| 399.7986 | 0.0033331 | 347.9321 | -0.013399 | 399.7986 | 1.3414 | 347.9321 | 0.031693 | 348.5158 | 0 | 347.9321 | 0 | 399.0199 | 0.00017673 | 342.43 | 0.020991 | 399.7986 | 0.019583 | 342.43 | 0.0030255 | 342.43 | -0.00046636 | 399.0199 | 0.00018741 | 399.0199 | 7.8111e-05 | 347.9321 | 0 | 347.9321 | 0 | 610.0438 | 0.022089 | 347.9321 | 0 | 609.1616 | 0 | 610.0438 | 0.010692 | 399.0199 | 4.3509e-05
| 399.9114 | 0.016422 | 348.1459 | 0.029096 | 399.9114 | 1.3088 | 348.1459 | -0.01349 | 348.7299 | 0 | 348.1459 | 0 | 399.1326 | 0.00018324 | 342.65 | -0.02211 | 399.9114 | 0.011958 | 342.65 | 0.0043457 | 342.65 | 0.00040807 | 399.1326 | 0.00020387 | 399.1326 | 0.00014147 | 348.1459 | 0 | 348.1459 | 0 | 610.2033 | 0.021865 | 348.1459 | 0 | 609.3214 | 0.00013913 | 610.2033 | 0.011162 | 399.1326 | 5.0337e-05
| 400.0242 | 0.0084438 | 348.3598 | 0.067442 | 400.0242 | 1.3159 | 348.3598 | 0.079253 | 348.9441 | 0 | 348.3598 | 0 | 399.2453 | 0.00016275 | 342.86 | -0.036104 | 400.0242 | 0.0086668 | 342.86 | 0.0042136 | 342.86 | 0.00075785 | 399.2453 | 0.0001746 | 399.2453 | 0.00015644 | 348.3598 | 0 | 348.3598 | 0 | 610.3627 | 0.03033 | 348.3598 | 0 | 609.4813 | 9.2755e-05 | 610.3627 | 0.010399 | 399.2453 | 7.4149e-05
| 400.137 | 0 | 348.5736 | 0.079338 | 400.137 | 1.2829 | 348.5736 | -0.03644 | 349.1582 | 0 | 348.5736 | 0 | 399.3581 | 0.00018045 | 343.08 | -0.006437 | 400.137 | 0.014426 | 343.08 | 0.0036855 | 343.08 | 0.0047802 | 399.3581 | 0.00017358 | 399.3581 | 0.00013301 | 348.5736 | 0 | 348.5736 | 0 | 610.5221 | 0.019006 | 348.5736 | 0 | 609.6412 | 0.0004174 | 610.5221 | 0.01128 | 399.3581 | 0.00010566
| 400.2498 | 0.0079994 | 348.7875 | 0.054438 | 400.2498 | 1.2165 | 348.7875 | 0.079512 | 349.3723 | 0 | 348.7875 | 0 | 399.4708 | 0.00017603 | 343.29 | 0.0047579 | 400.2498 | 0.016621 | 343.29 | 0.005402 | 343.29 | 0.003556 | 399.4708 | 0.00013822 | 399.4708 | 0.00010979 | 348.7875 | 0 | 348.7875 | 0 | 610.6815 | 0.030723 | 348.7875 | 0 | 609.8011 | 9.2755e-05 | 610.6815 | 0.010634 | 399.4708 | 0.0001117
| 400.3626 | 0.0068403 | 349.0014 | 0.054592 | 400.3626 | 1.2231 | 349.0014 | -0.024556 | 349.5865 | 0 | 349.0014 | 0 | 399.5836 | 0.00020164 | 343.5 | -0.006437 | 400.3626 | 0.015414 | 343.5 | 0.00012102 | 343.5 | 0.0047802 | 399.5836 | 0.00014472 | 399.5836 | 0.00016902 | 349.0014 | 0 | 349.0014 | 0 | 610.8409 | 0.020015 | 349.0014 | 0 | 609.961 | 0.00013913 | 610.8409 | 0.011045 | 399.5836 | 0.00011083
| 400.4754 | 0.0082216 | 349.2153 | 0.066264 | 400.4754 | 1.1992 | 349.2153 | 0.053067 | 349.8007 | 0 | 349.2153 | 0 | 399.6964 | 0.000173 | 343.72 | 0.0053177 | 400.4754 | 0.017224 | 343.72 | -0.0043677 | 343.72 | 0.0074037 | 399.6964 | 0.00014472 | 399.6964 | 0.00018378 | 349.2153 | 0 | 349.2153 | 0 | 611.0004 | 0.033526 | 349.2153 | 0 | 610.1209 | 0 | 611.0004 | 0.010222 | 399.6964 | 8.0101e-05
| 400.5882 | 0.0046219 | 349.4292 | 0.023732 | 400.5882 | 1.205 | 349.4292 | 0.0049823 | 350.0149 | 0 | 349.4292 | 0 | 399.8091 | 0.000173 | 343.93 | -0.043381 | 400.5882 | 0.013988 | 343.93 | -0.0091205 | 343.93 | -0.0092106 | 399.8091 | 0.00015814 | 399.8091 | 0.00014581 | 349.4292 | 0 | 349.4292 | 0 | 611.1598 | 0.020912 | 349.4292 | 0 | 610.2808 | 0 | 611.1598 | 0.011045 | 399.8091 | 5.9704e-05
| 400.7011 | 0 | 349.6432 | 0.039759 | 400.7011 | 1.1441 | 349.6432 | 0.0745 | 350.2291 | 0 | 349.6432 | 0 | 399.9219 | 0.00015624 | 344.15 | 0.010355 | 400.7011 | 0.0099285 | 344.15 | -0.0097808 | 344.15 | -0.0078116 | 399.9219 | 0.00016037 | 399.9219 | 8.0281e-05 | 349.6432 | 0 | 349.6432 | 0 | 611.3193 | 0.023939 | 349.6432 | 0 | 610.4407 | 9.2755e-05 | 611.3193 | 0.011162 | 399.9219 | 4.7711e-05
| 400.8139 | 0 | 349.8571 | 0.085989 | 400.8139 | 1.1292 | 349.8571 | 0.0089397 | 350.4434 | 0 | 349.8571 | 0 | 400.0347 | 0.00016811 | 344.36 | -0.036664 | 400.8139 | 0.012561 | 344.36 | -0.0048957 | 344.36 | -0.011135 | 400.0347 | 0.00016891 | 400.0347 | 6.5527e-05 | 349.8571 | 0 | 349.8571 | 0 | 611.4787 | 0.026014 | 349.8571 | 0 | 610.6006 | 0 | 611.4787 | 0.011808 | 400.0347 | 4.1758e-05
| 400.9267 | 0 | 350.0711 | 0.04025 | 400.9267 | 1.094 | 350.0711 | 0.072432 | 350.6576 | 0 | 350.0711 | 0 | 400.1475 | 0.00015344 | 344.58 | 0.032746 | 400.9267 | 0.013165 | 344.58 | -0.0041036 | 344.58 | -0.0020404 | 400.1475 | 0.00018131 | 400.1475 | 7.1819e-05 | 350.0711 | 0 | 350.0711 | 0 | 611.6382 | 0.022257 | 350.0711 | 0 | 610.7605 | 0 | 611.6382 | 0.011397 | 400.1475 | 5.3664e-05
| 401.0395 | 0 | 350.2851 | 0.063654 | 401.0395 | 1.086 | 350.2851 | -0.019875 | 350.8719 | 0 | 350.2851 | 0 | 400.2603 | 0.00016811 | 344.79 | -0.048978 | 401.0395 | 0.011958 | 344.79 | -0.0038396 | 344.79 | -0.0058878 | 400.2603 | 0.00016952 | 400.2603 | 5.9234e-05 | 350.2851 | 0 | 350.2851 | 0 | 611.7977 | 0.01895 | 350.2851 | 0 | 610.9204 | 0 | 611.7977 | 0.011808 | 400.2603 | 5.4539e-05
| 401.1523 | 0.0044442 | 350.4991 | 0.10352 | 401.1523 | 1.0192 | 350.4991 | 0.052266 | 351.0862 | 0 | 350.4991 | 0 | 400.3731 | 0.00019675 | 345 | 0.00083963 | 401.1523 | 0.012891 | 345 | -0.0064798 | 345 | 0.0067039 | 400.3731 | 0.00016708 | 400.3731 | 5.2725e-05 | 350.4991 | 0 | 350.4991 | 0 | 611.9572 | 0.026238 | 350.4991 | 0 | 611.0804 | 9.2755e-05 | 611.9572 | 0.011221 | 400.3731 | 6.5657e-05
| 401.2651 | 0 | 350.7131 | 0.075399 | 401.2651 | 1.0081 | 350.7131 | -0.031338 | 351.3005 | 0 | 350.7131 | 0 | 400.4859 | 0.00021724 | 345.22 | 0.013154 | 401.2651 | 0.0089959 | 345.22 | -0.0054239 | 345.22 | 0.00075785 | 400.4859 | 0.00015224 | 400.4859 | 6.3357e-05 | 350.7131 | 0 | 350.7131 | 0 | 612.1167 | 0.015754 | 350.7131 | 0 | 611.2403 | 0.0004174 | 612.1167 | 0.011867 | 400.4859 | 5.7078e-05
| 401.3779 | 0.0035554 | 350.9272 | 0.15846 | 401.3779 | 0.96341 | 350.9272 | 0.049857 | 351.5148 | 0 | 350.9272 | 0 | 400.5987 | 0.00018813 | 345.43 | -0.0058775 | 401.3779 | 0.017059 | 345.43 | -0.0095165 | 345.43 | 0.0016322 | 400.5987 | 0.00014533 | 400.5987 | 0.00014798 | 350.9272 | 0 | 350.9272 | 0 | 612.2762 | 0.02108 | 350.9272 | 0 | 611.4003 | 9.2755e-05 | 612.2762 | 0.011045 | 400.5987 | 6.0492e-05
| 401.4907 | 0 | 351.1412 | 0.14784 | 401.4907 | 0.94054 | 351.1412 | 0.017911 | 351.7291 | 0 | 351.1412 | 0 | 400.7115 | 0.00016764 | 345.65 | 0.0092359 | 401.4907 | 0.013658 | 345.65 | -0.0051598 | 345.65 | -0.0013408 | 400.7115 | 0.00014818 | 400.7115 | 0.00017749 | 351.1412 | 0 | 351.1412 | 0 | 612.4357 | 0.021024 | 351.1412 | 0 | 611.5602 | 0 | 612.4357 | 0.011867 | 400.7115 | 5.3664e-05
| 401.6035 | 0.004222 | 351.3553 | 0.19204 | 401.6035 | 0.90887 | 351.3553 | 0.061716 | 351.9434 | 0 | 351.3553 | 0 | 400.8243 | 0.00015391 | 345.86 | 0.016513 | 401.6035 | 0.011793 | 345.86 | -0.00080314 | 345.86 | -0.01131 | 400.8243 | 0.00015001 | 400.8243 | 0.00018812 | 351.3553 | 0 | 351.3553 | 0 | 612.5952 | 0.029938 | 351.3553 | 0 | 611.7202 | 9.2755e-05 | 612.5952 | 0.010869 | 400.8243 | 5.2e-05
| 401.7163 | 0 | 351.5694 | 0.16612 | 401.7163 | 0.91049 | 351.5694 | -0.0060005 | 352.1578 | 0 | 351.5694 | 0 | 400.9371 | 0.00016159 | 346.08 | -0.026029 | 401.7163 | 0.012123 | 346.08 | -1.1002e-05 | 346.08 | 0.0037309 | 400.9371 | 0.00018171 | 400.9371 | 9.2865e-05 | 351.5694 | 0 | 351.5694 | 0 | 612.7547 | 0.019622 | 351.5694 | 0 | 611.8801 | 0.00013913 | 612.7547 | 0.011574 | 400.9371 | 5.5415e-05
| 401.8291 | 0.0071106 | 351.7835 | 0.2314 | 401.8291 | 0.86015 | 351.7835 | 0.040949 | 352.3721 | 0 | 351.7835 | 0 | 401.0499 | 0.00013994 | 346.29 | -0.006437 | 401.8291 | 0.013055 | 346.29 | -0.0033115 | 346.29 | 0.0042556 | 401.0499 | 0.00016708 | 401.0499 | 6.9649e-05 | 351.7835 | 0 | 351.7835 | 0 | 612.9142 | 0.032237 | 351.7835 | 0 | 612.0401 | 9.2755e-05 | 612.9142 | 0.010634 | 401.0499 | 6.8196e-05
| 401.9419 | 0 | 351.9976 | 0.24052 | 401.9419 | 0.85041 | 351.9976 | -0.015476 | 352.5865 | 0 | 351.9976 | 0 | 401.1628 | 0.00015717 | 346.51 | -0.014833 | 401.9419 | 0.0051119 | 346.51 | -0.0042357 | 346.51 | -0.004139 | 401.1628 | 0.0001746 | 401.1628 | 4.014e-05 | 351.9976 | 0 | 351.9976 | 0 | 613.0738 | 0.02506 | 351.9976 | 0 | 612.2001 | 0.0004174 | 613.0738 | 0.011456 | 401.1628 | 7.9314e-05
| 402.0547 | 0.0055551 | 352.2117 | 0.31587 | 402.0547 | 0.79574 | 352.2117 | 0.065161 | 352.8009 | 0 | 352.2117 | 0 | 401.2756 | 0.00014087 | 346.72 | -0.0092359 | 402.0547 | 0.0075698 | 346.72 | 0.0059299 | 346.72 | -0.0011659 | 401.2756 | 0.00014533 | 401.2756 | 5.9234e-05 | 352.2117 | 0 | 352.2117 | 0 | 613.2333 | 0.023435 | 352.2117 | 0 | 612.3601 | 9.2755e-05 | 613.2333 | 0.010986 | 401.2756 | 7.9314e-05
| 402.1675 | 0.0032908 | 352.4259 | 0.29863 | 402.1675 | 0.77652 | 352.4259 | -0.013018 | 353.0153 | 0 | 352.4259 | 0 | 401.3884 | 0.00017393 | 346.94 | -0.018752 | 402.1675 | 0.020515 | 346.94 | -0.0074043 | 346.94 | -0.011834 | 401.3884 | 0.00015753 | 401.3884 | 6.1187e-05 | 352.4259 | 0 | 352.4259 | 0 | 613.3928 | 0.016371 | 352.4259 | 0 | 612.5201 | 0.00013913 | 613.3928 | 0.012102 | 401.3884 | 7.4149e-05
| 402.2803 | 0 | 352.6401 | 0.38559 | 402.2803 | 0.75811 | 352.6401 | 0.081234 | 353.2298 | 0 | 352.6401 | 0 | 401.5013 | 0.00016764 | 347.15 | -0.0036384 | 402.2803 | 0.020186 | 347.15 | -0.0025194 | 347.15 | 0.0123 | 401.5013 | 0.00015245 | 401.5013 | 8.462e-05 | 352.64 | 0 | 352.6401 | 0 | 613.5524 | 0.02422 | 352.6401 | 0 | 612.6801 | 0 | 613.5524 | 0.011515 | 401.5013 | 7.7563e-05
| 402.3931 | 0 | 352.8542 | 0.38643 | 402.3931 | 0.71521 | 352.8542 | 0.030225 | 353.4442 | 0 | 352.8542 | 0 | 401.6141 | 0.00018976 | 347.36 | -0.011475 | 402.3931 | 0.012452 | 347.36 | 0.0017053 | 347.36 | -0.012709 | 401.6141 | 0.00018985 | 401.6141 | 7.8111e-05 | 352.8542 | 0 | 352.8542 | 0 | 613.712 | 0.031956 | 352.8542 | 0 | 612.8401 | 0.00013913 | 613.712 | 0.012161 | 401.6141 | 6.4782e-05
| 402.5059 | 0 | 353.0684 | 0.44742 | 402.5059 | 0.71359 | 353.0684 | 0.10701 | 353.6587 | 0 | 353.0684 | 0 | 401.727 | 0.00017463 | 347.58 | 0.018192 | 402.5059 | 0.011958 | 347.58 | -0.00014302 | 347.58 | -0.0086863 | 401.727 | 0.00018212 | 401.727 | 0.00010979 | 353.0684 | 0 | 353.0684 | 0 | 613.8715 | 0.028761 | 353.0684 | 0 | 613.0001 | 9.2755e-05 | 613.8715 | 0.010869 | 401.727 | 6.5657e-05
| 402.6186 | 0.008837 | 353.2826 | 0.43642 | 402.6186 | 0.68165 | 353.2826 | -0.020048 | 353.8731 | 0 | 353.2826 | 0 | 401.8399 | 0.00016858 | 347.79 | -0.011475 | 402.6186 | 0.021173 | 347.79 | -0.0041036 | 347.79 | -0.014282 | 401.8399 | 0.00018497 | 401.8399 | 9.5035e-05 | 353.2826 | 0 | 353.2826 | 0 | 614.0311 | 0.027191 | 353.2826 | 0 | 613.1601 | 0.0004174 | 614.0311 | 0.011926 | 401.8399 | 6.2243e-05
| 402.7314 | 0 | 353.4969 | 0.51693 | 402.7314 | 0.6259 | 353.4969 | 0.095639 | 354.0876 | 0 | 353.4969 | 0 | 401.9527 | 0.00014366 | 348.01 | 0.057374 | 402.7314 | 0.01865 | 348.01 | 0.0006491 | 348.01 | 0.0063542 | 401.9527 | 0.00016566 | 401.9527 | 7.6158e-05 | 353.4969 | 0 | 353.4969 | 0 | 614.1907 | 0.027695 | 353.4969 | 0 | 613.3201 | 9.2755e-05 | 614.1907 | 0.011221 | 401.9527 | 6.1367e-05
| 402.8442 | 0 | 353.7111 | 0.4384 | 402.8442 | 0.64065 | 353.7111 | 0.01132 | 354.3021 | 0 | 353.7111 | 0 | 402.0656 | 0.00016206 | 348.22 | -0.0075566 | 402.8442 | 0.025178 | 348.22 | -0.0092523 | 348.22 | -0.013233 | 402.0656 | 0.00017236 | 402.0656 | 6.3357e-05 | 353.7111 | 0 | 353.7111 | 0 | 614.3503 | 0.023771 | 353.7111 | 0 | 613.4802 | 0.00013913 | 614.3503 | 0.011339 | 402.0656 | 5.3664e-05
| 402.957 | 0.012841 | 353.9254 | 0.53415 | 402.957 | 0.59748 | 353.9254 | 0.043284 | 354.5166 | 0 | 353.9254 | 0 | 402.1785 | 0.00016811 | 348.44 | -0.0036384 | 402.957 | 0.014097 | 348.44 | -0.0084602 | 348.44 | -0.00046636 | 402.1785 | 0.00015956 | 402.1785 | 8.462e-05 | 353.9254 | 0 | 353.9254 | 0 | 614.5099 | 0.02663 | 353.9254 | 0 | 613.6402 | 0 | 614.5099 | 0.010105 | 402.1785 | 5.2876e-05
| 403.0698 | 0 | 354.1397 | 0.64035 | 403.0698 | 0.59856 | 354.1397 | 0.0011615 | 354.7312 | 0 | 354.1397 | 0 | 402.2914 | 0.00019908 | 348.65 | -0.034985 | 403.0698 | 0.025507 | 348.65 | -0.0095165 | 348.65 | -0.0072872 | 402.2914 | 0.00014431 | 402.2914 | 8.6573e-05 | 354.1397 | 0 | 354.1397 | 0 | 614.6695 | 0.025229 | 354.1397 | 0 | 613.8002 | 0.0004174 | 614.6695 | 0.010986 | 402.2914 | 6.3906e-05
| 403.1826 | 0 | 354.354 | 0.73884 | 403.1826 | 0.55296 | 354.354 | 0.06766 | 354.9457 | 0 | 354.354 | 0 | 402.4042 | 0.00017929 | 348.87 | 0.0036384 | 403.1826 | 0.010696 | 348.87 | -0.00053907 | 348.87 | 0.0042556 | 402.4042 | 0.00012683 | 402.4042 | 9.2865e-05 | 354.354 | 0 | 354.354 | 0 | 614.8291 | 0.024556 | 354.354 | 0 | 613.9603 | 0 | 614.8291 | 0.01081 | 402.4042 | 0.00010566
| 403.2954 | 0.0092808 | 354.5683 | 0.73349 | 403.2954 | 0.53861 | 354.5683 | -0.018034 | 355.1603 | 0 | 354.5683 | 0 | 402.5171 | 0.00019349 | 349.08 | 0.0047579 | 403.2954 | 0.026275 | 349.08 | -0.0018593 | 349.08 | -0.0037892 | 402.5171 | 0.00012338 | 402.5171 | 6.9649e-05 | 354.5683 | 0 | 354.5683 | 0 | 614.9887 | 0.022986 | 354.5683 | 0 | 614.1203 | 0.0004174 | 614.9887 | 0.011456 | 402.5171 | 0.00010654
| 403.4082 | 0.0033331 | 354.7826 | 0.83648 | 403.4082 | 0.48922 | 354.7826 | 0.03105 | 355.3748 | 0 | 354.7826 | 0 | 402.63 | 0.00017673 | 349.3 | -0.0092359 | 403.4082 | 0.028304 | 349.3 | -0.0035756 | 349.3 | 0.0044305 | 402.63 | 0.00012216 | 402.63 | 7.1819e-05 | 354.7826 | 0 | 354.7826 | 0 | 615.1484 | 0.029265 | 354.7826 | 0 | 614.2804 | 0.00064928 | 615.1484 | 0.010281 | 402.63 | 0.00010488
| 403.521 | 0.0039563 | 354.9969 | 0.92751 | 403.521 | 0.49544 | 354.9969 | 0.0061788 | 355.5894 | 0 | 354.9969 | 0 | 402.7429 | 0.00020606 | 349.51 | -0.02267 | 403.521 | 0.010093 | 349.51 | 0.00038506 | 349.51 | -0.012709 | 402.7429 | 0.00013334 | 402.7429 | 9.5035e-05 | 354.9969 | 0 | 354.9969 | 0 | 615.308 | 0.019734 | 354.9969 | 0 | 614.4405 | 0.0004174 | 615.308 | 0.011162 | 402.7429 | 6.5657e-05
| 403.6338 | 0 | 355.2113 | 1.0121 | 403.6338 | 0.45728 | 355.2113 | 0.086036 | 355.804 | 0 | 355.2113 | 0 | 402.8558 | 0.00020117 | 349.73 | -0.006437 | 403.6338 | 0.021777 | 349.73 | -0.0037076 | 349.73 | 0.003556 | 402.8558 | 0.00014289 | 402.8558 | 9.9375e-05 | 355.2113 | 0 | 355.2113 | 0 | 615.4676 | 0.027303 | 355.2113 | 0 | 614.6005 | 0 | 615.4676 | 0.010575 | 402.8558 | 6.9071e-05
| 403.7466 | 0 | 355.4257 | 1.064 | 403.7466 | 0.4275 | 355.4257 | -0.025096 | 356.0186 | 0 | 355.4257 | 0 | 402.9688 | 0.00020932 | 349.94 | -0.031067 | 403.7466 | 0.016456 | 349.94 | -0.0021233 | 349.94 | -0.010085 | 402.9688 | 0.00016505 | 402.9688 | 0.0001035 | 355.4257 | 0 | 355.4257 | 0 | 615.6273 | 0.02265 | 355.4257 | 0 | 614.7606 | 0.00013913 | 615.6273 | 0.011045 | 402.9688 | 7.7563e-05
| 403.8594 | 0.00088884 | 355.64 | 1.1594 | 403.8594 | 0.42033 | 355.64 | 0.042356 | 356.2333 | 0 | 355.64 | 0 | 403.0817 | 0.00018161 | 350.16 | 0.018752 | 403.8594 | 0.013658 | 350.16 | 0.0011772 | 350.16 | 0.0046053 | 403.0817 | 0.00015712 | 403.0817 | 7.3988e-05 | 355.64 | 0 | 355.64 | 0 | 615.7869 | 0.034872 | 355.64 | 0 | 614.9207 | 9.2755e-05 | 615.7869 | 0.010399 | 403.0817 | 7.0735e-05
| 403.9721 | 0.0028471 | 355.8545 | 1.2864 | 403.9721 | 0.41776 | 355.8545 | 0.0071999 | 356.4479 | 0 | 355.8545 | 0 | 403.1946 | 0.00018976 | 350.37 | 0.016513 | 403.9721 | 0.018979 | 350.37 | 0.0014412 | 350.37 | 0.010377 | 403.1946 | 0.00015285 | 403.1946 | 6.5527e-05 | 355.8544 | 0 | 355.8545 | 0 | 615.9466 | 0.0208 | 355.8545 | 0 | 615.0808 | 0.0004174 | 615.9466 | 0.011397 | 403.1946 | 5.8829e-05
| 404.0849 | 0.00066663 | 356.0689 | 1.4347 | 404.0849 | 0.39651 | 356.0689 | 0.13587 | 356.6626 | 0 | 356.0689 | 0 | 403.3075 | 0.00019721 | 350.59 | -0.018752 | 404.0849 | 0.019747 | 350.59 | 0.0024974 | 350.59 | -0.0048385 | 403.3075 | 0.00013212 | 403.3075 | 9.5035e-05 | 356.0689 | 0 | 356.0689 | 0 | 616.1063 | 0.028873 | 356.0689 | 0 | 615.2409 | 0.00037102 | 616.1063 | 0.011104 | 403.3075 | 5.1125e-05
| 404.1977 | 0 | 356.2833 | 1.4984 | 404.1977 | 0.37378 | 356.2833 | 0.019735 | 356.8773 | 0 | 356.2833 | 0 | 403.4205 | 0.00020536 | 350.8 | -0.010355 | 404.1977 | 0.015414 | 350.8 | -0.012157 | 350.8 | -0.005713 | 403.4205 | 0.00015285 | 403.4205 | 0.00012671 | 356.2833 | 0 | 356.2833 | 0 | 616.2659 | 0.020912 | 356.2833 | 0 | 615.401 | 0 | 616.2659 | 0.012396 | 403.4205 | 7.4149e-05
| 404.3105 | 0.0031109 | 356.4978 | 1.5844 | 404.3105 | 0.37486 | 356.4978 | 0.056717 | 357.092 | 0 | 356.4978 | 0 | 403.5334 | 0.00018487 | 351.01 | 0.015953 | 404.3105 | 0.00462 | 351.01 | 0.005402 | 351.01 | 0.01265 | 403.5334 | 0.0001496 | 403.5334 | 0.00013105 | 356.4978 | 0 | 356.4978 | 0 | 616.4256 | 0.02663 | 356.4978 | 0 | 615.5611 | 0.00037102 | 616.4256 | 0.011632 | 403.5334 | 7.3273e-05
| 404.4233 | 0 | 356.7122 | 1.7509 | 404.4233 | 0.35334 | 356.7122 | 0.021637 | 357.3067 | 0 | 356.7122 | 0 | 403.6463 | 0.00016043 | 351.23 | -0.048418 | 404.4233 | 0.011026 | 351.23 | -0.010044 | 351.23 | -0.0085115 | 403.6463 | 0.00014757 | 403.6463 | 7.8111e-05 | 356.7122 | 0 | 356.7122 | 0 | 616.5853 | 0.020519 | 356.7122 | 0 | 615.7212 | 0.00013913 | 616.5853 | 0.012337 | 403.6463 | 7.9314e-05
| 404.5361 | 0 | 356.9267 | 1.8755 | 404.5361 | 0.34265 | 356.9267 | 0.059661 | 357.5214 | 0 | 356.9267 | 0 | 403.7593 | 0.00014483 | 351.44 | -0.014833 | 404.5361 | 0.012726 | 351.44 | 0.0090985 | 351.44 | -0.0036143 | 403.7593 | 0.00013253 | 403.7593 | 4.8602e-05 | 356.9267 | 0 | 356.9267 | 0 | 616.745 | 0.026238 | 356.9267 | 0 | 615.8814 | 0.00037102 | 616.745 | 0.010692 | 403.7593 | 7.2485e-05
| 404.6489 | 0 | 357.1412 | 2.0627 | 404.6489 | 0.32858 | 357.1412 | 0.01635 | 357.7361 | 0 | 357.1412 | 0 | 403.8722 | 0.00012317 | 351.66 | -0.033306 | 404.6489 | 0.01695 | 351.66 | -0.0068759 | 351.66 | -0.00081612 | 403.8722 | 0.0001561 | 403.8722 | 5.2725e-05 | 357.1412 | 0 | 357.1412 | 0 | 616.9047 | 0.01895 | 357.1412 | 0 | 616.0415 | 0.00013913 | 616.9047 | 0.011045 | 403.8722 | 6.1367e-05
| 404.7617 | 0 | 357.3557 | 2.2303 | 404.7617 | 0.31329 | 357.3557 | 0.088988 | 357.9509 | 0 | 357.3557 | 0 | 403.9852 | 0.00011316 | 351.87 | 0.041701 | 404.7617 | 0.0068018 | 351.87 | -0.0059519 | 351.87 | -0.0053632 | 403.9852 | 0.00016667 | 403.9852 | 7.3988e-05 | 357.3557 | 0 | 357.3557 | 0 | 617.0644 | 0.039805 | 357.3557 | 0 | 616.2016 | 0.00037102 | 617.0644 | 0.010516 | 403.9852 | 6.1367e-05
| 404.8745 | 0.0059529 | 357.5703 | 2.416 | 404.8745 | 0.34279 | 357.5703 | -0.0046133 | 358.1657 | 0 | 357.5703 | 0 | 404.0982 | 0.00014087 | 352.09 | -0.0097957 | 404.8745 | 0.019418 | 352.09 | -0.0097808 | 352.09 | -0.0050134 | 404.0982 | 0.00016891 | 404.0982 | 9.9375e-05 | 357.5702 | 0 | 357.5703 | 0 | 617.2242 | 0.019398 | 357.5703 | 0 | 616.3618 | 0 | 617.2242 | 0.011397 | 404.0982 | 4.3509e-05
| 404.9872 | 0.0051107 | 357.7848 | 2.6471 | 404.9872 | 0.2689 | 357.7848 | 0.084581 | 358.3804 | 0 | 357.7848 | 0 | 404.2111 | 0.00017184 | 352.3 | 0.0041982 | 404.9872 | 0.022051 | 352.3 | 0.0013092 | 352.3 | 0.00040807 | 404.2111 | 0.00015509 | 404.2111 | 9.7205e-05 | 357.7848 | 0 | 357.7848 | 0 | 617.3839 | 0.027191 | 357.7848 | 0 | 616.5219 | 9.2755e-05 | 617.3839 | 0.010692 | 404.2111 | 7.3273e-05
| 405.1 | 0 | 357.9994 | 2.8182 | 405.1 | 0.28392 | 357.9994 | 0.014126 | 358.5952 | 0 | 357.9994 | 0 | 404.3241 | 0.00019791 | 352.52 | 0.02435 | 405.1 | 0.010587 | 352.52 | -0.0089886 | 352.52 | -0.0067623 | 404.3241 | 0.00014757 | 404.3241 | 0.00013735 | 357.9994 | 0 | 357.9994 | 0 | 617.5436 | 0.018725 | 357.9994 | 0 | 616.6821 | 0.00013913 | 617.5436 | 0.011045 | 404.3241 | 6.9859e-05
| 405.2128 | 0.0097771 | 358.2139 | 3.0846 | 405.2128 | 0.2689 | 358.2139 | 0.04548 | 358.81 | 0 | 358.2139 | 0 | 404.4371 | 0.00018767 | 352.73 | 0.00083963 | 405.2128 | 0.0035299 | 352.73 | 0.00091312 | 352.73 | -0.0064125 | 404.4371 | 0.00014492 | 404.4371 | 0.00017749 | 358.2139 | 0 | 358.2139 | 0 | 617.7034 | 0.031452 | 358.2139 | 0 | 616.8422 | 0.00037102 | 617.7034 | 0.010516 | 404.4371 | 6.9859e-05
| 405.3256 | 0 | 358.4285 | 3.359 | 405.3256 | 0.2823 | 358.4285 | 0.042097 | 359.0249 | 0 | 358.4285 | 0 | 404.5501 | 0.00018976 | 352.95 | 0.016513 | 405.3256 | 0.013988 | 352.95 | -0.010572 | 352.95 | -0.0069371 | 404.5501 | 0.00011891 | 404.5501 | 0.00017532 | 358.4285 | 0 | 358.4285 | 0 | 617.8631 | 0.01923 | 358.4285 | 0 | 617.0024 | 0 | 617.8631 | 0.011162 | 404.5501 | 5.4539e-05
| 405.4384 | 0 | 358.6431 | 3.6995 | 405.4384 | 0.27973 | 358.6431 | 0.15109 | 359.2397 | 0 | 358.6431 | 0 | 404.6631 | 0.00017719 | 353.16 | -0.0058775 | 405.4384 | 0.020186 | 353.16 | 0.0036855 | 353.16 | -0.0034394 | 404.6631 | 0.00012907 | 404.6631 | 0.00012476 | 358.6431 | 0 | 358.6431 | 0 | 618.0229 | 0.031564 | 358.6431 | 0 | 617.1626 | 9.2755e-05 | 618.0229 | 0.010751 | 404.6631 | 5.9704e-05
| 405.5512 | 0 | 358.8578 | 3.9302 | 405.5512 | 0.25577 | 358.8578 | 0.032803 | 359.4546 | 0 | 358.8578 | 0 | 404.776 | 0.00016438 | 353.38 | -0.031627 | 405.5512 | 0.015688 | 353.38 | 0.0011772 | 353.38 | -0.005538 | 404.776 | 0.0001433 | 404.776 | 5.2725e-05 | 358.8578 | 0 | 358.8578 | 0 | 618.1826 | 0.01979 | 358.8578 | 0 | 617.3228 | 0.0004174 | 618.1826 | 0.011339 | 404.776 | 5.5415e-05
| 405.6639 | 0 | 359.0724 | 4.3209 | 405.6639 | 0.25807 | 359.0724 | 0.14727 | 359.6694 | 0 | 359.0724 | 0 | 404.889 | 0.00014296 | 353.59 | 0.033306 | 405.6639 | 0.016621 | 353.59 | 0.0024974 | 353.59 | -0.0029147 | 404.889 | 0.00015143 | 404.889 | 6.5527e-05 | 359.0724 | 0 | 359.0724 | 0 | 618.3424 | 0.035096 | 359.0724 | 0 | 617.4829 | 0 | 618.3424 | 0.010927 | 404.889 | 4.6047e-05
| 405.7767 | 0 | 359.2871 | 4.6861 | 405.7767 | 0.24806 | 359.2871 | 0.056 | 359.8843 | 0 | 359.2871 | 0 | 405.002 | 0.00015437 | 353.81 | -0.06969 | 405.7767 | 0.022709 | 353.81 | -0.0033115 | 353.81 | 0.0047802 | 405.002 | 0.00016464 | 405.002 | 8.245e-05 | 359.2871 | 0 | 359.2871 | 0 | 618.5022 | 0.020015 | 359.2871 | 0 | 617.6431 | 0 | 618.5022 | 0.011515 | 405.002 | 3.8344e-05
| 405.8895 | 0 | 359.5017 | 5.1375 | 405.8895 | 0.19257 | 359.5017 | 0.1188 | 360.0992 | 0 | 359.5017 | 0 | 405.1151 | 0.00014692 | 354.02 | -0.0030786 | 405.8895 | 0.015194 | 354.02 | -0.0031795 | 354.02 | -0.0013408 | 405.1151 | 0.00013618 | 405.1151 | 8.6573e-05 | 359.5017 | 0 | 359.5017 | 0 | 618.662 | 0.024948 | 359.5017 | 0 | 617.8033 | 0 | 618.662 | 0.010927 | 405.1151 | 4.3509e-05
| 406.0023 | 0.0070623 | 359.7164 | 5.4714 | 406.0023 | 0.22018 | 359.7164 | 0.033966 | 360.3141 | 0 | 359.7164 | 0 | 405.2281 | 0.00015274 | 354.24 | -0.011475 | 406.0023 | 0.02238 | 354.24 | -0.010968 | 354.24 | -0.012709 | 405.2281 | 0.0001372 | 405.2281 | 8.0281e-05 | 359.7164 | 0 | 359.7164 | 0 | 618.8218 | 0.027135 | 359.7164 | 0 | 617.9635 | 0.00013913 | 618.8218 | 0.011632 | 405.2281 | 7.9314e-05
| 406.1151 | 0.0059995 | 359.9311 | 6.0264 | 406.1151 | 0.2444 | 359.9311 | 0.15502 | 360.5291 | 0 | 359.9311 | 0 | 405.3411 | 0.0001432 | 354.45 | 0.0025189 | 406.1151 | 0.010532 | 354.45 | -0.00067108 | 354.45 | 0.0021569 | 405.3411 | 0.00010163 | 405.3411 | 6.9649e-05 | 359.9311 | 0 | 359.9311 | 0 | 618.9816 | 0.023659 | 359.9311 | 0 | 618.1237 | 0 | 618.9816 | 0.01081 | 405.3411 | 8.9469e-05
| 406.2279 | 0 | 360.1458 | 6.4954 | 406.2279 | 0.2168 | 360.1458 | 0.053916 | 360.744 | 0 | 360.1458 | 0 | 405.4541 | 0.00015833 | 354.67 | -0.037222 | 406.2279 | 0.019747 | 354.67 | -0.010441 | 354.67 | -0.010959 | 405.4541 | 0.00011403 | 405.4541 | 9.9375e-05 | 360.1458 | 0 | 360.1458 | 0 | 619.1414 | 0.01766 | 360.1458 | 0 | 618.284 | 0.0004174 | 619.1414 | 0.011045 | 405.4541 | 0.00011853
| 406.3406 | 0 | 360.3606 | 7.045 | 406.3406 | 0.22411 | 360.3606 | 0.12422 | 360.959 | 0 | 360.3606 | 0 | 405.5672 | 0.00017556 | 354.88 | -0.031067 | 406.3406 | 0.013658 | 354.88 | -0.00093515 | 354.88 | -0.0062376 | 405.5672 | 0.00011972 | 405.5672 | 0.00010979 | 360.3606 | 0 | 360.3606 | 0 | 619.3012 | 0.017436 | 360.3606 | 0 | 618.4442 | 0 | 619.3012 | 0.010046 | 405.5672 | 8.9469e-05
| 406.4534 | 0.0070623 | 360.5753 | 7.608 | 406.4534 | 0.24034 | 360.5753 | 0.076162 | 361.1739 | 0 | 360.5753 | 0 | 405.6802 | 0.00015996 | 355.1 | -0.017632 | 406.4534 | 0.024245 | 355.1 | -0.0051598 | 355.1 | 0.0053049 | 405.6802 | 0.0001187 | 405.6802 | 0.00010567 | 360.5753 | 0 | 360.5753 | 0 | 619.461 | 0.025845 | 360.5753 | 0 | 618.6044 | 0.0004174 | 619.461 | 0.010751 | 405.6802 | 9.3758e-05
| 406.5662 | 0 | 360.7901 | 8.1941 | 406.5662 | 0.19081 | 360.7901 | 0.1185 | 361.3889 | 0 | 360.7901 | 0 | 405.7932 | 0.00013761 | 355.32 | 0.026587 | 406.5662 | 0.028469 | 355.32 | -0.0025194 | 355.32 | -0.004139 | 405.7932 | 0.00011505 | 405.7932 | 8.6573e-05 | 360.7901 | 0 | 360.7901 | 0 | 619.6208 | 0.027191 | 360.7901 | 0 | 618.7646 | 9.2755e-05 | 619.6208 | 0.011045 | 405.7932 | 5.7078e-05
| 406.679 | 0.0072841 | 361.0049 | 8.9286 | 406.679 | 0.19717 | 361.0049 | 0.062805 | 361.6039 | 0 | 361.0049 | 0 | 405.9063 | 0.00012573 | 355.53 | 0.015393 | 406.679 | 0.029566 | 355.53 | 0.0006491 | 355.53 | -0.0015157 | 405.9063 | 0.00012216 | 405.9063 | 8.245e-05 | 361.0049 | 0 | 361.0049 | 0 | 619.7807 | 0.017436 | 361.0049 | 0 | 618.9249 | 0.00013913 | 619.7807 | 0.01175 | 405.9063 | 7.161e-05
| 406.7918 | 0 | 361.2197 | 9.7279 | 406.7918 | 0.17688 | 361.2197 | 0.15768 | 361.8189 | 0 | 361.2197 | 0 | 406.0193 | 0.00015763 | 355.75 | 0.00083963 | 406.7918 | 0.016621 | 355.75 | -0.0015952 | 355.75 | 0.0039058 | 406.0193 | 0.00012196 | 406.0193 | 0.00011825 | 361.2197 | 0 | 361.2197 | 0 | 619.9405 | 0.015361 | 361.2197 | 0 | 619.0851 | 0 | 619.9405 | 0.01128 | 406.0193 | 6.0492e-05
| 406.9045 | 0 | 361.4345 | 10.4671 | 406.9045 | 0.19447 | 361.4345 | 0.051022 | 362.034 | 0 | 361.4345 | 0 | 406.1324 | 0.00017067 | 355.96 | -0.034985 | 406.9045 | 0.01492 | 355.96 | 0.0015733 | 355.96 | -0.013758 | 406.1324 | 9.7565e-05 | 406.1324 | 9.9375e-05 | 361.4345 | 0 | 361.4345 | 0 | 620.1004 | 0.026014 | 361.4345 | 0 | 619.2454 | 0.00069566 | 620.1004 | 0.011397 | 406.1324 | 0.00010146
| 407.0173 | 0 | 361.6493 | 11.3521 | 407.0173 | 0.14399 | 361.6493 | 0.15752 | 362.249 | 0 | 361.6493 | 0 | 406.2454 | 0.00017416 | 356.18 | -0.0041982 | 407.0173 | 0.020515 | 356.18 | 0.00025304 | 356.18 | 0.0032063 | 406.2454 | 8.232e-05 | 406.2454 | 9.2865e-05 | 361.6493 | 0 | 361.6493 | 0 | 620.2602 | 0.024444 | 361.6493 | 0 | 619.4057 | 9.2755e-05 | 620.2602 | 0.010575 | 406.2454 | 9.2095e-05
| 407.1301 | 0 | 361.8642 | 12.2011 | 407.1301 | 0.17836 | 361.8642 | 0.091871 | 362.4641 | 0 | 361.8642 | 0 | 406.3585 | 0.00015554 | 356.39 | 0.0036384 | 407.1301 | 0.016621 | 356.39 | 0.0051378 | 356.39 | 0.0032063 | 406.3585 | 9.0044e-05 | 406.3585 | 7.3988e-05 | 361.8642 | 0 | 361.8642 | 0 | 620.4201 | 0.027023 | 361.8642 | 0 | 619.5659 | 0.00013913 | 620.4201 | 0.010575 | 406.3585 | 0.00010741
| 407.2429 | 0 | 362.079 | 13.267 | 407.2429 | 0.14277 | 362.079 | 0.1983 | 362.6792 | 0 | 362.079 | 0 | 406.4716 | 0.00014646 | 356.61 | 0.031067 | 407.2429 | 0.010532 | 356.61 | -0.0041036 | 356.61 | -0.005713 | 406.4716 | 0.00010651 | 406.4716 | 0.00010784 | 362.079 | 0 | 362.079 | 0 | 620.5799 | 0.026126 | 362.079 | 0 | 619.7262 | 0 | 620.5799 | 0.0098698 | 406.4716 | 8.4391e-05
| 407.3557 | 0.016545 | 362.2939 | 14.1719 | 407.3557 | 0.17173 | 362.2939 | 0.0855 | 362.8943 | 0 | 362.2939 | 0 | 406.5846 | 0.00015274 | 356.82 | -0.027148 | 407.3557 | 0.026 | 356.82 | -0.0068759 | 356.82 | -0.0081612 | 406.5846 | 0.00010305 | 406.5846 | 0.00012671 | 362.2939 | 0 | 362.2939 | 0 | 620.7398 | 0.023491 | 362.2939 | 0 | 619.8865 | 0.00013913 | 620.7398 | 0.01034 | 406.5846 | 7.6687e-05
| 407.4684 | 0 | 362.5088 | 15.2987 | 407.4684 | 0.12843 | 362.5088 | 0.19387 | 363.1094 | 0 | 362.5088 | 0 | 406.6977 | 0.00015926 | 357.04 | 0.018752 | 407.4684 | 0.0052429 | 357.04 | -0.0064798 | 357.04 | 0.0016322 | 406.6977 | 9.5939e-05 | 406.6977 | 0.0001649 | 362.5088 | 0 | 362.5088 | 0 | 620.8997 | 0.024948 | 362.5088 | 0 | 620.0468 | 9.2755e-05 | 620.8997 | 0.0099285 | 406.6977 | 6.3118e-05
| 407.5812 | 0.018644 | 362.7237 | 16.3789 | 407.5812 | 0.16009 | 362.7237 | 0.14795 | 363.3245 | 0 | 362.7237 | 0 | 406.8108 | 0.00015996 | 357.25 | -0.013154 | 407.5812 | 0.019583 | 357.25 | -0.010044 | 357.25 | -0.0020404 | 406.8108 | 9.4719e-05 | 406.8108 | 0.00016056 | 362.7237 | 0 | 362.7237 | 0 | 621.0596 | 0.025341 | 362.7237 | 0 | 620.207 | 0.00013913 | 621.0596 | 0.010457 | 406.8108 | 5.629e-05
| 407.694 | 0 | 362.9386 | 17.6402 | 407.694 | 0.13411 | 362.9386 | 0.21485 | 363.5396 | 0 | 362.9386 | 0 | 406.9239 | 0.00014576 | 357.47 | 0.017632 | 407.694 | 0.02068 | 357.47 | 0.0015733 | 357.47 | 5.8296e-05 | 406.9239 | 9.8784e-05 | 406.9239 | 0.00012259 | 362.9386 | 0 | 362.9386 | 0 | 621.2195 | 0.029658 | 362.9386 | 0 | 620.3673 | 0 | 621.2195 | 0.010105 | 406.9239 | 4.6923e-05
| 407.8068 | 0.012165 | 363.1536 | 18.8898 | 407.8068 | 0.13587 | 363.1536 | 0.20455 | 363.7548 | 0 | 363.1536 | 0 | 407.037 | 0.00013784 | 357.68 | -0.010915 | 407.8068 | 0.014426 | 357.68 | -0.010309 | 357.68 | -0.0048385 | 407.037 | 0.00010326 | 407.037 | 8.462e-05 | 363.1536 | 0 | 363.1536 | 0 | 621.3794 | 0.022257 | 363.1536 | 0 | 620.5276 | 0.00013913 | 621.3794 | 0.010927 | 407.037 | 4.3509e-05
| 407.9196 | 0 | 363.3685 | 20.2871 | 407.9196 | 0.10799 | 363.3685 | 0.25404 | 363.9699 | 0 | 363.3685 | 0 | 407.1501 | 0.00014948 | 357.9 | -0.0086761 | 407.9196 | 0.022051 | 357.9 | -0.0066122 | 357.9 | -0.0046636 | 407.1501 | 0.00011037 | 407.1501 | 6.3357e-05 | 363.3685 | 0 | 363.3685 | 0 | 621.5393 | 0.032909 | 363.3685 | 0 | 620.688 | 0 | 621.5393 | 0.010457 | 407.1501 | 5.8829e-05
| 408.0323 | 0.0092808 | 363.5835 | 21.6115 | 408.0323 | 0.12626 | 363.5835 | 0.18832 | 364.1851 | 0 | 363.5835 | 0 | 407.2632 | 0.00012643 | 358.11 | -0.044499 | 408.0323 | 0.012726 | 358.11 | -0.0030475 | 358.11 | -0.0099105 | 407.2632 | 0.00011972 | 407.2632 | 0.00010784 | 363.5835 | 0 | 363.5835 | 0 | 621.6992 | 0.022089 | 363.5835 | 0 | 620.8483 | 0.0004174 | 621.6992 | 0.011104 | 407.2632 | 8.6142e-05
| 408.1451 | 0 | 363.7985 | 23.0166 | 408.1451 | 0.11273 | 363.7985 | 0.30128 | 364.4003 | 0 | 363.7985 | 0 | 407.3763 | 0.00013714 | 358.33 | -0.019311 | 408.1451 | 0.020186 | 358.33 | 0.0023654 | 358.33 | -0.0060627 | 407.3763 | 0.00011606 | 407.3763 | 0.00010784 | 363.7985 | 0 | 363.7985 | 0 | 621.8591 | 0.027415 | 363.7985 | 0 | 621.0086 | 0 | 621.8591 | 0.010164 | 407.3763 | 8.4391e-05
| 408.2579 | 0.01457 | 364.0135 | 24.357 | 408.2579 | 0.1061 | 364.0135 | 0.23586 | 364.6155 | 0 | 364.0135 | 0 | 407.4894 | 0.00012969 | 358.54 | -0.010915 | 408.2579 | 0.028304 | 358.54 | -0.0044997 | 358.54 | -0.00029147 | 407.4894 | 0.00012968 | 407.4894 | 0.00010979 | 364.0135 | 0 | 364.0135 | 0 | 622.0191 | 0.023883 | 364.0135 | 0 | 621.1689 | 0.0004174 | 622.0191 | 0.010751 | 407.4894 | 6.9071e-05
| 408.3707 | 0 | 364.2285 | 25.6718 | 408.3707 | 0.066853 | 364.2285 | 0.31675 | 364.8307 | 0 | 364.2285 | 0 | 407.6025 | 0.00015018 | 358.76 | 0.0053177 | 408.3707 | 0.017389 | 358.76 | -0.0050278 | 358.76 | -0.01131 | 407.6025 | 0.00013212 | 407.6025 | 8.0281e-05 | 364.2285 | 0 | 364.2285 | 0 | 622.179 | 0.026014 | 364.2285 | 0 | 621.3293 | 9.2755e-05 | 622.179 | 0.010457 | 407.6025 | 4.6923e-05
| 408.4834 | 0.0057311 | 364.4435 | 26.9472 | 408.4834 | 0.10461 | 364.4435 | 0.20681 | 365.046 | 0 | 364.4435 | 0 | 407.7157 | 0.00014296 | 358.98 | -0.0097957 | 408.4834 | 0.01695 | 358.98 | -0.0062161 | 358.98 | -0.004139 | 407.7157 | 0.00014635 | 407.7157 | 5.0772e-05 | 364.4435 | 0 | 364.4435 | 0 | 622.339 | 0.024668 | 364.4435 | 0 | 621.4896 | 0.00069566 | 622.339 | 0.011515 | 407.7157 | 5.2876e-05
| 408.5962 | 0 | 364.6586 | 28.3739 | 408.5962 | 0.064146 | 364.6586 | 0.3332 | 365.2612 | 0 | 364.6586 | 0 | 407.8288 | 0.00012946 | 359.19 | 0.027148 | 408.5962 | 0.017059 | 359.19 | -0.0043677 | 359.19 | -0.0022152 | 407.8288 | 0.00012907 | 407.8288 | 3.6018e-05 | 364.6586 | 0 | 364.6586 | 0 | 622.4989 | 0.027471 | 364.6586 | 0 | 621.65 | 9.2755e-05 | 622.4989 | 0.010927 | 407.8288 | 5.1125e-05
| 408.709 | 0.014199 | 364.8736 | 29.6442 | 408.709 | 0.097166 | 364.8736 | 0.24791 | 365.4765 | 0 | 364.8736 | 0 | 407.9419 | 0.00012154 | 359.41 | -0.02211 | 408.709 | 0.019254 | 359.41 | 0.0019693 | 359.41 | 0.0021569 | 407.9419 | 0.00011931 | 407.9419 | 4.6433e-05 | 364.8736 | 0 | 364.8736 | 0 | 622.6589 | 0.021977 | 364.8736 | 0 | 621.8103 | 0.00013913 | 622.6589 | 0.011397 | 407.9419 | 4.4297e-05
| 408.8218 | 0 | 365.0887 | 31.0217 | 408.8218 | 0.074025 | 365.0887 | 0.41059 | 365.6918 | 0 | 365.0887 | 0 | 408.0551 | 0.0001241 | 359.62 | -0.0081163 | 408.8218 | 0.018486 | 359.62 | -0.0010672 | 359.62 | -0.01848 | 408.0551 | 9.6142e-05 | 408.0551 | 6.3357e-05 | 365.0887 | 0 | 365.0887 | 0 | 622.8188 | 0.022257 | 365.0887 | 0 | 621.9707 | 0 | 622.8188 | 0.010399 | 408.0551 | 3.493e-05
| 408.9345 | 0.015064 | 365.3038 | 32.2712 | 408.9345 | 0.094595 | 365.3038 | 0.33577 | 365.9071 | 0 | 365.3038 | 0 | 408.1682 | 0.00012364 | 359.84 | -0.018752 | 408.9345 | 0.022106 | 359.84 | -0.00040706 | 359.84 | -0.015856 | 408.1682 | 8.7199e-05 | 408.1682 | 8.462e-05 | 365.3038 | 0 | 365.3038 | 0 | 622.9788 | 0.018725 | 365.3038 | 0 | 622.131 | 0.00013913 | 622.9788 | 0.010751 | 408.1682 | 5.2e-05
| 409.0473 | 0 | 365.5189 | 33.3985 | 409.0473 | 0.039787 | 365.5189 | 0.46563 | 366.1224 | 0 | 365.5189 | 0 | 408.2813 | 0.00012247 | 360.05 | 0.024908 | 409.0473 | 0.012232 | 360.05 | 0.0036855 | 360.05 | 0.00023318 | 408.2813 | 8.6995e-05 | 408.2813 | 0.0001035 | 365.5189 | 0 | 365.5189 | 0 | 623.1388 | 0.027303 | 365.5189 | 0 | 622.2914 | 9.2755e-05 | 623.1388 | 0.010164 | 408.2813 | 7.3273e-05
| 409.1601 | 0.0072841 | 365.7341 | 34.3526 | 409.1601 | 0.065229 | 365.7341 | 0.40379 | 366.3377 | 0 | 365.7341 | 0 | 408.3945 | 0.00011549 | 360.27 | -0.038904 | 409.1601 | 0.017882 | 360.27 | -0.0030475 | 360.27 | -0.013408 | 408.3945 | 8.7605e-05 | 408.3945 | 8.6573e-05 | 365.7341 | 0 | 365.7341 | 0 | 623.2988 | 0.017436 | 365.7341 | 0 | 622.4518 | 0.00013913 | 623.2988 | 0.010399 | 408.3945 | 9.2095e-05
| 409.2729 | 0 | 365.9492 | 35.3784 | 409.2729 | 0.038163 | 365.9492 | 0.4421 | 366.553 | 0 | 365.9492 | 0 | 408.5077 | 0.0001269 | 360.48 | 0.039462 | 409.2729 | 0.017553 | 360.48 | 0.00038506 | 360.48 | -0.0072872 | 408.5077 | 8.3337e-05 | 408.5077 | 0.00010133 | 365.9492 | 0 | 365.9492 | 0 | 623.4588 | 0.029546 | 365.9492 | 0 | 622.6122 | 0 | 623.4588 | 0.010105 | 408.5077 | 7.4149e-05
| 409.3856 | 0.0092808 | 366.1644 | 36.1162 | 409.3856 | 0.072942 | 366.1644 | 0.44147 | 366.7684 | 0 | 366.1644 | 0 | 408.6208 | 0.00012527 | 360.7 | -0.02379 | 409.3856 | 0.023038 | 360.7 | -0.010441 | 360.7 | 0.0018072 | 408.6208 | 9.6142e-05 | 408.6208 | 7.6158e-05 | 366.1644 | 0 | 366.1644 | 0 | 623.6188 | 0.020687 | 366.1644 | 0 | 622.7726 | 0.00013913 | 623.6188 | 0.010751 | 408.6208 | 6.9859e-05
| 409.4984 | 0 | 366.3795 | 36.7115 | 409.4984 | 0.037351 | 366.3795 | 0.56942 | 366.9838 | 0 | 366.3795 | 0 | 408.734 | 0.00013458 | 360.91 | -0.017632 | 409.4984 | 0.025507 | 360.91 | 0.0017053 | 360.91 | 0.00093272 | 408.734 | 0.00010163 | 408.734 | 0.0001035 | 366.3795 | 0 | 366.3795 | 0 | 623.7788 | 0.028761 | 366.3795 | 0 | 622.933 | 9.2755e-05 | 623.7788 | 0.010692 | 408.734 | 4.2633e-05
| 409.6112 | 0 | 366.5947 | 37.1921 | 409.6112 | 0.06577 | 366.5947 | 0.57024 | 367.1992 | 0 | 366.5947 | 0 | 408.8472 | 0.00013831 | 361.13 | -0.013154 | 409.6112 | 0.02441 | 361.13 | -0.0013312 | 361.13 | -0.0043139 | 408.8472 | 0.00011403 | 408.8472 | 8.245e-05 | 366.5947 | 0 | 366.5947 | 0 | 623.9388 | 0.023491 | 366.5947 | 0 | 623.0934 | 0 | 623.9388 | 0.011045 | 408.8472 | 5.3664e-05
| 409.724 | 0 | 366.8099 | 37.345 | 409.724 | 0.032479 | 366.8099 | 0.63279 | 367.4146 | 0 | 366.8099 | 0 | 408.9604 | 0.00015135 | 361.35 | -0.014833 | 409.724 | 0.02611 | 361.35 | 0.0048738 | 361.35 | 0.0053049 | 408.9604 | 9.3093e-05 | 408.9604 | 8.6573e-05 | 366.8099 | 0 | 366.8099 | 0 | 624.0988 | 0.034872 | 366.8099 | 0 | 623.2538 | 0 | 624.0988 | 0.010222 | 408.9604 | 3.668e-05
| 409.8367 | 0.0072841 | 367.0252 | 37.5819 | 409.8367 | 0.062657 | 367.0252 | 0.56255 | 367.63 | 0 | 367.0252 | 0 | 409.0735 | 0.00015274 | 361.56 | 0.011475 | 409.8367 | 0.018047 | 361.56 | -1.1002e-05 | 361.56 | -0.0044887 | 409.0735 | 8.8418e-05 | 409.0735 | 8.8743e-05 | 367.0251 | 0 | 367.0252 | 0 | 624.2589 | 0.024836 | 367.0252 | 0 | 623.4142 | 0.00013913 | 624.2589 | 0.010927 | 409.0735 | 6.3906e-05
| 409.9495 | 0 | 367.2404 | 37.6496 | 409.9495 | 0.013172 | 367.2404 | 0.7006 | 367.8454 | 0 | 367.2404 | 0 | 409.1867 | 0.00014855 | 361.78 | 0.00027989 | 409.9495 | 0.021119 | 361.78 | -0.006744 | 361.78 | -0.0058878 | 409.1867 | 9.4719e-05 | 409.1867 | 9.7205e-05 | 367.2404 | 0 | 367.2404 | 0 | 624.4189 | 0.030162 | 367.2404 | 0 | 623.5746 | 0.00037102 | 624.4189 | 0.010751 | 409.1867 | 4.6923e-05
| 410.0623 | 0.0006286 | 367.4556 | 37.5599 | 410.0623 | 0.054267 | 367.4556 | 0.71192 | 368.0608 | 0 | 367.4556 | 0 | 409.2999 | 0.00013342 | 361.99 | -0.00083963 | 410.0623 | 0.017882 | 361.99 | 0.00025304 | 361.99 | -0.011484 | 409.2999 | 0.00010224 | 409.2999 | 0.00012259 | 367.4556 | 0 | 367.4556 | 0 | 624.5789 | 0.020912 | 367.4556 | 0 | 623.735 | 0.00013913 | 624.5789 | 0.011397 | 409.2999 | 4.7711e-05
| 410.175 | 0 | 367.6709 | 37.3587 | 410.175 | 0.016645 | 367.6709 | 0.81123 | 368.2763 | 0 | 367.6709 | 0 | 409.4131 | 0.00013947 | 362.21 | 0.014274 | 410.175 | 0.018486 | 362.21 | -0.0047637 | 362.21 | 0.0026815 | 409.4131 | 0.0001187 | 409.4131 | 0.00012259 | 367.6709 | 0 | 367.6709 | 0 | 624.739 | 0.028761 | 367.6709 | 0 | 623.8955 | 0 | 624.739 | 0.010222 | 409.4131 | 3.3266e-05
| 410.2878 | 0.021978 | 367.8862 | 37.0848 | 410.2878 | 0.050884 | 367.8862 | 0.79225 | 368.4918 | 0 | 367.8862 | 0 | 409.5263 | 0.00014646 | 362.42 | -0.0053177 | 410.2878 | 0.019418 | 362.42 | 0.0035535 | 362.42 | 0.00058296 | 409.5263 | 0.00011017 | 409.5263 | 0.0001521 | 367.8862 | 0 | 367.8862 | 0 | 624.8991 | 0.02108 | 367.8862 | 0 | 624.0559 | 0 | 624.8991 | 0.010575 | 409.5263 | 3.493e-05
| 410.4006 | 0 | 368.1015 | 36.7118 | 410.4006 | 0.023277 | 368.1015 | 0.94296 | 368.7073 | 0 | 368.1015 | 0 | 409.6395 | 0.00014203 | 362.64 | 0.020431 | 410.4006 | 0.017389 | 362.64 | 0.0006491 | 362.64 | -0.0072872 | 409.6395 | 0.0001122 | 409.6395 | 0.00016056 | 368.1015 | 0 | 368.1015 | 0 | 625.0591 | 0.017716 | 368.1015 | 0 | 624.2164 | 9.2755e-05 | 625.0591 | 0.010046 | 409.6395 | 3.2391e-05
| 410.5134 | 0 | 368.3168 | 36.0248 | 410.5134 | 0.036133 | 368.3168 | 0.87523 | 368.9228 | 0 | 368.3168 | 0 | 409.7528 | 0.00012131 | 362.86 | 0.0019591 | 410.5134 | 0.021777 | 362.86 | -0.0050278 | 362.86 | 0.0068789 | 409.7528 | 9.3703e-05 | 409.7528 | 0.0001521 | 368.3168 | 0 | 368.3168 | 0 | 625.2192 | 0.021585 | 368.3168 | 0 | 624.3768 | 0.0004174 | 625.2192 | 0.01128 | 409.7528 | 2.8977e-05
| 410.6261 | 0.0051107 | 368.5321 | 35.2254 | 410.6261 | 0.012936 | 368.5321 | 1.0481 | 369.1383 | 0 | 368.5321 | 0 | 409.866 | 0.0001106 | 363.07 | 0.0081163 | 410.6261 | 0.018321 | 363.07 | -0.0029155 | 363.07 | 0.0060044 | 409.866 | 8.1304e-05 | 409.866 | 9.2865e-05 | 368.5321 | 0 | 368.5321 | 0 | 625.3793 | 0.032237 | 368.5321 | 0 | 624.5373 | 9.2755e-05 | 625.3793 | 0.010751 | 409.866 | 2.8101e-05
| 410.7389 | 0.0055093 | 368.7475 | 34.283 | 410.7389 | 0.038975 | 368.7475 | 1.0076 | 369.3538 | 0 | 368.7475 | 0 | 409.9792 | 0.00013435 | 363.29 | -0.041141 | 410.7389 | 0.022545 | 363.29 | -0.0043677 | 363.29 | 0.0023318 | 409.9792 | 7.8052e-05 | 409.9792 | 4.6433e-05 | 368.7475 | 0 | 368.7475 | 0 | 625.5394 | 0.022482 | 368.7475 | 0 | 624.6977 | 0.0004174 | 625.5394 | 0.010986 | 409.9792 | 3.3266e-05
| 410.8517 | 0 | 368.9628 | 33.4114 | 410.8517 | 0.014616 | 368.9628 | 1.1705 | 369.5693 | 0 | 368.9628 | 0 | 410.0924 | 0.00012643 | 363.5 | 0.011475 | 410.8517 | 0.020789 | 363.5 | -0.0062161 | 363.5 | -0.0036143 | 410.0924 | 7.7645e-05 | 410.0924 | 3.7971e-05 | 368.9629 | 0 | 368.9628 | 0 | 625.6995 | 0.029546 | 368.9628 | 0 | 624.8582 | 0.00037102 | 625.6995 | 0.010105 | 410.0924 | 3.9219e-05
| 410.9644 | 0.0044001 | 369.1782 | 32.7331 | 410.9644 | 0.042223 | 369.1782 | 1.1914 | 369.7849 | 0 | 369.1782 | 0 | 410.2057 | 0.00011595 | 363.72 | 0.015953 | 410.9644 | 0.021173 | 363.72 | -0.0031795 | 363.72 | -0.0081612 | 410.2057 | 8.9434e-05 | 410.2057 | 7.1819e-05 | 369.1782 | 0 | 369.1782 | 0 | 625.8596 | 0.020687 | 369.1782 | 0 | 625.0187 | 0.0004174 | 625.8596 | 0.010516 | 410.2057 | 4.1758e-05
| 411.0772 | 0 | 369.3936 | 32.142 | 411.0772 | 0.013668 | 369.3936 | 1.3534 | 370.0005 | 0 | 369.3936 | 0 | 410.3189 | 8.6151e-05 | 363.93 | 0.00083963 | 411.0772 | 0.013329 | 363.93 | 0.0039496 | 363.93 | 0.00023318 | 410.3189 | 8.6589e-05 | 410.3189 | 8.462e-05 | 369.3936 | 0 | 369.3936 | 0 | 626.0197 | 0.032012 | 369.3936 | 0 | 625.1792 | 0 | 626.0197 | 0.010164 | 410.3189 | 4.8586e-05
| 411.19 | 0 | 369.609 | 31.3236 | 411.19 | 0.045471 | 369.609 | 1.3891 | 370.2161 | 0 | 369.609 | 0 | 410.4321 | 9.7094e-05 | 364.15 | -0.054016 | 411.19 | 0.021283 | 364.15 | -0.0037076 | 364.15 | -0.0062376 | 410.4321 | 9.6955e-05 | 410.4321 | 0.00011825 | 369.609 | 0 | 369.609 | 0 | 626.1798 | 0.019903 | 369.609 | 0 | 625.3397 | 0.00013913 | 626.1798 | 0.010516 | 410.4321 | 3.9219e-05
| 411.3028 | 0 | 369.8244 | 30.6133 | 411.3028 | 0.0035281 | 369.8244 | 1.5077 | 370.4317 | 0 | 369.8244 | 0 | 410.5454 | 9.919e-05 | 364.37 | -0.0041982 | 411.3028 | 0.013055 | 364.37 | 0.0064578 | 364.37 | -0.00081612 | 410.5454 | 9.2687e-05 | 410.5454 | 8.245e-05 | 369.8245 | 0 | 369.8244 | 0 | 626.3399 | 0.026798 | 369.8244 | 0 | 625.5001 | 9.2755e-05 | 626.3399 | 0.010046 | 410.5454 | 2.9852e-05
| 411.4155 | 0.0050655 | 370.0399 | 29.5518 | 411.4155 | 0.032208 | 370.0399 | 1.5357 | 370.6473 | 0 | 370.0399 | 0 | 410.6587 | 0.00012317 | 364.58 | -0.023229 | 411.4155 | 0.01865 | 364.58 | -0.0095165 | 364.58 | -0.0086863 | 410.6587 | 9.3093e-05 | 410.6587 | 6.7696e-05 | 370.0399 | 0 | 370.0399 | 0 | 626.5 | 0.020407 | 370.0399 | 0 | 625.6607 | 0.0004174 | 626.5 | 0.011045 | 410.6587 | 3.9219e-05
| 411.5283 | 0 | 370.2553 | 28.4423 | 411.5283 | 0.0035281 | 370.2553 | 1.7022 | 370.8629 | 0 | 370.2553 | 0 | 410.7719 | 0.00011153 | 364.8 | 0.026587 | 411.5283 | 0.023313 | 364.8 | 0.005402 | 364.8 | 0.0025067 | 410.7719 | 8.2727e-05 | 410.7719 | 7.3988e-05 | 370.2553 | 0 | 370.2553 | 0 | 626.6602 | 0.028873 | 370.2553 | 0 | 625.8212 | 9.2755e-05 | 626.6602 | 0.010634 | 410.7719 | 2.9852e-05
| 411.6411 | 0.0010722 | 370.4708 | 27.3551 | 411.6411 | 0.026795 | 370.4708 | 1.7762 | 371.0786 | 0 | 370.4708 | 0 | 410.8852 | 0.00013435 | 365.01 | -0.006437 | 411.6411 | 0.023313 | 365.01 | -0.0078004 | 365.01 | -0.020404 | 410.8852 | 8.476e-05 | 410.8852 | 0.00010979 | 370.4708 | 0 | 370.4708 | 0 | 626.8203 | 0.020295 | 370.4708 | 0 | 625.9817 | 0.00013913 | 626.8203 | 0.011045 | 410.8852 | 3.3266e-05
| 411.7538 | 0 | 370.6863 | 26.3038 | 411.7538 | 0 | 370.6863 | 1.8837 | 371.2942 | 0 | 370.6863 | 0 | 410.9984 | 0.0001269 | 365.23 | 0.029946 | 411.7538 | 0.017059 | 365.23 | -0.0014632 | 365.23 | 0.0032063 | 410.9984 | 6.7076e-05 | 410.9984 | 0.00011825 | 370.6863 | 0 | 370.6863 | 0 | 626.9805 | 0.033022 | 370.6863 | 0 | 626.1422 | 0 | 626.9805 | 0.010222 | 410.9984 | 1.1118e-05
| 411.8666 | 0.012165 | 370.9018 | 25.3848 | 411.8666 | 0.03302 | 370.9018 | 1.9361 | 371.5099 | 0 | 370.9018 | 0 | 411.1117 | 0.00011921 | 365.45 | -0.010355 | 411.8666 | 0.024574 | 365.45 | -0.010176 | 365.45 | -0.0046636 | 411.1117 | 7.5816e-05 | 411.1117 | 9.5035e-05 | 370.9018 | 0 | 370.9018 | 0 | 627.1406 | 0.023154 | 370.9018 | 0 | 626.3027 | 0.00013913 | 627.1406 | 0.010869 | 411.1117 | 3.0727e-05
| 411.9794 | 0 | 371.1173 | 24.5155 | 411.9794 | 0.0058801 | 371.1173 | 2.1514 | 371.7256 | 0 | 371.1173 | 0 | 411.225 | 8.0097e-05 | 365.66 | 0.0092359 | 411.9794 | 0.019857 | 365.66 | -0.0054239 | 365.66 | 0.0047802 | 411.225 | 7.8052e-05 | 411.225 | 7.8111e-05 | 371.1173 | 0 | 371.1173 | 0 | 627.3008 | 0.036161 | 371.1173 | 0 | 626.4633 | 0 | 627.3008 | 0.010164 | 411.225 | 3.9219e-05
| 412.0922 | 0.0048437 | 371.3328 | 23.5331 | 412.0922 | 0.028825 | 371.3328 | 2.2182 | 371.9413 | 0 | 371.3328 | 0 | 411.3383 | 8.9876e-05 | 365.88 | -0.032185 | 412.0922 | 0.026933 | 365.88 | 0.0015733 | 365.88 | 0.0033811 | 411.3383 | 0.00010183 | 411.3383 | 0.00012476 | 371.3329 | 0 | 371.3328 | 0 | 627.461 | 0.011829 | 371.3328 | 0 | 626.6238 | 0.00069566 | 627.461 | 0.010634 | 411.3383 | 5.5415e-05
| 412.2049 | 0 | 371.5484 | 22.7802 | 412.2049 | 0.0021168 | 371.5484 | 2.4528 | 372.157 | 0 | 371.5484 | 0 | 411.4516 | 9.6396e-05 | 366.09 | 0.00027989 | 412.2049 | 0.021777 | 366.09 | -0.0083283 | 366.09 | -0.0030897 | 411.4516 | 0.00011037 | 411.4516 | 0.00011413 | 371.5484 | 0 | 371.5484 | 0 | 627.6211 | 0.022089 | 371.5484 | 0 | 626.7843 | 0 | 627.6211 | 0.0099873 | 411.4516 | 4.3509e-05
| 412.3177 | 0.017904 | 371.764 | 21.9076 | 412.3177 | 0.034238 | 371.764 | 2.482 | 372.3728 | 0 | 371.764 | 0 | 411.5649 | 0.00010734 | 366.31 | -0.02155 | 412.3177 | 0.02441 | 366.31 | 0.0092303 | 366.31 | -0.0065873 | 411.5649 | 9.6549e-05 | 411.5649 | 0.00010567 | 371.764 | 0 | 371.764 | 0 | 627.7813 | 0.017268 | 371.764 | 0 | 626.9449 | 0 | 627.7813 | 0.010692 | 411.5649 | 4.1758e-05
| 412.4305 | 0 | 371.9795 | 21.0972 | 412.4305 | 0 | 371.9795 | 2.7315 | 372.5885 | 0 | 371.9795 | 0 | 411.6782 | 9.8025e-05 | 366.53 | -0.023229 | 412.4305 | 0.017882 | 366.53 | -1.1002e-05 | 366.53 | 0.0054798 | 411.6782 | 7.9068e-05 | 411.6782 | 0.00010567 | 371.9795 | 0 | 371.9795 | 0 | 627.9415 | 0.031956 | 371.9795 | 0 | 627.1055 | 0 | 627.9415 | 0.0099873 | 411.6782 | 2.4687e-05
| 412.5432 | 0.0032908 | 372.1951 | 20.3196 | 412.5432 | 0.022465 | 372.1951 | 2.8291 | 372.8043 | 0 | 372.1951 | 0 | 411.7915 | 8.8945e-05 | 366.74 | -0.017632 | 412.5432 | 0.022874 | 366.74 | -0.0018593 | 366.74 | -0.0027399 | 411.7915 | 7.0531e-05 | 411.7915 | 0.00010979 | 372.1951 | 0 | 372.1951 | 0 | 628.1017 | 0.014577 | 372.1951 | 0 | 627.266 | 0.0004174 | 628.1017 | 0.010869 | 411.7915 | 1.961e-05
| 412.656 | 0 | 372.4107 | 19.5244 | 412.656 | 0.00094079 | 372.4107 | 3.0548 | 373.0201 | 0 | 372.4107 | 0 | 411.9048 | 7.9165e-05 | 366.96 | 0.011475 | 412.656 | 0.022051 | 366.96 | 0.0043457 | 366.96 | -0.0011659 | 411.9048 | 8.293e-05 | 411.9048 | 0.00014147 | 372.4107 | 0 | 372.4107 | 0 | 628.2619 | 0.02506 | 372.4107 | 0 | 627.4266 | 0 | 628.2619 | 0.010751 | 411.9048 | 1.1118e-05
| 412.7688 | 0.0037345 | 372.6264 | 18.7552 | 412.7688 | 0.024901 | 372.6264 | 3.2401 | 373.2359 | 0 | 372.6264 | 0 | 412.0181 | 7.707e-05 | 367.17 | -0.018752 | 412.7688 | 0.024245 | 367.17 | -0.011497 | 367.17 | -0.014982 | 412.0181 | 8.415e-05 | 412.0181 | 0.0001035 | 372.6264 | 0 | 372.6264 | 0 | 628.4221 | 0.026798 | 372.6264 | 0 | 627.5871 | 0.00069566 | 628.4221 | 0.011104 | 412.0181 | 1.2781e-05
| 412.8816 | 0 | 372.842 | 17.9124 | 412.8816 | 0 | 372.842 | 3.4995 | 373.4517 | 0 | 372.842 | 0 | 412.1314 | 6.892e-05 | 367.39 | -0.014833 | 412.8816 | 0.021448 | 367.39 | 0.00012102 | 367.39 | 0.0023318 | 412.1314 | 8.0898e-05 | 412.1314 | 0.00011196 | 372.842 | 0 | 372.842 | 0 | 628.5823 | 0.021977 | 372.842 | 0 | 627.7477 | 9.2755e-05 | 628.5823 | 0.010281 | 412.1314 | 1.532e-05
| 412.9943 | 0 | 373.0577 | 17.2132 | 412.9943 | 0.029096 | 373.0577 | 3.6699 | 373.6675 | 0 | 373.0577 | 0 | 412.2448 | 9.4766e-05 | 367.61 | -0.04786 | 412.9943 | 0.016621 | 367.61 | -0.0088562 | 367.61 | -0.0013408 | 412.2448 | 9.8378e-05 | 412.2448 | 8.462e-05 | 373.0577 | 0 | 373.0577 | 0 | 628.7426 | 0.019398 | 373.0577 | 0 | 627.9083 | 0.00013913 | 628.7426 | 0.010281 | 412.2448 | 2.9852e-05
| 413.1071 | 0 | 373.2733 | 16.5274 | 413.1071 | 0 | 373.2733 | 3.8862 | 373.8833 | 0 | 373.2733 | 0 | 412.3581 | 7.5207e-05 | 367.82 | 0.020431 | 413.1071 | 0.022984 | 367.82 | -0.0087244 | 367.82 | -0.0032645 | 412.3581 | 0.00010366 | 412.3581 | 0.00012259 | 373.2733 | 0 | 373.2733 | 0 | 628.9028 | 0.026294 | 373.2733 | 0 | 628.0689 | 0 | 628.9028 | 0.0098698 | 412.3581 | 3.2391e-05
| 413.2199 | 0.017286 | 373.489 | 15.7197 | 413.2199 | 0.028825 | 373.489 | 4.1495 | 374.0992 | 0 | 373.489 | 0 | 412.4714 | 9.104e-05 | 368.04 | 0.0086761 | 413.2199 | 0.018321 | 368.04 | -0.015193 | 368.04 | -0.00081612 | 412.4714 | 0.00010651 | 412.4714 | 0.00015427 | 373.489 | 0 | 373.489 | 0 | 629.063 | 0.026238 | 373.489 | 0 | 628.2295 | 0.00013913 | 629.063 | 0.010046 | 412.4714 | 3.8344e-05
| 413.3326 | 0 | 373.7047 | 15.2032 | 413.3326 | 0 | 373.7047 | 4.513 | 374.315 | 0 | 373.7047 | 0 | 412.5847 | 6.2401e-05 | 368.25 | 0.0013994 | 413.3326 | 0.022709 | 368.25 | -0.0010672 | 368.25 | 0.0123 | 412.5847 | 8.9434e-05 | 412.5847 | 0.00013301 | 373.7047 | 0 | 373.7047 | 0 | 629.2233 | 0.027415 | 373.7047 | 0 | 628.3901 | 9.2755e-05 | 629.2233 | 0.0094585 | 412.5847 | 2.8977e-05
| 413.4454 | 0.00040678 | 373.9204 | 14.6027 | 413.4454 | 0.017863 | 373.9204 | 4.7001 | 374.5309 | 0 | 373.9204 | 0 | 412.6981 | 6.1237e-05 | 368.47 | -0.026029 | 413.4454 | 0.030005 | 368.47 | -0.0039716 | 368.47 | 0.0014574 | 412.6981 | 0.00010793 | 412.6981 | 0.00010133 | 373.9204 | 0 | 373.9204 | 0 | 629.3835 | 0.023491 | 373.9204 | 0 | 628.5507 | 0.00013913 | 629.3835 | 0.010457 | 412.6981 | 2.8977e-05
| 413.5582 | 0 | 374.1362 | 13.9554 | 413.5582 | 0 | 374.1362 | 5.0705 | 374.7468 | 0 | 374.1362 | 0 | 412.8114 | 5.0526e-05 | 368.69 | 0.012595 | 413.5582 | 0.020186 | 368.69 | -0.0062161 | 368.69 | 0.00058296 | 412.8114 | 9.7565e-05 | 412.8114 | 4.8602e-05 | 374.1362 | 0 | 374.1362 | 0 | 629.5438 | 0.021865 | 374.1362 | 0 | 628.7114 | 0 | 629.5438 | 0.010399 | 412.8114 | 1.7859e-05
| 413.6709 | 0.015681 | 374.3519 | 13.4033 | 413.6709 | 0.039922 | 374.3519 | 5.3665 | 374.9627 | 0 | 374.3519 | 0 | 412.9248 | 5.3786e-05 | 368.9 | 0.012595 | 413.6709 | 0.020241 | 368.9 | -0.0054239 | 368.9 | -0.0011659 | 412.9248 | 0.00010549 | 412.9248 | 8.462e-05 | 374.3519 | 0 | 374.3519 | 0 | 629.7041 | 0.017155 | 374.3519 | 0 | 628.872 | 0.00013913 | 629.7041 | 0.010927 | 412.9248 | 1.8734e-05
| 413.7837 | 0 | 374.5677 | 12.8905 | 413.7837 | 0 | 374.5677 | 5.7825 | 375.1786 | 0 | 374.5677 | 0 | 413.0382 | 6.1702e-05 | 369.12 | 0.02379 | 413.7837 | 0.022051 | 369.12 | 0.0018373 | 369.12 | 0.0026815 | 413.0382 | 8.7199e-05 | 413.0382 | 6.3357e-05 | 374.5677 | 0 | 374.5677 | 0 | 629.8643 | 0.025845 | 374.5677 | 0 | 629.0326 | 9.2755e-05 | 629.8643 | 0.010399 | 413.0382 | 1.1906e-05
| 413.8965 | 0.017533 | 374.7835 | 12.2345 | 413.8965 | 0.023006 | 374.7835 | 6.0555 | 375.3946 | 0 | 374.7835 | 0 | 413.1515 | 5.7046e-05 | 369.33 | -0.014274 | 413.8965 | 0.020076 | 369.33 | 0.0065902 | 369.33 | 0.015448 | 413.1515 | 9.0857e-05 | 413.1515 | 9.9375e-05 | 374.7835 | 0 | 374.7835 | 0 | 630.0246 | 0.027023 | 374.7835 | 0 | 629.1932 | 0.00069566 | 630.0246 | 0.010634 | 413.1515 | 2.3024e-05
| 414.0092 | 0 | 374.9993 | 11.8128 | 414.0092 | 0 | 374.9993 | 6.4761 | 375.6105 | 0 | 374.9993 | 0 | 413.2649 | 5.1923e-05 | 369.55 | -0.0013994 | 414.0092 | 0.01865 | 369.55 | 0.0064578 | 369.55 | 0.0026815 | 413.2649 | 0.00010326 | 413.2649 | 0.00012671 | 374.9993 | 0 | 374.9993 | 0 | 630.1849 | 0.024051 | 374.9993 | 0 | 629.3539 | 0 | 630.1849 | 0.010516 | 413.2649 | 1.6195e-05
| 414.122 | 0.0039563 | 375.2151 | 11.2095 | 414.122 | 0.034509 | 375.2151 | 6.8935 | 375.8265 | 0 | 375.2151 | 0 | 413.3783 | 4.2144e-05 | 369.77 | -0.018752 | 414.122 | 0.013494 | 369.77 | -0.012421 | 369.77 | -0.0072872 | 413.3783 | 0.00010224 | 413.3783 | 0.00018595 | 375.2151 | 0 | 375.2151 | 0 | 630.3452 | 0.019342 | 375.2151 | 0 | 629.5145 | 0.00013913 | 630.3452 | 0.010751 | 413.3783 | 1.7859e-05
| 414.2348 | 0 | 375.4309 | 10.8865 | 414.2348 | 0 | 375.4309 | 7.4283 | 376.0425 | 0 | 375.4309 | 0 | 413.4916 | 4.6102e-05 | 369.98 | 0.017072 | 414.2348 | 0.030169 | 369.98 | -0.0060837 | 369.98 | 0.0016322 | 413.4916 | 0.00010448 | 413.4916 | 0.00015839 | 375.4309 | 0 | 375.4309 | 0 | 630.5055 | 0.030274 | 375.4309 | 0 | 629.6752 | 9.2755e-05 | 630.5055 | 0.010516 | 413.4916 | 5.9529e-06
| 414.3475 | 0.0083934 | 375.6467 | 10.4641 | 414.3475 | 0.014074 | 375.6467 | 7.8849 | 376.2585 | 0 | 375.6467 | 0 | 413.605 | 4.9362e-05 | 370.2 | 0.0019591 | 414.3475 | 0.024903 | 370.2 | 0.00038506 | 370.2 | -0.010085 | 413.605 | 9.167e-05 | 413.605 | 0.00012888 | 375.6467 | 0 | 375.6467 | 0 | 630.6658 | 0.024276 | 375.6467 | 0 | 629.8359 | 0 | 630.6658 | 0.010751 | 413.605 | 1.1118e-05
| 414.4603 | 0 | 375.8626 | 10.1202 | 414.4603 | 0 | 375.8626 | 8.4574 | 376.4745 | 0 | 375.8626 | 0 | 413.7184 | 4.3308e-05 | 370.41 | 0.011475 | 414.4603 | 0.026714 | 370.41 | 0.00025304 | 370.41 | -0.0018654 | 413.7184 | 9.0857e-05 | 413.7184 | 8.6573e-05 | 375.8626 | 0 | 375.8626 | 0 | 630.8261 | 0.023042 | 375.8626 | 0 | 629.9965 | 9.2755e-05 | 630.8261 | 0.010164 | 413.7184 | 9.367e-06
| 414.5731 | 0.0090589 | 376.0785 | 9.7079 | 414.5731 | 0.013804 | 376.0785 | 8.9966 | 376.6905 | 0 | 376.0785 | 0 | 413.8318 | 4.7266e-05 | 370.63 | -0.014274 | 414.5731 | 0.024903 | 370.63 | -0.012025 | 370.63 | -0.0053632 | 413.8318 | 8.7605e-05 | 413.8318 | 9.0912e-05 | 376.0785 | 0 | 376.0785 | 0 | 630.9864 | 0.021304 | 376.0785 | 0 | 630.1572 | 0.0004174 | 630.9864 | 0.010516 | 413.8318 | 5.9529e-06
| 414.6859 | 0 | 376.2944 | 9.269 | 414.6859 | 0 | 376.2944 | 9.5861 | 376.9065 | 0 | 376.2944 | 0 | 413.9452 | 4.8896e-05 | 370.85 | -0.0036384 | 414.6859 | 0.020515 | 370.85 | -0.0027834 | 370.85 | 0.0033811 | 413.9452 | 7.5613e-05 | 413.9452 | 8.462e-05 | 376.2944 | 0 | 376.2944 | 0 | 631.1468 | 0.01951 | 376.2944 | 0 | 630.3179 | 9.2755e-05 | 631.1468 | 0.010105 | 413.9452 | 0
| 414.7986 | 0.015064 | 376.5103 | 9.0188 | 414.7986 | 0.023412 | 376.5103 | 10.1912 | 377.1226 | 0 | 376.5103 | 0 | 414.0586 | 4.6568e-05 | 371.06 | 0.0013994 | 414.7986 | 0.025671 | 371.06 | -0.0038396 | 371.06 | 0.0021569 | 414.0586 | 8.9841e-05 | 414.0586 | 9.0912e-05 | 376.5103 | 0 | 376.5103 | 0 | 631.3071 | 0.023266 | 376.5103 | 0 | 630.4786 | 0 | 631.3071 | 0.010927 | 414.0586 | 0
| 414.9114 | 0 | 376.7262 | 8.7393 | 414.9114 | 0 | 376.7262 | 11.0041 | 377.3387 | 0 | 376.7262 | 0 | 414.172 | 3.7487e-05 | 371.28 | -0.010915 | 414.9114 | 0.022984 | 371.28 | -0.0010672 | 371.28 | -0.0051883 | 414.172 | 9.4109e-05 | 414.172 | 0.00012476 | 376.7262 | 0 | 376.7262 | 0 | 631.4674 | 0.035656 | 376.7262 | 0 | 630.6392 | 9.2755e-05 | 631.4674 | 0.010105 | 414.172 | 3.4142e-06
| 415.0242 | 0.0050655 | 376.9421 | 8.4128 | 415.0242 | 0.023412 | 376.9421 | 11.5886 | 377.5548 | 0 | 376.9421 | 0 | 414.2854 | 3.3762e-05 | 371.5 | -0.011475 | 415.0242 | 0.015688 | 371.5 | -0.0018593 | 371.5 | -0.0092106 | 414.2854 | 0.00011647 | 414.2854 | 0.00013951 | 376.9421 | 0 | 376.9421 | 0 | 631.6278 | 0.027135 | 376.9421 | 0 | 630.7999 | 0 | 631.6278 | 0.010751 | 414.2854 | 5.0775e-06
| 415.1369 | 0 | 377.1581 | 8.1376 | 415.1369 | 0 | 377.1581 | 12.5062 | 377.7709 | 0 | 377.1581 | 0 | 414.3988 | 3.6323e-05 | 371.71 | -0.013154 | 415.1369 | 0.019747 | 371.71 | -0.0019913 | 371.71 | 0.00513 | 414.3988 | 9.3093e-05 | 414.3988 | 0.00013518 | 377.1581 | 0 | 377.1581 | 0 | 631.7881 | 0.032741 | 377.1581 | 0 | 630.9606 | 9.2755e-05 | 631.7881 | 0.009811 | 414.3988 | 5.0775e-06
| 415.2497 | 0.01815 | 377.374 | 7.9084 | 415.2497 | 0.017322 | 377.374 | 13.2942 | 377.987 | 0 | 377.374 | 0 | 414.5123 | 3.2598e-05 | 371.93 | -0.014274 | 415.2497 | 0.027372 | 371.93 | -0.0056876 | 371.93 | -0.0058878 | 414.5123 | 9.7362e-05 | 414.5123 | 0.00013105 | 377.374 | 0 | 377.374 | 0 | 631.9485 | 0.025117 | 377.374 | 0 | 631.1214 | 0.0004174 | 631.9485 | 0.010927 | 414.5123 | 1.6633e-06
| 415.3625 | 0 | 377.59 | 7.6258 | 415.3625 | 0 | 377.59 | 14.1276 | 378.2031 | 0 | 377.59 | 0 | 414.6257 | 1.9558e-05 | 372.15 | 0.015393 | 415.3625 | 0.02441 | 372.15 | 0.0030255 | 372.15 | -0.00011659 | 414.6257 | 7.7036e-05 | 414.6257 | 0.00012259 | 377.59 | 0 | 377.59 | 0 | 632.1089 | 0.03005 | 377.59 | 0 | 631.2821 | 0.00037102 | 632.1089 | 0.0096935 | 414.6257 | 0
| 415.4752 | 0.0057311 | 377.806 | 7.4791 | 415.4752 | 0.016375 | 377.806 | 15.2519 | 378.4192 | 0.41384 | 377.806 | 0 | 414.7391 | 2.212e-05 | 372.36 | -0.029946 | 415.4752 | 0.026768 | 372.36 | -0.0072719 | 372.36 | -0.025475 | 414.7391 | 8.476e-05 | 414.7391 | 0.00012042 | 377.806 | 0 | 377.806 | 0 | 632.2693 | 0.022874 | 377.806 | 0 | 631.4428 | 0.00013913 | 632.2693 | 0.010634 | 414.7391 | 0
| 415.588 | 0 | 378.022 | 7.2033 | 415.588 | 0 | 378.022 | 16.414 | 378.6354 | 0.88937 | 378.022 | 0 | 414.8526 | 1.8394e-05 | 372.58 | 0.0041982 | 415.588 | 0.023148 | 372.58 | 0.0098906 | 372.58 | -0.0039641 | 414.8526 | 6.9922e-05 | 414.8526 | 9.5035e-05 | 378.022 | 0 | 378.022 | 0 | 632.4296 | 0.034311 | 378.022 | 0 | 631.6035 | 0 | 632.4296 | 0.0094585 | 414.8526 | 3.4142e-06
| 415.7008 | 0.0050655 | 378.2381 | 6.9436 | 415.7008 | 0.015428 | 378.2381 | 16.9284 | 378.8516 | 0.54127 | 378.2381 | 0 | 414.966 | 2.4448e-05 | 372.79 | -0.011475 | 415.7008 | 0.020515 | 372.79 | 0.0013092 | 372.79 | -0.0072872 | 414.966 | 8.2727e-05 | 414.966 | 0.00013518 | 378.2381 | 0 | 378.2381 | 0 | 632.59 | 0.017436 | 378.2381 | 0 | 631.7643 | 0.00013913 | 632.59 | 0.010634 | 414.966 | 5.9529e-06
| 415.8135 | 0 | 378.4541 | 6.6411 | 415.8135 | 0 | 378.4541 | 17.7478 | 379.0677 | 0.86649 | 378.4541 | 0 | 415.0795 | 1.6299e-05 | 373.01 | 0.030506 | 415.8135 | 0.024245 | 373.01 | -0.0064798 | 373.01 | 0.010377 | 415.0795 | 0.00010732 | 415.0795 | 0.00014993 | 378.4541 | 0 | 378.4541 | 0 | 632.7504 | 0.027471 | 378.4541 | 0 | 631.925 | 0 | 632.7504 | 0.009576 | 415.0795 | 5.9529e-06
| 415.9263 | 0.0061749 | 378.6702 | 6.3205 | 415.9263 | 0.013668 | 378.6702 | 18.5992 | 379.284 | 0.50217 | 378.6702 | 0 | 415.1929 | 2.212e-05 | 373.23 | 0.0047579 | 415.9263 | 0.02238 | 373.23 | -0.0019913 | 373.23 | -0.012709 | 415.1929 | 0.00012541 | 415.1929 | 0.00016902 | 378.6702 | 0 | 378.6702 | 0 | 632.9108 | 0.020407 | 378.6702 | 0 | 632.0857 | 0.00013913 | 632.9108 | 0.010046 | 415.1929 | 6.8283e-06
| 416.0391 | 0 | 378.8862 | 6.3144 | 416.0391 | 0.00070556 | 378.8862 | 19.9641 | 379.5002 | 0.89777 | 378.8862 | 0 | 415.3064 | 1.723e-05 | 373.44 | 0.02435 | 416.0391 | 0.025507 | 373.44 | -0.0021233 | 373.44 | 0.0058296 | 415.3064 | 0.00012622 | 415.3064 | 0.0001163 | 378.8862 | 0 | 378.8862 | 0 | 633.0712 | 0.034423 | 378.8862 | 0 | 632.2465 | 0 | 633.0712 | 0.0096348 | 415.3064 | 4.2896e-06
| 416.1518 | 0.0092808 | 379.1023 | 6.2409 | 416.1518 | 0.014616 | 379.1023 | 21.494 | 379.7164 | 0.83464 | 379.1023 | 0 | 415.4198 | 2.4914e-05 | 373.66 | -0.013714 | 416.1518 | 0.024245 | 373.66 | 0.0010452 | 373.66 | 0.0040807 | 415.4198 | 0.00011464 | 415.4198 | 0.00010979 | 379.1023 | 0 | 379.1023 | 0 | 633.2317 | 0.020127 | 379.1023 | 0 | 632.4072 | 0.00013913 | 633.2317 | 0.01034 | 415.4198 | 4.2896e-06
| 416.2646 | 0 | 379.3184 | 6.171 | 416.2646 | 0 | 379.3184 | 23.0867 | 379.9326 | 0.98349 | 379.3184 | 0 | 415.5333 | 1.4669e-05 | 373.88 | 0.019311 | 416.2646 | 0.027043 | 373.88 | 0.0026294 | 373.88 | 0.0023318 | 415.5333 | 0.00012297 | 415.5333 | 7.3988e-05 | 379.3184 | 0 | 379.3184 | 0 | 633.3921 | 0.028985 | 379.3184 | 0 | 632.568 | 9.2755e-05 | 633.3921 | 0.010105 | 415.5333 | 0
| 416.3774 | 0.0072841 | 379.5345 | 6.0522 | 416.3774 | 0.01854 | 379.5345 | 24.4911 | 380.1489 | 0.87953 | 379.5345 | 0 | 415.6468 | 1.397e-05 | 374.09 | 0.0092359 | 416.3774 | 0.027975 | 374.09 | -0.00080314 | 374.09 | -0.0018654 | 415.6468 | 0.0001059 | 415.6468 | 8.8743e-05 | 379.5345 | 0 | 379.5345 | 0 | 633.5525 | 0.016931 | 379.5345 | 0 | 632.7288 | 0.00013913 | 633.5525 | 0.010399 | 415.6468 | 0
| 416.4901 | 0 | 379.7507 | 5.9243 | 416.4901 | 0 | 379.7507 | 26.1989 | 380.3652 | 1.0724 | 379.7507 | 0 | 415.7603 | 2.0955e-06 | 374.31 | 0.013154 | 416.4901 | 0.032473 | 374.31 | 0.00051708 | 374.31 | 0.008628 | 415.7603 | 9.8784e-05 | 415.7603 | 9.7205e-05 | 379.7507 | 0 | 379.7507 | 0 | 633.713 | 0.027079 | 379.7507 | 0 | 632.8896 | 9.2755e-05 | 633.713 | 0.0099873 | 415.7603 | 0
| 416.6029 | 0.027658 | 379.9668 | 5.8315 | 416.6029 | 0.0082132 | 379.9668 | 27.8386 | 380.5814 | 0.81813 | 379.9668 | 0 | 415.8737 | 3.7254e-06 | 374.53 | -0.0086761 | 416.6029 | 0.017882 | 374.53 | -0.0037076 | 374.53 | -0.0029147 | 415.8737 | 8.6995e-05 | 415.8737 | 8.6573e-05 | 379.9668 | 0 | 379.9668 | 0 | 633.8734 | 0.023042 | 379.9668 | 0 | 633.0503 | 0.0004174 | 633.8734 | 0.010222 | 415.8737 | 0
| 416.7157 | 0 | 380.183 | 5.782 | 416.7157 | 0 | 380.183 | 29.5174 | 380.7977 | 1.135 | 380.183 | 0 | 415.9872 | 4.4239e-06 | 374.74 | 0.026587 | 416.7157 | 0.016785 | 374.74 | -0.0034436 | 374.74 | -0.005538 | 415.9872 | 9.8784e-05 | 415.9872 | 5.9234e-05 | 380.183 | 0 | 380.183 | 0 | 634.0339 | 0.027583 | 380.183 | 0 | 633.2111 | 0 | 634.0339 | 0.0098698 | 415.9872 | 0
| 416.8284 | 0.016175 | 380.3992 | 5.6268 | 416.8284 | 0.027878 | 380.3992 | 31.264 | 381.0141 | 0.96525 | 380.3992 | 0 | 416.1007 | 5.3553e-06 | 374.96 | -0.030506 | 416.8284 | 0.030498 | 374.96 | 0.0013092 | 374.96 | -0.0043139 | 416.1007 | 0.00012155 | 416.1007 | 6.5527e-05 | 380.3992 | 0 | 380.3992 | 0 | 634.1943 | 0.026126 | 380.3992 | 0 | 633.3719 | 0 | 634.1943 | 0.010281 | 416.1007 | 0
| 416.9412 | 0 | 380.6154 | 5.5579 | 416.9412 | 0 | 380.6154 | 33.283 | 381.2304 | 1.256 | 380.6154 | 0 | 416.2142 | 3.7254e-06 | 375.18 | 0.012595 | 416.9412 | 0.031431 | 375.18 | -0.0034436 | 375.18 | 0.0058296 | 416.2142 | 0.00013212 | 416.2142 | 0.00012888 | 380.6154 | 0 | 380.6154 | 0 | 634.3548 | 0.0356 | 380.6154 | 0 | 633.5327 | 9.2755e-05 | 634.3548 | 0.010105 | 416.2142 | 0
| 417.054 | 0.0086152 | 380.8316 | 5.4623 | 417.054 | 0.021111 | 380.8316 | 35.3838 | 381.4467 | 1.0165 | 380.8316 | 0 | 416.3277 | 5.821e-06 | 375.39 | -0.014833 | 417.054 | 0.027701 | 375.39 | -0.0022553 | 375.39 | -0.012358 | 416.3277 | 0.00013334 | 416.3277 | 0.00018161 | 380.8316 | 0 | 380.8316 | 0 | 634.5153 | 0.026238 | 380.8316 | 0 | 633.6935 | 0.00013913 | 634.5153 | 0.010281 | 416.3277 | 0
| 417.1668 | 0 | 381.0478 | 5.4083 | 417.1668 | 0 | 381.0478 | 37.4667 | 381.6631 | 1.3649 | 381.0478 | 0.54754 | 416.4412 | 4.8896e-06 | 375.61 | 0.0092359 | 417.1668 | 0.028304 | 375.61 | 0.0010452 | 375.61 | 5.8296e-05 | 416.4412 | 0.00010448 | 416.4412 | 0.00014993 | 381.0478 | 0.13885 | 381.0478 | -0.039692 | 634.6757 | 0.026798 | 381.0478 | -0.0068324 | 633.8543 | 0 | 634.6757 | 0.0098698 | 416.4412 | 0
| 417.2795 | 0.0095026 | 381.2641 | 5.2919 | 417.2795 | 0.015292 | 381.2641 | 37.8466 | 381.8795 | 1.1057 | 381.2641 | 0.18859 | 416.5547 | 4.8896e-06 | 375.83 | -0.016513 | 417.2795 | 0.0097639 | 375.83 | -0.0034436 | 375.83 | 0.0011076 | 416.5547 | 9.8784e-05 | 416.5547 | 0.00011413 | 381.264 | -0.19638 | 381.2641 | -0.023275 | 634.8362 | 0.020183 | 381.2641 | 0.0022174 | 634.0152 | 0.00013913 | 634.8362 | 0.010105 | 416.5547 | 0
| 417.3923 | 0 | 381.4803 | 5.2849 | 417.3923 | 0 | 381.4803 | 38.2647 | 382.0958 | 1.4269 | 381.4803 | 0.57173 | 416.6683 | 1.1642e-06 | 376.04 | 0.017632 | 417.3923 | 0.025617 | 376.04 | -0.0022553 | 376.04 | -0.0044887 | 416.6683 | 8.476e-05 | 416.6683 | 7.3988e-05 | 381.4803 | 0.087101 | 381.4803 | 0.06098 | 634.9967 | 0.026014 | 381.4803 | 0.061269 | 634.176 | 0 | 634.9967 | 0.010164 | 416.6683 | 0
| 417.5051 | 0.0019596 | 381.6966 | 5.2349 | 417.5051 | 0.023006 | 381.6966 | 40.3682 | 382.3123 | 1.2815 | 381.6966 | 0.21759 | 416.7818 | 1.1642e-06 | 376.26 | -0.02211 | 417.5051 | 0.022106 | 376.26 | -0.0047637 | 376.26 | 0.0018072 | 416.7818 | 9.6955e-05 | 416.7818 | 9.9375e-05 | 381.6966 | -0.10882 | 381.6966 | 0.019215 | 635.1572 | 0.020912 | 381.6966 | -0.041597 | 634.3368 | 0.00013913 | 635.1572 | 0.010516 | 416.7818 | 0
| 417.6178 | 0 | 381.9129 | 5.2658 | 417.6178 | 0 | 381.9129 | 42.5947 | 382.5287 | 1.6215 | 381.9129 | 0.66177 | 416.8953 | 1.6299e-06 | 376.48 | 0.025469 | 417.6178 | 0.019254 | 376.48 | -0.006744 | 376.48 | 0.0037309 | 416.8953 | 0.00010895 | 416.8953 | 0.00016273 | 381.9129 | 0.092646 | 381.9129 | -0.026745 | 635.3177 | 0.029377 | 381.9129 | 0.021444 | 634.4977 | 0 | 635.3177 | 0.01034 | 416.8953 | 0
| 417.7306 | 0.0052875 | 382.1292 | 5.2308 | 417.7306 | 0.0042239 | 382.1292 | 44.0198 | 382.7451 | 1.5526 | 382.1292 | 0.30989 | 417.0088 | 9.3136e-07 | 376.69 | 0.013154 | 417.7306 | 0.023313 | 376.69 | -0.0022553 | 376.69 | -0.0044887 | 417.0088 | 0.00012785 | 417.0088 | 0.00017749 | 382.1292 | -0.12707 | 382.1292 | -0.005425 | 635.4782 | 0.014464 | 382.1292 | -0.15209 | 634.6585 | 0.0004174 | 635.4782 | 0.010516 | 417.0088 | 0
| 417.8434 | 0 | 382.3455 | 5.2731 | 417.8434 | 0 | 382.3455 | 44.8487 | 382.9615 | 1.8399 | 382.3455 | 0.70334 | 417.1224 | 9.3136e-07 | 376.91 | -0.00083963 | 417.8434 | 0.025617 | 376.91 | -0.0050278 | 376.91 | -0.0030897 | 417.1224 | 0.00012927 | 417.1224 | 0.00016685 | 382.3455 | 0.14925 | 382.3455 | 0.023037 | 635.6387 | 0.030723 | 382.3455 | 0.095462 | 634.8193 | 9.2755e-05 | 635.6387 | 0.0099285 | 417.1224 | 0
| 417.9561 | 0.00018483 | 382.5618 | 5.1115 | 417.9561 | 0.014751 | 382.5618 | 44.6176 | 383.178 | 1.682 | 382.5618 | 0.39046 | 417.2359 | 4.1911e-06 | 377.13 | -0.023229 | 417.9561 | 0.019912 | 377.13 | -0.0023874 | 377.13 | -0.0065873 | 417.2359 | 0.00012683 | 417.2359 | 0.0001649 | 382.5618 | -0.091491 | 382.5618 | -0.026915 | 635.7993 | 0.015978 | 382.5618 | -0.0098431 | 634.9802 | 0.0004174 | 635.7993 | 0.010105 | 417.2359 | 1.6633e-06
| 418.0689 | 0 | 382.7782 | 5.0663 | 418.0689 | 0 | 382.7782 | 46.7937 | 383.3945 | 1.9079 | 382.7782 | 0.71121 | 417.3495 | 4.1911e-06 | 377.34 | -0.0036384 | 418.0689 | 0.015194 | 377.34 | 0.0051378 | 377.34 | 0.0089776 | 417.3495 | 0.00010305 | 417.3495 | 0.00016685 | 382.7782 | 0.056604 | 382.7782 | 0.030834 | 635.9598 | 0.024444 | 382.7782 | -0.033091 | 635.1411 | 9.2755e-05 | 635.9598 | 0.009576 | 417.3495 | 1.6633e-06
| 418.1817 | 0.0079496 | 382.9945 | 4.9681 | 418.1817 | 0.020164 | 382.9945 | 46.7119 | 383.611 | 1.9305 | 382.9945 | 0.47489 | 417.463 | 4.4239e-06 | 377.56 | 0.026029 | 418.1817 | 0.017882 | 377.56 | -0.0092523 | 377.56 | 0.0077533 | 417.463 | 0.00010326 | 417.463 | 0.00019224 | 382.9946 | -0.066077 | 382.9945 | -0.01153 | 636.1204 | 0.023042 | 382.9945 | -0.019341 | 635.3019 | 0.0004174 | 636.1204 | 0.010046 | 417.463 | 1.6633e-06
| 418.2945 | 0 | 383.2109 | 4.84 | 418.2945 | 0 | 383.2109 | 48.094 | 383.8275 | 2.1315 | 383.2109 | 0.74891 | 417.5766 | 4.6568e-07 | 377.78 | 0.018192 | 418.2945 | 0.022051 | 377.78 | -0.0010672 | 377.78 | -0.0011659 | 417.5766 | 8.6182e-05 | 417.5766 | 0.00013735 | 383.2109 | 0.091491 | 383.2109 | 0.02107 | 636.2809 | 0.025509 | 383.2109 | 0.023202 | 635.4628 | 0 | 636.2809 | 0.0099285 | 417.5766 | 0
| 418.4072 | 0.0095026 | 383.4273 | 4.7727 | 418.4072 | 0.010325 | 383.4273 | 48.831 | 384.044 | 2.0808 | 383.4273 | 0.53025 | 417.6901 | 4.6568e-07 | 377.99 | -0.019311 | 418.4072 | 0.020515 | 377.99 | -0.0091205 | 377.99 | 0.0067039 | 417.6901 | 0.00010834 | 417.6901 | 0.00016056 | 383.4273 | -0.12707 | 383.4273 | -0.0060121 | 636.4415 | 0.023491 | 383.4273 | -0.0058733 | 635.6237 | 0.00013913 | 636.4415 | 0.010634 | 417.6901 | 1.961e-05
| 418.52 | 0 | 383.6437 | 4.6892 | 418.52 | 0 | 383.6437 | 51.1863 | 384.2605 | 2.4066 | 383.6437 | 0.82005 | 417.8037 | 0 | 378.21 | 0.041701 | 418.52 | 0.025946 | 378.21 | 0.0023654 | 378.21 | 0.0021569 | 417.8037 | 0.00010732 | 417.8037 | 0.00014581 | 383.6437 | 0.066308 | 383.6437 | 0.016552 | 636.602 | 0.024612 | 383.6437 | 0.053491 | 635.7846 | 0 | 636.602 | 0.010516 | 417.8037 | 0.00048928
| 418.6328 | 0.0079496 | 383.8602 | 4.5788 | 418.6328 | 0.040328 | 383.8602 | 51.8829 | 384.4771 | 2.3759 | 383.8602 | 0.61447 | 417.9173 | 6.9852e-06 | 378.43 | -0.010355 | 418.6328 | 0.017882 | 378.43 | -0.0078004 | 378.43 | -0.014282 | 417.9173 | 0.00013395 | 417.9173 | 0.00013951 | 383.8602 | -0.10166 | 383.8602 | -0.033212 | 636.7626 | 0.020631 | 383.8602 | -0.011816 | 635.9455 | 0.0004174 | 636.7626 | 0.010692 | 417.9173 | 0.0030552
| 418.7455 | 0 | 384.0766 | 4.5422 | 418.7455 | 0 | 384.0766 | 54.3968 | 384.6936 | 2.7263 | 384.0766 | 0.94594 | 418.0308 | 6.9852e-06 | 378.64 | 0.010355 | 418.7455 | 0.020954 | 378.64 | 0.0022334 | 378.64 | 0.00040807 | 418.0308 | 0.00012338 | 418.0308 | 0.00010567 | 384.0766 | 0.046669 | 384.0766 | 0.054152 | 636.9231 | 0.025621 | 384.0766 | 0.013176 | 636.1064 | 0 | 636.9231 | 0.010046 | 418.0308 | 0.0039171
| 418.8583 | 0.011056 | 384.2931 | 4.48 | 418.8583 | 0.022735 | 384.2931 | 54.7062 | 384.9102 | 2.7133 | 384.2931 | 0.71209 | 418.1444 | 6.9852e-06 | 378.86 | -0.015393 | 418.8583 | 0.027372 | 378.86 | -0.0096484 | 378.86 | -0.005538 | 418.1444 | 0.00012541 | 418.1444 | 7.1819e-05 | 384.2931 | -0.09796 | 384.2931 | -0.0632 | 637.0837 | 0.024276 | 384.2931 | -0.002669 | 636.2673 | 0.00013913 | 637.0837 | 0.0099285 | 418.1444 | 0.008464
| 418.9711 | 0 | 384.5095 | 4.3832 | 418.9711 | 0 | 384.5095 | 56.2147 | 385.1268 | 3.0403 | 384.5095 | 1.0574 | 418.258 | 0 | 379.08 | 0.012595 | 418.9711 | 0.029511 | 379.08 | 0.0006491 | 379.08 | 0.0084525 | 418.258 | 9.4109e-05 | 418.258 | 0.00011413 | 384.5095 | 0.030035 | 384.5095 | 0.047331 | 637.2443 | 0.026406 | 384.5095 | -0.0065706 | 636.4282 | 9.2755e-05 | 637.2443 | 0.0091061 | 418.258 | 0.0089837
| 419.0838 | 0 | 384.726 | 4.3125 | 419.0838 | 0.023277 | 384.726 | 56.9812 | 385.3434 | 3.168 | 384.726 | 0.88431 | 418.3716 | 1.1642e-06 | 379.29 | -0.033306 | 419.0838 | 0.023313 | 379.29 | -0.0014632 | 379.29 | -0.0034394 | 418.3716 | 0.00010122 | 418.3716 | 0.0001163 | 384.726 | -0.048518 | 384.726 | -0.027204 | 637.4049 | 0.020912 | 384.726 | -0.091753 | 636.5891 | 0.00013913 | 637.4049 | 0.009811 | 418.3716 | 0.01626
| 419.1966 | 0 | 384.9425 | 4.2178 | 419.1966 | 0 | 384.9425 | 57.7444 | 385.56 | 3.3571 | 384.9425 | 1.1502 | 418.4852 | 1.1642e-06 | 379.51 | -0.0036384 | 419.1966 | 0.0356 | 379.51 | 0.0028934 | 379.51 | 0.0123 | 418.4852 | 8.7199e-05 | 418.4852 | 0.00013735 | 384.9425 | 0.030497 | 384.9425 | 0.074211 | 637.5655 | 0.028368 | 384.9425 | 0.078847 | 636.75 | 9.2755e-05 | 637.5655 | 0.009576 | 418.4852 | 0.017448
| 419.3094 | 0.0010722 | 385.159 | 3.9767 | 419.3094 | 0.035862 | 385.159 | 57.5893 | 385.7766 | 3.3663 | 385.159 | 0.92626 | 418.5988 | 2.0955e-06 | 379.73 | 0.013154 | 419.3094 | 0.01695 | 379.73 | -0.0071401 | 379.73 | 0.00058296 | 418.5988 | 0.00011159 | 418.5988 | 0.00010567 | 385.159 | -0.061225 | 385.159 | -0.050544 | 637.7261 | 0.02506 | 385.159 | -0.047574 | 636.9109 | 0 | 637.7261 | 0.010222 | 418.5988 | 0.025021
| 419.4222 | 0 | 385.3756 | 4.0162 | 419.4222 | 0 | 385.3756 | 58.0741 | 385.9933 | 3.6696 | 385.3756 | 1.3049 | 418.7124 | 9.3136e-07 | 379.94 | 0.018192 | 419.4222 | 0.025781 | 379.94 | -0.0039716 | 379.94 | -0.0037892 | 418.7124 | 0.00010326 | 418.7124 | 0.00011825 | 385.3756 | 0.049211 | 385.3756 | 0.045815 | 637.8867 | 0.030555 | 385.3756 | -0.026289 | 637.0719 | 0 | 637.8867 | 0.0092823 | 418.7124 | 0.027322
| 419.5349 | 0 | 385.5921 | 3.8862 | 419.5349 | 0.010794 | 385.5921 | 58.2093 | 386.2099 | 3.7344 | 385.5921 | 1.0925 | 418.826 | 3.2598e-06 | 380.16 | -0.051218 | 419.5349 | 0.027043 | 380.16 | 0.007646 | 380.16 | -0.005713 | 418.826 | 0.00011444 | 418.826 | 0.00016056 | 385.5921 | -0.087101 | 385.5921 | -0.0053229 | 638.0474 | 0.01951 | 385.5921 | -0.031617 | 637.2328 | 0.00013913 | 638.0474 | 0.010164 | 418.826 | 0.036752
| 419.6477 | 0 | 385.8087 | 3.7802 | 419.6477 | 0 | 385.8087 | 59.1858 | 386.4266 | 4.0594 | 385.8087 | 1.4551 | 418.9396 | 2.5612e-06 | 380.38 | 0.012595 | 419.6477 | 0.023313 | 380.38 | -0.0011992 | 380.38 | 0.00023318 | 418.9396 | 0.0001187 | 418.9396 | 0.00017966 | 385.8087 | 0.062842 | 385.8087 | 0.010717 | 638.208 | 0.029658 | 385.8087 | 0.015914 | 637.3938 | 0 | 638.208 | 0.010105 | 418.9396 | 0.038162
| 419.7605 | 0.0092808 | 386.0253 | 3.7489 | 419.7605 | 0.022059 | 386.0253 | 57.6907 | 386.6433 | 4.1535 | 386.0253 | 1.2411 | 419.0532 | 0.00021188 | 380.6 | -0.018752 | 419.7605 | 0.029237 | 380.6 | -0.0063479 | 380.6 | 0.0023318 | 419.0532 | 0.00014289 | 419.0532 | 0.00016273 | 386.0253 | -0.057297 | 386.0253 | -0.004139 | 638.3686 | 0.024332 | 386.0253 | -0.04059 | 637.5547 | 0.0004174 | 638.3686 | 0.010399 | 419.0532 | 0.045587
| 419.8733 | 0 | 386.2419 | 3.6814 | 419.8733 | 0 | 386.2419 | 57.0575 | 386.86 | 4.3875 | 386.2419 | 1.5267 | 419.1669 | 0.00020932 | 380.81 | -0.010355 | 419.8733 | 0.022216 | 380.81 | 0.0015733 | 380.81 | 0.017197 | 419.1669 | 0.00013903 | 419.1669 | 0.00014147 | 386.2419 | 0.027262 | 386.2419 | -0.024198 | 638.5293 | 0.026518 | 386.2419 | 0.01135 | 637.7157 | 0.00037102 | 638.5293 | 0.009811 | 419.1669 | 0.04722
| 419.986 | 0.0057311 | 386.4585 | 3.5797 | 419.986 | 0.023412 | 386.4585 | 56.2431 | 387.0767 | 4.4874 | 386.4585 | 1.399 | 419.2805 | 0.0015244 | 381.03 | -0.011475 | 419.986 | 0.027701 | 381.03 | 0.0030255 | 381.03 | 0.010202 | 419.2805 | 0.00013253 | 419.2805 | 0.00010979 | 386.4585 | -0.076935 | 386.4585 | 0.01117 | 638.6899 | 0.021416 | 386.4585 | -0.020398 | 637.8766 | 0.00069566 | 638.6899 | 0.010046 | 419.2805 | 0.056798
| 420.0988 | 0 | 386.6751 | 3.5373 | 420.0988 | 0 | 386.6751 | 56.3343 | 387.2935 | 4.7825 | 386.6751 | 1.6551 | 419.3941 | 0.0013151 | 381.25 | -0.0013994 | 420.0988 | 0.02238 | 381.25 | -0.00067108 | 381.25 | -0.0050134 | 419.3941 | 0.00011179 | 419.3941 | 0.00019658 | 386.6751 | 0.026107 | 386.6751 | -0.0057816 | 638.8506 | 0.033582 | 386.6751 | -0.0049551 | 638.0376 | 9.2755e-05 | 638.8506 | 0.009811 | 419.3941 | 0.059471
| 420.2116 | 0.0055093 | 386.8917 | 3.443 | 420.2116 | 0.023683 | 386.8917 | 53.5471 | 387.5102 | 4.7231 | 386.8917 | 1.4672 | 419.5078 | 0.0051735 | 381.46 | -0.057934 | 420.2116 | 0.019583 | 381.46 | -0.0078004 | 381.46 | 0.0046053 | 419.5078 | 0.0001061 | 419.5078 | 0.00018812 | 386.8917 | -0.018775 | 386.8917 | -0.046782 | 639.0112 | 0.026742 | 386.8917 | -0.036022 | 638.1986 | 0.00013913 | 639.0112 | 0.0098698 | 419.5078 | 0.070904
| 420.3243 | 0 | 387.1084 | 3.3416 | 420.3243 | 0 | 387.1084 | 52.9878 | 387.727 | 5.1767 | 387.1084 | 1.8057 | 419.6214 | 0.0049914 | 381.68 | 0.0053177 | 420.3243 | 0.027207 | 381.68 | 0.0021013 | 381.68 | -0.0081612 | 419.6214 | 0.00010326 | 419.6214 | 0.0002007 | 387.1084 | 0.060763 | 387.1084 | 0.018806 | 639.1719 | 0.037843 | 387.1084 | 0.029874 | 638.3596 | 0 | 639.1719 | 0.0093998 | 419.6214 | 0.074988
| 420.4371 | 0.0063967 | 387.3251 | 3.2805 | 420.4371 | 0.0037546 | 387.3251 | 51.9331 | 387.9437 | 5.3197 | 387.3251 | 1.6834 | 419.7351 | 0.019071 | 381.9 | 0.0069968 | 420.4371 | 0.02441 | 381.9 | -0.015986 | 381.9 | -0.0099105 | 419.7351 | 0.0001061 | 419.7351 | 0.00011196 | 387.3251 | -0.045514 | 387.3251 | -0.00037535 | 639.3326 | 0.015305 | 387.3251 | -0.051032 | 638.5205 | 0.00013913 | 639.3326 | 0.0099873 | 419.7351 | 0.084491
| 420.5499 | 0 | 387.5417 | 3.2533 | 420.5499 | 0 | 387.5417 | 52.5485 | 388.1605 | 5.7646 | 387.5417 | 2.0659 | 419.8487 | 0.022035 | 382.11 | -0.015953 | 420.5499 | 0.027646 | 382.11 | -0.0055558 | 382.11 | -0.00029147 | 419.8487 | 0.00012257 | 419.8487 | 8.245e-05 | 387.5417 | 0.037197 | 387.5417 | 0.026665 | 639.4932 | 0.026911 | 387.5417 | -0.0066459 | 638.6815 | 9.2755e-05 | 639.4932 | 0.0097523 | 419.8487 | 0.085234
| 420.6627 | 0.013459 | 387.7584 | 3.1685 | 420.6627 | 0.0028159 | 387.7584 | 50.0165 | 388.3773 | 5.7643 | 387.7584 | 1.8805 | 419.9624 | 0.042822 | 382.33 | -0.033306 | 420.6627 | 0.027866 | 382.33 | -0.0046317 | 382.33 | -0.0099105 | 419.9624 | 0.00012541 | 419.9624 | 6.5527e-05 | 387.7584 | -0.034656 | 387.7584 | 0.0069789 | 639.6539 | 0.018445 | 387.7584 | 0.013689 | 638.8425 | 0 | 639.6539 | 0.010575 | 419.9624 | 0.094663
| 420.7754 | 0 | 387.9752 | 3.1058 | 420.7754 | 0 | 387.9752 | 49.9878 | 388.5941 | 6.1254 | 387.9752 | 2.2173 | 420.076 | 0.040535 | 382.55 | 0.00083963 | 420.7754 | 0.027811 | 382.55 | 0.0034215 | 382.55 | -0.0093854 | 420.076 | 0.00012724 | 420.076 | 8.8743e-05 | 387.9752 | 0.045745 | 387.9752 | 0.046091 | 639.8146 | 0.036049 | 387.9752 | 0.052795 | 639.0035 | 0 | 639.8146 | 0.009576 | 420.076 | 0.099489
| 420.8882 | 0.0068403 | 388.1919 | 2.9704 | 420.8882 | 0.015969 | 388.1919 | 47.924 | 388.811 | 6.1801 | 388.1919 | 2.097 | 420.1897 | 0.059659 | 382.77 | -0.017072 | 420.8882 | 0.025671 | 382.77 | -0.0033115 | 382.77 | -0.0032645 | 420.1897 | 0.0001307 | 420.1897 | 8.8743e-05 | 388.1919 | -0.076473 | 388.1919 | -0.0079579 | 639.9753 | 0.018445 | 388.1919 | -0.0022357 | 639.1645 | 0.00013913 | 639.9753 | 0.010457 | 420.1897 | 0.10936
| 421.001 | 0 | 388.4086 | 2.9212 | 421.001 | 0 | 388.4086 | 47.156 | 389.0278 | 6.6901 | 388.4086 | 2.4634 | 420.3034 | 0.055918 | 382.98 | 0.010915 | 421.001 | 0.030169 | 382.98 | 0.0032895 | 382.98 | 0.0046053 | 420.3034 | 0.00012033 | 420.3034 | 0.00012042 | 388.4086 | 0.067463 | 388.4086 | 0.032074 | 640.136 | 0.026911 | 388.4086 | 0.021686 | 639.3256 | 0 | 640.136 | 0.0097523 | 420.3034 | 0.11189
| 421.1138 | 0 | 388.6254 | 2.8145 | 421.1138 | 0.019758 | 388.6254 | 45.4554 | 389.2447 | 6.7981 | 388.6254 | 2.3544 | 420.4171 | 0.077121 | 383.2 | -0.032746 | 421.1138 | 0.021173 | 383.2 | -0.0068759 | 383.2 | 0.0030313 | 420.4171 | 0.00012155 | 420.4171 | 0.00011413 | 388.6254 | -0.047594 | 388.6254 | -0.0031113 | 640.2968 | 0.017436 | 388.6254 | -0.021869 | 639.4866 | 0.00013913 | 640.2968 | 0.010516 | 420.4171 | 0.12295
| 421.2265 | 0 | 388.8422 | 2.7819 | 421.2265 | 0 | 388.8422 | 44.7824 | 389.4616 | 7.3278 | 388.8422 | 2.6865 | 420.5307 | 0.073171 | 383.42 | 0.0058775 | 421.2265 | 0.035161 | 383.42 | -0.0035756 | 383.42 | 0.00040807 | 420.5307 | 9.8988e-05 | 420.5307 | 0.00012042 | 388.8422 | 0.032345 | 388.8422 | 0.02047 | 640.4575 | 0.017324 | 388.8422 | -0.016087 | 639.6476 | 0 | 640.4575 | 0.009811 | 420.5307 | 0.13156
| 421.3393 | 0.015434 | 389.059 | 2.6926 | 421.3393 | 0.018946 | 389.059 | 43.3654 | 389.6784 | 7.5117 | 389.059 | 2.6408 | 420.6444 | 0.094166 | 383.63 | -0.023229 | 421.3393 | 0.029731 | 383.63 | 0.0061941 | 383.63 | 0.0012825 | 420.6444 | 0.00010082 | 420.6444 | 0.00010567 | 389.059 | -0.091722 | 389.059 | 0.020135 | 640.6182 | 0.013007 | 389.059 | -0.014032 | 639.8087 | 0 | 640.6182 | 0.010516 | 420.6444 | 0.14864
| 421.4521 | 0 | 389.2758 | 2.7386 | 421.4521 | 0 | 389.2758 | 43.6026 | 389.8954 | 8.1431 | 389.2758 | 3.1143 | 420.7581 | 0.092295 | 383.85 | 0.02155 | 421.4521 | 0.016621 | 383.85 | 0.0075142 | 383.85 | -0.0037892 | 420.7581 | 9.1874e-05 | 420.7581 | 0.00012259 | 389.2758 | 0.049673 | 389.2758 | -0.0086984 | 640.779 | 0.02422 | 389.2758 | 0.0021481 | 639.9697 | 9.2755e-05 | 640.779 | 0.010164 | 420.7581 | 0.15963
| 421.5649 | 0.0099464 | 389.4926 | 2.5707 | 421.5649 | 0.022059 | 389.4926 | 42.2918 | 390.1123 | 8.3829 | 389.4926 | 3.0755 | 420.8718 | 0.11786 | 384.07 | -0.04562 | 421.5649 | 0.029566 | 384.07 | -0.0089886 | 384.07 | -0.0011659 | 420.8718 | 0.00012033 | 420.8718 | 0.00013301 | 389.4926 | -0.041356 | 389.4926 | -0.016913 | 640.9397 | 0.01895 | 389.4926 | 0.0027195 | 640.1308 | 0 | 640.9397 | 0.010516 | 420.8718 | 0.17002
| 421.6777 | 0 | 389.7094 | 2.5647 | 421.6777 | 0 | 389.7094 | 42.1854 | 390.3292 | 9.0985 | 389.7094 | 3.55 | 420.9855 | 0.11579 | 384.29 | -0.020431 | 421.6777 | 0.029401 | 384.29 | -0.0074043 | 384.29 | -0.0081612 | 420.9855 | 0.00010793 | 420.9855 | 0.00013105 | 389.7094 | 0.055449 | 389.7094 | 0.010346 | 641.1004 | 0.03717 | 389.7094 | -0.025168 | 640.2918 | 9.2755e-05 | 641.1004 | 0.0093998 | 420.9855 | 0.17307
| 421.7904 | 0.015434 | 389.9263 | 2.4839 | 421.7904 | 0.014751 | 389.9263 | 40.6045 | 390.5462 | 9.3918 | 389.9263 | 3.5283 | 421.0992 | 0.14697 | 384.5 | 0.006437 | 421.7904 | 0.027372 | 384.5 | -0.0023874 | 384.5 | 0.0068789 | 421.0992 | 0.00010448 | 421.0992 | 0.00013951 | 389.9263 | -0.063304 | 389.9263 | -0.038412 | 641.2612 | 0.01923 | 389.9263 | 0.0033967 | 640.4529 | 0.0004174 | 641.2612 | 0.0099873 | 421.0992 | 0.17507
| 421.9032 | 0 | 390.1432 | 2.456 | 421.9032 | 0 | 390.1432 | 39.5371 | 390.7631 | 9.9079 | 390.1432 | 3.9148 | 421.2129 | 0.14717 | 384.72 | 0.027708 | 421.9032 | 0.031431 | 384.72 | 0.0018373 | 384.72 | 0.0084525 | 421.2129 | 8.9841e-05 | 421.2129 | 0.00015644 | 390.1432 | -0.019397 | 390.1432 | 0.019027 | 641.422 | 0.029265 | 390.1432 | 0.0075411 | 640.6139 | 0 | 641.422 | 0.0094585 | 421.2129 | 0.17863
| 422.016 | 0 | 390.36 | 2.3676 | 422.016 | 0.0077438 | 390.36 | 38.0861 | 390.9801 | 10.2566 | 390.36 | 3.907 | 421.3266 | 0.17544 | 384.94 | -0.017632 | 422.016 | 0.030937 | 384.94 | -0.0025194 | 384.94 | -0.0034394 | 421.3266 | 9.3296e-05 | 421.3266 | 0.00014364 | 390.36 | -0.06469 | 390.36 | -0.020387 | 641.5827 | 0.024163 | 390.36 | -0.03293 | 640.775 | 0.0004174 | 641.5827 | 0.010281 | 421.3266 | 0.17574
| 422.1288 | 0 | 390.5769 | 2.3315 | 422.1288 | 0 | 390.5769 | 37.1435 | 391.1971 | 10.7582 | 390.5769 | 4.2913 | 421.4404 | 0.16942 | 385.15 | -0.0058775 | 422.1288 | 0.030169 | 385.15 | 0.0015733 | 385.15 | 0.00023318 | 421.4404 | 0.00010082 | 421.4404 | 0.00012671 | 390.5769 | 0.018177 | 390.5769 | 0.014731 | 641.7435 | 0.033022 | 390.5769 | 0.019953 | 640.9361 | 9.2755e-05 | 641.7435 | 0.009341 | 421.4404 | 0.18064
| 422.2415 | 0.00018483 | 390.7939 | 2.271 | 422.2415 | 0.017863 | 390.7939 | 34.6374 | 391.4141 | 10.9354 | 390.7939 | 4.2454 | 421.5541 | 0.19873 | 385.37 | -0.0058775 | 422.2415 | 0.021777 | 385.37 | 0.00025304 | 385.37 | -0.0067623 | 421.5541 | 8.5573e-05 | 421.5541 | 0.0001035 | 390.7939 | -0.059377 | 390.7939 | -0.031809 | 641.9043 | 0.031956 | 390.7939 | -0.048494 | 641.0972 | 0.00013913 | 641.9043 | 0.010164 | 421.5541 | 0.17388
| 422.3543 | 0 | 391.0108 | 2.2266 | 422.3543 | 0 | 391.0108 | 34.1154 | 391.6311 | 11.5992 | 391.0108 | 4.6716 | 421.6678 | 0.19977 | 385.59 | 0.0025189 | 422.3543 | 0.023313 | 385.59 | 0.012135 | 385.59 | 0.0123 | 421.6678 | 0.00011505 | 421.6678 | 0.00010567 | 391.0108 | 0.013492 | 391.0108 | 0.00064771 | 642.0651 | 0.028761 | 391.0108 | 0.061707 | 641.2582 | 9.2755e-05 | 642.0651 | 0.009576 | 421.6678 | 0.1865
| 422.4671 | 0.012594 | 391.2277 | 2.1771 | 422.4671 | 0.019893 | 391.2277 | 31.9613 | 391.8481 | 11.647 | 391.2277 | 4.5994 | 421.7816 | 0.22658 | 385.81 | 0.017072 | 422.4671 | 0.025836 | 385.81 | -0.00014302 | 385.81 | -0.013058 | 421.7816 | 0.00012968 | 421.7816 | 9.9375e-05 | 391.2277 | -0.07578 | 391.2277 | -0.010804 | 642.2259 | 0.015361 | 391.2277 | -0.024224 | 641.4193 | 0.00013913 | 642.2259 | 0.01034 | 421.7816 | 0.17789
| 422.5799 | 0 | 391.4447 | 2.1281 | 422.5799 | 0 | 391.4447 | 31.1883 | 392.0652 | 12.236 | 391.4447 | 5.0728 | 421.8953 | 0.22263 | 386.02 | -0.0025189 | 422.5799 | 0.030937 | 386.02 | -0.0035756 | 386.02 | 0.0061793 | 421.8953 | 0.0001561 | 421.8953 | 0.0001163 | 391.4447 | 0.062842 | 391.4447 | 0.0076313 | 642.3867 | 0.028088 | 391.4447 | 0.00038043 | 641.5804 | 0 | 642.3867 | 0.0095173 | 421.8953 | 0.18858
| 422.6926 | 0.012841 | 391.6617 | 2.0616 | 422.6926 | 0.015428 | 391.6617 | 29.5712 | 392.2822 | 12.3753 | 391.6617 | 5.1131 | 422.0091 | 0.25069 | 386.24 | 0.024908 | 422.6926 | 0.028469 | 386.24 | -0.0074043 | 386.24 | -0.0053632 | 422.0091 | 0.00014289 | 422.0091 | 0.00013735 | 391.6617 | -0.04459 | 391.6617 | -0.0078898 | 642.5475 | 0.021024 | 391.6617 | -0.0011684 | 641.7415 | 0 | 642.5475 | 0.0099873 | 422.0091 | 0.18331
| 422.8054 | 0 | 391.8787 | 2.0371 | 422.8054 | 0 | 391.8787 | 28.9525 | 392.4993 | 12.8827 | 391.8787 | 5.6494 | 422.1228 | 0.24945 | 386.46 | 0.0047579 | 422.8054 | 0.030169 | 386.46 | -0.0068759 | 386.46 | -0.005538 | 422.1228 | 0.0001496 | 422.1228 | 0.00010784 | 391.8786 | 0.036966 | 391.8787 | 0.016262 | 642.7083 | 0.024724 | 391.8787 | -0.00058799 | 641.9027 | 0 | 642.7083 | 0.0093998 | 422.1228 | 0.18836
| 422.9182 | 0.01039 | 392.0957 | 1.9746 | 422.9182 | 0.012437 | 392.0957 | 27.2232 | 392.7164 | 12.9415 | 392.0957 | 5.6198 | 422.2366 | 0.28416 | 386.68 | -0.018752 | 422.9182 | 0.024245 | 386.68 | -0.0017272 | 386.68 | 0.0053049 | 422.2366 | 0.00013578 | 422.2366 | 0.00012476 | 392.0957 | -0.069542 | 392.0957 | -0.011267 | 642.8691 | 0.024444 | 392.0957 | -0.02978 | 642.0638 | 0.0004174 | 642.8691 | 0.010105 | 422.2366 | 0.18747
| 423.031 | 0 | 392.3127 | 1.9059 | 423.031 | 0 | 392.3127 | 26.3986 | 392.9335 | 13.4567 | 392.3127 | 6.0712 | 422.3503 | 0.28915 | 386.89 | 0.020991 | 423.031 | 0.024245 | 386.89 | 0.0052698 | 386.89 | -0.0015157 | 422.3503 | 0.00012155 | 422.3503 | 0.00012259 | 392.3127 | 0.034425 | 392.3127 | 0.023159 | 643.0299 | 0.027079 | 392.3127 | 0.019403 | 642.2249 | 0 | 643.0299 | 0.0096935 | 422.3503 | 0.18071
| 423.1438 | 0.017286 | 392.5297 | 1.8529 | 423.1438 | 0.021788 | 392.5297 | 25.0351 | 393.1506 | 13.6473 | 392.5297 | 6.1065 | 422.4641 | 0.32657 | 387.11 | -0.028827 | 423.1438 | 0.028304 | 387.11 | -0.00027504 | 387.11 | -0.0072872 | 422.4641 | 0.00012074 | 422.4641 | 0.00013951 | 392.5297 | -0.032807 | 392.5297 | 0.0056536 | 643.1908 | 0.022986 | 392.5297 | -0.042202 | 642.386 | 0 | 643.1908 | 0.010516 | 422.4641 | 0.18116
| 423.2565 | 0.013088 | 392.7468 | 1.8129 | 423.2565 | 0 | 392.7468 | 23.9223 | 393.3678 | 14.0796 | 392.7468 | 6.5379 | 422.5779 | 0.33093 | 387.33 | -0.0058775 | 423.2565 | 0.037959 | 387.33 | 0.014379 | 387.33 | 0.0040807 | 422.5779 | 0.00013537 | 422.5779 | 8.462e-05 | 392.7468 | 0.073701 | 392.7468 | 0.044241 | 643.3516 | 0.027415 | 392.7468 | 0.013071 | 642.5472 | 0 | 643.3516 | 0.0098698 | 422.5779 | 0.17218
| 423.3693 | 0 | 392.9638 | 1.7501 | 423.3693 | 0.01854 | 392.9638 | 22.6562 | 393.5849 | 14.3493 | 392.9638 | 6.5899 | 422.6916 | 0.36482 | 387.55 | -0.013714 | 423.3693 | 0.02441 | 387.55 | -0.0085925 | 387.55 | 0.014574 | 422.6916 | 0.00015956 | 422.6916 | 7.6158e-05 | 392.9638 | -0.068618 | 392.9638 | -0.03317 | 643.5125 | 0.01766 | 392.9638 | -0.024759 | 642.7083 | 0.00013913 | 643.5125 | 0.010927 | 422.6916 | 0.17648
| 423.4821 | 0 | 393.1809 | 1.7478 | 423.4821 | 0 | 393.1809 | 21.9975 | 393.8021 | 14.5161 | 393.1809 | 7.0332 | 422.8054 | 0.37687 | 387.76 | -0.0086761 | 423.4821 | 0.0356 | 387.76 | -0.0034436 | 387.76 | 0.003556 | 422.8054 | 0.00015651 | 422.8054 | 6.1187e-05 | 393.1809 | 0.013442 | 393.1809 | 0.029831 | 643.6733 | 0.018725 | 393.1809 | 0.02805 | 642.8695 | 0 | 643.6733 | 0.010164 | 422.8054 | 0.17745
| 423.5949 | 0.01039 | 393.398 | 1.6896 | 423.5949 | 0.010794 | 393.398 | 20.7593 | 394.0192 | 14.7898 | 393.398 | 7.1705 | 422.9192 | 0.41491 | 387.98 | 0.020431 | 423.5949 | 0.030334 | 387.98 | -1.1002e-05 | 387.98 | -0.005538 | 422.9192 | 0.0001681 | 422.9192 | 9.5035e-05 | 393.398 | -0.056835 | 393.398 | 0.011183 | 643.8342 | 0.017548 | 393.398 | -0.036866 | 643.0306 | 0.0004174 | 643.8342 | 0.010692 | 422.9192 | 0.19408
| 423.7077 | 0.0046664 | 393.6151 | 1.6831 | 423.7077 | 0 | 393.6151 | 20.1366 | 394.2364 | 15.3849 | 393.6151 | 7.7217 | 423.033 | 0.42801 | 388.2 | -0.032185 | 423.7077 | 0.023642 | 388.2 | -0.010441 | 388.2 | 0.0084525 | 423.033 | 0.00014492 | 423.033 | 0.00010567 | 393.6151 | 0.019103 | 393.6151 | -0.026388 | 643.9951 | 0.032741 | 393.6151 | 0.013725 | 643.1918 | 0 | 643.9951 | 0.009576 | 423.033 | 0.20752
| 423.8204 | 0.01039 | 393.8322 | 1.5983 | 423.8204 | 0.012437 | 393.8322 | 19.2011 | 394.4536 | 15.8404 | 393.8322 | 7.8959 | 423.1468 | 0.45545 | 388.42 | -0.032746 | 423.8204 | 0.028908 | 388.42 | -0.0055558 | 388.42 | -0.0051883 | 423.1468 | 0.00013781 | 423.1468 | 0.00014993 | 393.8322 | -0.049211 | 393.8322 | -0.024618 | 644.1559 | 0.022482 | 393.8322 | 0.018387 | 643.3529 | 0.00013913 | 644.1559 | 0.010222 | 423.1468 | 0.2387
| 423.9332 | 0 | 394.0494 | 1.6025 | 423.9332 | 0 | 394.0494 | 18.924 | 394.6708 | 16.6053 | 394.0494 | 8.4817 | 423.2606 | 0.46314 | 388.63 | -0.034425 | 423.9332 | 0.028579 | 388.63 | 0.0032895 | 388.63 | 0.0075785 | 423.2606 | 0.00012074 | 423.2606 | 0.00014147 | 394.0494 | 0.078091 | 394.0494 | 0.031131 | 644.3168 | 0.031844 | 394.0494 | 0.042894 | 643.5141 | 9.2755e-05 | 644.3168 | 0.0095173 | 423.2606 | 0.24531
| 424.046 | 0.001516 | 394.2665 | 1.5264 | 424.046 | 0.0030506 | 394.2665 | 17.8202 | 394.8881 | 16.996 | 394.2665 | 8.7541 | 423.3744 | 0.47208 | 388.85 | 0.0092359 | 424.046 | 0.030334 | 388.85 | 0.0015733 | 388.85 | 0.011076 | 423.3744 | 0.0001311 | 423.3744 | 0.0001163 | 394.2665 | -0.069311 | 394.2665 | -0.00094314 | 644.4777 | 0.024332 | 394.2665 | 0.023355 | 643.6753 | 0.0004174 | 644.4777 | 0.010222 | 423.3744 | 0.26921
| 424.1588 | 0 | 394.4837 | 1.5158 | 424.1588 | 0 | 394.4837 | 17.6641 | 395.1053 | 17.7501 | 394.4837 | 9.4907 | 423.4882 | 0.47873 | 389.07 | -0.038904 | 424.1588 | 0.033899 | 389.07 | -0.00040706 | 389.07 | -0.0085115 | 423.4882 | 0.00013639 | 423.4882 | 7.1819e-05 | 394.4837 | 0.00083053 | 394.4837 | 0.0084848 | 644.6386 | 0.031564 | 394.4837 | 0.0050393 | 643.8365 | 0.00037102 | 644.6386 | 0.0096348 | 423.4882 | 0.26142
| 424.2716 | 0.0099464 | 394.7009 | 1.4906 | 424.2716 | 0.022059 | 394.7009 | 16.7488 | 395.3226 | 18.0223 | 394.7009 | 9.6795 | 423.602 | 0.46813 | 389.29 | -0.026587 | 424.2716 | 0.030005 | 389.29 | -0.0046317 | 389.29 | -0.01131 | 423.602 | 0.00015997 | 423.602 | 4.8602e-05 | 394.7009 | -0.05568 | 394.7009 | -0.0012354 | 644.7995 | 0.020407 | 394.7009 | -0.036681 | 643.9977 | 0.0004174 | 644.7995 | 0.010164 | 423.602 | 0.2779
| 424.3844 | 0 | 394.9181 | 1.4417 | 424.3844 | 0 | 394.9181 | 16.3568 | 395.5399 | 18.7683 | 394.9181 | 10.3604 | 423.7158 | 0.48372 | 389.5 | -0.023229 | 424.3844 | 0.039056 | 389.5 | -0.00027504 | 389.5 | 0.0068789 | 423.7158 | 0.00015895 | 423.7158 | 5.0772e-05 | 394.9181 | 0.029111 | 394.9181 | 0.043391 | 644.9604 | 0.026686 | 394.9181 | 0.0099348 | 644.1589 | 0 | 644.9604 | 0.009341 | 423.7158 | 0.28696
| 424.4971 | 0.0090589 | 395.1353 | 1.3747 | 424.4971 | 0.013141 | 395.1353 | 15.8818 | 395.7572 | 19.4735 | 395.1353 | 10.6891 | 423.8296 | 0.46688 | 389.72 | -0.031627 | 424.4971 | 0.030663 | 389.72 | -0.007668 | 389.72 | 0.0056546 | 423.8296 | 0.00017602 | 423.8296 | 0.0001163 | 395.1353 | -0.081787 | 395.1353 | -0.03814 | 645.1213 | 0.021697 | 395.1353 | -0.051735 | 644.3201 | 0 | 645.1213 | 0.0097523 | 423.8296 | 0.29676
| 424.6099 | 0 | 395.3525 | 1.3549 | 424.6099 | 0 | 395.3525 | 15.4303 | 395.9745 | 20.1089 | 395.3525 | 11.4265 | 423.9435 | 0.49453 | 389.94 | -0.010915 | 424.6099 | 0.041085 | 389.94 | 0.007646 | 389.94 | 0.0075785 | 423.9435 | 0.00013862 | 423.9435 | 0.00014581 | 395.3525 | 0.011888 | 395.3525 | 0.01063 | 645.2823 | 0.02506 | 395.3525 | 0.0073977 | 644.4813 | 0 | 645.2823 | 0.009576 | 423.9435 | 0.32319
| 424.7227 | 0.011499 | 395.5698 | 1.2986 | 424.7227 | 0.0030506 | 395.5698 | 14.63 | 396.1918 | 20.4553 | 395.5698 | 11.7998 | 424.0573 | 0.47499 | 390.16 | -0.026029 | 424.7227 | 0.033625 | 390.16 | -0.0021233 | 390.16 | 0.0053049 | 424.0573 | 0.00015468 | 424.0573 | 0.0001649 | 395.5698 | -0.033038 | 395.5698 | -0.010733 | 645.4432 | 0.026238 | 395.5698 | -0.015988 | 644.6425 | 0.00013913 | 645.4432 | 0.010281 | 424.0573 | 0.32572
| 424.8355 | 0 | 395.787 | 1.3326 | 424.8355 | 0 | 395.787 | 14.2014 | 396.4091 | 21.5841 | 395.787 | 12.5956 | 424.1711 | 0.50763 | 390.37 | 0.0075566 | 424.8355 | 0.026439 | 390.37 | -0.00053907 | 390.37 | -0.0032645 | 424.1711 | 0.00011444 | 424.1711 | 0.00014581 | 395.7871 | 0.04898 | 395.787 | 0.00961 | 645.6041 | 0.025117 | 395.787 | 0.041182 | 644.8037 | 0 | 645.6041 | 0.0097523 | 424.1711 | 0.35304
| 424.9483 | 0.0090589 | 396.0043 | 1.2426 | 424.9483 | 0.00352 | 396.0043 | 13.6129 | 396.6264 | 21.8265 | 396.0043 | 13.0713 | 424.285 | 0.50388 | 390.59 | -0.029387 | 424.9483 | 0.027207 | 390.59 | -0.0010672 | 390.59 | -0.0023901 | 424.285 | 0.00012013 | 424.285 | 0.00015839 | 396.0043 | -0.06908 | 396.0043 | -0.027926 | 645.7651 | 0.019006 | 396.0043 | -0.017982 | 644.9649 | 0 | 645.7651 | 0.010164 | 424.285 | 0.34843
| 425.0611 | 0 | 396.2216 | 1.2438 | 425.0611 | 0 | 396.2216 | 13.504 | 396.8438 | 22.3895 | 396.2216 | 13.846 | 424.3988 | 0.52592 | 390.81 | -0.0081163 | 425.0611 | 0.025781 | 390.81 | 0.0042136 | 390.81 | 0.00058296 | 424.3988 | 0.00010224 | 424.3988 | 0.00014798 | 396.2216 | 0.066077 | 396.2216 | 0.002803 | 645.926 | 0.021585 | 396.2216 | 0.0039442 | 645.1262 | 0 | 645.926 | 0.009811 | 424.3988 | 0.36262
| 425.1739 | 0.0059529 | 396.4389 | 1.2209 | 425.1739 | 0.015698 | 396.4389 | 12.7269 | 397.0612 | 22.7637 | 396.4389 | 14.3249 | 424.5127 | 0.52301 | 391.03 | -0.016513 | 425.1739 | 0.033131 | 391.03 | -0.010044 | 391.03 | -0.0081612 | 424.5127 | 0.00012257 | 424.5127 | 0.0001035 | 396.4389 | -0.11506 | 396.4389 | -0.014085 | 646.087 | 0.030387 | 396.4389 | -0.011066 | 645.2874 | 0.0004174 | 646.087 | 0.010281 | 424.5127 | 0.3595
| 425.2866 | 0 | 396.6562 | 1.2241 | 425.2866 | 0 | 396.6562 | 12.6056 | 397.2786 | 23.552 | 396.6562 | 15.2086 | 424.6265 | 0.50451 | 391.24 | 0.0075566 | 425.2866 | 0.029237 | 391.24 | -0.00093515 | 391.24 | 0.013875 | 424.6265 | 0.00014005 | 424.6265 | 9.9375e-05 | 396.6562 | 0.027031 | 396.6562 | 0.023258 | 646.2479 | 0.027303 | 396.6562 | 0.03937 | 645.4487 | 0.00037102 | 646.2479 | 0.0094585 | 424.6265 | 0.35942
| 425.3994 | 0.016792 | 396.8736 | 1.1884 | 425.3994 | 0.01624 | 396.8736 | 12.1193 | 397.496 | 24.0898 | 396.8736 | 15.7562 | 424.7404 | 0.50326 | 391.46 | -0.010915 | 425.3994 | 0.037191 | 391.46 | -0.00080314 | 391.46 | -0.0078116 | 424.7404 | 0.00014492 | 424.7404 | 0.00012671 | 396.8736 | -0.053832 | 396.8736 | -0.00064239 | 646.4089 | 0.020519 | 396.8736 | -0.030156 | 645.6099 | 0.00013913 | 646.4089 | 0.010516 | 424.7404 | 0.35363
| 425.5122 | 0 | 397.0909 | 1.1839 | 425.5122 | 0 | 397.0909 | 11.7681 | 397.7134 | 24.6203 | 397.0909 | 16.6364 | 424.8543 | 0.47457 | 391.68 | 0.023229 | 425.5122 | 0.032638 | 391.68 | 0.0030255 | 391.68 | -0.00099105 | 424.8543 | 0.00013822 | 424.8543 | 0.00012888 | 397.0909 | 0.06469 | 397.0909 | 0.0086928 | 646.5699 | 0.026518 | 397.0909 | 0.013132 | 645.7712 | 9.2755e-05 | 646.5699 | 0.0098698 | 424.8543 | 0.34955
| 425.625 | 0.015434 | 397.3083 | 1.1188 | 425.625 | 0.011498 | 397.3083 | 11.0035 | 397.9308 | 24.7631 | 397.3083 | 17.2319 | 424.9681 | 0.48268 | 391.9 | -0.0058775 | 425.625 | 0.021777 | 391.9 | -0.0034436 | 391.9 | -0.00046636 | 424.9681 | 0.00014818 | 424.9681 | 0.0001521 | 397.3083 | -0.073239 | 397.3083 | -0.006932 | 646.7309 | 0.024724 | 397.3083 | -0.022371 | 645.9324 | 0.00013913 | 646.7309 | 0.01081 | 424.9681 | 0.35029
| 425.7378 | 0 | 397.5257 | 1.1599 | 425.7378 | 0 | 397.5257 | 11.1695 | 398.1483 | 25.3739 | 397.5257 | 18.1844 | 425.082 | 0.46085 | 392.11 | 0.013714 | 425.7378 | 0.037026 | 392.11 | -0.0021233 | 392.11 | 0.011251 | 425.082 | 0.00013781 | 425.082 | 0.0001649 | 397.5257 | 0.038121 | 397.5257 | 0.046044 | 646.8918 | 0.022762 | 397.5257 | 0.052564 | 646.0937 | 9.2755e-05 | 646.8918 | 0.0095173 | 425.082 | 0.34866
| 425.8506 | 0.0068403 | 397.7431 | 1.1063 | 425.8506 | 0.023277 | 397.7431 | 10.5072 | 398.3657 | 25.5141 | 397.7431 | 18.7036 | 425.1959 | 0.4912 | 392.33 | -0.027708 | 425.8506 | 0.029237 | 392.33 | 0.00051708 | 392.33 | -0.0099105 | 425.1959 | 0.00014818 | 425.1959 | 0.00019007 | 397.7431 | -0.044359 | 397.7431 | -0.017082 | 647.0528 | 0.016763 | 397.7431 | -0.0020366 | 646.255 | 0.00013913 | 647.0528 | 0.010457 | 425.1959 | 0.35853
| 425.9634 | 0 | 397.9605 | 1.0895 | 425.9634 | 0 | 397.9605 | 10.1835 | 398.5832 | 26.1095 | 397.9605 | 19.643 | 425.3098 | 0.49016 | 392.55 | 0.0081163 | 425.9634 | 0.0373 | 392.55 | -0.0070082 | 392.55 | 0.0033811 | 425.3098 | 0.00012582 | 425.3098 | 0.00017966 | 397.9605 | 0.050366 | 397.9605 | 0.0041786 | 647.2138 | 0.02422 | 397.9605 | 0.026354 | 646.4162 | 9.2755e-05 | 647.2138 | 0.0094585 | 425.3098 | 0.35935
| 426.0762 | 0.027041 | 398.1779 | 1.0591 | 426.0762 | 0.0061012 | 398.1779 | 9.2513 | 398.8007 | 26.2077 | 398.1779 | 20.1475 | 425.4237 | 0.54338 | 392.77 | -0.0097957 | 426.0762 | 0.041853 | 392.77 | -0.011497 | 392.77 | -0.0050134 | 425.4237 | 0.00013781 | 425.4237 | 0.00017336 | 398.1779 | -0.068618 | 398.1779 | -0.039314 | 647.3749 | 0.016483 | 398.1779 | 0.0049431 | 646.5775 | 0.00069566 | 647.3749 | 0.010046 | 425.4237 | 0.37219
| 426.1889 | 0 | 398.3954 | 1.0619 | 426.1889 | 0 | 398.3954 | 9.4259 | 399.0182 | 26.6452 | 398.3954 | 21.2299 | 425.5376 | 0.53901 | 392.99 | 0.016513 | 426.1889 | 0.032034 | 392.99 | -0.00093515 | 392.99 | -0.0065873 | 425.5376 | 0.00012927 | 425.5376 | 0.00017532 | 398.3954 | 0.024952 | 398.3954 | 0.017324 | 647.5359 | 0.020968 | 398.3954 | -0.021361 | 646.7388 | 9.2755e-05 | 647.5359 | 0.0092823 | 425.5376 | 0.36967
| 426.3017 | 0.001516 | 398.6128 | 0.95935 | 426.3017 | 0.011264 | 398.6128 | 8.602 | 399.2357 | 26.8335 | 398.6128 | 21.8145 | 425.6515 | 0.63422 | 393.2 | -0.02267 | 426.3017 | 0.037026 | 393.2 | -0.010441 | 393.2 | -0.0029147 | 425.6515 | 0.00014899 | 425.6515 | 0.0001521 | 398.6128 | -0.044821 | 398.6128 | 0.0032262 | 647.6969 | 0.022874 | 398.6128 | -0.048147 | 646.9001 | 0.0004174 | 647.6969 | 0.0099873 | 425.6515 | 0.38318
| 426.4145 | 0 | 398.8303 | 1.0121 | 426.4145 | 0 | 398.8303 | 8.6597 | 399.4532 | 27.1506 | 398.8303 | 22.7662 | 425.7654 | 0.64253 | 393.42 | 0.0030786 | 426.4145 | 0.036368 | 393.42 | -0.0034436 | 393.42 | -0.0039641 | 425.7654 | 0.00013293 | 425.7654 | 0.00012042 | 398.8303 | 0.020542 | 398.8303 | 0.01529 | 647.8579 | 0.030555 | 398.8303 | -0.013133 | 647.0614 | 9.2755e-05 | 647.8579 | 0.0095173 | 425.7654 | 0.39231
| 426.5273 | 0.013459 | 399.0478 | 0.98125 | 426.5273 | 0.018269 | 399.0478 | 8.0251 | 399.6708 | 26.6111 | 399.0478 | 23.4812 | 425.8793 | 0.72589 | 393.64 | -0.014833 | 426.5273 | 0.036587 | 393.64 | -0.0034436 | 393.64 | -0.01026 | 425.8793 | 0.00014757 | 425.8793 | 0.0001035 | 399.0478 | -0.073932 | 399.0478 | -0.0055937 | 648.0189 | 0.024163 | 399.0478 | -0.011287 | 647.2227 | 0.00013913 | 648.0189 | 0.010281 | 425.8793 | 0.41184
| 426.6401 | 0 | 399.2653 | 0.97407 | 426.6401 | 0 | 399.2653 | 8.2011 | 399.8884 | 27.1338 | 399.2653 | 24.6456 | 425.9932 | 0.7128 | 393.86 | 0.011475 | 426.6401 | 0.037629 | 393.86 | 0.0065902 | 393.86 | 0.018421 | 425.9932 | 0.00012643 | 425.9932 | 0.00014581 | 399.2653 | 0.024028 | 399.2653 | 0.010805 | 648.18 | 0.029489 | 399.2653 | 0.0090438 | 647.384 | 9.2755e-05 | 648.18 | 0.0096348 | 425.9932 | 0.42431
| 426.7529 | 0 | 399.4828 | 0.93123 | 426.7529 | 0.015698 | 399.4828 | 7.4558 | 400.1059 | 27.4057 | 399.4828 | 25.3477 | 426.1071 | 0.75333 | 394.07 | 0.0058775 | 426.7529 | 0.039385 | 394.07 | -0.0035756 | 394.07 | -0.009735 | 426.1071 | 0.00015041 | 426.1071 | 0.00015839 | 399.4828 | -0.091953 | 399.4828 | 0.019163 | 648.341 | 0.019398 | 399.4828 | -0.029107 | 647.5454 | 0 | 648.341 | 0.0099285 | 426.1071 | 0.43345
| 426.8657 | 0 | 399.7003 | 0.95686 | 426.8657 | 0 | 399.7003 | 7.4554 | 400.3235 | 27.762 | 399.7003 | 26.4979 | 426.221 | 0.74356 | 394.29 | -0.010355 | 426.8657 | 0.038233 | 394.29 | 0.0013092 | 394.29 | 0.010377 | 426.221 | 0.0001307 | 426.221 | 0.00021546 | 399.7003 | 0.048749 | 399.7003 | -0.0087229 | 648.5021 | 0.025117 | 399.7003 | 0.027475 | 647.7067 | 9.2755e-05 | 648.5021 | 0.0092236 | 426.221 | 0.44555
| 426.9785 | 0.02099 | 399.9179 | 0.92253 | 426.9785 | 0.027878 | 399.9179 | 7.1354 | 400.5411 | 27.8555 | 399.9179 | 27.2346 | 426.3349 | 0.77058 | 394.51 | -0.02379 | 426.9785 | 0.033296 | 394.51 | -0.0052918 | 394.51 | 0.00040807 | 426.3349 | 0.00014289 | 426.3349 | 0.00017749 | 399.9179 | -0.098653 | 399.9179 | -0.014899 | 648.6631 | 0.021024 | 399.9179 | 0.010369 | 647.868 | 0.00013913 | 648.6631 | 0.0098698 | 426.3349 | 0.45498
| 427.0913 | 0 | 400.1354 | 0.96007 | 427.0913 | 0 | 400.1354 | 7.1835 | 400.7587 | 28.0322 | 400.1354 | 28.4216 | 426.4489 | 0.829 | 394.73 | 0.018192 | 427.0913 | 0.039165 | 394.73 | 0.0006491 | 394.73 | -0.013408 | 426.4489 | 0.00013618 | 426.4489 | 0.00017119 | 400.1354 | 0.11275 | 400.1354 | 0.004479 | 648.8242 | 0.046701 | 400.1354 | 0.014601 | 648.0294 | 9.2755e-05 | 648.8242 | 0.0099873 | 426.4489 | 0.46671
| 427.2041 | 0.0030689 | 400.353 | 0.91881 | 427.2041 | 0.0098558 | 400.353 | 6.7307 | 400.9764 | 28.3997 | 400.353 | 29.35 | 426.5628 | 0.90154 | 394.95 | -0.013154 | 427.2041 | 0.035929 | 394.95 | -0.011365 | 394.95 | -0.012534 | 426.5628 | 0.00016932 | 426.5628 | 9.7205e-05 | 400.353 | -0.022355 | 400.353 | -0.00966 | 648.9853 | 0.022594 | 400.353 | 0.011653 | 648.1907 | 0 | 648.9853 | 0.010516 | 426.5628 | 0.47384
| 427.3169 | 0 | 400.5706 | 0.89956 | 427.3169 | 0 | 400.5706 | 6.585 | 401.194 | 28.6861 | 400.5706 | 30.2484 | 426.6768 | 0.95975 | 395.16 | 0.013714 | 427.3169 | 0.038397 | 395.16 | 0.0096264 | 395.16 | 0.0014574 | 426.6768 | 0.00016098 | 426.6768 | 0.00010979 | 400.5706 | 0.032807 | 400.5706 | -0.014721 | 649.1464 | 0.029938 | 400.5706 | -0.0011551 | 648.3521 | 9.2755e-05 | 649.1464 | 0.0099285 | 426.6768 | 0.48319
| 427.4297 | 0.015311 | 400.7882 | 0.78854 | 427.4297 | 0.017863 | 400.7882 | 6.1793 | 401.4117 | 28.4894 | 400.7882 | 30.9092 | 426.7907 | 0.97555 | 395.38 | -0.02435 | 427.4297 | 0.035326 | 395.38 | -0.00053907 | 395.38 | -0.0050134 | 426.7907 | 0.00016708 | 426.7907 | 0.00010979 | 400.7882 | -0.010757 | 400.7882 | -0.00028929 | 649.3075 | 0.026294 | 400.7882 | -0.027648 | 648.5134 | 0 | 649.3075 | 0.010222 | 426.7907 | 0.49151
| 427.5425 | 0 | 401.0058 | 0.83609 | 427.5425 | 0 | 401.0058 | 6.0182 | 401.6293 | 28.5688 | 401.0058 | 31.6575 | 426.9047 | 0.98137 | 395.6 | 0.033306 | 427.5425 | 0.042018 | 395.6 | 0.0027614 | 395.6 | 0.0047802 | 426.9047 | 0.00014716 | 426.9047 | 0.00014364 | 401.0058 | 0.024028 | 401.0058 | 0.010067 | 649.4686 | 0.037731 | 401.0058 | 0.021373 | 648.6748 | 9.2755e-05 | 649.4686 | 0.009576 | 426.9047 | 0.50212
| 427.6553 | 0.0039563 | 401.2235 | 0.85414 | 427.6553 | 0.026254 | 401.2235 | 5.7892 | 401.847 | 28.3519 | 401.2235 | 32.655 | 427.0186 | 0.9716 | 395.82 | -0.032185 | 427.6553 | 0.047284 | 395.82 | -0.0027834 | 395.82 | -0.0046636 | 427.0186 | 0.00014818 | 427.0186 | 0.00015427 | 401.2235 | -0.074394 | 401.2235 | -0.010314 | 649.6296 | 0.022257 | 401.2235 | 0.036535 | 648.8361 | 0.0004174 | 649.6296 | 0.010281 | 427.0186 | 0.51482
| 427.7681 | 0 | 401.4411 | 0.81681 | 427.7681 | 0 | 401.4411 | 5.7665 | 402.0647 | 28.3281 | 401.4411 | 33.5452 | 427.1326 | 0.96266 | 396.04 | 0.035543 | 427.7681 | 0.034228 | 396.04 | -0.00027504 | 396.04 | 0.0047802 | 427.1326 | 0.00014757 | 427.1326 | 0.0001521 | 401.4411 | 0.065152 | 401.4411 | 0.020411 | 649.7908 | 0.033919 | 401.4411 | 0.040226 | 648.9975 | 0 | 649.7908 | 0.0095173 | 427.1326 | 0.52068
| 427.8809 | 0 | 401.6588 | 0.78367 | 427.8809 | 0.011264 | 401.6588 | 5.2249 | 402.2824 | 28.0875 | 401.6588 | 34.377 | 427.2465 | 0.95185 | 396.25 | -0.043381 | 427.8809 | 0.042621 | 396.25 | -0.0046317 | 396.25 | 0.0025067 | 427.2465 | 0.00013476 | 427.2465 | 0.0001649 | 401.6588 | -0.034193 | 401.6588 | -0.021134 | 649.9519 | 0.014464 | 401.6588 | -0.023308 | 649.1589 | 0 | 649.9519 | 0.010281 | 427.2465 | 0.52967
| 427.9937 | 0 | 401.8765 | 0.76435 | 427.9937 | 0 | 401.8765 | 5.2466 | 402.5002 | 28.6612 | 401.8765 | 35.6641 | 427.3605 | 0.94478 | 396.47 | 0.012035 | 427.9937 | 0.038233 | 396.47 | 0.00051708 | 396.47 | 0.013875 | 427.3605 | 0.00011972 | 427.3605 | 0.00013301 | 401.8765 | 0.024952 | 401.8765 | -0.0046621 | 650.113 | 0.023379 | 401.8765 | 0.01696 | 649.3203 | 0 | 650.113 | 0.0099873 | 427.3605 | 0.53316
| 428.1064 | 0.014817 | 402.0942 | 0.76751 | 428.1064 | 0.015698 | 402.0942 | 4.8457 | 402.7179 | 28.8717 | 402.0942 | 36.7749 | 427.4745 | 0.96827 | 396.69 | 0.011475 | 428.1064 | 0.050246 | 396.69 | -0.0059519 | 396.69 | -0.0039641 | 427.4745 | 0.00013618 | 427.4745 | 0.00012259 | 402.0942 | -0.074856 | 402.0942 | -0.021402 | 650.2741 | 0.022257 | 402.0942 | -0.027925 | 649.4817 | 0.00013913 | 650.2741 | 0.010516 | 427.4745 | 0.546
| 428.2192 | 0 | 402.3119 | 0.75075 | 428.2192 | 0 | 402.3119 | 5.052 | 402.9357 | 28.9603 | 402.3119 | 37.3679 | 427.5885 | 0.97014 | 396.91 | 0.024908 | 428.2192 | 0.039988 | 396.91 | -0.0031795 | 396.91 | 0.0028565 | 427.5885 | 0.00015001 | 427.5885 | 8.245e-05 | 402.3119 | 0.017541 | 402.3119 | 0.026785 | 650.4352 | 0.028985 | 402.3119 | 0.025261 | 649.6431 | 9.2755e-05 | 650.4352 | 0.010399 | 427.5885 | 0.55112
| 428.332 | 0 | 402.5296 | 0.75489 | 428.332 | 0.01056 | 402.5296 | 4.6243 | 403.1534 | 28.8419 | 402.5296 | 38.0246 | 427.7025 | 1.0111 | 397.13 | -0.02379 | 428.332 | 0.043389 | 397.13 | 0.005402 | 397.13 | -0.00046636 | 427.7025 | 0.00017277 | 427.7025 | 9.9375e-05 | 402.5296 | -0.047363 | 402.5296 | -0.01313 | 650.5964 | 0.020183 | 402.5296 | -0.021672 | 649.8045 | 0.00013913 | 650.5964 | 0.010927 | 427.7025 | 0.56538
| 428.4448 | 0 | 402.7474 | 0.74099 | 428.4448 | 0 | 402.7474 | 4.6833 | 403.3712 | 28.6195 | 402.7474 | 38.8499 | 427.8164 | 1.0038 | 397.34 | 0.0075566 | 428.4448 | 0.041195 | 397.34 | -0.00014302 | 397.34 | 0.0049551 | 427.8164 | 0.00013781 | 427.8164 | 9.5035e-05 | 402.7474 | 0.045745 | 402.7474 | 0.020498 | 650.7575 | 0.041487 | 402.7474 | 0.013273 | 649.9659 | 0 | 650.7575 | 0.010751 | 427.8164 | 0.57154
| 428.5577 | 0.019756 | 402.9651 | 0.77433 | 428.5577 | 0.021382 | 402.9651 | 4.4165 | 403.589 | 28.6771 | 402.9651 | 39.9356 | 427.9304 | 1.0458 | 397.56 | 0.006437 | 428.5577 | 0.047777 | 397.56 | -0.0096484 | 397.56 | 0.0012825 | 427.9304 | 0.00015041 | 427.9304 | 0.00012671 | 402.9651 | -0.038121 | 402.9651 | -0.040194 | 650.9187 | 0.021585 | 402.9651 | 0.01816 | 650.1273 | 0.0004174 | 650.9187 | 0.01034 | 427.9304 | 0.58327
| 428.6705 | 0 | 403.1829 | 0.7556 | 428.6705 | 0 | 403.1829 | 4.5384 | 403.8068 | 28.72 | 403.1829 | 40.938 | 428.0444 | 1.0537 | 397.78 | 0.010355 | 428.6705 | 0.041359 | 397.78 | 0.0034215 | 397.78 | 0.00040807 | 428.0444 | 0.00012338 | 428.0444 | 0.00017749 | 403.1829 | 0.056604 | 403.1829 | 0.016514 | 651.0798 | 0.03319 | 403.1829 | -0.011737 | 650.2887 | 0 | 651.0798 | 0.009576 | 428.0444 | 0.58869
| 428.7833 | 0.00040678 | 403.4007 | 0.70627 | 428.7833 | 0.016916 | 403.4007 | 4.0127 | 404.0247 | 28.4393 | 403.4007 | 41.2762 | 428.1584 | 1.1105 | 398 | -0.0097957 | 428.7833 | 0.045912 | 398 | 0.00038506 | 398 | -0.0071117 | 428.1584 | 0.00014899 | 428.1584 | 0.00023672 | 403.4007 | -0.049442 | 403.4007 | -0.011958 | 651.241 | 0.01923 | 403.4007 | -0.018377 | 650.4501 | 0.00013913 | 651.241 | 0.010105 | 428.1584 | 0.59998
| 428.8961 | 0 | 403.6185 | 0.73352 | 428.8961 | 0 | 403.6185 | 4.0518 | 404.2425 | 27.9447 | 403.6185 | 42.3416 | 428.2724 | 1.1315 | 398.22 | -0.02379 | 428.8961 | 0.039988 | 398.22 | 0.0048738 | 398.22 | 0.0075785 | 428.2724 | 0.00013639 | 428.2724 | 0.00023238 | 403.6185 | 0.043435 | 403.6185 | 0.018181 | 651.4022 | 0.035656 | 403.6185 | 0.032642 | 650.6116 | 0 | 651.4022 | 0.010164 | 428.2724 | 0.60681
| 429.0089 | 0.0095026 | 403.8363 | 0.70359 | 429.0089 | 0.019217 | 403.8363 | 3.8988 | 404.4604 | 27.4379 | 403.8363 | 42.8727 | 428.3865 | 1.1805 | 398.44 | -0.030506 | 429.0089 | 0.04295 | 398.44 | -0.010705 | 398.44 | -0.021452 | 428.3865 | 0.0001868 | 428.3865 | 0.00014993 | 403.8363 | -0.051983 | 403.8363 | -0.020283 | 651.5634 | 0.017324 | 403.8363 | -0.017568 | 650.773 | 0.00013913 | 651.5634 | 0.010516 | 428.3865 | 0.61757
| 429.1217 | 0 | 404.0541 | 0.72785 | 429.1217 | 0 | 404.0541 | 4.0296 | 404.6782 | 27.225 | 404.0541 | 43.7646 | 428.5005 | 1.1955 | 398.65 | 0.0069968 | 429.1217 | 0.044651 | 398.65 | 0.013191 | 398.65 | 0.016673 | 428.5005 | 0.00018456 | 428.5005 | 9.9375e-05 | 404.0541 | 0.072546 | 404.0541 | 0.02403 | 651.7245 | 0.035096 | 404.0541 | 0.01 | 650.9345 | 9.2755e-05 | 651.7245 | 0.0097523 | 428.5005 | 0.62626
| 429.2345 | 0.0021815 | 404.272 | 0.70008 | 429.2345 | 0.012906 | 404.272 | 3.6495 | 404.8961 | 26.7064 | 404.272 | 43.9575 | 428.6145 | 1.2391 | 398.87 | -0.0041982 | 429.2345 | 0.042018 | 398.87 | 0.0042136 | 398.87 | 0.0095019 | 428.6145 | 0.00018598 | 428.6145 | 7.6158e-05 | 404.272 | -0.051059 | 404.272 | -0.01787 | 651.8857 | 0.027976 | 404.272 | 0.022617 | 651.0959 | 0.00013913 | 651.8857 | 0.010105 | 428.6145 | 0.6394
| 429.3473 | 0 | 404.4898 | 0.67437 | 429.3473 | 0 | 404.4898 | 3.6473 | 405.114 | 26.6896 | 404.4898 | 44.2821 | 428.7285 | 1.2587 | 399.09 | 0.010355 | 429.3473 | 0.043718 | 399.09 | -0.0022553 | 399.09 | -0.0037892 | 428.7285 | 0.00015854 | 428.7285 | 7.1819e-05 | 404.4898 | 0.027724 | 404.4898 | -0.017805 | 652.0469 | 0.025453 | 404.4898 | 0.00096968 | 651.2574 | 0 | 652.0469 | 0.0099873 | 428.7285 | 0.64712
| 429.4601 | 0.015928 | 404.7077 | 0.67403 | 429.4601 | 0.018946 | 404.7077 | 3.298 | 405.3319 | 26.6505 | 404.7077 | 45.1385 | 428.8426 | 1.3052 | 399.31 | 0.00027989 | 429.4601 | 0.039988 | 399.31 | 0.0031575 | 399.31 | 0.0014574 | 428.8426 | 0.00015366 | 428.8426 | 8.6573e-05 | 404.7077 | -0.043666 | 404.7077 | -0.0081592 | 652.2081 | 0.018053 | 404.7077 | -0.018539 | 651.4188 | 0.00013913 | 652.2081 | 0.010399 | 428.8426 | 0.66041
| 429.5729 | 0 | 404.9256 | 0.67711 | 429.5729 | 0 | 404.9256 | 3.423 | 405.5498 | 26.3916 | 404.9256 | 45.2576 | 428.9566 | 1.3214 | 399.53 | -0.023229 | 429.5729 | 0.045254 | 399.53 | 0.0064578 | 399.53 | 0.0040807 | 428.9566 | 0.0001561 | 428.9566 | 0.00012671 | 404.9256 | 0.017709 | 404.9256 | -0.0017275 | 652.3693 | 0.020015 | 404.9256 | 0.032942 | 651.5803 | 0.00037102 | 652.3693 | 0.010105 | 428.9566 | 0.66479
| 429.6857 | 0.011056 | 405.1435 | 0.64893 | 429.6857 | 0.0075091 | 405.1435 | 3.2412 | 405.7678 | 25.7848 | 405.1435 | 44.8417 | 429.0707 | 1.3601 | 399.74 | -0.028267 | 429.6857 | 0.048381 | 399.74 | -0.0071401 | 399.74 | 0.001982 | 429.0707 | 0.00015387 | 429.0707 | 0.00018595 | 405.1435 | -0.046901 | 405.1435 | -0.0060372 | 652.5306 | 0.01794 | 405.1435 | 0.0030695 | 651.7418 | 0.00013913 | 652.5306 | 0.010281 | 429.0707 | 0.67935
| 429.7985 | 0 | 405.3614 | 0.66241 | 429.7985 | 0 | 405.3614 | 3.209 | 405.9857 | 25.4451 | 405.3614 | 45.1694 | 429.1847 | 1.3745 | 399.96 | -0.02435 | 429.7985 | 0.040921 | 399.96 | 0.0021013 | 399.96 | -0.0016906 | 429.1847 | 0.00014614 | 429.1847 | 0.00020504 | 405.3614 | 0.031883 | 405.3614 | 0.025846 | 652.6918 | 0.023827 | 405.3614 | 0.019026 | 651.9032 | 9.2755e-05 | 652.6918 | 0.0093998 | 429.1847 | 0.6867
| 429.9113 | 0.0059529 | 405.5794 | 0.62787 | 429.9113 | 0.014616 | 405.5794 | 3.0071 | 406.2037 | 25.1987 | 405.5794 | 45.5972 | 429.2987 | 1.425 | 400.18 | 0.027708 | 429.9113 | 0.038891 | 400.18 | -0.0039716 | 400.18 | -0.0022152 | 429.2987 | 0.00016505 | 429.2987 | 0.00019007 | 405.5794 | -0.054525 | 405.5794 | -0.019847 | 652.853 | 0.022369 | 405.5794 | -0.018654 | 652.0647 | 0.0004174 | 652.853 | 0.0095173 | 429.2987 | 0.70815
| 430.0241 | 0 | 405.7973 | 0.65714 | 430.0241 | 0 | 405.7973 | 3.1599 | 406.4217 | 25.3258 | 405.7973 | 45.79 | 429.4128 | 1.4453 | 400.4 | -0.0097957 | 430.0241 | 0.046954 | 400.4 | -0.0022553 | 400.4 | 0.0014574 | 429.4128 | 0.00017236 | 429.4128 | 0.00015839 | 405.7973 | 0.0064659 | 405.7973 | 0.048115 | 653.0142 | 0.028088 | 405.7973 | -0.0079821 | 652.2262 | 0 | 653.0142 | 0.0089886 | 429.4128 | 0.7161
| 430.1369 | 0.013952 | 406.0153 | 0.61642 | 430.1369 | 0.014751 | 406.0153 | 2.8291 | 406.6397 | 24.9392 | 406.0153 | 45.3659 | 429.5269 | 1.4763 | 400.62 | -0.00027989 | 430.1369 | 0.041689 | 400.62 | -0.00582 | 400.62 | -0.011659 | 429.5269 | 0.00018883 | 429.5269 | 0.00012671 | 406.0153 | -0.039507 | 406.0153 | 0.0063943 | 653.1755 | 0.01766 | 406.0153 | -0.037327 | 652.3877 | 0.00013913 | 653.1755 | 0.0098698 | 429.5269 | 0.72917
| 430.2497 | 0 | 406.2333 | 0.64842 | 430.2497 | 0 | 406.2333 | 3.1033 | 406.8577 | 24.614 | 406.2333 | 45.3192 | 429.6409 | 1.4803 | 400.84 | 0.010915 | 430.2497 | 0.054469 | 400.84 | -0.0010672 | 400.84 | 0.0011076 | 429.6409 | 0.00015245 | 429.6409 | 9.0912e-05 | 406.2333 | 0.040431 | 406.2333 | 0.028194 | 653.3367 | 0.023042 | 406.2333 | 0.025049 | 652.5492 | 0 | 653.3367 | 0.0097523 | 429.6409 | 0.73265
| 430.3625 | 0.016175 | 406.4513 | 0.64775 | 430.3625 | 0.024224 | 406.4513 | 2.693 | 407.0757 | 24.3727 | 406.4513 | 45.094 | 429.755 | 1.5158 | 401.05 | -0.036664 | 430.3625 | 0.046351 | 401.05 | -0.0014632 | 401.05 | -0.004139 | 429.755 | 0.0001624 | 429.755 | 9.9375e-05 | 406.4513 | -0.017056 | 406.4513 | 0.02826 | 653.498 | 0.018333 | 406.4513 | -0.0011744 | 652.7107 | 0.0004174 | 653.498 | 0.010692 | 429.755 | 0.74112
| 430.4753 | 0 | 406.6693 | 0.63716 | 430.4753 | 0 | 406.6693 | 2.7353 | 407.2937 | 24.5251 | 406.6693 | 45.1092 | 429.8691 | 1.536 | 401.27 | -0.0019591 | 430.4753 | 0.036094 | 401.27 | -0.0038396 | 401.27 | 0.0061793 | 429.8691 | 0.00014431 | 429.8691 | 0.00015839 | 406.6693 | 0.054756 | 406.6693 | -0.0018511 | 653.6593 | 0.027976 | 406.6693 | 0.018645 | 652.8722 | 9.2755e-05 | 653.6593 | 0.010457 | 429.8691 | 0.74832
| 430.5881 | 0.0052875 | 406.8873 | 0.63035 | 430.5881 | 0.0068052 | 406.8873 | 2.5831 | 407.5118 | 24.1069 | 406.8873 | 43.9605 | 429.9832 | 1.5778 | 401.49 | -0.013154 | 430.5881 | 0.060064 | 401.49 | 0.0017053 | 401.49 | -0.00064125 | 429.9832 | 0.00015671 | 429.9832 | 0.00020699 | 406.8873 | -0.057528 | 406.8873 | 0.00059293 | 653.8205 | 0.022257 | 406.8873 | -0.018354 | 653.0338 | 0.0004174 | 653.8205 | 0.01081 | 429.9832 | 0.75849
| 430.701 | 0 | 407.1053 | 0.58816 | 430.701 | 0 | 407.1053 | 2.5979 | 407.7299 | 24.1103 | 407.1053 | 43.2901 | 430.0972 | 1.5977 | 401.71 | 0.029946 | 430.701 | 0.041524 | 401.71 | -1.1002e-05 | 401.71 | -0.0067623 | 430.0972 | 0.00013862 | 430.0972 | 0.00018378 | 407.1053 | 0.040663 | 407.1053 | -0.0037586 | 653.9818 | 0.023154 | 407.1053 | 0.0075794 | 653.1953 | 0.00037102 | 653.9818 | 0.010046 | 430.0972 | 0.77052
| 430.8138 | 0.0030689 | 407.3234 | 0.57994 | 430.8138 | 0.023006 | 407.3234 | 2.3052 | 407.9479 | 23.5896 | 407.3234 | 42.2132 | 430.2113 | 1.648 | 401.93 | -0.024908 | 430.8138 | 0.047284 | 401.93 | -0.014137 | 401.93 | -0.0023901 | 430.2113 | 0.00014777 | 430.2113 | 0.00012476 | 407.3234 | -0.04898 | 407.3234 | -0.013942 | 654.1431 | 0.016651 | 407.3234 | 0.00078822 | 653.3568 | 0.00013913 | 654.1431 | 0.010634 | 430.2113 | 0.78945
| 430.9266 | 0 | 407.5415 | 0.60253 | 430.9266 | 0 | 407.5415 | 2.5163 | 408.166 | 23.4176 | 407.5415 | 41.8647 | 430.3254 | 1.6755 | 402.15 | 0.014833 | 430.9266 | 0.041524 | 402.15 | -0.0056876 | 402.15 | 0.0012825 | 430.3254 | 0.00017236 | 430.3254 | 0.0001035 | 407.5415 | 0.027031 | 407.5415 | 0.0081619 | 654.3044 | 0.026798 | 407.5415 | 0.01144 | 653.5184 | 0.00064928 | 654.3044 | 0.0096935 | 430.3254 | 0.80467
| 431.0394 | 0.012165 | 407.7595 | 0.57533 | 431.0394 | 0.010091 | 407.7595 | 2.1743 | 408.3842 | 22.8396 | 407.7595 | 40.7035 | 430.4395 | 1.7268 | 402.36 | -0.014833 | 431.0394 | 0.058529 | 402.36 | -0.0097808 | 402.36 | -0.0062376 | 430.4395 | 0.00019676 | 430.4395 | 9.9375e-05 | 407.7595 | -0.047825 | 407.7595 | -0.019893 | 654.4657 | 0.029153 | 407.7595 | 0.019023 | 653.6799 | 0.0004174 | 654.4657 | 0.010046 | 430.4395 | 0.8222
| 431.1522 | 0 | 407.9776 | 0.54043 | 431.1522 | 0 | 407.9776 | 2.2226 | 408.6023 | 22.5445 | 407.9776 | 39.6405 | 430.5536 | 1.7432 | 402.58 | -0.00083963 | 431.1522 | 0.061326 | 402.58 | -0.0083283 | 402.58 | 0.0016322 | 430.5536 | 0.00018923 | 430.5536 | 0.00012671 | 407.9776 | 0.041125 | 407.9776 | -0.0077693 | 654.627 | 0.029097 | 407.9776 | 0.001029 | 653.8415 | 9.2755e-05 | 654.627 | 0.0092236 | 430.5536 | 0.82865
| 431.265 | 0.012594 | 408.1958 | 0.5602 | 431.265 | 0.0089172 | 408.1958 | 2.0729 | 408.8204 | 22.2079 | 408.1958 | 38.6896 | 430.6677 | 1.7823 | 402.8 | -0.050097 | 431.265 | 0.041524 | 402.8 | -0.0010672 | 402.8 | -0.0015157 | 430.6677 | 0.00011545 | 430.6677 | 8.245e-05 | 408.1958 | -0.045745 | 408.1958 | -0.01284 | 654.7883 | 0.021697 | 408.1958 | -0.010503 | 654.003 | 0.0004174 | 654.7883 | 0.0096935 | 430.6677 | 0.84402
| 431.3778 | 0 | 408.4139 | 0.57569 | 431.3778 | 0 | 408.4139 | 1.9465 | 409.0386 | 21.8283 | 408.4139 | 37.3239 | 430.7819 | 1.8214 | 403.02 | 0.028267 | 431.3778 | 0.044486 | 403.02 | 0.0035535 | 403.02 | 0.0070537 | 430.7819 | 0.00028294 | 430.7819 | 0.00035714 | 408.4139 | -0.054294 | 408.4139 | -0.0065749 | 654.9496 | 0.023547 | 408.4139 | -0.019388 | 654.1646 | 0 | 654.9496 | 0.0099285 | 430.7819 | 0.85739
| 431.4907 | 0.011721 | 408.632 | 0.58402 | 431.4907 | 0.016645 | 408.632 | 2.0409 | 409.2567 | 21.7906 | 408.632 | 36.4977 | 430.896 | 1.8736 | 403.24 | -0.014833 | 431.4907 | 0.047613 | 403.24 | 0.0040816 | 403.24 | 0.0054798 | 430.896 | 0.00023802 | 430.896 | 0.00029574 | 408.632 | 0.023335 | 408.632 | 0.0052134 | 655.1109 | 0.020519 | 408.632 | -0.0097344 | 654.3261 | 0.00097375 | 655.1109 | 0.009811 | 430.896 | 0.8758
| 431.6035 | 0 | 408.8502 | 0.55067 | 431.6035 | 0 | 408.8502 | 1.8235 | 409.4749 | 21.0437 | 408.8502 | 35.0378 | 431.0101 | 1.9243 | 403.46 | -0.006437 | 431.6035 | 0.047613 | 403.46 | -0.0025194 | 403.46 | -0.002565 | 431.0101 | 0.0004866 | 431.0101 | 0.00052812 | 408.8502 | -0.025876 | 408.8502 | -0.01204 | 655.2722 | 0.023379 | 408.8502 | -0.010431 | 654.4877 | 0 | 655.2722 | 0.01081 | 431.0101 | 0.89258
| 431.7163 | 0.011721 | 409.0684 | 0.55482 | 431.7163 | 0.015969 | 409.0684 | 1.9747 | 409.6931 | 20.6261 | 409.0684 | 34.0267 | 431.1242 | 1.953 | 403.68 | 0.06633 | 431.7163 | 0.05414 | 403.68 | 0.0013092 | 403.68 | 5.8296e-05 | 431.1242 | 0.00025367 | 431.1242 | 0.00023672 | 409.0684 | 0.01594 | 409.0684 | 0.012134 | 655.4336 | 0.02663 | 409.0684 | 0.028327 | 654.6493 | 0.00097375 | 655.4336 | 0.0097523 | 431.1242 | 0.90557
| 431.8291 | 0 | 409.2866 | 0.55008 | 431.8291 | 0 | 409.2866 | 1.6672 | 409.9113 | 20.1011 | 409.2866 | 33.0392 | 431.2384 | 2.0037 | 403.89 | -0.04562 | 431.8291 | 0.047887 | 403.89 | -0.0021233 | 403.89 | 0.0011076 | 431.2384 | 0.00051303 | 431.2384 | 0.00049448 | 409.2865 | -0.077166 | 409.2866 | -0.015521 | 655.5949 | 0.018333 | 409.2866 | -0.023091 | 654.8109 | 0 | 655.5949 | 0.010692 | 431.2384 | 0.9202
| 431.9419 | 0.014199 | 409.5048 | 0.55562 | 431.9419 | 0.020435 | 409.5048 | 1.8283 | 410.1295 | 19.8622 | 409.5048 | 31.976 | 431.3525 | 2.0315 | 404.11 | 0.041701 | 431.9419 | 0.057596 | 404.11 | -0.007668 | 404.11 | -0.002565 | 431.3525 | 0.00026464 | 431.3525 | 0.00026189 | 409.5048 | 0.027955 | 409.5048 | -0.0026723 | 655.7563 | 0.025621 | 409.5048 | 0.022363 | 654.9725 | 0.00097375 | 655.7563 | 0.010105 | 431.3525 | 0.92762
| 432.0547 | 0 | 409.723 | 0.53745 | 432.0547 | 0 | 409.723 | 1.5319 | 410.3478 | 19.2027 | 409.723 | 30.5909 | 431.4666 | 2.0829 | 404.33 | 0.010355 | 432.0547 | 0.048874 | 404.33 | -0.0050278 | 404.33 | -0.011659 | 431.4666 | 0.00050917 | 431.4666 | 0.00051553 | 409.723 | -0.053139 | 409.723 | 0.00082389 | 655.9176 | 0.024051 | 409.723 | 0.012188 | 655.1341 | 0 | 655.9176 | 0.011162 | 431.4666 | 0.94433
| 432.1676 | 0.0081715 | 409.9412 | 0.52646 | 432.1676 | 0.0091518 | 409.9412 | 1.7467 | 410.566 | 18.7634 | 409.9412 | 29.8497 | 431.5808 | 2.1087 | 404.55 | -0.018752 | 432.1676 | 0.057267 | 404.55 | 0.00078111 | 404.55 | -0.0027399 | 431.5808 | 0.00024981 | 431.5808 | 0.00025777 | 409.9412 | 0.020434 | 409.9412 | 0.010143 | 656.079 | 0.027023 | 409.9412 | 0.017504 | 655.2957 | 0.00097375 | 656.079 | 0.01034 | 431.5808 | 0.95613
| 432.2804 | 0 | 410.1595 | 0.52425 | 432.2804 | 0 | 410.1595 | 1.4844 | 410.7843 | 18.4338 | 410.1595 | 29.0553 | 431.6949 | 2.1654 | 404.77 | -0.016513 | 432.2804 | 0.059461 | 404.77 | -0.0022553 | 404.77 | -0.0020404 | 431.6949 | 0.00050449 | 431.6949 | 0.00043937 | 410.1595 | -0.047363 | 410.1595 | 0.0062971 | 656.2403 | 0.014857 | 410.1595 | -0.033892 | 655.4573 | 0 | 656.2403 | 0.010516 | 431.6949 | 0.97395
| 432.3932 | 0.0050655 | 410.3777 | 0.55111 | 432.3932 | 0.013376 | 410.3777 | 1.6708 | 411.0026 | 18.2062 | 410.3777 | 28.4329 | 431.8091 | 2.1883 | 404.99 | 0.0058775 | 432.3932 | 0.052604 | 404.99 | 0.0064578 | 404.99 | -0.007462 | 431.8091 | 0.00025509 | 431.8091 | 0.00018161 | 410.3777 | 0.046207 | 410.3777 | 0.013078 | 656.4017 | 0.021416 | 410.3777 | 0.01102 | 655.6189 | 0.00069566 | 656.4017 | 0.010046 | 431.8091 | 0.98383
| 432.506 | 0 | 410.596 | 0.5181 | 432.506 | 0 | 410.596 | 1.4209 | 411.2208 | 17.892 | 410.596 | 27.6255 | 431.9232 | 2.2355 | 405.21 | -0.043381 | 432.506 | 0.056499 | 405.21 | -0.0054239 | 405.21 | 0.0042556 | 431.9232 | 0.00053376 | 431.9232 | 0.00045218 | 410.596 | -0.023566 | 410.596 | -0.018492 | 656.5631 | 0.039245 | 410.596 | 0.0057321 | 655.7805 | 0 | 656.5631 | 0.010986 | 431.9232 | 1.0025
| 432.6189 | 0.012594 | 410.8143 | 0.51093 | 432.6189 | 0.030314 | 410.8143 | 1.5446 | 411.4391 | 17.5002 | 410.8143 | 26.8035 | 432.0374 | 2.25 | 405.42 | -0.017632 | 432.6189 | 0.055841 | 405.42 | -0.0051598 | 405.42 | 0.0023318 | 432.0374 | 0.00028355 | 432.0374 | 0.00027035 | 410.8143 | 0.011032 | 410.8143 | 0.014572 | 656.7245 | 0.023547 | 410.8143 | 0.019721 | 655.9421 | 0.00069566 | 656.7245 | 0.01034 | 432.0374 | 1.016
| 432.7317 | 0 | 411.0326 | 0.52339 | 432.7317 | 0 | 411.0326 | 1.2456 | 411.6575 | 17.0478 | 411.0326 | 25.5541 | 432.1516 | 2.3034 | 405.64 | -0.00027989 | 432.7317 | 0.06533 | 405.64 | 0.010815 | 405.64 | -0.01061 | 432.1516 | 0.00054088 | 432.1516 | 0.00045218 | 411.0326 | -0.058914 | 411.0326 | 0.0021109 | 656.8859 | 0.020295 | 411.0326 | -0.034448 | 656.1037 | 0 | 656.8859 | 0.01081 | 432.1516 | 1.0321
| 432.8445 | 0.0068403 | 411.2509 | 0.54845 | 432.8445 | 0.01854 | 411.2509 | 1.4821 | 411.8758 | 16.8839 | 411.2509 | 25.1143 | 432.2657 | 2.3332 | 405.86 | 0.014274 | 432.8445 | 0.05041 | 405.86 | 0.0018373 | 405.86 | 0.010202 | 432.2657 | 0.00026221 | 432.2657 | 0.00018161 | 411.2509 | 0.033269 | 411.2509 | 0.012368 | 657.0472 | 0.027527 | 411.2509 | 0.019167 | 656.2654 | 0.00069566 | 657.0472 | 0.0095173 | 432.2657 | 1.0427
| 432.9573 | 0 | 411.4693 | 0.49654 | 432.9573 | 0 | 411.4693 | 1.2832 | 412.0942 | 16.4492 | 411.4693 | 24.3236 | 432.3799 | 2.3991 | 406.08 | -0.018192 | 432.9573 | 0.061929 | 406.08 | -0.0031795 | 406.08 | -0.0051883 | 432.3799 | 0.00049392 | 432.3799 | 0.00038882 | 411.4692 | -0.037428 | 411.4693 | 0.0095199 | 657.2087 | 0.016539 | 411.4693 | -0.0037517 | 656.427 | 0 | 657.2087 | 0.010222 | 432.3799 | 1.0576
| 433.0701 | 0.0050655 | 411.6876 | 0.49929 | 433.0701 | 0.030449 | 411.6876 | 1.435 | 412.3125 | 16.1156 | 411.6876 | 23.4926 | 432.4941 | 2.4363 | 406.3 | 0.006437 | 433.0701 | 0.062259 | 406.3 | -0.0043677 | 406.3 | -0.00099105 | 432.4941 | 0.0002372 | 432.4941 | 0.00020699 | 411.6876 | -0.0023532 | 411.6876 | -0.0022592 | 657.3701 | 0.029658 | 411.6876 | 0.040825 | 656.5887 | 0.00069566 | 657.3701 | 0.0092236 | 432.4941 | 1.0761
| 433.183 | 0 | 411.906 | 0.49955 | 433.183 | 0 | 411.906 | 1.148 | 412.5309 | 15.5471 | 411.906 | 22.3394 | 432.6083 | 2.503 | 406.52 | -0.013714 | 433.183 | 0.051672 | 406.52 | -0.0079322 | 406.52 | -0.0013408 | 432.6083 | 0.000486 | 432.6083 | 0.00049015 | 411.906 | -0.050597 | 411.906 | -0.011581 | 657.5315 | 0.020295 | 411.906 | -0.011133 | 656.7503 | 0 | 657.5315 | 0.010164 | 432.6083 | 1.0977
| 433.2958 | 0.028769 | 412.1244 | 0.49152 | 433.2958 | 0.021382 | 412.1244 | 1.3463 | 412.7493 | 15.4176 | 412.1244 | 21.8813 | 432.7225 | 2.5336 | 406.74 | 0.017072 | 433.2958 | 0.063026 | 406.74 | -0.0072719 | 406.74 | -0.0020404 | 432.7225 | 0.0002494 | 432.7225 | 0.00028315 | 412.1243 | 0.049673 | 412.1244 | 0.0064882 | 657.6929 | 0.024724 | 412.1244 | 0.012188 | 656.912 | 0.00097375 | 657.6929 | 0.0095173 | 432.7225 | 1.1159
| 433.4086 | 0 | 412.3427 | 0.50917 | 433.4086 | 0 | 412.3427 | 1.0387 | 412.9677 | 15.1451 | 412.3427 | 21.0775 | 432.8367 | 2.5903 | 406.95 | -0.0013994 | 433.4086 | 0.047613 | 406.95 | 0.00051708 | 406.95 | 0.0093272 | 432.8367 | 0.00046933 | 432.8367 | 0.0005663 | 412.3428 | -0.019758 | 412.3427 | 0.0021395 | 657.8543 | 0.025453 | 412.3427 | 0.0019902 | 657.0737 | 0 | 657.8543 | 0.010281 | 432.8367 | 1.134
| 433.5215 | 0.012165 | 412.5612 | 0.49222 | 433.5215 | 0.025848 | 412.5612 | 1.2097 | 413.1861 | 14.6939 | 412.5612 | 20.2476 | 432.9509 | 2.6219 | 407.17 | -0.034985 | 433.5215 | 0.063794 | 407.17 | 0.0083063 | 407.17 | 0.00058296 | 432.9509 | 0.00022054 | 432.9509 | 0.00028727 | 412.5612 | 0.022947 | 412.5612 | 0.011658 | 658.0158 | 0.023042 | 412.5612 | -0.0505 | 657.2353 | 0.0004174 | 658.0158 | 0.0094585 | 432.9509 | 1.146
| 433.6343 | 0 | 412.7796 | 0.46677 | 433.6343 | 0 | 412.7796 | 0.97391 | 413.4045 | 14.1677 | 412.7796 | 19.3259 | 433.0651 | 2.6822 | 407.39 | -0.02267 | 433.6343 | 0.05414 | 407.39 | 0.0050058 | 407.39 | -0.0020404 | 433.0651 | 0.00049067 | 433.0651 | 0.00055784 | 412.7796 | -0.0335 | 412.7796 | -0.0059293 | 658.1772 | 0.020912 | 412.7796 | -0.013648 | 657.397 | 0 | 658.1772 | 0.010281 | 433.0651 | 1.1619
| 433.7471 | 0 | 412.998 | 0.47951 | 433.7471 | 0.034509 | 412.998 | 1.2025 | 413.623 | 14.0715 | 412.998 | 18.9569 | 433.1793 | 2.7084 | 407.61 | 0.029387 | 433.7471 | 0.056664 | 407.61 | 0.0044777 | 407.61 | -0.0020404 | 433.1793 | 0.00027013 | 433.1793 | 0.00027469 | 412.998 | 0.025414 | 412.998 | 0.0031322 | 658.3387 | 0.023042 | 412.998 | 0.0027393 | 657.5587 | 0.00097375 | 658.3387 | 0.009811 | 433.1793 | 1.1769
| 433.8599 | 0 | 413.2165 | 0.47513 | 433.8599 | 0 | 413.2165 | 0.99114 | 413.8414 | 13.6699 | 413.2165 | 18.2383 | 433.2935 | 2.7637 | 407.83 | -0.059053 | 433.8599 | 0.054908 | 407.83 | -0.0071401 | 407.83 | -0.010435 | 433.2935 | 0.00050673 | 433.2935 | 0.00043308 | 413.2165 | -0.025645 | 413.2165 | -0.015314 | 658.5001 | 0.015586 | 413.2165 | -0.026249 | 657.7204 | 0 | 658.5001 | 0.010986 | 433.2935 | 1.1981
| 433.9728 | 0.0052875 | 413.435 | 0.48995 | 433.9728 | 0.0084479 | 413.435 | 1.1375 | 414.0599 | 13.4805 | 413.435 | 17.8522 | 433.4077 | 2.7971 | 408.05 | -0.0047579 | 433.9728 | 0.064124 | 408.05 | 0.0084382 | 408.05 | 0.0025067 | 433.4077 | 0.00023659 | 433.4077 | 0.00016273 | 413.435 | 0.0335 | 413.435 | 0.015167 | 658.6616 | 0.026406 | 413.435 | 0.017831 | 657.8821 | 0.00097375 | 658.6616 | 0.010281 | 433.4077 | 1.2156
| 434.0856 | 0 | 413.6534 | 0.43304 | 434.0856 | 0 | 413.6534 | 0.86541 | 414.2784 | 12.9282 | 413.6534 | 17.1325 | 433.522 | 2.8605 | 408.27 | -0.0019591 | 434.0856 | 0.066921 | 408.27 | -0.0056876 | 408.27 | -0.00046636 | 433.522 | 0.00049169 | 433.522 | 0.0004077 | 413.6534 | -0.032114 | 413.6534 | -0.004565 | 658.823 | 0.023771 | 413.6534 | -0.0081492 | 658.0438 | 0 | 658.823 | 0.011339 | 433.522 | 1.2359
| 434.1984 | 0 | 413.8719 | 0.45949 | 434.1984 | 0.027201 | 413.8719 | 1.0936 | 414.4969 | 12.7202 | 413.8719 | 16.7074 | 433.6362 | 2.8975 | 408.49 | 0.034985 | 434.1984 | 0.060832 | 408.49 | -0.0059519 | 408.49 | 0.0054798 | 433.6362 | 0.00025591 | 433.6362 | 0.00024518 | 413.8719 | 0.022273 | 413.8719 | -0.0035134 | 658.9845 | 0.025901 | 413.8719 | -0.00014828 | 658.2055 | 0.00069566 | 658.9845 | 0.010281 | 433.6362 | 1.2515
| 434.3113 | 0 | 414.0904 | 0.46942 | 434.3113 | 0 | 414.0904 | 0.92366 | 414.7154 | 12.4211 | 414.0904 | 16.287 | 433.7504 | 2.9647 | 408.71 | -0.039462 | 434.3113 | 0.064727 | 408.71 | -0.0011992 | 408.71 | -0.010959 | 433.7504 | 0.00050734 | 433.7504 | 0.00055155 | 414.0904 | -0.041587 | 414.0904 | 0.0069784 | 659.146 | 0.02422 | 414.0904 | -0.0065798 | 658.3672 | 0 | 659.146 | 0.011045 | 433.7504 | 1.2722
| 434.4241 | 0.0075059 | 414.309 | 0.47772 | 434.4241 | 0.023277 | 414.309 | 1.0099 | 414.9339 | 12.2328 | 414.309 | 16.0623 | 433.8647 | 3.0146 | 408.92 | 0.016513 | 434.4241 | 0.066757 | 408.92 | -0.0052918 | 408.92 | -0.005713 | 433.8647 | 0.00025225 | 433.8647 | 0.00030637 | 414.309 | 0.022366 | 414.309 | -0.0037267 | 659.3075 | 0.023547 | 414.309 | 0.024527 | 658.5289 | 0.00097375 | 659.3075 | 0.010222 | 433.8647 | 1.2851
| 434.5369 | 0.0024443 | 414.5275 | 0.46225 | 434.5369 | 0 | 414.5275 | 0.76023 | 415.1525 | 11.7507 | 414.5275 | 15.396 | 433.9789 | 3.0865 | 409.14 | -0.028827 | 434.5369 | 0.060668 | 409.14 | -0.010705 | 409.14 | -0.00011659 | 433.9789 | 0.00050246 | 433.9789 | 0.00058952 | 414.5275 | -0.024721 | 414.5275 | -0.0090666 | 659.469 | 0.015361 | 414.5275 | -0.016275 | 658.6906 | 0 | 659.469 | 0.010869 | 433.9789 | 1.3095
| 434.6498 | 0 | 414.7461 | 0.45483 | 434.6498 | 0.016645 | 414.7461 | 0.87595 | 415.371 | 11.669 | 414.7461 | 15.1698 | 434.0932 | 3.1239 | 409.36 | 0.026587 | 434.6498 | 0.061326 | 409.36 | 0.0046097 | 409.36 | -0.004139 | 434.0932 | 0.00025082 | 434.0932 | 0.00028315 | 414.7461 | 0.027031 | 414.7461 | 0.015864 | 659.6305 | 0.020912 | 414.7461 | 0.011799 | 658.8524 | 0.00069566 | 659.6305 | 0.0098698 | 434.0932 | 1.323
| 434.7626 | 0 | 414.9647 | 0.43434 | 434.7626 | 0 | 414.9647 | 0.71404 | 415.5896 | 11.3215 | 414.9647 | 14.8538 | 434.2074 | 3.1848 | 409.58 | -0.04282 | 434.7626 | 0.056938 | 409.58 | -0.0066122 | 409.58 | 0.0065291 | 434.2074 | 0.00050388 | 434.2074 | 0.00050295 | 414.9647 | -0.027031 | 414.9647 | -0.0082067 | 659.792 | 0.018053 | 414.9647 | -0.02305 | 659.0141 | 0 | 659.792 | 0.010457 | 434.2074 | 1.3489
| 434.8754 | 0.018768 | 415.1832 | 0.46786 | 434.8754 | 0.014751 | 415.1832 | 0.88314 | 415.8082 | 11.2323 | 415.1832 | 14.8333 | 434.3217 | 3.2168 | 409.8 | 0.020431 | 434.8754 | 0.061326 | 409.8 | 0.0021013 | 409.8 | 0.0089776 | 434.3217 | 0.00025306 | 434.3217 | 0.0002198 | 415.1832 | 0.022182 | 415.1832 | 0.016966 | 659.9535 | 0.025733 | 415.1832 | 0.010554 | 659.1758 | 0.00097375 | 659.9535 | 0.0095173 | 434.3217 | 1.3633
| 434.9883 | 0 | 415.4018 | 0.44666 | 434.9883 | 0 | 415.4018 | 0.76139 | 416.0268 | 10.7246 | 415.4018 | 14.2057 | 434.4359 | 3.29 | 410.02 | 0.0081163 | 434.9883 | 0.063356 | 410.02 | -0.0015952 | 410.02 | 0.0026815 | 434.4359 | 0.00049169 | 434.4359 | 0.00047756 | 415.4018 | -0.038352 | 415.4018 | -0.024288 | 660.115 | 0.023042 | 415.4018 | -0.021556 | 659.3376 | 0 | 660.115 | 0.010516 | 434.4359 | 1.387
| 435.1011 | 0.0032908 | 415.6205 | 0.45693 | 435.1011 | 0.011029 | 415.6205 | 0.88376 | 416.2454 | 10.5291 | 415.6205 | 14.054 | 434.5502 | 3.3372 | 410.24 | -0.010355 | 435.1011 | 0.060668 | 410.24 | 0.0048738 | 410.24 | 0.0060044 | 434.5502 | 0.00024127 | 434.5502 | 0.00025777 | 415.6205 | 0.022603 | 415.6205 | 0.0071255 | 660.2766 | 0.023939 | 415.6205 | 0.0029563 | 659.4993 | 0.00097375 | 660.2766 | 0.0094585 | 434.5502 | 1.4057
| 435.214 | 0 | 415.8391 | 0.4382 | 435.214 | 0 | 415.8391 | 0.62523 | 416.464 | 10.2934 | 415.8391 | 13.8059 | 434.6645 | 3.4245 | 410.46 | -0.027708 | 435.214 | 0.059296 | 410.46 | -0.0010672 | 410.46 | -0.0020404 | 434.6645 | 0.00048742 | 434.6645 | 0.00051553 | 415.8391 | -0.026569 | 415.8391 | -0.0033854 | 660.4381 | 0.022257 | 415.8391 | -0.0054015 | 659.6611 | 0 | 660.4381 | 0.010869 | 434.6645 | 1.4269
| 435.3268 | 0.0055093 | 416.0577 | 0.47642 | 435.3268 | 0.01624 | 416.0577 | 0.85515 | 416.6827 | 10.1509 | 416.0577 | 13.687 | 434.7788 | 3.4852 | 410.68 | 0.027708 | 435.3268 | 0.066318 | 410.68 | 0.0084382 | 410.68 | -0.0011659 | 434.7788 | 0.00024879 | 434.7788 | 0.00025777 | 416.0577 | 0.045514 | 416.0577 | -0.0082645 | 660.5996 | 0.03874 | 416.0577 | 0.0071476 | 659.8229 | 0.00097375 | 660.5996 | 0.010105 | 434.7788 | 1.4453
| 435.4396 | 0 | 416.2764 | 0.42881 | 435.4396 | 0 | 416.2764 | 0.73724 | 416.9013 | 9.7984 | 416.2764 | 13.1623 | 434.893 | 3.5702 | 410.89 | -0.015953 | 435.4396 | 0.078276 | 410.89 | -0.0059519 | 410.89 | -0.00046636 | 434.893 | 0.00052482 | 434.893 | 0.00052812 | 416.2764 | -0.046669 | 416.2764 | -0.0028976 | 660.7612 | 0.021697 | 416.2764 | -0.0037037 | 659.9846 | 0 | 660.7612 | 0.010869 | 434.893 | 1.4655
| 435.5525 | 0.0061749 | 416.4951 | 0.45835 | 435.5525 | 0.021382 | 416.4951 | 0.84505 | 417.12 | 9.7411 | 416.4951 | 13.1441 | 435.0073 | 3.6151 | 411.11 | -0.020431 | 435.5525 | 0.074546 | 411.11 | -0.00053907 | 411.11 | 0.00058296 | 435.0073 | 0.00027867 | 435.0073 | 0.00027035 | 416.4951 | 0.02079 | 416.4951 | 0.010934 | 660.9227 | 0.022089 | 416.4951 | -0.01557 | 660.1464 | 0.00097375 | 660.9227 | 0.0099285 | 435.0073 | 1.4849
| 435.6653 | 0 | 416.7138 | 0.44204 | 435.6653 | 0 | 416.7138 | 0.65173 | 417.3387 | 9.358 | 416.7138 | 12.7093 | 435.1216 | 3.6783 | 411.33 | -0.031067 | 435.6653 | 0.0599 | 411.33 | -0.0066122 | 411.33 | -0.0051883 | 435.1216 | 0.00054657 | 435.1216 | 0.00050295 | 416.7138 | -0.037197 | 416.7138 | 0.015764 | 661.0843 | 0.026686 | 416.7138 | -0.025043 | 660.3082 | 0 | 661.0843 | 0.010692 | 435.1216 | 1.511
| 435.7782 | 0.0057311 | 416.9325 | 0.46279 | 435.7782 | 0.021382 | 416.9325 | 0.86139 | 417.5574 | 9.3913 | 416.9325 | 12.6245 | 435.2359 | 3.7134 | 411.55 | -0.0097957 | 435.7782 | 0.064562 | 411.55 | 0.0030255 | 411.55 | 0.0033811 | 435.2359 | 0.00026973 | 435.2359 | 0.00023238 | 416.9325 | 0.047594 | 416.9325 | -0.0064158 | 661.2458 | 0.021697 | 416.9325 | 0.025479 | 660.47 | 0.00069566 | 661.2458 | 0.010281 | 435.2359 | 1.5319
| 435.891 | 0 | 417.1512 | 0.40197 | 435.891 | 0 | 417.1512 | 0.57614 | 417.7761 | 9.0252 | 417.1512 | 12.0683 | 435.3502 | 3.7928 | 411.77 | -0.011475 | 435.891 | 0.066921 | 411.77 | -0.0010672 | 411.77 | 0.0047802 | 435.3502 | 0.00052909 | 435.3502 | 0.00047756 | 417.1512 | -0.046669 | 417.1512 | 0.0014955 | 661.4074 | 0.02422 | 417.1512 | -0.00080178 | 660.6318 | 0 | 661.4074 | 0.011104 | 435.3502 | 1.5609
| 436.0038 | 0.0072841 | 417.3699 | 0.4487 | 436.0038 | 0.030314 | 417.3699 | 0.65567 | 417.9948 | 8.9374 | 417.3699 | 11.8294 | 435.4645 | 3.8488 | 411.99 | 0.020991 | 436.0038 | 0.070487 | 411.99 | 0.0011772 | 411.99 | 0.0039058 | 435.4645 | 0.00026261 | 435.4645 | 0.00024518 | 417.3699 | 0.028187 | 417.3699 | 0.0022225 | 661.569 | 0.024668 | 417.3699 | 0.010849 | 660.7935 | 0.00097375 | 661.569 | 0.010281 | 435.4645 | 1.5873
| 436.1167 | 0 | 417.5887 | 0.43418 | 436.1167 | 0 | 417.5887 | 0.61558 | 418.2135 | 8.5972 | 417.5887 | 11.424 | 435.5788 | 3.9433 | 412.21 | -0.02155 | 436.1167 | 0.062094 | 412.21 | -0.006744 | 412.21 | -0.0081612 | 435.5788 | 0.00050104 | 435.5788 | 0.00047756 | 417.5887 | -0.041356 | 417.5887 | -0.0088518 | 661.7306 | 0.024444 | 417.5887 | 0.0024249 | 660.9554 | 0 | 661.7306 | 0.010692 | 435.5788 | 1.619
| 436.2295 | 0.017286 | 417.8074 | 0.49966 | 436.2295 | 0.012202 | 417.8074 | 0.70405 | 418.4323 | 8.5899 | 417.8074 | 11.3794 | 435.6931 | 4.0005 | 412.43 | -0.010355 | 436.2295 | 0.067524 | 412.43 | -0.0041036 | 412.43 | 0.0054798 | 435.6931 | 0.00024147 | 435.6931 | 0.00023238 | 417.8074 | 0.067001 | 417.8074 | 0.009309 | 661.8922 | 0.024836 | 417.8074 | 0.013924 | 661.1172 | 0.0004174 | 661.8922 | 0.009811 | 435.6931 | 1.6433
| 436.3424 | 0 | 418.0262 | 0.42964 | 436.3424 | 0 | 418.0262 | 0.57996 | 418.6511 | 8.1538 | 418.0262 | 10.8181 | 435.8075 | 4.0934 | 412.65 | -0.04786 | 436.3424 | 0.066263 | 412.65 | -0.0078004 | 412.65 | -0.011484 | 435.8075 | 0.00047603 | 435.8075 | 0.0005535 | 418.0262 | -0.039045 | 418.0262 | -0.017849 | 662.0537 | 0.027808 | 418.0262 | 0.0074699 | 661.279 | 0 | 662.0537 | 0.010516 | 435.8075 | 1.6686
| 436.4552 | 0.0070623 | 418.245 | 0.43715 | 436.4552 | 0.013668 | 418.245 | 0.66683 | 418.8698 | 8.0643 | 418.245 | 10.7431 | 435.9218 | 4.1506 | 412.87 | -0.032185 | 436.4552 | 0.072516 | 412.87 | 0.0032895 | 412.87 | 0.0026815 | 435.9218 | 0.00023619 | 435.9218 | 0.00032112 | 418.245 | 0.016962 | 418.245 | 0.0082005 | 662.2153 | 0.024276 | 418.245 | -0.0023843 | 661.4408 | 0.00097375 | 662.2153 | 0.0098698 | 435.9218 | 1.6909
| 436.5681 | 0 | 418.4638 | 0.41224 | 436.5681 | 0 | 418.4638 | 0.46003 | 419.0886 | 7.8048 | 418.4638 | 10.2354 | 436.0361 | 4.236 | 413.08 | -0.029946 | 436.5681 | 0.07098 | 413.08 | -0.017041 | 413.08 | -0.0085115 | 436.0361 | 0.00048274 | 436.0361 | 0.0005535 | 418.4638 | -0.059377 | 418.4638 | -0.01512 | 662.3769 | 0.02136 | 418.4638 | -0.045961 | 661.6026 | 0 | 662.3769 | 0.010634 | 436.0361 | 1.7153
| 436.6809 | 0.0090589 | 418.6826 | 0.42886 | 436.6809 | 0.0061012 | 418.6826 | 0.70517 | 419.3074 | 7.6762 | 418.6826 | 10.1101 | 436.1504 | 4.2903 | 413.3 | 0.0092359 | 436.6809 | 0.079208 | 413.3 | 0.0006491 | 413.3 | 0.00075785 | 436.1504 | 0.00025225 | 436.1504 | 0.00023238 | 418.6826 | 0.032345 | 418.6826 | 0.013927 | 662.5386 | 0.018053 | 418.6826 | 0.022383 | 661.7645 | 0.00069566 | 662.5386 | 0.010222 | 436.1504 | 1.7378
| 436.7938 | 0 | 418.9015 | 0.40874 | 436.7938 | 0 | 418.9015 | 0.44177 | 419.5263 | 7.4037 | 418.9015 | 9.5963 | 436.2648 | 4.3847 | 413.52 | -0.0075566 | 436.7938 | 0.059735 | 413.52 | -0.0039716 | 413.52 | -0.0023901 | 436.2648 | 0.00050348 | 436.2648 | 0.0004142 | 418.9015 | -0.04228 | 418.9015 | -0.0056633 | 662.7002 | 0.027695 | 418.9015 | -0.019751 | 661.9263 | 0 | 662.7002 | 0.010751 | 436.2648 | 1.7698
| 436.9066 | 0.0083934 | 419.1203 | 0.427 | 436.9066 | 0.024359 | 419.1203 | 0.6087 | 419.7451 | 7.2717 | 419.1203 | 9.3669 | 436.3791 | 4.4512 | 413.74 | 0.018192 | 436.9066 | 0.074217 | 413.74 | -0.00053907 | 413.74 | -0.0016906 | 436.3791 | 0.00025733 | 436.3791 | 0.00018161 | 419.1203 | 0.03119 | 419.1203 | 0.010394 | 662.8618 | 0.016763 | 419.1203 | 0.0078569 | 662.0881 | 0.00069566 | 662.8618 | 0.0097523 | 436.3791 | 1.8009
| 437.0195 | 0 | 419.3392 | 0.40599 | 437.0195 | 0 | 419.3392 | 0.47894 | 419.9639 | 7.0243 | 419.3392 | 9.0141 | 436.4935 | 4.5433 | 413.96 | -0.02435 | 437.0195 | 0.055237 | 413.96 | -0.0074043 | 413.96 | -0.00029147 | 436.4935 | 0.00048782 | 436.4935 | 0.00045218 | 419.3392 | -0.029342 | 419.3392 | -0.0010712 | 663.0234 | 0.02977 | 419.3392 | -0.010096 | 662.25 | 0 | 663.0234 | 0.010105 | 436.4935 | 1.833
| 437.1323 | 0.012165 | 419.5581 | 0.43728 | 437.1323 | 0.0086826 | 419.5581 | 0.57301 | 420.1828 | 6.9873 | 419.5581 | 8.9305 | 436.6078 | 4.6139 | 414.18 | 0.011475 | 437.1323 | 0.069719 | 414.18 | -0.0017272 | 414.18 | -0.0050134 | 436.6078 | 0.00023619 | 436.6078 | 0.00027035 | 419.5581 | 0.049904 | 419.5581 | 0.018719 | 663.1851 | 0.030162 | 419.5581 | 0.0057584 | 662.4118 | 0.001252 | 663.1851 | 0.009811 | 436.6078 | 1.8567
| 437.2452 | 0 | 419.777 | 0.41049 | 437.2452 | 0 | 419.777 | 0.47507 | 420.4017 | 6.6018 | 419.777 | 8.3846 | 436.7222 | 4.7198 | 414.4 | -0.010915 | 437.2452 | 0.064892 | 414.4 | -0.0059519 | 414.4 | 0.0016322 | 436.7222 | 0.00047807 | 436.7222 | 0.00051553 | 419.777 | -0.054987 | 419.777 | -0.0018867 | 663.3467 | 0.018725 | 419.777 | -0.02878 | 662.5737 | 0 | 663.3467 | 0.010692 | 436.7222 | 1.8844
| 437.358 | 0.0044001 | 419.9959 | 0.42152 | 437.358 | 0.0093865 | 419.9959 | 0.51978 | 420.6206 | 6.4767 | 419.9959 | 8.1903 | 436.8365 | 4.8008 | 414.62 | 0.026587 | 437.358 | 0.063026 | 414.62 | -0.0059519 | 414.62 | -0.013233 | 436.8365 | 0.00024411 | 436.8365 | 0.00026623 | 419.9959 | 0.012498 | 419.9959 | -0.0015246 | 663.5084 | 0.019734 | 419.9959 | 0.017234 | 662.7356 | 0.00097375 | 663.5084 | 0.010046 | 436.8365 | 1.913
| 437.4709 | 0 | 420.2148 | 0.40713 | 437.4709 | 0 | 420.2148 | 0.34526 | 420.8395 | 6.1662 | 420.2148 | 7.7627 | 436.9509 | 4.9043 | 414.84 | -0.018752 | 437.4709 | 0.059461 | 414.84 | -0.010044 | 414.84 | -0.015681 | 436.9509 | 0.00051628 | 436.9509 | 0.00046064 | 420.2148 | -0.038583 | 420.2148 | -0.016833 | 663.67 | 0.023827 | 420.2148 | -0.016389 | 662.8975 | 0 | 663.67 | 0.010751 | 436.9509 | 1.9435
| 437.5838 | 0.018397 | 420.4338 | 0.37536 | 437.5838 | 0.01854 | 420.4338 | 0.54736 | 421.0584 | 6.0788 | 420.4338 | 7.6558 | 437.0653 | 4.9736 | 415.06 | -0.043941 | 437.5838 | 0.073778 | 415.06 | 0.0027614 | 415.06 | -0.005538 | 437.0653 | 0.00027501 | 437.0653 | 0.00021546 | 420.4337 | 0.018454 | 420.4338 | 0.013427 | 663.8317 | 0.024444 | 420.4338 | -0.0001929 | 663.0593 | 0.00069566 | 663.8317 | 0.0097523 | 437.0653 | 1.9685
| 437.6966 | 0 | 420.6527 | 0.39989 | 437.6966 | 0 | 420.6527 | 0.39433 | 421.2773 | 5.8384 | 420.6527 | 7.2319 | 437.1796 | 5.0729 | 415.28 | 0.013714 | 437.6966 | 0.068018 | 415.28 | -0.0041036 | 415.28 | -0.0069371 | 437.1796 | 0.00053905 | 437.1796 | 0.00043937 | 420.6527 | -0.040663 | 420.6527 | -0.013968 | 663.9934 | 0.022482 | 420.6527 | -0.0096961 | 663.2212 | 0 | 663.9934 | 0.010575 | 437.1796 | 2.0064
| 437.8095 | 0.0061749 | 420.8717 | 0.39388 | 437.8095 | 0.026525 | 420.8717 | 0.45543 | 421.4963 | 5.684 | 420.8717 | 7.0852 | 437.294 | 5.1297 | 415.5 | 0.049539 | 437.8095 | 0.075972 | 415.5 | -0.0042357 | 415.5 | 0.00058296 | 437.294 | 0.00027074 | 437.294 | 0.00024518 | 420.8717 | 0.02888 | 420.8717 | -0.0064227 | 664.155 | 0.033022 | 420.8717 | -0.0070388 | 663.3831 | 0.00097375 | 664.155 | 0.0096348 | 437.294 | 2.0383
| 437.9223 | 0 | 421.0907 | 0.37059 | 437.9223 | 0 | 421.0907 | 0.36274 | 421.7152 | 5.4092 | 421.0907 | 6.6943 | 437.4084 | 5.2265 | 415.72 | 0.036104 | 437.9223 | 0.072516 | 415.72 | 0.0026294 | 415.72 | -0.004139 | 437.4084 | 0.0005299 | 437.4084 | 0.00045218 | 421.0907 | -0.034887 | 421.0907 | 0.0081722 | 664.3167 | 0.024556 | 421.0907 | -0.012269 | 663.545 | 0 | 664.3167 | 0.010751 | 437.4084 | 2.0765
| 438.0352 | 0.011721 | 421.3097 | 0.41107 | 438.0352 | 0.015428 | 421.3097 | 0.54426 | 421.9342 | 5.4457 | 421.3097 | 6.6306 | 437.5228 | 5.292 | 415.93 | -0.02267 | 438.0352 | 0.068457 | 415.93 | -0.0043677 | 415.93 | -0.0036143 | 437.5228 | 0.00026607 | 437.5228 | 0.00021133 | 421.3097 | 0.026107 | 421.3097 | 0.012965 | 664.4784 | 0.029658 | 421.3097 | -0.010634 | 663.7069 | 0.00069566 | 664.4784 | 0.0099285 | 437.5228 | 2.101
| 438.1481 | 0 | 421.5287 | 0.38685 | 438.1481 | 0 | 421.5287 | 0.29517 | 422.1532 | 5.1683 | 421.5287 | 6.2488 | 437.6372 | 5.4078 | 416.15 | 0.0086761 | 438.1481 | 0.070157 | 416.15 | 0.00038506 | 416.15 | -0.0072872 | 437.6372 | 0.00051445 | 437.6372 | 0.0004563 | 421.5287 | -0.015328 | 421.5287 | -0.01843 | 664.6401 | 0.020407 | 421.5287 | -0.019973 | 663.8688 | 0 | 664.6401 | 0.010634 | 437.6372 | 2.1376
| 438.2609 | 0.0006286 | 421.7477 | 0.41514 | 438.2609 | 0.011264 | 421.7477 | 0.46148 | 422.3722 | 5.1529 | 421.7477 | 6.2061 | 437.7516 | 5.4953 | 416.37 | -0.0092359 | 438.2609 | 0.066757 | 416.37 | -0.0081965 | 416.37 | -0.0072872 | 437.7516 | 0.00025651 | 437.7516 | 0.00025364 | 421.7477 | 0.060994 | 421.7477 | 0.020885 | 664.8018 | 0.017828 | 421.7477 | 0.018014 | 664.0307 | 0.00069566 | 664.8018 | 0.0097523 | 437.7516 | 2.1705
| 438.3738 | 0 | 421.9667 | 0.39186 | 438.3738 | 0 | 421.9667 | 0.33007 | 422.5912 | 4.9039 | 421.9667 | 5.8936 | 437.866 | 5.624 | 416.59 | -0.043941 | 438.3738 | 0.066921 | 416.59 | -0.0085925 | 416.59 | -0.01061 | 437.866 | 0.00053518 | 437.866 | 0.00054504 | 421.9667 | -0.031652 | 421.9667 | -0.011721 | 664.9635 | 0.023435 | 421.9667 | -0.014376 | 664.1926 | 0 | 664.9635 | 0.010399 | 437.866 | 2.2128
| 438.4866 | 0.015434 | 422.1858 | 0.39824 | 438.4866 | 0.016645 | 422.1858 | 0.49482 | 422.8102 | 4.8775 | 422.1858 | 5.8235 | 437.9804 | 5.7186 | 416.81 | 0.0092359 | 438.4866 | 0.078934 | 416.81 | 0.0027614 | 416.81 | 0.0079281 | 437.9804 | 0.00028334 | 437.9804 | 0.00030008 | 422.1858 | 0.043204 | 422.1858 | 0.012312 | 665.1252 | 0.023154 | 422.1858 | 0.031692 | 664.3546 | 0.00069566 | 665.1252 | 0.0099873 | 437.9804 | 2.245
| 438.5995 | 0 | 422.4049 | 0.40923 | 438.5995 | 0 | 422.4049 | 0.33416 | 423.0293 | 4.6325 | 422.4049 | 5.479 | 438.0948 | 5.8342 | 417.03 | -0.013714 | 438.5995 | 0.065056 | 417.03 | -0.0043677 | 417.03 | -0.011484 | 438.0948 | 0.00054372 | 438.0948 | 0.00049015 | 422.4049 | -0.038583 | 422.4049 | 0.011909 | 665.287 | 0.026014 | 422.4049 | -0.017643 | 664.5165 | 0 | 665.287 | 0.010986 | 438.0948 | 2.2802
| 438.7124 | 0.0081715 | 422.624 | 0.40594 | 438.7124 | 0.012437 | 422.624 | 0.41511 | 423.2483 | 4.6331 | 422.624 | 5.4484 | 438.2092 | 5.9098 | 417.25 | 0.012595 | 438.7124 | 0.066592 | 417.25 | -0.0030475 | 417.25 | 0.0058296 | 438.2092 | 0.00026505 | 438.2092 | 0.00019441 | 422.6239 | 0.026569 | 422.624 | -0.0030477 | 665.4487 | 0.027808 | 422.624 | 0.001893 | 664.6784 | 0.00097375 | 665.4487 | 0.010281 | 438.2092 | 2.3078
| 438.8252 | 0 | 422.8431 | 0.37414 | 438.8252 | 0 | 422.8431 | 0.28434 | 423.4674 | 4.3875 | 422.8431 | 5.1533 | 438.3236 | 6.0154 | 417.47 | 0.010355 | 438.8252 | 0.068457 | 417.47 | -0.010705 | 417.47 | 0.0063542 | 438.3236 | 0.00049453 | 438.3236 | 0.00041203 | 422.8431 | -0.036504 | 422.8431 | -0.0033825 | 665.6104 | 0.021865 | 422.8431 | -0.0023893 | 664.8404 | 0 | 665.6104 | 0.010634 | 438.3236 | 2.3443
| 438.9381 | 0.019262 | 423.0622 | 0.37334 | 438.9381 | 0.022329 | 423.0622 | 0.40088 | 423.6865 | 4.3388 | 423.0622 | 5.1402 | 438.4381 | 6.1019 | 417.69 | -0.0013994 | 438.9381 | 0.065659 | 417.69 | -0.0070082 | 417.69 | 0.0039058 | 438.4381 | 0.00023375 | 438.4381 | 0.00021763 | 423.0622 | 0.034656 | 423.0622 | 0.01418 | 665.7722 | 0.029265 | 423.0622 | -0.00075471 | 665.0023 | 0.00097375 | 665.7722 | 0.0095173 | 438.4381 | 2.3753
| 439.051 | 0 | 423.2813 | 0.39651 | 439.051 | 0.0047041 | 423.2813 | 0.27486 | 423.9056 | 4.2386 | 423.2813 | 4.8386 | 438.5525 | 6.237 | 417.91 | -0.0025189 | 439.051 | 0.070048 | 417.91 | -0.00093515 | 417.91 | 0.0018072 | 438.5525 | 0.00051018 | 438.5525 | 0.00050078 | 423.2813 | -0.012039 | 423.2813 | -0.0068727 | 665.9339 | 0.020575 | 423.2813 | -0.026295 | 665.1643 | 0 | 665.9339 | 0.010222 | 438.5525 | 2.4178
| 439.1639 | 0.013952 | 423.5004 | 0.39757 | 439.1639 | 0.022329 | 423.5004 | 0.37857 | 424.1247 | 4.2239 | 423.5004 | 4.7899 | 438.6669 | 6.3382 | 418.13 | -0.0047579 | 439.1639 | 0.071254 | 418.13 | 0.0018373 | 418.13 | 0.0044305 | 438.6669 | 0.0002807 | 438.6669 | 0.00028315 | 423.5004 | 0.020969 | 423.5004 | -0.00011914 | 666.0957 | 0.020295 | 423.5004 | 0.039254 | 665.3262 | 0.00097375 | 666.0957 | 0.0094585 | 438.6669 | 2.4524
| 439.2767 | 0 | 423.7196 | 0.3865 | 439.2767 | 0 | 423.7196 | 0.26131 | 424.3438 | 4.0235 | 423.7196 | 4.5522 | 438.7814 | 6.4603 | 418.35 | -0.050657 | 439.2767 | 0.064124 | 418.35 | -0.0026514 | 418.35 | -0.010435 | 438.7814 | 0.00055551 | 438.7814 | 0.00052812 | 423.7196 | -0.038121 | 423.7196 | -0.015059 | 666.2574 | 0.024948 | 423.7196 | -0.0039668 | 665.4882 | 0 | 666.2574 | 0.010399 | 438.7814 | 2.4878
| 439.3896 | 0.032597 | 423.9388 | 0.39818 | 439.3896 | 0.022329 | 423.9388 | 0.41321 | 424.563 | 4.0463 | 423.9388 | 4.5695 | 438.8958 | 6.5353 | 418.57 | -0.006437 | 439.3896 | 0.081238 | 418.57 | -0.0021233 | 418.57 | 0.0033811 | 438.8958 | 0.00027867 | 438.8958 | 0.00026623 | 423.9388 | 0.003485 | 423.9388 | 0.0067062 | 666.4192 | 0.025845 | 423.9388 | 0.041199 | 665.6502 | 0.00069566 | 666.4192 | 0.0099285 | 438.8958 | 2.5083
| 439.5025 | 0 | 424.158 | 0.36429 | 439.5025 | 0 | 424.158 | 0.21756 | 424.7821 | 3.859 | 424.158 | 4.3986 | 439.0103 | 6.6376 | 418.79 | -0.02267 | 439.5025 | 0.075149 | 418.79 | 0.0050058 | 418.79 | -0.020228 | 439.0103 | 0.00052157 | 439.0103 | 0.00052399 | 424.158 | -0.049673 | 424.158 | -0.0082453 | 666.581 | 0.030947 | 424.158 | -0.011385 | 665.8121 | 0 | 666.581 | 0.011104 | 439.0103 | 2.5357
| 439.6153 | 0.011499 | 424.3772 | 0.38845 | 439.6153 | 0.019893 | 424.3772 | 0.4196 | 425.0013 | 3.903 | 424.3772 | 4.436 | 439.1247 | 6.7018 | 419.01 | -0.00027989 | 439.6153 | 0.071145 | 419.01 | -1.1002e-05 | 419.01 | -0.0053632 | 439.1247 | 0.00024655 | 439.1247 | 0.00027881 | 424.3772 | 0.028187 | 424.3772 | -0.0050035 | 666.7427 | 0.020407 | 424.3772 | 0.0071393 | 665.9741 | 0.00097375 | 666.7427 | 0.010457 | 439.1247 | 2.5604
| 439.7282 | 0 | 424.5964 | 0.39866 | 439.7282 | 0 | 424.5964 | 0.24377 | 425.2205 | 3.7399 | 424.5964 | 4.1715 | 439.2392 | 6.7989 | 419.23 | 0.0013994 | 439.7282 | 0.070322 | 419.23 | -0.0029155 | 419.23 | -0.0065873 | 439.2392 | 0.00051689 | 439.2392 | 0.00052812 | 424.5964 | -0.032807 | 424.5964 | 0.012038 | 666.9045 | 0.016146 | 424.5964 | -0.016548 | 666.1361 | 0 | 666.9045 | 0.010869 | 439.2392 | 2.5916
| 439.8411 | 0.028769 | 424.8156 | 0.36692 | 439.8411 | 0.016916 | 424.8156 | 0.40557 | 425.4397 | 3.7585 | 424.8156 | 4.1432 | 439.3536 | 6.8519 | 419.45 | 0.015393 | 439.8411 | 0.074217 | 419.45 | -0.0046317 | 419.45 | -0.0053632 | 439.3536 | 0.00027501 | 439.3536 | 0.00027035 | 424.8156 | 0.016317 | 424.8156 | -0.014292 | 667.0663 | 0.020912 | 424.8156 | 0.02743 | 666.2981 | 0.001252 | 667.0663 | 0.009811 | 439.3536 | 2.6188
| 439.954 | 0 | 425.0349 | 0.38045 | 439.954 | 0 | 425.0349 | 0.2219 | 425.6589 | 3.5282 | 425.0349 | 3.8681 | 439.4681 | 6.9527 | 419.67 | 0.018192 | 439.954 | 0.074546 | 419.67 | -0.012817 | 419.67 | -0.008861 | 439.4681 | 0.00053092 | 439.4681 | 0.00051553 | 425.0349 | -0.042973 | 425.0349 | -0.015658 | 667.2281 | 0.02422 | 425.0349 | -0.020172 | 666.4601 | 0 | 667.2281 | 0.010457 | 439.4681 | 2.6553
| 440.0668 | 0.010834 | 425.2541 | 0.40967 | 440.0668 | 0.014074 | 425.2541 | 0.42643 | 425.8781 | 3.5725 | 425.2541 | 3.9137 | 439.5826 | 7.0321 | 419.89 | 0.02155 | 440.0668 | 0.076246 | 419.89 | 0.00091312 | 419.89 | 0.015448 | 439.5826 | 0.00026017 | 439.5826 | 0.00024518 | 425.2541 | 0.030959 | 425.2541 | -0.0096362 | 667.3899 | 0.026742 | 425.2541 | 0.013337 | 666.6221 | 0.00097375 | 667.3899 | 0.0099285 | 439.5826 | 2.6792
| 440.1797 | 0 | 425.4734 | 0.36798 | 440.1797 | 0 | 425.4734 | 0.19123 | 426.0973 | 3.3391 | 425.4734 | 3.6429 | 439.697 | 7.1596 | 420.1 | -0.020991 | 440.1797 | 0.073778 | 420.1 | -0.0068759 | 420.1 | -0.0027399 | 439.697 | 0.00054575 | 439.697 | 0.00050295 | 425.4734 | -0.045745 | 425.4734 | 0.010411 | 667.5517 | 0.021865 | 425.4734 | -0.011062 | 666.7841 | 0 | 667.5517 | 0.01034 | 439.697 | 2.7076
| 440.2926 | 0.011056 | 425.6927 | 0.3228 | 440.2926 | 0.01854 | 425.6927 | 0.3991 | 426.3166 | 3.2934 | 425.6927 | 3.6498 | 439.8115 | 7.2417 | 420.32 | -0.0075566 | 440.2926 | 0.087765 | 420.32 | -0.0050278 | 420.32 | 0.0018072 | 439.8115 | 0.00028863 | 439.8115 | 0.00025777 | 425.6927 | 0.007542 | 425.6927 | -0.0026485 | 667.7135 | 0.033414 | 425.6927 | 0.0066024 | 666.9461 | 0.00069566 | 667.7135 | 0.0096935 | 439.8115 | 2.7322
| 440.4055 | 0 | 425.912 | 0.36191 | 440.4055 | 0 | 425.912 | 0.16685 | 426.5358 | 3.1306 | 425.912 | 3.4086 | 439.926 | 7.3749 | 420.54 | -0.013154 | 440.4055 | 0.073778 | 420.54 | 0.00091312 | 420.54 | -0.0062376 | 439.926 | 0.0005423 | 439.926 | 0.00048168 | 425.912 | -0.031652 | 425.912 | -0.019398 | 667.8753 | 0.022762 | 425.912 | -0.014927 | 667.1081 | 9.2755e-05 | 667.8753 | 0.010986 | 439.926 | 2.7832
| 440.5184 | 0.014817 | 426.1313 | 0.40061 | 440.5184 | 0.022735 | 426.1313 | 0.3294 | 426.7551 | 3.223 | 426.1313 | 3.4542 | 440.0405 | 7.4718 | 420.76 | 0.00027989 | 440.5184 | 0.079976 | 420.76 | 0.0015733 | 420.76 | 0.0084525 | 440.0405 | 0.00025509 | 440.0405 | 0.00022392 | 426.1313 | 0.017345 | 426.1313 | 0.0027411 | 668.0372 | 0.023491 | 426.1313 | 0.012056 | 667.2702 | 0.00097375 | 668.0372 | 0.010516 | 440.0405 | 2.8281
| 440.6313 | 0 | 426.3506 | 0.37553 | 440.6313 | 0 | 426.3506 | 0.29205 | 426.9744 | 3.0452 | 426.3506 | 3.2617 | 440.155 | 7.6285 | 420.98 | 0.0036384 | 440.6313 | 0.07674 | 420.98 | 0.0060617 | 420.98 | -0.0011659 | 440.155 | 0.00047217 | 440.155 | 0.00039294 | 426.3506 | -0.032345 | 426.3506 | -0.006377 | 668.199 | 0.021697 | 426.3506 | -0.0036627 | 667.4322 | 0 | 668.199 | 0.01128 | 440.155 | 2.8861
| 440.7441 | 0.0072841 | 426.57 | 0.38637 | 440.7441 | 0.027472 | 426.57 | 0.37796 | 427.1937 | 3.1132 | 426.57 | 3.3295 | 440.2695 | 7.768 | 421.2 | -0.0036384 | 440.7441 | 0.086559 | 421.2 | -0.0056876 | 421.2 | 0.00058296 | 440.2695 | 0.00021708 | 440.2695 | 0.00016902 | 426.57 | 0.044359 | 426.57 | 0.0014635 | 668.3608 | 0.017772 | 426.57 | -0.01003 | 667.5942 | 0.00097375 | 668.3608 | 0.0098698 | 440.2695 | 2.9294
| 440.857 | 0 | 426.7894 | 0.35182 | 440.857 | 0 | 426.7894 | 0.2073 | 427.413 | 2.8462 | 426.7894 | 3.0575 | 440.384 | 7.9763 | 421.42 | -0.0030786 | 440.857 | 0.080634 | 421.42 | -0.0038396 | 421.42 | -0.0095602 | 440.384 | 0.00048701 | 440.384 | 0.00038882 | 426.7894 | -0.074625 | 426.7894 | -0.0036141 | 668.5227 | 0.020912 | 426.7894 | -0.0074038 | 667.7563 | 0 | 668.5227 | 0.010751 | 440.384 | 2.9937
| 440.9699 | 0.017904 | 427.0087 | 0.37643 | 440.9699 | 0.023277 | 427.0087 | 0.29414 | 427.6324 | 2.8917 | 427.0087 | 3.0899 | 440.4985 | 8.1563 | 421.64 | 0.0030786 | 440.9699 | 0.073449 | 421.64 | -0.00093515 | 421.64 | 0.011601 | 440.4985 | 0.00027013 | 440.4985 | 0.00022392 | 427.0087 | 0.050135 | 427.0087 | 0.0063972 | 668.6845 | 0.024163 | 427.0087 | -0.016872 | 667.9183 | 0.00097375 | 668.6845 | 0.0099873 | 440.4985 | 3.0481
| 441.0828 | 0 | 427.2281 | 0.39281 | 441.0828 | 0 | 427.2281 | 0.16433 | 427.8517 | 2.786 | 427.2281 | 2.8931 | 440.613 | 8.3469 | 421.86 | -0.0092359 | 441.0828 | 0.073942 | 421.86 | -0.0055558 | 421.86 | -0.0039641 | 440.613 | 0.00054433 | 440.613 | 0.00048602 | 427.2281 | -0.030035 | 427.2281 | 0.012133 | 668.8464 | 0.023771 | 427.2281 | 0.010857 | 668.0804 | 0 | 668.8464 | 0.010634 | 440.613 | 3.1108
| 441.1957 | 0.0032908 | 427.4475 | 0.36773 | 441.1957 | 0.014074 | 427.4475 | 0.32798 | 428.0711 | 2.7171 | 427.4475 | 2.8811 | 440.7275 | 8.4901 | 422.08 | 0.012035 | 441.1957 | 0.080305 | 422.08 | 0.0036855 | 422.08 | 0.0021569 | 440.7275 | 0.00028151 | 440.7275 | 0.00026623 | 427.4475 | 0.025645 | 427.4475 | 0.015463 | 669.0083 | 0.039637 | 427.4475 | 0.047997 | 668.2424 | 0.00069566 | 669.0083 | 0.0096348 | 440.7275 | 3.1643
| 441.3086 | 0 | 427.6669 | 0.34085 | 441.3086 | 0 | 427.6669 | 0.17927 | 428.2905 | 2.5815 | 427.6669 | 2.6132 | 440.8421 | 8.6542 | 422.3 | -0.014274 | 441.3086 | 0.080909 | 422.3 | 0.0024974 | 422.3 | 0.0082777 | 440.8421 | 0.00053864 | 440.8421 | 0.00051965 | 427.6669 | -0.043435 | 427.6669 | -0.014744 | 669.1701 | 0.021977 | 427.6669 | 0.0044045 | 668.4045 | 0 | 669.1701 | 0.0096935 | 440.8421 | 3.2243
| 441.4214 | 0.0075059 | 427.8864 | 0.36263 | 441.4214 | 0.017593 | 427.8864 | 0.30977 | 428.5098 | 2.5427 | 427.8864 | 2.6865 | 440.9566 | 8.7712 | 422.52 | -0.014274 | 441.4214 | 0.076246 | 422.52 | -0.006744 | 422.52 | 0.0021569 | 440.9566 | 0.00026505 | 440.9566 | 0.00025777 | 427.8864 | 0.014467 | 427.8864 | -0.00021212 | 669.332 | 0.025733 | 427.8864 | 0.012524 | 668.5666 | 0.0015303 | 669.332 | 0.0089298 | 440.9566 | 3.2768
| 441.5343 | 0 | 428.1058 | 0.33912 | 441.5343 | 0 | 428.1058 | 0.16841 | 428.7292 | 2.3976 | 428.1058 | 2.4682 | 441.0711 | 8.9352 | 422.74 | -0.038904 | 441.5343 | 0.078605 | 422.74 | -0.0027834 | 422.74 | 0.00513 | 441.0711 | 0.00053234 | 441.0711 | 0.00047756 | 428.1058 | -0.037659 | 428.1058 | 0.0036411 | 669.4939 | 0.021753 | 428.1058 | -0.023784 | 668.7287 | 0 | 669.4939 | 0.010281 | 441.0711 | 3.3281
| 441.6472 | 0.012841 | 428.3253 | 0.36607 | 441.6472 | 0.0084479 | 428.3253 | 0.31997 | 428.9486 | 2.4295 | 428.3253 | 2.556 | 441.1857 | 9.0739 | 422.96 | 0.0025189 | 441.6472 | 0.091495 | 422.96 | 0.0028934 | 422.96 | 0.0026815 | 441.1857 | 0.00027501 | 441.1857 | 0.0002198 | 428.3253 | 0.03119 | 428.3253 | -0.0083406 | 669.6558 | 0.027023 | 428.3253 | 0.01407 | 668.8907 | 0.001252 | 669.6558 | 0.010105 | 441.1857 | 3.3705
| 441.7601 | 0 | 428.5448 | 0.35854 | 441.7601 | 0 | 428.5448 | 0.12033 | 429.1681 | 2.2884 | 428.5448 | 2.3291 | 441.3002 | 9.2605 | 423.18 | -0.010355 | 441.7601 | 0.082664 | 423.18 | 0.0077784 | 423.18 | 0.0030313 | 441.3002 | 0.00052726 | 441.3002 | 0.00046476 | 428.5448 | -0.03789 | 428.5448 | -0.012155 | 669.8177 | 0.027191 | 428.5448 | 0.0021709 | 669.0528 | 0 | 669.8177 | 0.011104 | 441.3002 | 3.4202
| 441.873 | 0.0059529 | 428.7643 | 0.36253 | 441.873 | 0.013141 | 428.7643 | 0.28667 | 429.3875 | 2.2673 | 428.7643 | 2.4141 | 441.4147 | 9.3834 | 423.4 | -0.0025189 | 441.873 | 0.082829 | 423.4 | 0.0031575 | 423.4 | 0.019645 | 441.4147 | 0.00025306 | 441.4147 | 0.00025147 | 428.7643 | 0.0076216 | 428.7643 | 0.0091332 | 669.9796 | 0.015474 | 428.7643 | 0.019697 | 669.2149 | 0.001252 | 669.9796 | 0.010105 | 441.4147 | 3.467
| 441.9859 | 0 | 428.9838 | 0.35115 | 441.9859 | 0 | 428.9838 | 0.15989 | 429.607 | 2.2323 | 428.9838 | 2.2764 | 441.5293 | 9.5312 | 423.62 | -0.028267 | 441.9859 | 0.088094 | 423.62 | -0.0097808 | 423.62 | -0.0022152 | 441.5293 | 0.00051872 | 441.5293 | 0.00044588 | 428.9838 | -0.037659 | 428.9838 | -0.028197 | 670.1415 | 0.021192 | 428.9838 | 0.014615 | 669.377 | 0 | 670.1415 | 0.010927 | 441.5293 | 3.5303
| 442.0988 | 0.010612 | 429.2033 | 0.36739 | 442.0988 | 0.018134 | 429.2033 | 0.35806 | 429.8265 | 2.2065 | 429.2033 | 2.3404 | 441.6438 | 9.6571 | 423.84 | -0.0097957 | 442.0988 | 0.07844 | 423.84 | 0.0047417 | 423.84 | 0.0030313 | 441.6438 | 0.0002679 | 441.6438 | 0.0002007 | 429.2033 | 0.011043 | 429.2033 | 0.016259 | 670.3034 | 0.023659 | 429.2033 | 0.0092339 | 669.5391 | 0.00069566 | 670.3034 | 0.0099873 | 441.6438 | 3.592
| 442.2117 | 0 | 429.4228 | 0.35107 | 442.2117 | 0 | 429.4228 | 0.20956 | 430.0459 | 2.0035 | 429.4228 | 2.1397 | 441.7584 | 9.8631 | 424.06 | -0.018752 | 442.2117 | 0.075314 | 424.06 | -0.0031795 | 424.06 | 0.00093272 | 441.7584 | 0.00054433 | 441.7584 | 0.00046476 | 429.4228 | -0.020335 | 429.4228 | -0.0117 | 670.4653 | 0.020127 | 429.4228 | -0.014004 | 669.7012 | 0 | 670.4653 | 0.011162 | 441.7584 | 3.6644
| 442.3246 | 0.0066185 | 429.6424 | 0.34032 | 442.3246 | 0.014751 | 429.6424 | 0.29381 | 430.2654 | 2.0498 | 429.6424 | 2.2185 | 441.873 | 10.054 | 424.28 | 0.037222 | 442.3246 | 0.078769 | 424.28 | 0.00051708 | 424.28 | -0.0071117 | 441.873 | 0.00027928 | 441.873 | 0.00027035 | 429.6424 | 0.033962 | 429.6424 | 0.0035662 | 670.6272 | 0.023491 | 429.6424 | -0.0031105 | 669.8634 | 0.00069566 | 670.6272 | 0.010457 | 441.873 | 3.7161
| 442.4375 | 0 | 429.8619 | 0.34077 | 442.4375 | 0 | 429.8619 | 0.069746 | 430.485 | 1.9409 | 429.8619 | 2.0592 | 441.9875 | 10.2806 | 424.5 | 0.0058775 | 442.4375 | 0.092428 | 424.5 | 0.00025304 | 424.5 | -0.00011659 | 441.9875 | 0.00052807 | 441.9875 | 0.00049015 | 429.8619 | -0.027262 | 429.8619 | -0.015311 | 670.7892 | 0.024332 | 429.8619 | -0.033926 | 670.0255 | 0 | 670.7892 | 0.011397 | 441.9875 | 3.7795
| 442.5504 | 0.0044001 | 430.0815 | 0.32188 | 442.5504 | 0.0058665 | 430.0815 | 0.30939 | 430.7045 | 1.9435 | 430.0815 | 2.1454 | 442.1021 | 10.4508 | 424.72 | 0.048978 | 442.5504 | 0.083267 | 424.72 | 0.0043457 | 424.72 | -0.0034394 | 442.1021 | 0.00025326 | 442.1021 | 0.0002198 | 430.0815 | 0.039045 | 430.0815 | 0.010949 | 670.9511 | 0.021304 | 430.0815 | -0.0026146 | 670.1876 | 0.00097375 | 670.9511 | 0.010281 | 442.1021 | 3.8343
| 442.6633 | 0 | 430.3011 | 0.34485 | 442.6633 | 0 | 430.3011 | 0.083649 | 430.924 | 1.7938 | 430.3011 | 1.9865 | 442.2167 | 10.631 | 424.94 | 0.017632 | 442.6633 | 0.09166 | 424.94 | 0.0044777 | 424.94 | 0.0030313 | 442.2167 | 0.00046994 | 442.2167 | 0.00045218 | 430.3011 | -0.037428 | 430.3011 | -0.01461 | 671.1131 | 0.022089 | 430.3011 | -0.026191 | 670.3497 | 0 | 671.1131 | 0.011162 | 442.2167 | 3.8953
| 442.7762 | 0.0037345 | 430.5207 | 0.35125 | 442.7762 | 0.015969 | 430.5207 | 0.31125 | 431.1436 | 1.8787 | 430.5207 | 2.0651 | 442.3313 | 10.7341 | 425.16 | 0.013714 | 442.7762 | 0.082829 | 425.16 | -0.0011992 | 425.16 | -0.0015157 | 442.3313 | 0.00021911 | 442.3313 | 0.00023238 | 430.5207 | 0.0171 | 430.5207 | -0.0053253 | 671.275 | 0.017828 | 430.5207 | 0.0011829 | 670.5119 | 0.00097375 | 671.275 | 0.010105 | 442.3313 | 3.9409
| 442.8891 | 0 | 430.7404 | 0.33952 | 442.8891 | 0 | 430.7404 | 0.17074 | 431.3631 | 1.7095 | 430.7404 | 1.901 | 442.4458 | 10.8599 | 425.38 | -0.019871 | 442.8891 | 0.092428 | 425.38 | -0.0034436 | 425.38 | 0.003556 | 442.4458 | 0.00047888 | 442.4458 | 0.00043937 | 430.7403 | -0.047594 | 430.7404 | -0.01829 | 671.437 | 0.024163 | 430.7404 | 0.00030059 | 670.674 | 0 | 671.437 | 0.010692 | 442.4458 | 3.9874
| 443.002 | 0.0037345 | 430.96 | 0.37606 | 443.002 | 0.018811 | 430.96 | 0.26864 | 431.5827 | 1.7837 | 430.96 | 2 | 442.5604 | 10.9721 | 425.6 | 0.0053177 | 443.002 | 0.088259 | 425.6 | 0.0056657 | 425.6 | -0.0015157 | 442.5604 | 0.00026221 | 442.5604 | 0.00020699 | 430.96 | 0.025183 | 430.96 | 0.015639 | 671.5989 | 0.0208 | 430.96 | 0.008274 | 670.8362 | 0.00069566 | 671.5989 | 0.0099285 | 442.5604 | 4.0429
| 443.1149 | 0 | 431.1796 | 0.35821 | 443.1149 | 0 | 431.1796 | 0.13802 | 431.8023 | 1.7307 | 431.1796 | 1.8488 | 442.675 | 11.1727 | 425.82 | -0.017632 | 443.1149 | 0.094951 | 425.82 | -0.0033115 | 425.82 | 0.00040807 | 442.675 | 0.00053437 | 442.675 | 0.00052812 | 431.1796 | -0.027724 | 431.1796 | -0.012962 | 671.7609 | 0.016483 | 431.1796 | -0.0025764 | 670.9983 | 0 | 671.7609 | 0.011397 | 442.675 | 4.0977
| 443.2278 | 0.016792 | 431.3993 | 0.38646 | 443.2278 | 0.0063359 | 431.3993 | 0.22619 | 432.0219 | 1.7272 | 431.3993 | 1.9344 | 442.7896 | 11.3742 | 426.04 | -0.013154 | 443.2278 | 0.083761 | 426.04 | 0.0068539 | 426.04 | 0.0049551 | 442.7896 | 0.00027298 | 442.7896 | 0.00032112 | 431.3993 | 0.030728 | 431.3993 | -0.012467 | 671.9229 | 0.031956 | 431.3993 | 0.010989 | 671.1605 | 0.00097375 | 671.9229 | 0.010634 | 442.7896 | 4.1557
| 443.3407 | 0 | 431.619 | 0.35724 | 443.3407 | 0 | 431.619 | 0.10051 | 432.2415 | 1.6478 | 431.619 | 1.7706 | 442.9042 | 11.6351 | 426.26 | -0.0069968 | 443.3407 | 0.098517 | 426.26 | -0.0026514 | 426.26 | -0.0020404 | 442.9042 | 0.00054657 | 442.9042 | 0.00051553 | 431.619 | -0.025183 | 431.619 | 0.011573 | 672.0848 | 0.021697 | 431.619 | 0.00051999 | 671.3227 | 0 | 672.0848 | 0.01128 | 442.9042 | 4.2269
| 443.4536 | 0.014817 | 431.8387 | 0.38051 | 443.4536 | 0.0072746 | 431.8387 | 0.25251 | 432.4612 | 1.6241 | 431.8387 | 1.792 | 443.0188 | 11.8431 | 426.48 | -0.038904 | 443.4536 | 0.08963 | 426.48 | -0.0078004 | 426.48 | 0.0018072 | 443.0188 | 0.00027542 | 443.0188 | 0.00019441 | 431.8387 | 0.016112 | 431.8387 | 0.0040519 | 672.2468 | 0.024444 | 431.8387 | 0.023414 | 671.4848 | 0.00069566 | 672.2468 | 0.01034 | 443.0188 | 4.2993
| 443.5666 | 0 | 432.0584 | 0.34815 | 443.5666 | 0 | 432.0584 | 0.092997 | 432.6808 | 1.4981 | 432.0584 | 1.6115 | 443.1334 | 12.0425 | 426.7 | -0.027708 | 443.5666 | 0.091989 | 426.7 | -0.0060837 | 426.7 | -0.0050134 | 443.1334 | 0.00055185 | 443.1334 | 0.00042679 | 432.0584 | -0.013065 | 432.0584 | 0.0010058 | 672.4088 | 0.020575 | 432.0584 | 0.0099122 | 671.647 | 0 | 672.4088 | 0.011162 | 443.1334 | 4.3789
| 443.6795 | 0.015311 | 432.2781 | 0.32644 | 443.6795 | 0.0089172 | 432.2781 | 0.29078 | 432.9005 | 1.5172 | 432.2781 | 1.6648 | 443.2481 | 12.1549 | 426.92 | 0.0019591 | 443.6795 | 0.097145 | 426.92 | -0.0050278 | 426.92 | -0.0076368 | 443.2481 | 0.00027765 | 443.2481 | 0.00023238 | 432.2781 | 0.0098037 | 432.2781 | 0.0094885 | 672.5708 | 0.021304 | 432.2781 | -0.010105 | 671.8092 | 0.00097375 | 672.5708 | 0.010281 | 443.2481 | 4.4312
| 443.7924 | 0 | 432.4979 | 0.32085 | 443.7924 | 0 | 432.4979 | 0.15947 | 433.1202 | 1.4159 | 432.4979 | 1.5146 | 443.3627 | 12.2932 | 427.14 | 0.0097957 | 443.7924 | 0.086394 | 427.14 | -0.010176 | 427.14 | -0.005538 | 443.3627 | 0.00052523 | 443.3627 | 0.00045218 | 432.4979 | -0.051983 | 432.4979 | -0.0041071 | 672.7328 | 0.022089 | 432.4979 | -0.025362 | 671.9714 | 0 | 672.7328 | 0.011162 | 443.3627 | 4.4911
| 443.9053 | 0.0072841 | 432.7176 | 0.34861 | 443.9053 | 0.023277 | 432.7176 | 0.30197 | 433.3398 | 1.4741 | 432.7176 | 1.5905 | 443.4773 | 12.4426 | 427.36 | 0.02267 | 443.9053 | 0.095555 | 427.36 | 0.0017053 | 427.36 | 0.0058296 | 443.4773 | 0.00025042 | 443.4773 | 0.0002198 | 432.7176 | 0.054063 | 432.7176 | 0.0098278 | 672.8948 | 0.024556 | 432.7176 | 0.0018225 | 672.1336 | 0.00097375 | 672.8948 | 0.010751 | 443.4773 | 4.5242
| 444.0182 | 0 | 432.9374 | 0.35359 | 444.0182 | 0 | 432.9374 | 0.13954 | 433.5595 | 1.3336 | 432.9374 | 1.4348 | 443.5919 | 12.6611 | 427.58 | -0.00027989 | 444.0182 | 0.085132 | 427.58 | -0.0081965 | 427.58 | -0.0081612 | 443.5919 | 0.00052055 | 443.5919 | 0.00043091 | 432.9374 | -0.031883 | 432.9374 | -0.0079429 | 673.0569 | 0.026126 | 432.9374 | -0.0049709 | 672.2958 | 0 | 673.0569 | 0.011339 | 443.5919 | 4.5796
| 444.1311 | 0.011277 | 433.1572 | 0.34568 | 444.1311 | 0.033968 | 433.1572 | 0.2452 | 433.7793 | 1.4028 | 433.1572 | 1.5101 | 443.7066 | 12.8627 | 427.8 | 0.029946 | 444.1311 | 0.091495 | 427.8 | 0.0087024 | 427.8 | -0.0027399 | 443.7066 | 0.0002744 | 443.7066 | 0.00021133 | 433.1572 | 0.0069541 | 433.1572 | 0.010947 | 673.2189 | 0.02848 | 433.1572 | 0.0099782 | 672.458 | 0.00069566 | 673.2189 | 0.010105 | 443.7066 | 4.6253
| 444.244 | 0 | 433.377 | 0.33327 | 444.244 | 0 | 433.377 | 0.065949 | 433.999 | 1.3076 | 433.377 | 1.3752 | 443.8212 | 13.0652 | 428.02 | -0.037222 | 444.244 | 0.086394 | 428.02 | -0.0083283 | 428.02 | -0.0020404 | 443.8212 | 0.0005299 | 443.8212 | 0.0004563 | 433.377 | -0.05568 | 433.377 | -0.0213 | 673.3809 | 0.018333 | 433.377 | 0.010103 | 672.6202 | 0 | 673.3809 | 0.010869 | 443.8212 | 4.6939
| 444.3569 | 0.014199 | 433.5968 | 0.35297 | 444.3569 | 0.0086826 | 433.5968 | 0.25817 | 434.2187 | 1.3409 | 433.5968 | 1.4437 | 443.9359 | 13.1951 | 428.24 | -0.020431 | 444.3569 | 0.087327 | 428.24 | -0.010441 | 428.24 | 0.00058296 | 443.9359 | 0.00025977 | 443.9359 | 0.00024518 | 433.5968 | 0.0268 | 433.5968 | 0.020502 | 673.543 | 0.027191 | 433.5968 | 0.024276 | 672.7824 | 0.00097375 | 673.543 | 0.01034 | 443.9359 | 4.7511
| 444.4699 | 0 | 433.8166 | 0.34363 | 444.4699 | 0 | 433.8166 | 0.1085 | 434.4385 | 1.2855 | 433.8166 | 1.2924 | 444.0505 | 13.3398 | 428.46 | 0.023229 | 444.4699 | 0.086394 | 428.46 | -0.00093515 | 428.46 | -0.0011659 | 444.0505 | 0.00050165 | 444.0505 | 0.00051553 | 433.8166 | -0.031883 | 433.8166 | 0.0051511 | 673.705 | 0.019622 | 433.8166 | -0.017579 | 672.9447 | 0 | 673.705 | 0.011104 | 444.0505 | 4.818
| 444.5828 | 0.0066185 | 434.0364 | 0.3515 | 444.5828 | 0.01056 | 434.0364 | 0.26529 | 434.6583 | 1.2945 | 434.0364 | 1.3454 | 444.1652 | 13.4479 | 428.68 | 0.02267 | 444.5828 | 0.10225 | 428.68 | -0.0031795 | 428.68 | 0.0012825 | 444.1652 | 0.00024838 | 444.1652 | 0.00027035 | 434.0364 | 0.043204 | 434.0364 | 0.020873 | 673.867 | 0.024948 | 434.0364 | 0.0019161 | 673.1069 | 0.00097375 | 673.867 | 0.010105 | 444.1652 | 4.8675
| 444.6957 | 0 | 434.2563 | 0.32354 | 444.6957 | 0 | 434.2563 | 0.082531 | 434.878 | 1.1393 | 434.2563 | 1.192 | 444.2798 | 13.6219 | 428.9 | 0.034985 | 444.6957 | 0.0859 | 428.9 | -0.0027834 | 428.9 | -0.0016906 | 444.2798 | 0.00051059 | 444.2798 | 0.00042679 | 434.2563 | -0.031421 | 434.2563 | 0.0053531 | 674.0291 | 0.037675 | 434.2563 | -0.024428 | 673.2691 | 0 | 674.0291 | 0.01081 | 444.2798 | 4.9265
| 444.8086 | 0.011056 | 434.4761 | 0.35343 | 444.8086 | 0.015969 | 434.4761 | 0.29859 | 435.0978 | 1.1917 | 434.4761 | 1.2528 | 444.3945 | 13.7926 | 429.12 | 0.012595 | 444.8086 | 0.085297 | 429.12 | -0.0083283 | 429.12 | -0.0053632 | 444.3945 | 0.00026688 | 444.3945 | 0.00015644 | 434.4762 | 0.047594 | 434.4761 | 0.014198 | 674.1912 | 0.029994 | 434.4761 | 0.0089345 | 673.4314 | 0.00069566 | 674.1912 | 0.010046 | 444.3945 | 4.9866
| 444.9216 | 0 | 434.696 | 0.33068 | 444.9216 | 0 | 434.696 | 0.043035 | 435.3177 | 1.0959 | 434.696 | 1.0983 | 444.5091 | 14.02 | 429.34 | -0.02435 | 444.9216 | 0.09742 | 429.34 | -0.00582 | 429.34 | -0.0022152 | 444.5091 | 0.00052238 | 444.5091 | 0.00043937 | 434.696 | -0.027724 | 434.696 | -0.0095408 | 674.3532 | 0.027023 | 434.696 | -0.0074728 | 673.5936 | 0 | 674.3532 | 0.010751 | 444.5091 | 5.0552
| 445.0345 | 0.0024034 | 434.9159 | 0.35115 | 445.0345 | 0.012672 | 434.9159 | 0.24539 | 435.5375 | 1.1161 | 434.9159 | 1.1701 | 444.6238 | 14.2206 | 429.56 | 0.015393 | 445.0345 | 0.097749 | 429.56 | 0.00012102 | 429.56 | 0.00023318 | 444.6238 | 0.0002616 | 444.6238 | 0.00028315 | 434.9159 | 0.021524 | 434.9159 | 0.0066073 | 674.5153 | 0.022482 | 434.9159 | 0.010537 | 673.7559 | 0.00097375 | 674.5153 | 0.010281 | 444.6238 | 5.1111
| 445.1474 | 0 | 435.1358 | 0.32494 | 445.1474 | 0 | 435.1358 | 0.097033 | 435.7573 | 1.0321 | 435.1358 | 1.0628 | 444.7385 | 14.4388 | 429.78 | -0.010915 | 445.1474 | 0.09901 | 429.78 | -0.012025 | 429.78 | -0.016206 | 444.7385 | 0.00052665 | 444.7385 | 0.0005535 | 435.1358 | -0.013675 | 435.1358 | -0.0027635 | 674.6774 | 0.017268 | 435.1358 | -0.020937 | 673.9181 | 0 | 674.6774 | 0.01128 | 444.7385 | 5.1657
| 445.2603 | 0.012165 | 435.3558 | 0.34117 | 445.2603 | 0.023277 | 435.3558 | 0.20463 | 435.9772 | 1.0866 | 435.3558 | 1.1384 | 444.8532 | 14.5987 | 430 | -0.02211 | 445.2603 | 0.10274 | 430 | -0.0071401 | 430 | 0.0047802 | 444.8532 | 0.00027074 | 444.8532 | 0.00027035 | 435.3558 | 0.017402 | 435.3558 | -0.0031015 | 674.8395 | 0.024444 | 435.3558 | 0.013223 | 674.0804 | 0.00097375 | 674.8395 | 0.010516 | 444.8532 | 5.224
| 445.3733 | 0 | 435.5757 | 0.32455 | 445.3733 | 0 | 435.5757 | 0.084307 | 436.197 | 0.96322 | 435.5757 | 0.99511 | 444.9679 | 14.7768 | 430.22 | 0.0069968 | 445.3733 | 0.095719 | 430.22 | -0.0043677 | 430.22 | -0.0086863 | 444.9679 | 0.00055876 | 444.9679 | 0.00054092 | 435.5757 | -0.045514 | 435.5757 | -0.006051 | 675.0015 | 0.019342 | 435.5757 | -0.0062319 | 674.2427 | 0 | 675.0015 | 0.010986 | 444.9679 | 5.2843
| 445.4862 | 0.010834 | 435.7957 | 0.35554 | 445.4862 | 0.021382 | 435.7957 | 0.19986 | 436.4169 | 1.04 | 435.7957 | 1.0737 | 445.0826 | 14.9167 | 430.44 | 0.014274 | 445.4862 | 0.092154 | 430.44 | -0.0079322 | 430.44 | 0.0049551 | 445.0826 | 0.00029432 | 445.0826 | 0.00027035 | 435.7957 | 0.020189 | 435.7957 | 0.0035174 | 675.1636 | 0.026406 | 435.7957 | 0.032049 | 674.4049 | 0.00069566 | 675.1636 | 0.010046 | 445.0826 | 5.3394
| 445.5991 | 0 | 436.0156 | 0.32519 | 445.5991 | 0 | 436.0156 | 0.030141 | 436.6368 | 0.92992 | 436.0156 | 0.93841 | 445.1972 | 15.1238 | 430.66 | 0.0041982 | 445.5991 | 0.093854 | 430.66 | -0.012949 | 430.66 | -0.0071117 | 445.1972 | 0.00057584 | 445.1972 | 0.0005535 | 436.0156 | -0.038583 | 436.0156 | -0.0078328 | 675.3257 | 0.022369 | 436.0156 | -0.0021133 | 674.5672 | 0 | 675.3257 | 0.010457 | 445.1972 | 5.4134
| 445.712 | 0.010168 | 436.2356 | 0.3343 | 445.712 | 0.013804 | 436.2356 | 0.23843 | 436.8567 | 1.0345 | 436.2356 | 0.99943 | 445.312 | 15.3156 | 430.88 | -0.017072 | 445.712 | 0.090892 | 430.88 | -0.00093515 | 430.88 | 0.0047802 | 445.312 | 0.00028639 | 445.312 | 0.00028315 | 436.2356 | 0.022608 | 436.2356 | 0.0093295 | 675.4879 | 0.025509 | 436.2356 | 0.0038808 | 674.7295 | 0.00097375 | 675.4879 | 0.0095173 | 445.312 | 5.4777
| 445.825 | 0 | 436.4556 | 0.32385 | 445.825 | 0 | 436.4556 | 0.061962 | 437.0766 | 0.91659 | 436.4556 | 0.86507 | 445.4266 | 15.536 | 431.1 | 0.0025189 | 445.825 | 0.094951 | 431.1 | -0.0019913 | 431.1 | 0.00040807 | 445.4266 | 0.0005423 | 445.4266 | 0.00047756 | 436.4556 | -0.013034 | 436.4556 | 0.0046836 | 675.65 | 0.024051 | 436.4556 | -0.028933 | 674.8918 | 0 | 675.65 | 0.010399 | 445.4266 | 5.5486
| 445.9379 | 0.011056 | 436.6756 | 0.33471 | 445.9379 | 0.01854 | 436.6756 | 0.20279 | 437.2966 | 0.9053 | 436.6756 | 0.93063 | 445.5414 | 15.6871 | 431.32 | 0.027708 | 445.9379 | 0.088424 | 431.32 | -0.0035756 | 431.32 | 0.0075785 | 445.5414 | 0.00025875 | 445.5414 | 0.00019441 | 436.6756 | 0.031421 | 436.6756 | 0.0011543 | 675.8121 | 0.019622 | 436.6756 | 0.0080339 | 675.0541 | 0.00069566 | 675.8121 | 0.0094585 | 445.5414 | 5.5928
| 446.0509 | 0 | 436.8956 | 0.33016 | 446.0509 | 0 | 436.8956 | 0.083535 | 437.5165 | 0.87721 | 436.8956 | 0.81553 | 445.6561 | 15.8569 | 431.54 | -0.027708 | 446.0509 | 0.091989 | 431.54 | -0.0046317 | 431.54 | -0.010784 | 445.6561 | 0.00052014 | 445.6561 | 0.00046476 | 436.8956 | -0.018974 | 436.8956 | 0.0015447 | 675.9742 | 0.021753 | 436.8956 | -0.0063349 | 675.2164 | 0 | 675.9742 | 0.010281 | 445.6561 | 5.6434
| 446.1638 | 0.021731 | 437.1157 | 0.3332 | 446.1638 | 0.0082132 | 437.1157 | 0.20141 | 437.7365 | 0.91022 | 437.1157 | 0.89123 | 445.7708 | 16.0002 | 431.76 | 0.015393 | 446.1638 | 0.11892 | 431.76 | 0.0051378 | 431.76 | 0.0032063 | 445.7708 | 0.00026647 | 445.7708 | 0.00027035 | 437.1157 | 0.018219 | 437.1157 | 0.0080129 | 676.1364 | 0.02506 | 437.1157 | 0.0045562 | 675.3787 | 0.00069566 | 676.1364 | 0.0096935 | 445.7708 | 5.6801
| 446.2767 | 0 | 437.3357 | 0.31721 | 446.2767 | 0 | 437.3357 | 0.096718 | 437.9565 | 0.80683 | 437.3357 | 0.74866 | 445.8855 | 16.1843 | 431.98 | 0.053457 | 446.2767 | 0.095884 | 431.98 | -0.0062161 | 431.98 | -0.0036143 | 445.8855 | 0.00051587 | 445.8855 | 0.00059169 | 437.3357 | -0.024259 | 437.3357 | -0.0037264 | 676.2985 | 0.021865 | 437.3357 | -0.014109 | 675.541 | 0 | 676.2985 | 0.01081 | 445.8855 | 5.7364
| 446.3897 | 0.0059529 | 437.5558 | 0.33514 | 446.3897 | 0.020705 | 437.5558 | 0.27087 | 438.1765 | 0.83724 | 437.5558 | 0.83577 | 446.0002 | 16.3482 | 432.2 | 0.0058775 | 446.3897 | 0.10351 | 432.2 | -0.00067108 | 432.2 | 0.0046053 | 446.0002 | 0.00025448 | 446.0002 | 0.00032112 | 437.5558 | 0.01276 | 437.5558 | 0.0081504 | 676.4606 | 0.022594 | 437.5558 | 0.01619 | 675.7033 | 0.00097375 | 676.4606 | 0.010164 | 446.0002 | 5.8075
| 446.5026 | 0 | 437.7759 | 0.30808 | 446.5026 | 0 | 437.7759 | 0.07707 | 438.3965 | 0.76108 | 437.7759 | 0.71862 | 446.115 | 16.5604 | 432.42 | 0.019311 | 446.5026 | 0.094457 | 432.42 | -0.0017272 | 432.42 | -0.0013408 | 446.115 | 0.0004866 | 446.115 | 0.00054092 | 437.7759 | -0.024259 | 437.7759 | -0.016279 | 676.6228 | 0.028985 | 437.7759 | -0.0088716 | 675.8656 | 0 | 676.6228 | 0.010516 | 446.115 | 5.9016
| 446.6155 | 0.0068403 | 437.996 | 0.33411 | 446.6155 | 0.0053973 | 437.996 | 0.23828 | 438.6165 | 0.84448 | 437.996 | 0.82046 | 446.2297 | 16.7587 | 432.64 | 0.02435 | 446.6155 | 0.104 | 432.64 | 0.0055338 | 432.64 | -0.0011659 | 446.2297 | 0.00023578 | 446.2297 | 0.0002198 | 437.996 | 0.032114 | 437.996 | -0.0022266 | 676.785 | 0.017155 | 437.996 | 0.032482 | 676.028 | 0.00069566 | 676.785 | 0.0099873 | 446.2297 | 5.9848
| 446.7285 | 0 | 438.2161 | 0.32106 | 446.7285 | 0 | 438.2161 | 0.018679 | 438.8365 | 0.7298 | 438.2161 | 0.70079 | 446.3444 | 16.9701 | 432.87 | 0.054576 | 446.7285 | 0.099285 | 432.87 | 0.0018373 | 432.87 | -0.0039641 | 446.3444 | 0.00051669 | 446.3444 | 0.0004563 | 438.2161 | -0.029573 | 438.2161 | -0.012986 | 676.9471 | 0.027079 | 438.2161 | -0.009499 | 676.1903 | 0 | 676.9471 | 0.010634 | 446.3444 | 6.0566
| 446.8414 | 0.0048437 | 438.4362 | 0.33051 | 446.8414 | 0.001408 | 438.4362 | 0.15779 | 439.0566 | 0.80799 | 438.4362 | 0.75906 | 446.4592 | 17.1119 | 433.09 | 0.02379 | 446.8414 | 0.10784 | 433.09 | 0.00025304 | 433.09 | -0.0090358 | 446.4592 | 0.00028396 | 446.4592 | 0.00023672 | 438.4362 | 0.0086784 | 438.4362 | 0.007654 | 677.1093 | 0.03005 | 438.4362 | 0.020554 | 676.3527 | 0.00069566 | 677.1093 | 0.01034 | 446.4592 | 6.0976
| 446.9544 | 0 | 438.6564 | 0.30636 | 446.9544 | 0 | 438.6564 | 0.13013 | 439.2766 | 0.70287 | 438.6564 | 0.63427 | 446.5739 | 17.2509 | 433.31 | 0.0097957 | 446.9544 | 0.10022 | 433.31 | -0.0081965 | 433.31 | -0.004139 | 446.5739 | 0.00056323 | 446.5739 | 0.00054504 | 438.6564 | -0.022814 | 438.6564 | -0.003882 | 677.2715 | 0.02265 | 438.6564 | 0.0057983 | 676.515 | 0 | 677.2715 | 0.011104 | 446.5739 | 6.1363
| 447.0673 | 0.020126 | 438.8765 | 0.33506 | 447.0673 | 0.028825 | 438.8765 | 0.22365 | 439.4967 | 0.76919 | 438.8765 | 0.72661 | 446.6887 | 17.3503 | 433.53 | 0.046739 | 447.0673 | 0.10444 | 433.53 | 0.0021013 | 433.53 | 0.0082777 | 446.6887 | 0.00028294 | 446.6887 | 0.00030854 | 438.8765 | 0.035811 | 438.8765 | 0.0078008 | 677.4336 | 0.023491 | 438.8765 | 0.019624 | 676.6774 | 0.00069566 | 677.4336 | 0.010457 | 446.6887 | 6.1694
| 447.1803 | 0 | 439.0967 | 0.30378 | 447.1803 | 0 | 439.0967 | 0.14533 | 439.7168 | 0.64031 | 439.0967 | 0.591 | 446.8034 | 17.4904 | 433.75 | 0.073048 | 447.1803 | 0.09539 | 433.75 | -0.0019913 | 433.75 | -0.0013408 | 446.8034 | 0.00055734 | 446.8034 | 0.0005663 | 439.0967 | -0.030959 | 439.0967 | -0.014654 | 677.5958 | 0.017155 | 439.0967 | -0.0075562 | 676.8397 | 0 | 677.5958 | 0.011104 | 446.8034 | 6.2164
| 447.2932 | 0 | 439.3169 | 0.32275 | 447.2932 | 0.028148 | 439.3169 | 0.16842 | 439.9369 | 0.72488 | 439.3169 | 0.67541 | 446.9182 | 17.6193 | 433.97 | 0.074727 | 447.2932 | 0.10428 | 433.97 | 0.0027614 | 433.97 | 0.0014574 | 446.9182 | 0.00027786 | 446.9182 | 0.00026189 | 439.3169 | 0.025645 | 439.3169 | 0.012785 | 677.758 | 0.024444 | 439.3169 | 0.017475 | 677.0021 | 0.00069566 | 677.758 | 0.010281 | 446.9182 | 6.2618
| 447.4062 | 0 | 439.5371 | 0.30338 | 447.4062 | 0 | 439.5371 | 0.11538 | 440.157 | 0.63365 | 439.5371 | 0.55412 | 447.033 | 17.774 | 434.19 | 0.086481 | 447.4062 | 0.088862 | 434.19 | -0.00053907 | 434.19 | -0.016556 | 447.033 | 0.00055124 | 447.033 | 0.00048168 | 439.5371 | -0.023335 | 439.5371 | -0.0019648 | 677.9202 | 0.01951 | 439.5371 | -0.0087374 | 677.1644 | 0 | 677.9202 | 0.011045 | 447.033 | 6.3124
| 447.5191 | 0.0019596 | 439.7573 | 0.3023 | 447.5191 | 0.021382 | 439.7573 | 0.1433 | 440.3771 | 0.64263 | 439.7573 | 0.64225 | 447.1477 | 17.8756 | 434.41 | 0.064651 | 447.5191 | 0.1113 | 434.41 | -0.0052918 | 434.41 | -0.0022152 | 447.1477 | 0.0002744 | 447.1477 | 0.00022392 | 439.7573 | 0.024721 | 439.7573 | -0.0071958 | 678.0824 | 0.019622 | 439.7573 | 0.0041345 | 677.3268 | 0.001252 | 678.0824 | 0.010046 | 447.1477 | 6.3484
| 447.6321 | 0 | 439.9775 | 0.30352 | 447.6321 | 0 | 439.9775 | 0.086794 | 440.5972 | 0.58181 | 439.9775 | 0.53167 | 447.2625 | 17.9602 | 434.63 | 0.12063 | 447.6321 | 0.11859 | 434.63 | -0.010441 | 434.63 | -0.008336 | 447.2625 | 0.00055734 | 447.2625 | 0.00046476 | 439.9775 | -0.01396 | 439.9775 | -0.0038286 | 678.2446 | 0.018333 | 439.9775 | -0.01063 | 677.4892 | 0 | 678.2446 | 0.010751 | 447.2625 | 6.3836
| 447.745 | 0.0037345 | 440.1977 | 0.3223 | 447.745 | 0.032344 | 440.1977 | 0.21353 | 440.8174 | 0.64321 | 440.1977 | 0.60678 | 447.3773 | 18.0093 | 434.85 | 0.098795 | 447.745 | 0.10367 | 434.85 | -0.00053907 | 434.85 | 0.008628 | 447.3773 | 0.00028355 | 447.3773 | 0.00024518 | 440.1977 | 0.052445 | 440.1977 | -0.0041469 | 678.4069 | 0.025453 | 440.1977 | 4.5336e-05 | 677.6516 | 0.00097375 | 678.4069 | 0.0099873 | 447.3773 | 6.4136
| 447.858 | 0 | 440.418 | 0.29652 | 447.858 | 0 | 440.418 | 0.02725 | 441.0376 | 0.54445 | 440.418 | 0.50551 | 447.4921 | 18.119 | 435.07 | 0.15757 | 447.858 | 0.10055 | 435.07 | 0.00025304 | 435.07 | -0.010085 | 447.4921 | 0.00057076 | 447.4921 | 0.00050295 | 440.418 | -0.017811 | 440.418 | -0.0044813 | 678.5691 | 0.022089 | 440.418 | 0.015784 | 677.814 | 0 | 678.5691 | 0.011104 | 447.4921 | 6.468
| 447.971 | 0.0072841 | 440.6383 | 0.31742 | 447.971 | 0.038433 | 440.6383 | 0.22322 | 441.2577 | 0.5766 | 440.6383 | 0.57277 | 447.6069 | 18.2541 | 435.29 | 0.20347 | 447.971 | 0.10241 | 435.29 | 0.0030255 | 435.29 | -0.0018654 | 447.6069 | 0.00028782 | 447.6069 | 0.00025777 | 440.6383 | 0.030035 | 440.6383 | 0.0082364 | 678.7313 | 0.020631 | 440.6383 | 9.829e-05 | 677.9764 | 0.00097375 | 678.7313 | 0.010575 | 447.6069 | 6.5155
| 448.0839 | 0 | 440.8585 | 0.30312 | 448.0839 | 0 | 440.8585 | 0.044856 | 441.478 | 0.52708 | 440.8585 | 0.50188 | 447.7217 | 18.4468 | 435.51 | 0.19843 | 448.0839 | 0.1108 | 435.51 | -0.0013312 | 435.51 | 0.011251 | 447.7217 | 0.00055002 | 447.7217 | 0.00054092 | 440.8585 | -0.030959 | 440.8585 | 0.010774 | 678.8936 | 0.017324 | 440.8585 | -0.0068937 | 678.1388 | 0 | 678.8936 | 0.010986 | 447.7217 | 6.5663
| 448.1969 | 0.01039 | 441.0788 | 0.31638 | 448.1969 | 0.0063359 | 441.0788 | 0.16891 | 441.6982 | 0.58152 | 441.0788 | 0.54765 | 447.8365 | 18.6229 | 435.73 | 0.16597 | 448.1969 | 0.10773 | 435.73 | -0.0083283 | 435.73 | -0.0093854 | 447.8365 | 0.00026221 | 447.8365 | 0.00028315 | 441.0788 | 0.016947 | 441.0788 | 0.0094762 | 679.0558 | 0.024051 | 441.0788 | 0.017064 | 678.3012 | 0.001252 | 679.0558 | 0.010281 | 447.8365 | 6.6027
| 448.3098 | 0 | 441.2992 | 0.29435 | 448.3098 | 0 | 441.2992 | 0.048889 | 441.9184 | 0.49522 | 441.2992 | 0.45123 | 447.9513 | 18.7952 | 435.95 | 0.25496 | 448.3098 | 0.10663 | 435.95 | -0.0066122 | 435.95 | -0.005713 | 447.9513 | 0.00047888 | 447.9513 | 0.00050295 | 441.2991 | -0.0089051 | 441.2992 | -0.00097575 | 679.218 | 0.02977 | 441.2992 | -0.0072591 | 678.4636 | 0 | 679.218 | 0.010399 | 447.9513 | 6.6512
| 448.4228 | 0.01039 | 441.5195 | 0.29202 | 448.4228 | 0.0075091 | 441.5195 | 0.17511 | 442.1386 | 0.54185 | 441.5195 | 0.52976 | 448.0661 | 18.9252 | 436.17 | 0.23762 | 448.4228 | 0.10894 | 436.17 | 0.0030255 | 436.17 | 0.0037309 | 448.0661 | 0.00021668 | 448.0661 | 0.0002198 | 441.5195 | 0.012315 | 441.5195 | -0.00076906 | 679.3803 | 0.016931 | 441.5195 | 0.0041817 | 678.626 | 0.00097375 | 679.3803 | 0.010046 | 448.0661 | 6.7027
| 448.5358 | 0 | 441.7398 | 0.30292 | 448.5358 | 0 | 441.7398 | 0.068515 | 442.3589 | 0.48827 | 441.7398 | 0.42893 | 448.1809 | 19.0661 | 436.39 | 0.35628 | 448.5358 | 0.10691 | 436.39 | -0.00080314 | 436.39 | -0.021628 | 448.1809 | 0.00048213 | 448.1809 | 0.00046476 | 441.7398 | -0.035349 | 441.7398 | 0.00037628 | 679.5426 | 0.024948 | 441.7398 | -0.00063095 | 678.7885 | 0 | 679.5426 | 0.010164 | 448.1809 | 6.7669
| 448.6487 | 0.011721 | 441.9602 | 0.31687 | 448.6487 | 0.018134 | 441.9602 | 0.1958 | 442.5791 | 0.5126 | 441.9602 | 0.51785 | 448.2957 | 19.2052 | 436.61 | 0.34509 | 448.6487 | 0.10647 | 436.61 | 0.0040816 | 436.61 | -0.004139 | 448.2957 | 0.00027034 | 448.2957 | 0.00024518 | 441.9602 | 0.022945 | 441.9602 | 0.0050426 | 679.7048 | 0.017155 | 441.9602 | 0.019984 | 678.9509 | 0.00097375 | 679.7048 | 0.010281 | 448.2957 | 6.8333
| 448.7617 | 0 | 442.1805 | 0.28602 | 448.7617 | 0 | 442.1805 | 0.021187 | 442.7994 | 0.44396 | 442.1805 | 0.42859 | 448.4105 | 19.3845 | 436.83 | 0.39603 | 448.7617 | 0.10411 | 436.83 | 0.011871 | 436.83 | -0.0050134 | 448.4105 | 0.00053844 | 448.4105 | 0.00051553 | 442.1805 | -0.044128 | 442.1805 | 0.0057236 | 679.8671 | 0.022089 | 442.1805 | 0.0014164 | 679.1133 | 0 | 679.8671 | 0.010927 | 448.4105 | 6.9126
| 448.8746 | 0.015928 | 442.4009 | 0.31013 | 448.8746 | 0.013376 | 442.4009 | 0.18888 | 443.0197 | 0.49957 | 442.4009 | 0.49474 | 448.5253 | 19.5353 | 437.06 | 0.34678 | 448.8746 | 0.11316 | 437.06 | -0.0054239 | 437.06 | -0.0069371 | 448.5253 | 0.00027399 | 448.5253 | 0.00027035 | 442.4009 | 0.018372 | 442.4009 | 0.0067173 | 680.0294 | 0.022762 | 442.4009 | -0.0043448 | 679.2758 | 0.00097375 | 680.0294 | 0.010751 | 448.5253 | 6.972
| 448.9876 | 0 | 442.6213 | 0.30735 | 448.9876 | 0 | 442.6213 | 0.054879 | 443.24 | 0.41703 | 442.6213 | 0.39815 | 448.6402 | 19.7151 | 437.28 | 0.49901 | 448.9876 | 0.10055 | 437.28 | 0.0011772 | 437.28 | -0.0029147 | 448.6402 | 0.00054555 | 448.6402 | 0.00052812 | 442.6213 | -0.021415 | 442.6213 | -0.021559 | 680.1917 | 0.026126 | 442.6213 | 0.0034749 | 679.4382 | 0 | 680.1917 | 0.011456 | 448.6402 | 7.0239
| 449.1006 | 0.017039 | 442.8417 | 0.30754 | 449.1006 | 0.01056 | 442.8417 | 0.17853 | 443.4603 | 0.46047 | 442.8417 | 0.46945 | 448.755 | 19.8425 | 437.5 | 0.49397 | 449.1006 | 0.11426 | 437.5 | 0.0011772 | 437.5 | 0.0096767 | 448.755 | 0.00027826 | 448.755 | 0.00026189 | 442.8417 | 0.018263 | 442.8417 | 0.0068028 | 680.354 | 0.025509 | 442.8417 | 0.00020414 | 679.6006 | 0.001252 | 680.354 | 0.01081 | 448.755 | 7.0581
| 449.2136 | 0 | 443.0622 | 0.29717 | 449.2136 | 0 | 443.0622 | 0.045362 | 443.6806 | 0.38025 | 443.0622 | 0.37723 | 448.8698 | 19.9818 | 437.72 | 0.61825 | 449.2136 | 0.10927 | 437.72 | 0.0017053 | 437.72 | -0.0015157 | 448.8698 | 0.0005238 | 448.8698 | 0.00051965 | 443.0622 | -0.021983 | 443.0622 | 0.0034414 | 680.5163 | 0.020127 | 443.0622 | -0.021007 | 679.7631 | 0 | 680.5163 | 0.011515 | 448.8698 | 7.102
| 449.3265 | 0.012165 | 443.2826 | 0.29194 | 449.3265 | 0.015969 | 443.2826 | 0.2135 | 443.901 | 0.4373 | 443.2826 | 0.45864 | 448.9847 | 20.0734 | 437.94 | 0.63056 | 449.3265 | 0.11097 | 437.94 | -0.0019913 | 437.94 | -0.0039641 | 448.9847 | 0.00024737 | 448.9847 | 0.00026189 | 443.2826 | 0.010708 | 443.2826 | -0.00015699 | 680.6786 | 0.02977 | 443.2826 | 0.01203 | 679.9256 | 0.0004174 | 680.6786 | 0.010751 | 448.9847 | 7.1357
| 449.4395 | 0 | 443.5031 | 0.28849 | 449.4395 | 0 | 443.5031 | 0.037716 | 444.1213 | 0.36287 | 443.5031 | 0.34662 | 449.0995 | 20.1551 | 438.16 | 0.71677 | 449.4395 | 0.10461 | 438.16 | 0.0018373 | 438.16 | -0.0018654 | 449.0995 | 0.00051445 | 449.0995 | 0.00049015 | 443.503 | -0.043435 | 443.5031 | 0.002531 | 680.8409 | 0.013511 | 443.5031 | -0.010498 | 680.088 | 0 | 680.8409 | 0.011221 | 449.0995 | 7.1838
| 449.5525 | 0.012347 | 443.7235 | 0.29552 | 449.5525 | 0.027878 | 443.7235 | 0.11148 | 444.3417 | 0.40255 | 443.7235 | 0.42538 | 449.2144 | 20.205 | 438.38 | 0.68485 | 449.5525 | 0.10773 | 438.38 | -0.0051598 | 438.38 | 0.0037309 | 449.2144 | 0.00027399 | 449.2144 | 0.00023238 | 443.7235 | 0.034193 | 443.7235 | 0.024622 | 681.0032 | 0.024276 | 443.7235 | -0.0039567 | 680.2505 | 0.0004174 | 681.0032 | 0.010399 | 449.2144 | 7.2178
| 449.6655 | 0 | 443.944 | 0.27529 | 449.6655 | 0 | 443.944 | -0.013992 | 444.5621 | 0.35969 | 443.944 | 0.3193 | 449.3292 | 20.2817 | 438.6 | 0.86397 | 449.6655 | 0.10241 | 438.6 | -0.007668 | 438.6 | -0.0048385 | 449.3292 | 0.00054189 | 449.3292 | 0.0004014 | 443.944 | -0.038814 | 443.944 | -0.0051782 | 681.1655 | 0.017324 | 443.944 | -0.016136 | 680.413 | 0 | 681.1655 | 0.010986 | 449.3292 | 7.2597
| 449.7784 | 0.020126 | 444.1645 | 0.28652 | 449.7784 | 0.0086826 | 444.1645 | 0.13774 | 444.7825 | 0.39154 | 444.1645 | 0.40568 | 449.4441 | 20.368 | 438.82 | 0.88244 | 449.7784 | 0.10976 | 438.82 | 0.0022334 | 438.82 | 0.0040807 | 449.4441 | 0.0002744 | 449.4441 | 0.00016902 | 444.1645 | 0.025876 | 444.1645 | 0.0043709 | 681.3278 | 0.021865 | 444.1645 | 0.00014294 | 680.5755 | 0.00069566 | 681.3278 | 0.010164 | 449.4441 | 7.2758
| 449.8914 | 0 | 444.385 | 0.28717 | 449.8914 | 0 | 444.385 | 0.0027571 | 445.0029 | 0.30235 | 444.385 | 0.31941 | 449.559 | 20.4869 | 439.04 | 0.99048 | 449.8914 | 0.11563 | 439.04 | -0.0030475 | 439.04 | -0.007462 | 449.559 | 0.00051059 | 449.559 | 0.00042462 | 444.385 | -0.021443 | 444.385 | -0.015957 | 681.4902 | 0.01895 | 444.385 | -0.0014525 | 680.738 | 0 | 681.4902 | 0.011162 | 449.559 | 7.2965
| 450.0044 | 0.0090589 | 444.6055 | 0.27252 | 450.0044 | 0.010325 | 444.6055 | 0.12824 | 445.2233 | 0.40313 | 444.6055 | 0.38657 | 449.6738 | 20.5617 | 439.26 | 0.91268 | 450.0044 | 0.11239 | 439.26 | -0.0041036 | 439.26 | -0.0081612 | 449.6738 | 0.00024269 | 449.6738 | 0.0002556 | 444.6055 | 0.012227 | 444.6055 | 0.017874 | 681.6525 | 0.025229 | 444.6055 | 0.010395 | 680.9005 | 0.00069566 | 681.6525 | 0.010399 | 449.6738 | 7.3122
| 450.1174 | 0 | 444.8261 | 0.2764 | 450.1174 | 0 | 444.8261 | 0.074695 | 445.4438 | 0.29916 | 444.8261 | 0.30621 | 449.7887 | 20.6374 | 439.48 | 1.0968 | 450.1174 | 0.095719 | 439.48 | -0.00040706 | 439.48 | -0.00064125 | 449.7887 | 0.00049535 | 449.7887 | 0.00055155 | 444.8261 | -0.034887 | 444.8261 | -0.012098 | 681.8148 | 0.022986 | 444.8261 | 0.0019364 | 681.063 | 0 | 681.8148 | 0.010986 | 449.7887 | 7.3444
| 450.2304 | 0.0024034 | 445.0466 | 0.28467 | 450.2304 | 0.022735 | 445.0466 | 0.16439 | 445.6642 | 0.39125 | 445.0466 | 0.38846 | 449.9036 | 20.6441 | 439.7 | 1.131 | 450.2304 | 0.11536 | 439.7 | 0.0083063 | 439.7 | 0.0044305 | 449.9036 | 0.00025448 | 449.9036 | 0.00029574 | 445.0466 | 0.016577 | 445.0466 | -0.012494 | 681.9772 | 0.018837 | 445.0466 | 0.016076 | 681.2255 | 0.00097375 | 681.9772 | 0.0097523 | 449.9036 | 7.3671
| 450.3433 | 0 | 445.2672 | 0.25114 | 450.3433 | 0 | 445.2672 | 0.019834 | 445.8847 | 0.30148 | 445.2672 | 0.28702 | 450.0185 | 20.6472 | 439.93 | 1.2569 | 450.3433 | 0.11486 | 439.93 | 0.0006491 | 439.93 | -0.010435 | 450.0185 | 0.00050165 | 450.0185 | 0.00049015 | 445.2672 | -0.026338 | 445.2672 | 0.0045594 | 682.1396 | 0.025901 | 445.2672 | -0.016829 | 681.388 | 0 | 682.1396 | 0.010457 | 450.0185 | 7.3905
| 450.4563 | 0.0052875 | 445.4878 | 0.2883 | 450.4563 | 0.01854 | 445.4878 | 0.13789 | 446.1051 | 0.36924 | 445.4878 | 0.37691 | 450.1334 | 20.6195 | 440.15 | 1.2866 | 450.4563 | 0.11239 | 440.15 | -0.0055558 | 440.15 | -0.008861 | 450.1334 | 0.00024879 | 450.1334 | 0.00019441 | 445.4878 | 0.035118 | 445.4878 | 0.013635 | 682.3019 | 0.026014 | 445.4878 | 0.0095431 | 681.5505 | 0.00069566 | 682.3019 | 0.0099285 | 450.1334 | 7.3863
| 450.5693 | 0 | 445.7084 | 0.28679 | 450.5693 | 0 | 445.7084 | 0.049857 | 446.3256 | 0.30524 | 445.7084 | 0.29015 | 450.2482 | 20.6565 | 440.37 | 1.4069 | 450.5693 | 0.10367 | 440.37 | -0.0018593 | 440.37 | 0.0123 | 450.2482 | 0.00049392 | 450.2482 | 0.00039294 | 445.7084 | -0.011658 | 445.7084 | -0.015488 | 682.4643 | 0.023379 | 445.7084 | -0.0013728 | 681.713 | 0 | 682.4643 | 0.010869 | 450.2482 | 7.3822
| 450.6823 | 0 | 445.929 | 0.29567 | 450.6823 | 0.020164 | 445.929 | 0.20471 | 446.5462 | 0.36171 | 445.929 | 0.37885 | 450.3631 | 20.6838 | 440.59 | 1.4411 | 450.6823 | 0.11909 | 440.59 | -0.0025194 | 440.59 | 0.0049551 | 450.3631 | 0.00025164 | 450.3631 | 0.00019853 | 445.929 | 0.0087408 | 445.929 | 0.0039356 | 682.6267 | 0.024556 | 445.929 | 0.017219 | 681.8756 | 0.0004174 | 682.6267 | 0.0099873 | 450.3631 | 7.3607
| 450.7953 | 0 | 446.1496 | 0.29582 | 450.7953 | 0 | 446.1496 | 0.036077 | 446.7667 | 0.30959 | 446.1496 | 0.28177 | 450.478 | 20.7515 | 440.81 | 1.5849 | 450.7953 | 0.12172 | 440.81 | -0.007668 | 440.81 | -0.0011659 | 450.478 | 0.00050449 | 450.478 | 0.00050707 | 446.1496 | -0.030728 | 446.1496 | -0.0060865 | 682.789 | 0.0208 | 446.1496 | -0.022814 | 682.0381 | 0 | 682.789 | 0.011104 | 450.478 | 7.3528
| 450.9083 | 0.0081715 | 446.3702 | 0.31921 | 450.9083 | 0.025983 | 446.3702 | 0.24737 | 446.9872 | 0.35592 | 446.3702 | 0.37782 | 450.5929 | 20.7702 | 441.03 | 1.5855 | 450.9083 | 0.12062 | 441.03 | -0.0044997 | 441.03 | -0.0018654 | 450.5929 | 0.00025895 | 450.5929 | 0.00031266 | 446.3702 | 0.035811 | 446.3702 | 0.014334 | 682.9514 | 0.01895 | 446.3702 | 0.013832 | 682.2006 | 0.00097375 | 682.9514 | 0.010399 | 450.5929 | 7.3606
| 451.0213 | 0 | 446.5909 | 0.28485 | 451.0213 | 0 | 446.5909 | 0.074398 | 447.2077 | 0.26991 | 446.5909 | 0.264 | 450.7079 | 20.7873 | 441.25 | 1.7327 | 451.0213 | 0.11656 | 441.25 | -0.010837 | 441.25 | 0.0012825 | 450.7079 | 0.00050917 | 450.7079 | 0.0006084 | 446.5909 | -0.031652 | 446.5909 | 0.00038328 | 683.1138 | 0.015193 | 446.5909 | -0.0047502 | 682.3632 | 0 | 683.1138 | 0.01128 | 450.7079 | 7.3865
| 451.1343 | 0.019262 | 446.8116 | 0.29624 | 451.1343 | 0.018811 | 446.8116 | 0.14794 | 447.4283 | 0.33275 | 446.8116 | 0.353 | 450.8228 | 20.7455 | 441.47 | 1.8312 | 451.1343 | 0.11766 | 441.47 | 0.0051378 | 441.47 | 0.0061793 | 450.8228 | 0.00025611 | 450.8228 | 0.00030854 | 446.8116 | 0.0268 | 446.8116 | 0.0013559 | 683.2762 | 0.017548 | 446.8116 | 0.023809 | 682.5257 | 0.001252 | 683.2762 | 0.010164 | 450.8228 | 7.4112
| 451.2473 | 0 | 447.0322 | 0.28888 | 451.2473 | 0 | 447.0322 | 0.057651 | 447.6489 | 0.27715 | 447.0322 | 0.2425 | 450.9377 | 20.7201 | 441.69 | 1.9857 | 451.2473 | 0.11673 | 441.69 | 0.0046097 | 441.69 | -0.0053632 | 450.9377 | 0.00053153 | 450.9377 | 0.00052812 | 447.0322 | -0.014844 | 447.0322 | -0.0053802 | 683.4386 | 0.020015 | 447.0322 | -0.0019346 | 682.6883 | 0 | 683.4386 | 0.01081 | 450.9377 | 7.4246
| 451.3603 | 0.0024034 | 447.2529 | 0.25691 | 451.3603 | 0.011264 | 447.2529 | 0.12429 | 447.8695 | 0.32262 | 447.2529 | 0.32192 | 451.0526 | 20.7253 | 441.91 | 2.0115 | 451.3603 | 0.11969 | 441.91 | -0.0059519 | 441.91 | 0.012476 | 451.0526 | 0.00027786 | 451.0526 | 0.00023238 | 447.2529 | 0.038352 | 447.2529 | 0.0049987 | 683.601 | 0.027303 | 447.2529 | 0.0072458 | 682.8509 | 0.001252 | 683.601 | 0.010046 | 451.0526 | 7.4119
| 451.4733 | 0 | 447.4736 | 0.27562 | 451.4733 | 0 | 447.4736 | 0.015793 | 448.0901 | 0.23255 | 447.4736 | 0.22423 | 451.1675 | 20.7663 | 442.13 | 2.0893 | 451.4733 | 0.11848 | 442.13 | -0.0027834 | 442.13 | -0.0065873 | 451.1675 | 0.00054148 | 451.1675 | 0.00044371 | 447.4736 | -0.01822 | 447.4736 | -0.013491 | 683.7635 | 0.025845 | 447.4736 | -0.025799 | 683.0134 | 0 | 683.7635 | 0.010986 | 451.1675 | 7.3982
| 451.5863 | 0 | 447.6944 | 0.29017 | 451.5863 | 0.020164 | 447.6944 | 0.15193 | 448.3107 | 0.29453 | 447.6944 | 0.31496 | 451.2825 | 20.78 | 442.36 | 2.0607 | 451.5863 | 0.12638 | 442.36 | 0.0042136 | 442.36 | 0.0065291 | 451.2825 | 0.00026871 | 451.2825 | 0.00022392 | 447.6944 | 0.019289 | 447.6944 | 0.0067322 | 683.9259 | 0.026406 | 447.6944 | 0.0047393 | 683.176 | 0.00097375 | 683.9259 | 0.010399 | 451.2825 | 7.3755
| 451.6993 | 0 | 447.9151 | 0.26493 | 451.6993 | 0 | 447.9151 | 0.068138 | 448.5313 | 0.22415 | 447.9151 | 0.24235 | 451.3974 | 20.7796 | 442.58 | 2.2208 | 451.6993 | 0.13077 | 442.58 | -0.0015952 | 442.58 | -0.011659 | 451.3974 | 0.00055653 | 451.3974 | 0.00040574 | 447.9151 | -0.027724 | 447.9151 | 0.00025062 | 684.0883 | 0.019622 | 447.9151 | 0.0028852 | 683.3386 | 0 | 684.0883 | 0.011221 | 451.3974 | 7.3779
| 451.8123 | 0.0006286 | 448.1359 | 0.28148 | 451.8123 | 0.023683 | 448.1359 | 0.1186 | 448.7519 | 0.27396 | 448.1359 | 0.30854 | 451.5124 | 20.7413 | 442.8 | 2.3334 | 451.8123 | 0.12951 | 442.8 | 0.0068539 | 442.8 | 0.0047802 | 451.5124 | 0.00029351 | 451.5124 | 0.00018595 | 448.1359 | 0.037197 | 448.1359 | 0.00065448 | 684.2507 | 0.022986 | 448.1359 | 0.0012143 | 683.5012 | 0.0004174 | 684.2507 | 0.01034 | 451.5124 | 7.379
| 451.9253 | 0 | 448.3566 | 0.28026 | 451.9253 | 0.001176 | 448.3566 | 0.00054943 | 448.9726 | 0.22242 | 448.3566 | 0.21257 | 451.6273 | 20.7201 | 443.02 | 2.4794 | 451.9253 | 0.13044 | 443.02 | -0.0074043 | 443.02 | 0.0026815 | 451.6273 | 0.00055368 | 451.6273 | 0.00043937 | 448.3566 | -0.019726 | 448.3566 | -0.0071611 | 684.4132 | 0.02136 | 448.3566 | -0.021454 | 683.6638 | 0 | 684.4132 | 0.011456 | 451.6273 | 7.3905
| 452.0383 | 0.015928 | 448.5774 | 0.30351 | 452.0383 | 0.015969 | 448.5774 | 0.1802 | 449.1933 | 0.30061 | 448.5774 | 0.3139 | 451.7422 | 20.6671 | 443.24 | 2.5517 | 452.0383 | 0.1351 | 443.24 | -0.0044997 | 443.24 | 0.0081029 | 451.7422 | 0.00026444 | 451.7422 | 0.00025777 | 448.5774 | 0.023335 | 448.5774 | -0.015129 | 684.5756 | 0.024724 | 448.5774 | 0.017631 | 683.8264 | 0.00097375 | 684.5756 | 0.010692 | 451.7422 | 7.3885
| 452.1513 | 0 | 448.7982 | 0.27785 | 452.1513 | 0 | 448.7982 | 0.063753 | 449.4139 | 0.19056 | 448.7982 | 0.21131 | 451.8572 | 20.6349 | 443.46 | 2.7207 | 452.1513 | 0.12891 | 443.46 | 0.00025304 | 443.46 | 0.010551 | 451.8572 | 0.00049311 | 451.8572 | 0.0005535 | 448.7982 | -0.0085219 | 448.7982 | 0.010102 | 684.7381 | 0.010428 | 448.7982 | -0.0067446 | 683.989 | 0 | 684.7381 | 0.011808 | 451.8572 | 7.3763
| 452.2643 | 0.0072841 | 449.019 | 0.30181 | 452.2643 | 0.025577 | 449.019 | 0.21894 | 449.6346 | 0.25862 | 449.019 | 0.31155 | 451.9721 | 20.5973 | 443.68 | 2.6501 | 452.2643 | 0.13856 | 443.68 | 0.00051708 | 443.68 | 0.0091524 | 451.9721 | 0.00022948 | 451.9721 | 0.00029574 | 449.019 | 0.016836 | 449.019 | 0.0087242 | 684.9005 | 0.031171 | 449.019 | 0.0056696 | 684.1516 | 0.00069566 | 684.9005 | 0.01081 | 451.9721 | 7.352
| 452.3773 | 0 | 449.2398 | 0.26084 | 452.3773 | 0 | 449.2398 | 0.025296 | 449.8553 | 0.1949 | 449.2398 | 0.20044 | 452.0871 | 20.5962 | 443.9 | 2.8718 | 452.3773 | 0.14042 | 443.9 | -0.0041036 | 443.9 | -0.0036143 | 452.0871 | 0.00046323 | 452.0871 | 0.00052812 | 449.2398 | -0.019037 | 449.2398 | -0.00481 | 685.063 | 0.021753 | 449.2398 | -0.024415 | 684.3142 | 0 | 685.063 | 0.011808 | 452.0871 | 7.3418
| 452.4903 | 0.023213 | 449.4607 | 0.27936 | 452.4903 | 0.011733 | 449.4607 | 0.16174 | 450.0761 | 0.24153 | 449.4607 | 0.28207 | 452.2021 | 20.5823 | 444.12 | 2.9547 | 452.4903 | 0.13856 | 444.12 | -0.0071401 | 444.12 | 0.0047802 | 452.2021 | 0.00023375 | 452.2021 | 0.00023238 | 449.4606 | 0.0011616 | 449.4607 | 0.0096428 | 685.2255 | 0.027808 | 449.4607 | 0.0035938 | 684.4768 | 0.00097375 | 685.2255 | 0.010692 | 452.2021 | 7.3316
| 452.6033 | 0 | 449.6815 | 0.27385 | 452.6033 | 0 | 449.6815 | 0.035087 | 450.2968 | 0.181 | 449.6815 | 0.18097 | 452.3171 | 20.5698 | 444.35 | 3.1506 | 452.6033 | 0.13187 | 444.35 | -0.0043677 | 444.35 | 0.0058296 | 452.3171 | 0.00051242 | 452.3171 | 0.00046476 | 449.6815 | -0.04459 | 449.6815 | 0.0040469 | 685.3879 | 0.026014 | 449.6815 | -0.012448 | 684.6394 | 0 | 685.3879 | 0.010927 | 452.3171 | 7.3395
| 452.7163 | 0.0037345 | 449.9024 | 0.27999 | 452.7163 | 0.011968 | 449.9024 | 0.16588 | 450.5175 | 0.22879 | 449.9024 | 0.27392 | 452.432 | 20.5112 | 444.57 | 3.2256 | 452.7163 | 0.12731 | 444.57 | -1.1002e-05 | 444.57 | 0.0054798 | 452.432 | 0.00027867 | 452.432 | 0.00023238 | 449.9024 | 0.039276 | 449.9024 | 0.00085362 | 685.5504 | 0.0208 | 449.9024 | 0.023323 | 684.8021 | 0.00097375 | 685.5504 | 0.0096935 | 452.432 | 7.3224
| 452.8294 | 0 | 450.1232 | 0.28264 | 452.8294 | 0 | 450.1232 | 0.1034 | 450.7383 | 0.1784 | 450.1232 | 0.18375 | 452.547 | 20.473 | 444.79 | 3.3666 | 452.8294 | 0.1339 | 444.79 | 0.0013092 | 444.79 | 0.010551 | 452.547 | 0.00053803 | 452.547 | 0.00050295 | 450.1232 | -0.055218 | 450.1232 | 0.0099076 | 685.7129 | 0.021753 | 450.1232 | -0.025461 | 684.9647 | 0 | 685.7129 | 0.010516 | 452.547 | 7.308
| 452.9424 | 0 | 450.3441 | 0.28226 | 452.9424 | 0.0091518 | 450.3441 | 0.19597 | 450.9591 | 0.22126 | 450.3441 | 0.28064 | 452.662 | 20.4015 | 445.01 | 3.488 | 452.9424 | 0.12232 | 445.01 | -0.0015952 | 445.01 | -0.0022152 | 452.662 | 0.00026017 | 452.662 | 0.00027469 | 450.3441 | 0.0335 | 450.3441 | 0.015874 | 685.8754 | 0.026238 | 450.3441 | 0.0060214 | 685.1273 | 0.001252 | 685.8754 | 0.010281 | 452.662 | 7.2673
| 453.0554 | 0 | 450.565 | 0.26807 | 453.0554 | 0 | 450.565 | 0.01913 | 451.1799 | 0.16131 | 450.565 | 0.15945 | 452.777 | 20.3697 | 445.23 | 3.6632 | 453.0554 | 0.13483 | 445.23 | -0.0099126 | 445.23 | -0.0043139 | 452.777 | 0.00050673 | 452.777 | 0.00053246 | 450.565 | -0.036273 | 450.565 | -0.01837 | 686.0379 | 0.025845 | 450.565 | -0.0044948 | 685.29 | 0 | 686.0379 | 0.011339 | 452.777 | 7.2383
| 453.1684 | 0.0059529 | 450.786 | 0.22111 | 453.1684 | 0.019487 | 450.786 | 0.18633 | 451.4007 | 0.23516 | 450.786 | 0.27773 | 452.892 | 20.3083 | 445.45 | 3.6835 | 453.1684 | 0.13154 | 445.45 | 0.0006491 | 445.45 | -0.0036143 | 452.892 | 0.00024879 | 452.892 | 0.00026623 | 450.786 | 0.031421 | 450.786 | -0.0089223 | 686.2004 | 0.027808 | 450.786 | 0.014064 | 685.4526 | 0.00097375 | 686.2004 | 0.01081 | 452.892 | 7.2044
| 453.2815 | 0 | 451.0069 | 0.20818 | 453.2815 | 0 | 451.0069 | 0.052283 | 451.6215 | 0.15928 | 451.0069 | 0.16631 | 453.007 | 20.2794 | 445.67 | 3.9706 | 453.2815 | 0.12018 | 445.67 | -0.0079322 | 445.67 | -0.013933 | 453.007 | 0.0004925 | 453.007 | 0.00053246 | 451.0069 | -0.045283 | 451.0069 | -0.0067878 | 686.3629 | 0.02108 | 451.0069 | -0.018069 | 685.6153 | 0 | 686.3629 | 0.011104 | 453.007 | 7.2032
| 453.3945 | 0.0032908 | 451.2278 | 0.27892 | 453.3945 | 0.0086826 | 451.2278 | 0.20236 | 451.8423 | 0.20446 | 451.2278 | 0.26677 | 453.122 | 20.209 | 445.89 | 4.007 | 453.3945 | 0.12622 | 445.89 | -0.012553 | 445.89 | 0.00058296 | 453.122 | 0.00024655 | 453.122 | 0.00027469 | 451.2278 | 0.027724 | 451.2278 | -0.017916 | 686.5254 | 0.027976 | 451.2278 | -0.0060729 | 685.7779 | 0.00097375 | 686.5254 | 0.010046 | 453.122 | 7.1862
| 453.5075 | 0.0019999 | 451.4488 | 0.27533 | 453.5075 | 0 | 451.4488 | 0.040018 | 452.0632 | 0.16044 | 451.4488 | 0.16647 | 453.237 | 20.1449 | 446.12 | 4.2023 | 453.5075 | 0.12265 | 446.12 | -0.0043677 | 446.12 | -0.007462 | 453.237 | 0.00051526 | 453.237 | 0.00054092 | 451.4488 | -0.015473 | 451.4488 | 0.017761 | 686.688 | 0.015361 | 451.4488 | -0.012043 | 685.9406 | 0 | 686.688 | 0.010457 | 453.237 | 7.1732
| 453.6205 | 0.013459 | 451.6698 | 0.2998 | 453.6205 | 0.017593 | 451.6698 | 0.096854 | 452.284 | 0.22502 | 451.6698 | 0.2628 | 453.352 | 20.0443 | 446.34 | 4.2175 | 453.6205 | 0.12622 | 446.34 | 0.014379 | 446.34 | -0.0027399 | 453.352 | 0.00027156 | 453.352 | 0.00027035 | 451.6698 | 0.031421 | 451.6698 | 0.0084654 | 686.8505 | 0.024948 | 451.6698 | 0.0084739 | 686.1033 | 0.00069566 | 686.8505 | 0.010222 | 453.352 | 7.1373
| 453.7335 | 0 | 451.8908 | 0.28646 | 453.7335 | 0 | 451.8908 | 0.0020408 | 452.5049 | 0.15812 | 451.8908 | 0.16884 | 453.467 | 19.9579 | 446.56 | 4.5073 | 453.7335 | 0.13137 | 446.56 | -0.0064798 | 446.56 | -0.0015157 | 453.467 | 0.00049819 | 453.467 | 0.00051965 | 451.8908 | -0.027031 | 451.8908 | -0.0091385 | 687.013 | 0.017436 | 451.8908 | -0.010982 | 686.2659 | 0 | 687.013 | 0.011397 | 453.467 | 7.1072
| 453.8466 | 0.011943 | 452.1118 | 0.28682 | 453.8466 | 0.024359 | 452.1118 | 0.17986 | 452.7258 | 0.22415 | 452.1118 | 0.23874 | 453.582 | 19.867 | 446.78 | 4.5007 | 453.8466 | 0.13604 | 446.78 | -0.0052918 | 446.78 | -0.00029147 | 453.582 | 0.00023233 | 453.582 | 0.0002493 | 452.1118 | 0.0077211 | 452.1118 | -0.0051314 | 687.1756 | 0.01979 | 452.1118 | 0.0063022 | 686.4286 | 0.001252 | 687.1756 | 0.011104 | 453.582 | 7.0625
| 453.9596 | 0 | 452.3328 | 0.26587 | 453.9596 | 0 | 452.3328 | 0.01763 | 452.9467 | 0.14683 | 452.3328 | 0.14307 | 453.6971 | 19.8232 | 447 | 4.7525 | 453.9596 | 0.13324 | 447 | -0.0010672 | 447 | -0.0027399 | 453.6971 | 0.0004803 | 453.6971 | 0.0004563 | 452.3328 | -0.022503 | 452.3328 | -0.01957 | 687.3381 | 0.025733 | 452.3328 | -0.019236 | 686.5913 | 0 | 687.3381 | 0.01175 | 453.6971 | 7.0084
| 454.0727 | 0.0046219 | 452.5538 | 0.28457 | 454.0727 | 0.021111 | 452.5538 | 0.16939 | 453.1676 | 0.20736 | 452.5538 | 0.24891 | 453.8121 | 19.7544 | 447.22 | 4.7452 | 454.0727 | 0.13093 | 447.22 | 0.0055338 | 447.22 | 0.0074037 | 453.8121 | 0.00025326 | 453.8121 | 0.00020699 | 452.5538 | 0.039045 | 452.5538 | 0.0025185 | 687.5006 | 0.02792 | 452.5538 | 0.0137 | 686.754 | 0.00097375 | 687.5006 | 0.010634 | 453.8121 | 6.9521
| 454.1857 | 0 | 452.7749 | 0.2819 | 454.1857 | 0 | 452.7749 | 0.01504 | 453.3885 | 0.10976 | 452.7749 | 0.14868 | 453.9271 | 19.6837 | 447.44 | 5.0587 | 454.1857 | 0.13604 | 447.44 | 0.0097583 | 447.44 | 0.011076 | 453.9271 | 0.00051262 | 453.9271 | 0.00042679 | 452.7749 | -0.0037225 | 452.7749 | -0.011941 | 687.6632 | 0.027415 | 452.7749 | 0.0001052 | 686.9167 | 0 | 687.6632 | 0.011632 | 453.9271 | 6.9071
| 454.2987 | 0.0099464 | 452.9959 | 0.26559 | 454.2987 | 0.014345 | 452.9959 | 0.14935 | 453.6094 | 0.19635 | 452.9959 | 0.22869 | 454.0422 | 19.5342 | 447.66 | 5.22 | 454.2987 | 0.13856 | 447.66 | 0.007646 | 447.66 | 0.0021569 | 454.0422 | 0.00026688 | 454.0422 | 0.0002198 | 452.9959 | 0.034656 | 452.9959 | 0.0093782 | 687.8258 | 0.021304 | 452.9959 | -0.0098332 | 687.0794 | 0.0004174 | 687.8258 | 0.010869 | 454.0422 | 6.8768
| 454.4118 | 0 | 453.217 | 0.21075 | 454.4118 | 0 | 453.217 | 0.042023 | 453.8304 | 0.11295 | 453.217 | 0.13511 | 454.1572 | 19.4112 | 447.89 | 5.4152 | 454.4118 | 0.12238 | 447.89 | -0.0042357 | 447.89 | 0.0021569 | 454.1572 | 0.0005238 | 454.1572 | 0.00054092 | 453.217 | -0.0268 | 453.217 | -0.01883 | 687.9883 | 0.02663 | 453.217 | -0.0079511 | 687.2421 | 0 | 687.9883 | 0.011456 | 454.1572 | 6.866
| 454.5248 | 0.019879 | 453.4381 | 0.27987 | 454.5248 | 0.015022 | 453.4381 | 0.16258 | 454.0513 | 0.18679 | 453.4381 | 0.23475 | 454.2722 | 19.2569 | 448.11 | 5.5934 | 454.5248 | 0.12622 | 448.11 | -0.0063479 | 448.11 | 0.0070537 | 454.2722 | 0.00026038 | 454.2722 | 0.00034022 | 453.4381 | 0.025645 | 453.4381 | 0.0051156 | 688.1509 | 0.027191 | 453.4381 | -0.020735 | 687.4049 | 0.001252 | 688.1509 | 0.010222 | 454.2722 | 6.8494
| 454.6378 | 0 | 453.6592 | 0.24897 | 454.6378 | 0 | 453.6592 | 0.060835 | 454.2723 | 0.11903 | 453.6592 | 0.12792 | 454.3873 | 19.1709 | 448.33 | 5.6649 | 454.6378 | 0.11925 | 448.33 | 0.0023654 | 448.33 | -0.0018654 | 454.3873 | 0.00052136 | 454.3873 | 0.00062337 | 453.6592 | -0.019602 | 453.6592 | -0.0012827 | 688.3135 | 0.025341 | 453.6592 | -0.0093761 | 687.5676 | 0 | 688.3135 | 0.01081 | 454.3873 | 6.8314
| 454.7509 | 0.0006286 | 453.8803 | 0.28843 | 454.7509 | 0.013376 | 453.8803 | 0.16179 | 454.4933 | 0.19519 | 453.8803 | 0.23653 | 454.5023 | 19.0463 | 448.55 | 5.7759 | 454.7509 | 0.12578 | 448.55 | -0.0044997 | 448.55 | 0.00513 | 454.5023 | 0.00026403 | 454.5023 | 0.00030203 | 453.8803 | 0.034887 | 453.8803 | 0.013255 | 688.4761 | 0.026294 | 453.8803 | 0.0033359 | 687.7303 | 0.00069566 | 688.4761 | 0.010575 | 454.5023 | 6.7815
| 454.8639 | 0 | 454.1015 | 0.24879 | 454.8639 | 0 | 454.1015 | 0.018492 | 454.7143 | 0.11932 | 454.1015 | 0.11608 | 454.6174 | 18.9719 | 448.77 | 6.114 | 454.8639 | 0.12611 | 448.77 | -0.00080314 | 448.77 | 0.00093272 | 454.6174 | 0.00054433 | 454.6174 | 0.0005663 | 454.1015 | -0.032345 | 454.1015 | -0.014882 | 688.6387 | 0.026126 | 454.1015 | -0.013372 | 687.893 | 0 | 688.6387 | 0.011867 | 454.6174 | 6.7445
| 454.977 | 0.0075059 | 454.3226 | 0.28626 | 454.977 | 0.019758 | 454.3226 | 0.14818 | 454.9353 | 0.18477 | 454.3226 | 0.22242 | 454.7325 | 18.8869 | 448.99 | 6.222 | 454.977 | 0.13713 | 448.99 | 0.0039496 | 448.99 | 0.0070537 | 454.7325 | 0.0002807 | 454.7325 | 0.00028315 | 454.3226 | 0.033962 | 454.3226 | 0.013369 | 688.8013 | 0.026911 | 454.3226 | 0.020128 | 688.0558 | 0.0004174 | 688.8013 | 0.011456 | 454.7325 | 6.6882
| 455.09 | 0 | 454.5438 | 0.28023 | 455.09 | 0 | 454.5438 | 0.013165 | 455.1563 | 0.14683 | 454.5438 | 0.1287 | 454.8475 | 18.8378 | 449.21 | 6.4705 | 455.09 | 0.12468 | 449.21 | -0.0023874 | 449.21 | -0.00029147 | 454.8475 | 0.00055083 | 454.8475 | 0.00052812 | 454.5438 | -0.0082158 | 454.5438 | 0.00303 | 688.9639 | 0.020183 | 454.5438 | -0.0024182 | 688.2185 | 0 | 688.9639 | 0.012337 | 454.8475 | 6.6454
| 455.2031 | 0.0010722 | 454.7649 | 0.25071 | 455.2031 | 0.022329 | 454.7649 | 0.18755 | 455.3774 | 0.17926 | 454.7649 | 0.20934 | 454.9626 | 18.731 | 449.44 | 6.4913 | 455.2031 | 0.13214 | 449.44 | -0.0034436 | 449.44 | 0.0054798 | 454.9626 | 0.00027013 | 454.9626 | 0.00024518 | 454.7649 | 0.023566 | 454.7649 | 0.022297 | 689.1265 | 0.025453 | 454.7649 | 0.025604 | 688.3813 | 0.00097375 | 689.1265 | 0.011162 | 454.9626 | 6.5891
| 455.3161 | 0 | 454.9861 | 0.24372 | 455.3161 | 0 | 454.9861 | 0.031093 | 455.5985 | 0.11903 | 454.9861 | 0.1131 | 455.0777 | 18.5755 | 449.66 | 6.8633 | 455.3161 | 0.13203 | 449.66 | -0.0060837 | 449.66 | -0.012183 | 455.0777 | 0.00053376 | 455.0777 | 0.00047756 | 454.9861 | -0.018998 | 454.9861 | -0.0066824 | 689.2891 | 0.022257 | 454.9861 | -0.022428 | 688.544 | 0 | 689.2891 | 0.011867 | 455.0777 | 6.5476
| 455.4292 | 0.0037345 | 455.2073 | 0.26207 | 455.4292 | 0.015292 | 455.2073 | 0.19819 | 455.8195 | 0.16623 | 455.2073 | 0.2038 | 455.1928 | 18.3945 | 449.88 | 6.9439 | 455.4292 | 0.14509 | 449.88 | -0.010837 | 449.88 | -0.0069371 | 455.1928 | 0.00026363 | 455.1928 | 0.00023238 | 455.2073 | 0.030035 | 455.2073 | -0.0019336 | 689.4517 | 0.024332 | 455.2073 | 0.028321 | 688.7068 | 0.00097375 | 689.4517 | 0.010516 | 455.1928 | 6.5093
| 455.5422 | 0 | 455.4285 | 0.23176 | 455.5422 | 0 | 455.4285 | 0.031739 | 456.0406 | 0.12395 | 455.4285 | 0.11647 | 455.3079 | 18.2735 | 450.1 | 7.1668 | 455.5422 | 0.13697 | 450.1 | -0.00093515 | 450.1 | -0.0072872 | 455.3079 | 0.00053579 | 455.3079 | 0.00045218 | 455.4285 | -0.0335 | 455.4285 | -0.0047271 | 689.6144 | 0.016483 | 455.4285 | 0.024828 | 688.8696 | 0 | 689.6144 | 0.011339 | 455.3079 | 6.481
| 455.6553 | 0.015311 | 455.6498 | 0.2641 | 455.6553 | 0.020435 | 455.6498 | 0.1469 | 456.2617 | 0.1561 | 455.6498 | 0.17865 | 455.423 | 18.1837 | 450.32 | 7.3342 | 455.6553 | 0.13401 | 450.32 | 0.0042136 | 450.32 | -0.0011659 | 455.423 | 0.00027461 | 455.423 | 0.0002198 | 455.6498 | 0.011267 | 455.6498 | 0.0084912 | 689.777 | 0.024668 | 455.6498 | 0.0070134 | 689.0323 | 0.00069566 | 689.777 | 0.010634 | 455.423 | 6.4372
| 455.7683 | 0 | 455.871 | 0.24376 | 455.7683 | 0 | 455.871 | 0.0064035 | 456.4828 | 0.10049 | 455.871 | 0.097261 | 455.538 | 18.1296 | 450.54 | 7.7053 | 455.7683 | 0.12797 | 450.54 | -0.0052918 | 450.54 | -0.012709 | 455.538 | 0.00051913 | 455.538 | 0.00049015 | 455.871 | -0.029111 | 455.871 | -0.012929 | 689.9396 | 0.01951 | 455.871 | -0.016816 | 689.1951 | 0 | 689.9396 | 0.011574 | 455.538 | 6.399
| 455.8814 | 0.016175 | 456.0923 | 0.26436 | 455.8814 | 0.011498 | 456.0923 | 0.089431 | 456.7039 | 0.15928 | 456.0923 | 0.19769 | 455.6531 | 18.0251 | 450.76 | 7.7999 | 455.8814 | 0.13697 | 450.76 | -0.00582 | 450.76 | 0.00058296 | 455.6531 | 0.00024838 | 455.6531 | 0.00027035 | 456.0923 | 0.031883 | 456.0923 | 0.011375 | 690.1023 | 0.025621 | 456.0923 | 0.026931 | 689.3579 | 0.0004174 | 690.1023 | 0.010634 | 455.6531 | 6.3469
| 455.9944 | 0 | 456.3135 | 0.25691 | 455.9944 | 0 | 456.3135 | -0.0035464 | 456.9251 | 0.096438 | 456.3135 | 0.10744 | 455.7683 | 17.917 | 450.99 | 8.1177 | 455.9944 | 0.11925 | 450.99 | -0.0052918 | 450.99 | -0.0016906 | 455.7683 | 0.00050957 | 455.7683 | 0.0005535 | 456.3135 | -0.018841 | 456.3135 | 0.016305 | 690.2649 | 0.02136 | 456.3135 | -0.0070796 | 689.5207 | 0 | 690.2649 | 0.010869 | 455.7683 | 6.3106
| 456.1075 | 0.017039 | 456.5348 | 0.25884 | 456.1075 | 0.019758 | 456.5348 | 0.17858 | 457.1462 | 0.1587 | 456.5348 | 0.19452 | 455.8834 | 17.7419 | 451.21 | 8.349 | 456.1075 | 0.14975 | 451.21 | 0.00078111 | 451.21 | 0.012476 | 455.8834 | 0.00026505 | 455.8834 | 0.00028315 | 456.5348 | 0.017683 | 456.5348 | 0.006451 | 690.4276 | 0.024724 | 456.5348 | 0.012063 | 689.6834 | 0.001252 | 690.4276 | 0.01034 | 455.8834 | 6.2547
| 456.2206 | 0 | 456.7561 | 0.24937 | 456.2206 | 0 | 456.7561 | 0.012377 | 457.3674 | 0.057631 | 456.7561 | 0.10085 | 455.9985 | 17.6027 | 451.43 | 8.5925 | 456.2206 | 0.13604 | 451.43 | -0.0075362 | 451.43 | 0.0044305 | 455.9985 | 0.00053579 | 455.9985 | 0.00051553 | 456.7561 | -0.038583 | 456.7561 | 0.0056183 | 690.5902 | 0.023379 | 456.7561 | 0.017033 | 689.8463 | 0 | 690.5902 | 0.011456 | 455.9985 | 6.2095
| 456.3336 | 0.012165 | 456.9774 | 0.26509 | 456.3336 | 0.021382 | 456.9774 | 0.10201 | 457.5885 | 0.1671 | 456.9774 | 0.17742 | 456.1136 | 17.4222 | 451.65 | 8.7016 | 456.3336 | 0.14229 | 451.65 | -0.0031795 | 451.65 | 0.0018072 | 456.1136 | 0.00027216 | 456.1136 | 0.00023238 | 456.9774 | 0.027262 | 456.9774 | 0.014576 | 690.7529 | 0.029489 | 456.9774 | 0.01746 | 690.0091 | 0.0004174 | 690.7529 | 0.011045 | 456.1136 | 6.1565
| 456.4467 | 0 | 457.1988 | 0.23623 | 456.4467 | 0 | 457.1988 | 0.061588 | 457.8097 | 0.07269 | 457.1988 | 0.087827 | 456.2287 | 17.3112 | 451.87 | 9.0044 | 456.4467 | 0.12156 | 451.87 | -0.0095165 | 451.87 | -0.014632 | 456.2287 | 0.0005551 | 456.2287 | 0.0004077 | 457.1988 | -0.026338 | 457.1988 | -0.0036503 | 690.9156 | 0.029097 | 457.1988 | -0.016914 | 690.1719 | 0 | 690.9156 | 0.011867 | 456.2287 | 6.125
| 456.5598 | 0.0032908 | 457.4201 | 0.24471 | 456.5598 | 0.014345 | 457.4201 | 0.18927 | 458.0309 | 0.1393 | 457.4201 | 0.19055 | 456.3438 | 17.184 | 452.09 | 9.0297 | 456.5598 | 0.14618 | 452.09 | -0.0091205 | 452.09 | 0.011076 | 456.3438 | 0.00028436 | 456.3438 | 0.00017532 | 457.4201 | 0.016842 | 457.4201 | 0.0060871 | 691.0783 | 0.031059 | 457.4201 | -0.014234 | 690.3347 | 0.00097375 | 691.0783 | 0.01034 | 456.3438 | 6.0929
| 456.6728 | 0 | 457.6415 | 0.24041 | 456.6728 | 0 | 457.6415 | 0.096841 | 458.2522 | 0.1002 | 457.6415 | 0.094284 | 456.459 | 17.109 | 452.32 | 9.4286 | 456.6728 | 0.13637 | 452.32 | -0.00040706 | 452.32 | -0.008861 | 456.459 | 0.00055226 | 456.459 | 0.00043308 | 457.6415 | -0.017365 | 457.6415 | -0.00497 | 691.241 | 0.023154 | 457.6415 | -0.0067432 | 690.4975 | 0 | 691.241 | 0.011397 | 456.459 | 6.0654
| 456.7859 | 0.0028471 | 457.8628 | 0.22733 | 456.7859 | 0.0046932 | 457.8628 | 0.12905 | 458.4734 | 0.12279 | 457.8628 | 0.17461 | 456.5741 | 16.9849 | 452.54 | 9.5842 | 456.7859 | 0.14026 | 452.54 | 0.0034215 | 452.54 | -0.0043139 | 456.5741 | 0.00026932 | 456.5741 | 0.00026189 | 457.8628 | 0.0044644 | 457.8628 | 0.018893 | 691.4036 | 0.025229 | 457.8628 | -0.0082512 | 690.6603 | 0.001252 | 691.4036 | 0.010575 | 456.5741 | 6.0085
| 456.899 | 0 | 458.0842 | 0.23423 | 456.899 | 0 | 458.0842 | -0.017983 | 458.6946 | 0.093252 | 458.0842 | 0.10697 | 456.6892 | 16.8743 | 452.76 | 9.8278 | 456.899 | 0.14838 | 452.76 | -0.013741 | 452.76 | -0.0072872 | 456.6892 | 0.000511 | 456.6892 | 0.00050707 | 458.0842 | -0.01682 | 458.0842 | -0.011555 | 691.5663 | 0.023435 | 458.0842 | -0.0081602 | 690.8232 | 0 | 691.5663 | 0.012043 | 456.6892 | 5.9495
| 457.0121 | 0.0092808 | 458.3056 | 0.21436 | 457.0121 | 0.032885 | 458.3056 | 0.088602 | 458.9159 | 0.117 | 458.3056 | 0.18396 | 456.8044 | 16.7215 | 452.98 | 10.1189 | 457.0121 | 0.13576 | 452.98 | -0.0034436 | 452.98 | 0.0058296 | 456.8044 | 0.00024554 | 456.8044 | 0.00026623 | 458.3056 | 0.0074704 | 458.3056 | -0.0089921 | 691.7291 | 0.024836 | 458.3056 | 0.011445 | 690.986 | 0.0004174 | 691.7291 | 0.010751 | 456.8044 | 5.8844
| 457.1251 | 0 | 458.527 | 0.2482 | 457.1251 | 0 | 458.527 | 0.094247 | 459.1372 | 0.11063 | 458.527 | 0.099927 | 456.9195 | 16.5912 | 453.2 | 10.3103 | 457.1251 | 0.13686 | 453.2 | -0.0099126 | 453.2 | -0.0046636 | 456.9195 | 0.00047705 | 456.9195 | 0.0004691 | 458.527 | -0.031421 | 458.527 | 0.0014496 | 691.8918 | 0.018221 | 458.527 | 0.0017509 | 691.1488 | 0 | 691.8918 | 0.011456 | 456.9195 | 5.8448
| 457.2382 | 0.0090589 | 458.7484 | 0.26068 | 457.2382 | 0.01624 | 458.7484 | 0.095601 | 459.3584 | 0.12163 | 458.7484 | 0.1834 | 457.0347 | 16.4342 | 453.42 | 10.4418 | 457.2382 | 0.14476 | 453.42 | 0.0030255 | 453.42 | -0.0037892 | 457.0347 | 0.00023477 | 457.0347 | 0.00022826 | 458.7484 | 0.041125 | 458.7484 | -0.014898 | 692.0545 | 0.026406 | 458.7484 | 0.0082205 | 691.3117 | 0.00097375 | 692.0545 | 0.010222 | 457.0347 | 5.792
| 457.3513 | 0 | 458.9699 | 0.25558 | 457.3513 | 0 | 458.9699 | 0.031443 | 459.5797 | 0.064582 | 458.9699 | 0.095869 | 457.1498 | 16.3126 | 453.65 | 10.8478 | 457.3513 | 0.12671 | 453.65 | -0.0071401 | 453.65 | -0.0085115 | 457.1498 | 0.00050876 | 457.1498 | 0.00043091 | 458.9699 | -0.017441 | 458.9699 | 0.0036838 | 692.2172 | 0.025229 | 458.9699 | -0.017331 | 691.4745 | 0 | 692.2172 | 0.011397 | 457.1498 | 5.7489
| 457.4644 | 0.0090589 | 459.1913 | 0.26952 | 457.4644 | 0.031261 | 459.1913 | 0.20634 | 459.801 | 0.14364 | 459.1913 | 0.18508 | 457.265 | 16.1388 | 453.87 | 11.0296 | 457.4644 | 0.13187 | 453.87 | -0.0043677 | 453.87 | -0.0071117 | 457.265 | 0.00027928 | 457.265 | 0.00022392 | 459.1913 | 0.011939 | 459.1913 | 0.008509 | 692.3799 | 0.032012 | 459.1913 | 0.033245 | 691.6374 | 0.00097375 | 692.3799 | 0.010575 | 457.265 | 5.6815
| 457.5774 | 0 | 459.4128 | 0.2572 | 457.5774 | 0 | 459.4128 | 0.050195 | 460.0224 | 0.074138 | 459.4128 | 0.097654 | 457.3802 | 15.9694 | 454.09 | 11.3185 | 457.5774 | 0.13872 | 454.09 | 0.00091312 | 454.09 | -0.0086863 | 457.3802 | 0.00052523 | 457.3802 | 0.00043091 | 459.4128 | -0.018229 | 459.4128 | -0.001129 | 692.5426 | 0.028312 | 459.4128 | 0.0028504 | 691.8003 | 0 | 692.5426 | 0.011456 | 457.3802 | 5.6225
| 457.6905 | 0 | 459.6343 | 0.25566 | 457.6905 | 0.01056 | 459.6343 | 0.12679 | 460.2437 | 0.12511 | 459.6343 | 0.17502 | 457.4953 | 15.7632 | 454.31 | 11.4909 | 457.6905 | 0.14042 | 454.31 | 0.0042136 | 454.31 | -0.004139 | 457.4953 | 0.00024879 | 457.4953 | 0.00021133 | 459.6343 | 0.011584 | 459.6343 | -0.00424 | 692.7054 | 0.030162 | 459.6343 | 0.0097814 | 691.9631 | 0.0004174 | 692.7054 | 0.010575 | 457.4953 | 5.5493
| 457.8036 | 0 | 459.8558 | 0.24433 | 457.8036 | 0.0037633 | 459.8558 | -0.0010966 | 460.4651 | 0.064292 | 459.8558 | 0.089184 | 457.6105 | 15.6243 | 454.53 | 11.6442 | 457.8036 | 0.13187 | 454.53 | 0.0018373 | 454.53 | -0.0065873 | 457.6105 | 0.00049535 | 457.6105 | 0.0004691 | 459.8558 | -0.03558 | 459.8558 | 0.0091582 | 692.8681 | 0.034311 | 459.8558 | -0.023257 | 692.126 | 0 | 692.8681 | 0.01128 | 457.6105 | 5.4966
| 457.9167 | 0.014323 | 460.0773 | 0.24196 | 457.9167 | 0.016645 | 460.0773 | 0.12187 | 460.6864 | 0.12105 | 460.0773 | 0.19331 | 457.7257 | 15.458 | 454.75 | 11.9705 | 457.9167 | 0.14646 | 454.75 | 0.0013092 | 454.75 | 0.0040807 | 457.7257 | 0.00025306 | 457.7257 | 0.00025777 | 460.0773 | 0.012158 | 460.0773 | 0.0086708 | 693.0309 | 0.03162 | 460.0773 | 0.017435 | 692.2889 | 0.00097375 | 693.0309 | 0.010927 | 457.7257 | 5.4421
| 458.0298 | 0 | 460.2988 | 0.25721 | 458.0298 | 0 | 460.2988 | 0.060087 | 460.9078 | 0.083695 | 460.2988 | 0.083926 | 457.8408 | 15.3341 | 454.98 | 12.1856 | 458.0298 | 0.1351 | 454.98 | 0.0030255 | 454.98 | 0.013524 | 457.8408 | 0.00052949 | 457.8408 | 0.0005535 | 460.2988 | -0.024259 | 460.2988 | 0.017532 | 693.1936 | 0.024836 | 460.2988 | -0.0084783 | 692.4517 | 0 | 693.1936 | 0.011985 | 457.8408 | 5.4049
| 458.1429 | 0.018768 | 460.5203 | 0.24376 | 458.1429 | 0.022059 | 460.5203 | 0.1778 | 461.1292 | 0.10571 | 460.5203 | 0.17734 | 457.956 | 15.1924 | 455.2 | 12.3624 | 458.1429 | 0.14788 | 455.2 | 0.00051708 | 455.2 | -0.00064125 | 457.956 | 0.00028192 | 457.956 | 0.00030008 | 460.5203 | 0.018834 | 460.5203 | 0.0013579 | 693.3564 | 0.032853 | 460.5203 | 0.0045244 | 692.6146 | 0.0015303 | 693.3564 | 0.010986 | 457.956 | 5.3614
| 458.256 | 0 | 460.7419 | 0.25227 | 458.256 | 0 | 460.7419 | 0.090569 | 461.3506 | 0.085433 | 460.7419 | 0.08074 | 458.0712 | 15.0974 | 455.42 | 12.7027 | 458.256 | 0.13916 | 455.42 | -0.0013312 | 455.42 | -0.0050134 | 458.0712 | 0.00054555 | 458.0712 | 0.00051336 | 460.7419 | -0.018127 | 460.7419 | -0.0095489 | 693.5192 | 0.023042 | 460.7419 | -0.0018061 | 692.7775 | 0 | 693.5192 | 0.011632 | 458.0712 | 5.3262
| 458.3691 | 0.0070623 | 460.9634 | 0.2547 | 458.3691 | 0.021382 | 460.9634 | 0.14378 | 461.572 | 0.12829 | 460.9634 | 0.1671 | 458.1864 | 14.9423 | 455.64 | 12.8499 | 458.3691 | 0.14646 | 455.64 | -0.00014302 | 455.64 | -0.0011659 | 458.1864 | 0.00027257 | 458.1864 | 0.00021763 | 460.9635 | 0.030497 | 460.9634 | 0.0053601 | 693.6819 | 0.036161 | 460.9634 | 0.011362 | 692.9404 | 0.001252 | 693.6819 | 0.010575 | 458.1864 | 5.2718
| 458.4822 | 0 | 461.185 | 0.20019 | 458.4822 | 0 | 461.185 | 0.041284 | 461.7934 | 0.049233 | 461.185 | 0.10691 | 458.3016 | 14.7698 | 455.86 | 12.9205 | 458.4822 | 0.14542 | 455.86 | -0.018758 | 455.86 | -0.008336 | 458.3016 | 0.00052238 | 458.3016 | 0.00047127 | 461.185 | -0.028649 | 461.185 | 0.0045031 | 693.8447 | 0.024612 | 461.185 | -0.0077 | 693.1033 | 0 | 693.8447 | 0.011808 | 458.3016 | 5.2095
| 458.5953 | 0.011721 | 461.4066 | 0.25686 | 458.5953 | 0.014074 | 461.4066 | 0.13998 | 462.0149 | 0.12395 | 461.4066 | 0.18758 | 458.4168 | 14.5372 | 456.09 | 13.1841 | 458.5953 | 0.13933 | 456.09 | -0.0046317 | 456.09 | 0.008628 | 458.4168 | 0.00025733 | 458.4168 | 0.00026189 | 461.4066 | 0.029111 | 461.4066 | -0.00037035 | 694.0075 | 0.026798 | 461.4066 | 0.01351 | 693.2663 | 0.00097375 | 694.0075 | 0.010692 | 458.4168 | 5.1329
| 458.7084 | 0 | 461.6282 | 0.2507 | 458.7084 | 0 | 461.6282 | 0.058089 | 462.2363 | 0.057631 | 461.6282 | 0.091531 | 458.532 | 14.3436 | 456.31 | 13.6011 | 458.7084 | 0.14662 | 456.31 | -0.0030475 | 456.31 | -0.00029147 | 458.532 | 0.00051526 | 458.532 | 0.00055784 | 461.6282 | -0.026107 | 461.6282 | -0.004706 | 694.1703 | 0.031452 | 461.6282 | 0.0039408 | 693.4292 | 0 | 694.1703 | 0.011397 | 458.532 | 5.0653
| 458.8215 | 0.0052875 | 461.8498 | 0.23901 | 458.8215 | 0.0098558 | 461.8498 | 0.11931 | 462.4578 | 0.10252 | 461.8498 | 0.17494 | 458.6472 | 14.1553 | 456.53 | 13.853 | 458.8215 | 0.14586 | 456.53 | 0.0034215 | 456.53 | 0.0049551 | 458.6472 | 0.00026546 | 458.6472 | 0.00030008 | 461.8498 | 0.017546 | 461.8498 | -0.002139 | 694.3331 | 0.022201 | 461.8498 | 0.00038203 | 693.5921 | 0.00097375 | 694.3331 | 0.010692 | 458.6472 | 5.0174
| 458.9346 | 0.0055551 | 462.0715 | 0.23896 | 458.9346 | 0 | 462.0715 | 0.037663 | 462.6793 | 0.051549 | 462.0715 | 0.088231 | 458.7625 | 14.0522 | 456.75 | 13.8227 | 458.9346 | 0.12315 | 456.75 | -0.0079322 | 456.75 | -0.00046636 | 458.7625 | 0.00053051 | 458.7625 | 0.00051553 | 462.0715 | -0.0090894 | 462.0715 | -0.0083179 | 694.4959 | 0.027023 | 462.0715 | -0.0057675 | 693.755 | 0 | 694.4959 | 0.011632 | 458.7625 | 4.9799
| 459.0477 | 0.0097244 | 462.2931 | 0.2485 | 459.0477 | 0.024224 | 462.2931 | 0.159 | 462.9008 | 0.095569 | 462.2931 | 0.16152 | 458.8777 | 13.9472 | 456.97 | 14.0954 | 459.0477 | 0.15474 | 456.97 | -0.0013312 | 456.97 | 5.8296e-05 | 458.8777 | 0.00026932 | 458.8777 | 0.00022392 | 462.2931 | 0.039738 | 462.2931 | 0.005047 | 694.6587 | 0.034703 | 462.2931 | 0.0096148 | 693.918 | 0.00097375 | 694.6587 | 0.011045 | 458.8777 | 4.9456
| 459.1608 | 0 | 462.5148 | 0.236 | 459.1608 | 0 | 462.5148 | 0.065448 | 463.1223 | 0.056762 | 462.5148 | 0.070699 | 458.9929 | 13.8844 | 457.19 | 14.4171 | 459.1608 | 0.14366 | 457.19 | -0.0023874 | 457.19 | 0.017197 | 458.9929 | 0.00052421 | 458.9929 | 0.0004563 | 462.5148 | -0.015205 | 462.5148 | -0.0088228 | 694.8215 | 0.02848 | 462.5148 | 0.0033497 | 694.0809 | 0 | 694.8215 | 0.012161 | 458.9929 | 4.9081
| 459.2739 | 0.014817 | 462.7365 | 0.25236 | 459.2739 | 0.017187 | 462.7365 | 0.16998 | 463.3438 | 0.11352 | 462.7365 | 0.16904 | 459.1081 | 13.7489 | 457.42 | 14.5069 | 459.2739 | 0.15052 | 457.42 | -0.0047637 | 457.42 | -0.0081612 | 459.1081 | 0.00025692 | 459.1081 | 0.00023672 | 462.7364 | 0.030728 | 462.7365 | -0.0052899 | 694.9843 | 0.038348 | 462.7365 | 0.010659 | 694.2438 | 0.00069566 | 694.9843 | 0.011808 | 459.1081 | 4.8554
| 459.387 | 0 | 462.9581 | 0.23442 | 459.387 | 0 | 462.9581 | 0.082388 | 463.5654 | 0.063423 | 462.9581 | 0.086399 | 459.2234 | 13.6157 | 457.64 | 14.7206 | 459.387 | 0.14898 | 457.64 | 0.0081745 | 457.64 | 0.00023318 | 459.2234 | 0.00052238 | 459.2234 | 0.00047756 | 462.9581 | -0.0023191 | 462.9581 | -0.0038425 | 695.1472 | 0.027023 | 462.9581 | -0.018055 | 694.4068 | 0 | 695.1472 | 0.012513 | 459.2234 | 4.8052
| 459.5001 | 0.023213 | 463.1798 | 0.24021 | 459.5001 | 0.016375 | 463.1798 | 0.14661 | 463.7869 | 0.10571 | 463.1798 | 0.16148 | 459.3386 | 13.4176 | 457.86 | 14.93 | 459.5001 | 0.14882 | 457.86 | -0.0035756 | 457.86 | -0.0079864 | 459.3386 | 0.00027074 | 459.3386 | 0.00024518 | 463.1798 | 0.014938 | 463.1798 | -0.0027821 | 695.31 | 0.029602 | 463.1798 | 0.0098214 | 694.5697 | 0.00097375 | 695.31 | 0.010986 | 459.3386 | 4.7397
| 459.6132 | 0 | 463.4016 | 0.24457 | 459.6132 | 0 | 463.4016 | 0.021999 | 464.0085 | 0.055314 | 463.4016 | 0.090164 | 459.4538 | 13.2642 | 458.08 | 15.179 | 459.6132 | 0.15008 | 458.08 | -0.010572 | 458.08 | -0.0086863 | 459.4538 | 0.00053905 | 459.4538 | 0.00049448 | 463.4016 | -0.017731 | 463.4016 | -0.0035523 | 695.4728 | 0.031564 | 463.4016 | -0.005598 | 694.7327 | 0 | 695.4728 | 0.011632 | 459.4538 | 4.6865
| 459.7263 | 0.0019596 | 463.6233 | 0.24455 | 459.7263 | 0.012437 | 463.6233 | 0.1065 | 464.23 | 0.096438 | 463.6233 | 0.16219 | 459.5691 | 13.0914 | 458.3 | 15.1248 | 459.7263 | 0.15194 | 458.3 | -0.011893 | 458.3 | -0.0093854 | 459.5691 | 0.00027725 | 459.5691 | 0.00025364 | 463.6233 | 0.030035 | 463.6233 | 0.0094294 | 695.6357 | 0.035881 | 463.6233 | 0.015655 | 694.8957 | 0.0004174 | 695.6357 | 0.010986 | 459.5691 | 4.6252
| 459.8395 | 0 | 463.845 | 0.22926 | 459.8395 | 0 | 463.845 | 0.086246 | 464.4516 | 0.072401 | 463.845 | 0.082005 | 459.6843 | 12.9665 | 458.53 | 15.3952 | 459.8395 | 0.14635 | 458.53 | 0.0032895 | 458.53 | 0.0030313 | 459.6843 | 0.00051526 | 459.6843 | 0.00052399 | 463.845 | -0.0029199 | 463.845 | 0.0039997 | 695.7985 | 0.036946 | 463.845 | 0.0083493 | 695.0586 | 0 | 695.7985 | 0.012513 | 459.6843 | 4.5693
| 459.9526 | 0.0063967 | 464.0668 | 0.23248 | 459.9526 | 0.015022 | 464.0668 | 0.18037 | 464.6732 | 0.10628 | 464.0668 | 0.14494 | 459.7996 | 12.8187 | 458.75 | 15.5984 | 459.9526 | 0.16017 | 458.75 | -0.0038396 | 458.75 | 0.00513 | 459.7996 | 0.00024696 | 459.7996 | 0.00027469 | 464.0668 | 0.005556 | 464.0668 | 0.012906 | 695.9614 | 0.039245 | 464.0668 | -0.010145 | 695.2216 | 0.00097375 | 695.9614 | 0.011456 | 459.7996 | 4.5201
| 460.0657 | 0 | 464.2886 | 0.22123 | 460.0657 | 0 | 464.2886 | -0.0095463 | 464.8948 | 0.055893 | 464.2886 | 0.079288 | 459.9149 | 12.6998 | 458.97 | 15.6592 | 460.0657 | 0.15414 | 458.97 | -0.00027504 | 458.97 | -0.017605 | 459.9149 | 0.00050876 | 459.9149 | 0.00047756 | 464.2886 | -0.0078209 | 464.2886 | 0.00082657 | 696.1242 | 0.029153 | 464.2886 | -0.0061081 | 695.3846 | 0 | 696.1242 | 0.012513 | 459.9149 | 4.4739
| 460.1788 | 0.0095026 | 464.5103 | 0.22247 | 460.1788 | 0.025983 | 464.5103 | 0.10879 | 465.1165 | 0.11381 | 464.5103 | 0.14547 | 460.0301 | 12.5366 | 459.19 | 15.8244 | 460.1788 | 0.1577 | 459.19 | 0.0013092 | 459.19 | 0.0014574 | 460.0301 | 0.00033558 | 460.0301 | 0.00027252 | 464.5104 | 0.014558 | 464.5103 | 0.0099757 | 696.2871 | 0.037282 | 464.5103 | 0.012342 | 695.5476 | 0.0004174 | 696.2871 | 0.011985 | 460.0301 | 4.4204
| 460.2919 | 0 | 464.7321 | 0.22763 | 460.2919 | 0 | 464.7321 | 0.1443 | 465.3381 | 0.097307 | 464.7321 | 0.13629 | 460.1454 | 12.3666 | 459.41 | 16.0192 | 460.2919 | 0.1616 | 459.41 | -0.0052918 | 459.41 | 0.0028565 | 460.1454 | 0.00037806 | 460.1454 | 0.00033588 | 464.7321 | 0.012613 | 464.7321 | -0.0025695 | 696.45 | 0.037675 | 464.7321 | -0.0090529 | 695.7106 | 0 | 696.45 | 0.01222 | 460.1454 | 4.3579
| 460.4051 | 0 | 464.954 | 0.24075 | 460.4051 | 0.0084479 | 464.954 | 0.062194 | 465.5598 | 0.076166 | 464.954 | 0.090027 | 460.2607 | 12.1886 | 459.64 | 16.3177 | 460.4051 | 0.16856 | 459.64 | -0.006744 | 459.64 | -0.011484 | 460.2607 | 0.00018964 | 460.2607 | 0.00014993 | 464.954 | -0.025414 | 464.954 | 0.0018934 | 696.6128 | 0.031171 | 464.954 | -0.0081145 | 695.8736 | 0.00013913 | 696.6128 | 0.011985 | 460.2607 | 4.299
| 460.5182 | 0 | 465.1758 | 0.24207 | 460.5182 | 0 | 465.1758 | 0.18165 | 465.7814 | 0.10426 | 465.1758 | 0.15231 | 460.3759 | 12.0009 | 459.86 | 16.3065 | 460.5182 | 0.1644 | 459.86 | -0.0081965 | 459.86 | 0.013175 | 460.3759 | 0.00016993 | 460.3759 | 0.00013105 | 465.1758 | 0.025645 | 465.1758 | -0.0039041 | 696.7757 | 0.037563 | 465.1758 | -0.00042402 | 696.0366 | 9.2755e-05 | 696.7757 | 0.011339 | 460.3759 | 4.2406
| 460.6313 | 0.0028471 | 465.3976 | 0.22867 | 460.6313 | 0.011733 | 465.3976 | 0.063248 | 466.0031 | 0.057341 | 465.3976 | 0.075314 | 460.4912 | 11.8729 | 460.08 | 16.3366 | 460.6313 | 0.16034 | 460.08 | -1.1002e-05 | 460.08 | 0.00040807 | 460.4912 | 0.00018415 | 460.4912 | 9.9375e-05 | 465.3976 | -0.017824 | 465.3976 | -0.0085995 | 696.9386 | 0.031956 | 465.3976 | -0.009882 | 696.1996 | 0.0004174 | 696.9386 | 0.011808 | 460.4912 | 4.1981
| 460.7444 | 0 | 465.6195 | 0.24085 | 460.7444 | 0 | 465.6195 | 0.14895 | 466.2248 | 0.089777 | 465.6195 | 0.15553 | 460.6065 | 11.7319 | 460.3 | 16.3288 | 460.7444 | 0.16176 | 460.3 | 0.0032895 | 460.3 | -0.0046636 | 460.6065 | 0.00014899 | 460.6065 | 0.00012042 | 465.6195 | 0.032576 | 465.6195 | -0.0058957 | 697.1015 | 0.051242 | 465.6195 | -0.0020205 | 696.3626 | 0 | 697.1015 | 0.01128 | 460.6065 | 4.1533
| 460.8576 | 0.0097244 | 465.8414 | 0.2165 | 460.8576 | 0.019758 | 465.8414 | 0.048563 | 466.4465 | 0.056183 | 465.8414 | 0.081609 | 460.7218 | 11.6529 | 460.53 | 16.461 | 460.8576 | 0.17235 | 460.53 | -0.00014302 | 460.53 | -0.0053632 | 460.7218 | 0.00015753 | 460.7218 | 0.00017532 | 465.8413 | -0.024952 | 465.8414 | 0.0018171 | 697.2644 | 0.039917 | 465.8414 | -0.010909 | 696.5256 | 0.0004174 | 697.2644 | 0.011632 | 460.7218 | 4.1315
| 460.9707 | 0 | 466.0632 | 0.23969 | 460.9707 | 0 | 466.0632 | 0.14285 | 466.6682 | 0.1086 | 466.0632 | 0.14889 | 460.8371 | 11.5274 | 460.75 | 16.551 | 460.9707 | 0.16593 | 460.75 | 0.0021013 | 460.75 | -0.0022152 | 460.8371 | 0.00016078 | 460.8371 | 0.00019224 | 466.0632 | 0.032576 | 466.0632 | 0.0059281 | 697.4273 | 0.036161 | 466.0632 | 0.0089133 | 696.6886 | 0 | 697.4273 | 0.011045 | 460.8371 | 4.0986
| 461.0839 | 0.011499 | 466.2851 | 0.22962 | 461.0839 | 0.012437 | 466.2851 | 0.067333 | 466.89 | 0.047785 | 466.2851 | 0.064646 | 460.9524 | 11.4342 | 460.97 | 16.5325 | 461.0839 | 0.16083 | 460.97 | -0.0014632 | 460.97 | 0.0021569 | 460.9524 | 0.00018822 | 460.9524 | 0.00024301 | 466.2851 | -0.02042 | 466.2851 | -0.013061 | 697.5902 | 0.030667 | 466.2851 | 0.0011754 | 696.8517 | 0.00013913 | 697.5902 | 0.011515 | 460.9524 | 4.0715
| 461.197 | 0 | 466.507 | 0.23476 | 461.197 | 0 | 466.507 | 0.12648 | 467.1117 | 0.090067 | 466.507 | 0.14829 | 461.0677 | 11.2912 | 461.19 | 16.4077 | 461.197 | 0.16346 | 461.19 | 0.0026294 | 461.19 | -0.0050134 | 461.0677 | 0.00018985 | 461.0677 | 0.00017966 | 466.507 | 0.028187 | 466.507 | -0.0014105 | 697.7531 | 0.044346 | 466.507 | 0.0034442 | 697.0147 | 0 | 697.7531 | 0.011104 | 461.0677 | 4.024
| 461.3101 | 0.0041782 | 466.729 | 0.23573 | 461.3101 | 0.025983 | 466.729 | 0.066965 | 467.3335 | 0.056762 | 466.729 | 0.081602 | 461.183 | 11.1804 | 461.41 | 16.5963 | 461.3101 | 0.16094 | 461.41 | 0.0017053 | 461.41 | 0.0079281 | 461.183 | 0.00018456 | 461.183 | 0.00016056 | 466.729 | -0.01815 | 466.729 | -0.009817 | 697.9161 | 0.036105 | 466.729 | -0.011331 | 697.1777 | 0.0004174 | 697.9161 | 0.01175 | 461.183 | 3.9813
| 461.4233 | 0 | 466.9509 | 0.24316 | 461.4233 | 0 | 466.9509 | 0.15784 | 467.5553 | 0.082827 | 466.9509 | 0.14799 | 461.2983 | 11.0335 | 461.64 | 16.3769 | 461.4233 | 0.17092 | 461.64 | -0.00093515 | 461.64 | -0.014457 | 461.2983 | 0.00017602 | 461.2983 | 8.462e-05 | 466.9509 | 0.0081306 | 466.9509 | 0.012476 | 698.079 | 0.049 | 466.9509 | 0.012205 | 697.3408 | 9.2755e-05 | 698.079 | 0.011339 | 461.2983 | 3.9309
| 461.5364 | 0 | 467.1728 | 0.2415 | 461.5364 | 0.011264 | 467.1728 | 0.081357 | 467.777 | 0.057921 | 467.1728 | 0.07863 | 461.4136 | 10.9212 | 461.86 | 16.456 | 461.5364 | 0.16763 | 461.86 | -0.019418 | 461.86 | -0.016031 | 461.4136 | 0.00016322 | 461.4136 | 0.00011196 | 467.1728 | -0.0073246 | 467.1728 | -0.0044539 | 698.2419 | 0.03846 | 467.1728 | -0.0085936 | 697.5038 | 0.0004174 | 698.2419 | 0.011985 | 461.4136 | 3.8934
| 461.6496 | 0 | 467.3948 | 0.24288 | 461.6496 | 0 | 467.3948 | 0.13421 | 467.9988 | 0.10223 | 467.3948 | 0.14763 | 461.529 | 10.7776 | 462.08 | 16.3919 | 461.6496 | 0.17454 | 462.08 | 0.0021013 | 462.08 | 0.0018072 | 461.529 | 0.00017277 | 461.529 | 0.00013301 | 467.3948 | 0.019576 | 467.3948 | 0.0068335 | 698.4049 | 0.044571 | 467.3948 | -0.012818 | 697.6669 | 9.2755e-05 | 698.4049 | 0.011515 | 461.529 | 3.8499
| 461.7627 | 0 | 467.6168 | 0.21792 | 461.7627 | 0.023412 | 467.6168 | 0.010556 | 468.2206 | 0.044309 | 467.6168 | 0.077124 | 461.6443 | 10.6849 | 462.3 | 16.2124 | 461.7627 | 0.16889 | 462.3 | -0.0013312 | 462.3 | -0.00029147 | 461.6443 | 0.00017318 | 461.6443 | 0.00017532 | 467.6168 | -0.027493 | 467.6168 | -0.002466 | 698.5678 | 0.039525 | 467.6168 | -0.024095 | 697.83 | 0.00013913 | 698.5678 | 0.011574 | 461.6443 | 3.8109
| 461.8759 | 0 | 467.8388 | 0.2454 | 461.8759 | 0 | 467.8388 | 0.13127 | 468.4425 | 0.092383 | 467.8388 | 0.14604 | 461.7596 | 10.5645 | 462.53 | 16.073 | 461.8759 | 0.16972 | 462.53 | -0.0031795 | 462.53 | 0.003556 | 461.7596 | 0.00018354 | 461.7596 | 0.00015644 | 467.8388 | 0.0073177 | 467.8388 | 0.0040432 | 698.7307 | 0.060493 | 467.8388 | 0.0077552 | 697.993 | 9.2755e-05 | 698.7307 | 0.010634 | 461.7596 | 3.7673
| 461.989 | 0.0050655 | 468.0608 | 0.22546 | 461.989 | 0.021382 | 468.0608 | 0.084349 | 468.6643 | 0.020251 | 468.0608 | 0.081537 | 461.875 | 10.4672 | 462.75 | 15.8725 | 461.989 | 0.16407 | 462.75 | -0.0013312 | 462.75 | 0.0077533 | 461.875 | 0.00019167 | 461.875 | 0.00017119 | 468.0608 | -0.027262 | 468.0608 | -0.0035742 | 698.8937 | 0.036666 | 468.0608 | -0.017498 | 698.1561 | 0.00013913 | 698.8937 | 0.011397 | 461.875 | 3.7315
| 462.1022 | 0 | 468.2828 | 0.24452 | 462.1022 | 0 | 468.2828 | 0.096069 | 468.8862 | 0.08022 | 468.2828 | 0.14672 | 461.9903 | 10.3109 | 462.97 | 15.96 | 462.1022 | 0.16363 | 462.97 | -0.0055558 | 462.97 | 0.013175 | 461.9903 | 0.00017074 | 461.9903 | 0.00013518 | 468.2828 | 0.031421 | 468.2828 | 0.0040724 | 699.0567 | 0.0527 | 468.2828 | 0.00016388 | 698.3192 | 0 | 699.0567 | 0.011162 | 461.9903 | 3.6896
| 462.2153 | 0.0019596 | 468.5048 | 0.23502 | 462.2153 | 0.022465 | 468.5048 | 0.046677 | 469.108 | 0.035332 | 468.5048 | 0.077734 | 462.1056 | 10.1862 | 463.19 | 15.9773 | 462.2153 | 0.17032 | 463.19 | -0.0060837 | 463.19 | -0.01026 | 462.1056 | 0.00019167 | 462.1056 | 0.00013518 | 468.5048 | -0.024952 | 468.5048 | 0.0042262 | 699.2196 | 0.045356 | 468.5048 | -0.0084737 | 698.4823 | 0.00013913 | 699.2196 | 0.012455 | 462.1056 | 3.6541
| 462.3285 | 0.001111 | 468.7269 | 0.23833 | 462.3285 | 0 | 468.7269 | 0.13023 | 469.3299 | 0.085723 | 468.7269 | 0.15314 | 462.221 | 10.0247 | 463.41 | 15.6599 | 462.3285 | 0.16659 | 463.41 | -0.0025194 | 463.41 | -0.008861 | 462.221 | 0.00017846 | 462.221 | 0.00014581 | 468.7269 | 0.016018 | 468.7269 | -0.0039576 | 699.3826 | 0.065819 | 468.7269 | -0.008623 | 698.6453 | 0 | 699.3826 | 0.011926 | 462.221 | 3.606
| 462.4416 | 0.0075059 | 468.949 | 0.2377 | 462.4416 | 0.015292 | 468.949 | 0.040073 | 469.5518 | 0.034752 | 468.949 | 0.073497 | 462.3363 | 9.9182 | 463.64 | 15.6952 | 462.4416 | 0.16845 | 463.64 | -0.0068759 | 463.64 | -0.002565 | 462.3363 | 0.00022196 | 462.3363 | 0.00017532 | 468.949 | -0.0022365 | 468.949 | 0.00049239 | 699.5456 | 0.050401 | 468.949 | -0.0081923 | 698.8084 | 0 | 699.5456 | 0.012396 | 462.3363 | 3.5753
| 462.5548 | 0 | 469.171 | 0.24206 | 462.5548 | 0 | 469.171 | 0.14808 | 469.7737 | 0.085433 | 469.171 | 0.15006 | 462.4517 | 9.8014 | 463.86 | 15.2653 | 462.5548 | 0.18124 | 463.86 | -0.0019913 | 463.86 | 0.0016322 | 462.4517 | 0.00018923 | 462.4517 | 0.00017749 | 469.171 | 0.016837 | 469.171 | 0.0023524 | 699.7086 | 0.064361 | 469.171 | 0.0079994 | 698.9715 | 9.2755e-05 | 699.7086 | 0.01128 | 462.4517 | 3.542
| 462.668 | 0.010834 | 469.3931 | 0.18728 | 462.668 | 0.011498 | 469.3931 | 0.097016 | 469.9956 | 0.017408 | 469.3931 | 0.074893 | 462.567 | 9.7359 | 464.08 | 15.4963 | 462.668 | 0.16566 | 464.08 | -0.0074043 | 464.08 | 5.8296e-05 | 462.567 | 0.00018923 | 462.567 | 0.00019007 | 469.3931 | -0.015076 | 469.3931 | -0.0024496 | 699.8715 | 0.05085 | 469.3931 | -0.010265 | 699.1346 | 0.00013913 | 699.8715 | 0.011808 | 462.567 | 3.5209
| 462.7811 | 0 | 469.6152 | 0.22957 | 462.7811 | 0 | 469.6152 | 0.14613 | 470.2176 | 0.11092 | 469.6152 | 0.14348 | 462.6824 | 9.622 | 464.3 | 15.1635 | 462.7811 | 0.165 | 464.3 | -0.0068759 | 464.3 | 0.0025067 | 462.6824 | 0.00015224 | 462.6824 | 0.00020287 | 469.6152 | 0.015276 | 469.6152 | 0.0011272 | 700.0345 | 0.064866 | 469.6152 | 0.0016548 | 699.2977 | 9.2755e-05 | 700.0345 | 0.011691 | 462.6824 | 3.4854
| 462.8943 | 0 | 469.8373 | 0.21359 | 462.8943 | 0 | 469.8373 | 0.057532 | 470.4395 | 0.039965 | 469.8373 | 0.075313 | 462.7978 | 9.5235 | 464.53 | 15.1644 | 462.8943 | 0.17531 | 464.53 | -0.0038396 | 464.53 | 0.0030313 | 462.7978 | 0.00016383 | 462.7978 | 0.00023867 | 469.8373 | -0.019515 | 469.8373 | -0.008577 | 700.1975 | 0.043842 | 469.8373 | -0.013591 | 699.4609 | 0.00013913 | 700.1975 | 0.012748 | 462.7978 | 3.4538
| 463.0075 | 0 | 470.0595 | 0.22775 | 463.0075 | 0 | 470.0595 | 0.14865 | 470.6615 | 0.084854 | 470.0595 | 0.13869 | 462.9131 | 9.3771 | 464.75 | 14.6254 | 463.0075 | 0.16472 | 464.75 | 0.0043457 | 464.75 | -0.0020404 | 462.9131 | 0.00016708 | 462.9131 | 0.0002135 | 470.0595 | 0.019073 | 470.0595 | -0.00066903 | 700.3606 | 0.062006 | 470.0595 | -0.0007297 | 699.624 | 9.2755e-05 | 700.3606 | 0.012043 | 462.9131 | 3.4157
| 463.1206 | 0.010834 | 470.2816 | 0.20523 | 463.1206 | 0.017863 | 470.2816 | 0.05854 | 470.8834 | 0.032725 | 470.2816 | 0.078094 | 463.0285 | 9.2755 | 464.97 | 14.5477 | 463.1206 | 0.17125 | 464.97 | -0.012421 | 464.97 | -0.00064125 | 463.0285 | 0.00017785 | 463.0285 | 0.0002135 | 470.2816 | -0.020249 | 470.2816 | 0.003323 | 700.5236 | 0.071593 | 470.2816 | -0.0024304 | 699.7871 | 0.0004174 | 700.5236 | 0.012337 | 463.0285 | 3.3843
| 463.2338 | 0 | 470.5038 | 0.23447 | 463.2338 | 0 | 470.5038 | 0.15676 | 471.1054 | 0.10107 | 470.5038 | 0.13886 | 463.1439 | 9.1516 | 465.19 | 14.3406 | 463.2338 | 0.16017 | 465.19 | 0.0085706 | 465.19 | -0.005713 | 463.1439 | 0.00018354 | 463.1439 | 0.00014147 | 470.5038 | 0.024952 | 470.5038 | 0.015101 | 700.6866 | 0.06851 | 470.5038 | 0.0095491 | 699.9502 | 9.2755e-05 | 700.6866 | 0.011221 | 463.1439 | 3.3506
| 463.347 | 0.00018483 | 470.7259 | 0.22535 | 463.347 | 0.02869 | 470.7259 | 0.043823 | 471.3274 | 0.030119 | 470.7259 | 0.076422 | 463.2593 | 9.0755 | 465.42 | 14.0018 | 463.347 | 0.15891 | 465.42 | -0.0025194 | 465.42 | -0.0092106 | 463.2593 | 0.00017887 | 463.2593 | 9.5035e-05 | 470.7259 | -0.0077936 | 470.7259 | -0.0024052 | 700.8496 | 0.074733 | 470.7259 | -0.015016 | 700.1134 | 0.00013913 | 700.8496 | 0.011632 | 463.2593 | 3.3263
| 463.4601 | 0 | 470.9481 | 0.22548 | 463.4601 | 0 | 470.9481 | 0.10901 | 471.5494 | 0.081089 | 470.9481 | 0.12602 | 463.3747 | 8.967 | 465.64 | 13.8861 | 463.4601 | 0.14602 | 465.64 | -0.00040706 | 465.64 | 0.0095019 | 463.3747 | 0.00018537 | 463.3747 | 0.00012042 | 470.9481 | 0.018508 | 470.9481 | 0.011046 | 701.0126 | 0.060044 | 470.9481 | 0.0039844 | 700.2765 | 0.00064928 | 701.0126 | 0.011104 | 463.3747 | 3.299
| 463.5733 | 0.012594 | 471.1703 | 0.21191 | 463.5733 | 0.023277 | 471.1703 | 0.036856 | 471.7715 | 0.045178 | 471.1703 | 0.071626 | 463.4901 | 8.8876 | 465.86 | 13.5792 | 463.5733 | 0.16889 | 465.86 | -0.0046317 | 465.86 | -0.005538 | 463.4901 | 0.00019676 | 463.4901 | 0.00017336 | 471.1703 | -0.014315 | 471.1703 | -0.0069389 | 701.1757 | 0.060325 | 471.1703 | 0.0013779 | 700.4397 | 0.00013913 | 701.1757 | 0.01175 | 463.4901 | 3.2721
| 463.6865 | 0 | 471.3925 | 0.21927 | 463.6865 | 0 | 471.3925 | 0.15643 | 471.9935 | 0.092383 | 471.3925 | 0.13534 | 463.6055 | 8.7722 | 466.08 | 13.1803 | 463.6865 | 0.17312 | 466.08 | -0.0085925 | 466.08 | -0.0071117 | 463.6055 | 0.00018456 | 463.6055 | 0.0002007 | 471.3925 | 0.01233 | 471.3925 | 0.0023649 | 701.3387 | 0.077368 | 471.3925 | 0.017476 | 700.6028 | 0 | 701.3387 | 0.011162 | 463.6055 | 3.241
| 463.7997 | 0 | 471.6148 | 0.211 | 463.7997 | 0.030043 | 471.6148 | 0.088219 | 472.2155 | 0.039965 | 471.6148 | 0.071299 | 463.7209 | 8.6766 | 466.31 | 13.1392 | 463.7997 | 0.17811 | 466.31 | -0.0079322 | 466.31 | -0.0032645 | 463.7209 | 0.00017745 | 463.7209 | 0.00013105 | 471.6148 | -0.0060087 | 471.6148 | 0.00053836 | 701.5018 | 0.070584 | 471.6148 | 0.0017821 | 700.766 | 0.0004174 | 701.5018 | 0.012102 | 463.7209 | 3.2134
| 463.9129 | 0 | 471.837 | 0.21856 | 463.9129 | 0 | 471.837 | 0.14166 | 472.4376 | 0.082537 | 471.837 | 0.1309 | 463.8363 | 8.549 | 466.53 | 12.8176 | 463.9129 | 0.16889 | 466.53 | -0.00014302 | 466.53 | 0.010027 | 463.8363 | 0.0001618 | 463.8363 | 9.9375e-05 | 471.837 | 0.011345 | 471.837 | 0.0078234 | 701.6648 | 0.074789 | 471.837 | 0.00022261 | 700.9291 | 9.2755e-05 | 701.6648 | 0.011808 | 463.8363 | 3.184
| 464.026 | 0 | 472.0592 | 0.20839 | 464.026 | 0.0089172 | 472.0592 | 0.032701 | 472.6597 | 0.025599 | 472.0592 | 0.068475 | 463.9517 | 8.4602 | 466.75 | 12.5291 | 464.026 | 0.16067 | 466.75 | -0.0051598 | 466.75 | 0.001982 | 463.9517 | 0.00016789 | 463.9517 | 9.7205e-05 | 472.0593 | -0.022127 | 472.0592 | -0.012058 | 701.8279 | 0.072939 | 472.0592 | -0.010425 | 701.0923 | 0.00013913 | 701.8279 | 0.012337 | 463.9517 | 3.1572
| 464.1392 | 0 | 472.2815 | 0.22793 | 464.1392 | 0 | 472.2815 | 0.14907 | 472.8818 | 0.079931 | 472.2815 | 0.13319 | 464.0671 | 8.3588 | 466.97 | 12.0573 | 464.1392 | 0.18217 | 466.97 | -0.0070082 | 466.97 | -0.0027399 | 464.0671 | 0.00017501 | 464.0671 | 9.5035e-05 | 472.2815 | 0.025414 | 472.2815 | 0.0057341 | 701.9909 | 0.077256 | 472.2815 | 0.012318 | 701.2555 | 0 | 701.9909 | 0.011515 | 464.0671 | 3.1176
| 464.2524 | 0.001516 | 472.5038 | 0.2093 | 464.2524 | 0.015292 | 472.5038 | 0.068905 | 473.1039 | 0.038807 | 472.5038 | 0.075067 | 464.1825 | 8.2958 | 467.2 | 11.9167 | 464.2524 | 0.17153 | 467.2 | -0.00582 | 467.2 | -0.011484 | 464.1825 | 0.00016606 | 464.1825 | 0.00011196 | 472.5038 | -0.022843 | 472.5038 | 0.0053308 | 702.154 | 0.060212 | 472.5038 | -0.0088833 | 701.4186 | 0 | 702.154 | 0.01222 | 464.1825 | 3.0911
| 464.3656 | 0 | 472.7261 | 0.21331 | 464.3656 | 0 | 472.7261 | 0.089602 | 473.326 | 0.077903 | 472.7261 | 0.1248 | 464.2979 | 8.1991 | 467.42 | 11.6023 | 464.3656 | 0.17251 | 467.42 | -0.0013312 | 467.42 | 0.010726 | 464.2979 | 0.00016566 | 464.2979 | 0.00014581 | 472.7261 | 0.019626 | 472.7261 | 0.0036218 | 702.3171 | 0.081124 | 472.7261 | -0.0036559 | 701.5818 | 0 | 702.3171 | 0.011867 | 464.2979 | 3.0619
| 464.4788 | 0.0050655 | 472.9484 | 0.20303 | 464.4788 | 0.011264 | 472.9484 | 0.062578 | 473.5481 | 0.024824 | 472.9484 | 0.07591 | 464.4134 | 8.1216 | 467.64 | 11.4741 | 464.4788 | 0.17652 | 467.64 | -0.0023874 | 467.64 | -0.0069371 | 464.4134 | 0.00016993 | 464.4134 | 0.00019658 | 472.9484 | -0.02211 | 472.9484 | -0.0066363 | 702.4802 | 0.069911 | 472.9484 | -0.0069201 | 701.745 | 0.00013913 | 702.4802 | 0.012161 | 464.4134 | 3.0545
| 464.592 | 0 | 473.1707 | 0.20964 | 464.592 | 0 | 473.1707 | 0.13124 | 473.7703 | 0.092383 | 473.1707 | 0.13604 | 464.5288 | 8.0139 | 467.86 | 10.9799 | 464.592 | 0.17734 | 467.86 | 0.0081745 | 467.86 | 0.0037309 | 464.5288 | 0.00017419 | 464.5288 | 0.00017532 | 473.1707 | 0.016786 | 473.1707 | 0.0010436 | 702.6432 | 0.080003 | 473.1707 | 0.0055255 | 701.9082 | 9.2755e-05 | 702.6432 | 0.01128 | 464.5288 | 3.0326
| 464.7052 | 0 | 473.3931 | 0.1983 | 464.7052 | 0.015022 | 473.3931 | 0.016284 | 473.9924 | 0.043441 | 473.3931 | 0.061221 | 464.6442 | 7.9428 | 468.09 | 10.9261 | 464.7052 | 0.17729 | 468.09 | -0.007668 | 468.09 | -0.0067623 | 464.6442 | 0.00015895 | 464.6442 | 0.00015839 | 473.3931 | -0.014475 | 473.3931 | -0.001566 | 702.8063 | 0.071649 | 473.3931 | -0.017542 | 702.0714 | 0.00013913 | 702.8063 | 0.011515 | 464.6442 | 3.0163
| 464.8184 | 0 | 473.6154 | 0.2128 | 464.8184 | 0 | 473.6154 | 0.11362 | 474.2146 | 0.07327 | 473.6154 | 0.11763 | 464.7597 | 7.8464 | 468.31 | 10.5612 | 464.8184 | 0.17186 | 468.31 | -0.0085925 | 468.31 | -0.00081612 | 464.7597 | 0.00016362 | 464.7597 | 0.00013301 | 473.6154 | 0.010274 | 473.6154 | 0.0032556 | 702.9694 | 0.083871 | 473.6154 | 0.0061162 | 702.2346 | 0 | 702.9694 | 0.011221 | 464.7597 | 2.9907
| 464.9316 | 0.0059529 | 473.8378 | 0.17952 | 464.9316 | 0.015698 | 473.8378 | 0.047625 | 474.4368 | 0.027259 | 473.8378 | 0.073821 | 464.8751 | 7.764 | 468.53 | 10.4648 | 464.9316 | 0.17624 | 468.53 | -0.0079322 | 468.53 | -0.0071117 | 464.8751 | 0.00018598 | 464.8751 | 0.00013951 | 473.8378 | -0.015648 | 473.8378 | -0.0039026 | 703.1325 | 0.063184 | 473.8378 | -0.01514 | 702.3978 | 0.00013913 | 703.1325 | 0.011926 | 464.8751 | 2.9755
| 465.0448 | 0 | 474.0601 | 0.2063 | 465.0448 | 0 | 474.0601 | 0.087387 | 474.659 | 0.078483 | 474.0601 | 0.12644 | 464.9906 | 7.641 | 468.75 | 9.9118 | 465.0448 | 0.17251 | 468.75 | -0.0026514 | 468.75 | -0.0036143 | 464.9906 | 0.00020489 | 464.9906 | 0.00012476 | 474.0601 | 0.016401 | 474.0601 | 0.00047398 | 703.2956 | 0.082189 | 474.0601 | 0.0074862 | 702.561 | 0 | 703.2956 | 0.012043 | 464.9906 | 2.9571
| 465.158 | 0.0061749 | 474.2825 | 0.21256 | 465.158 | 0.020705 | 474.2825 | 0.037202 | 474.8812 | 0.068926 | 474.2825 | 0.06981 | 465.106 | 7.5643 | 468.98 | 9.9039 | 465.158 | 0.19429 | 468.98 | -0.0027834 | 468.98 | 0.0016322 | 465.106 | 0.00019554 | 465.106 | 0.00016273 | 474.2825 | -0.01454 | 474.2825 | -0.0049804 | 703.4588 | 0.08617 | 474.2825 | 0.00021428 | 702.7243 | 0.00013913 | 703.4588 | 0.012866 | 465.106 | 2.9373
| 465.2712 | 0 | 474.5049 | 0.20943 | 465.2712 | 0 | 474.5049 | 0.13976 | 475.1034 | 0.084564 | 474.5049 | 0.12525 | 465.2215 | 7.4624 | 469.2 | 9.4366 | 465.2712 | 0.19522 | 469.2 | 0.0073823 | 469.2 | 0.00513 | 465.2215 | 0.00016993 | 465.2215 | 0.0002007 | 474.5049 | 0.021111 | 474.5049 | 0.0035784 | 703.6219 | 0.082189 | 474.5049 | 0.0078467 | 702.8875 | 0 | 703.6219 | 0.011926 | 465.2215 | 2.9052
| 465.3844 | 0.019756 | 474.7274 | 0.2066 | 465.3844 | 0.019893 | 474.7274 | 0.047189 | 475.3256 | 0.033304 | 474.7274 | 0.073107 | 465.3369 | 7.4026 | 469.42 | 9.183 | 465.3844 | 0.19056 | 469.42 | -0.0089886 | 469.42 | 0.00058296 | 465.3369 | 0.00016383 | 465.3369 | 0.00019224 | 474.7274 | -0.015 | 474.7274 | -0.0050203 | 703.785 | 0.084208 | 474.7274 | -0.0024137 | 703.0507 | 0.00013913 | 703.785 | 0.011985 | 465.3369 | 2.8792
| 465.4976 | 0 | 474.9498 | 0.21369 | 465.4976 | 0 | 474.9498 | 0.13863 | 475.5479 | 0.082827 | 474.9498 | 0.12807 | 465.4524 | 7.3063 | 469.64 | 8.8957 | 465.4976 | 0.18557 | 469.64 | -0.0022553 | 469.64 | -0.0011659 | 465.4524 | 0.00014675 | 465.4524 | 0.00022826 | 474.9498 | 0.025414 | 474.9498 | 0.0089684 | 703.9481 | 0.085441 | 474.9498 | -0.0075832 | 703.2139 | 9.2755e-05 | 703.9481 | 0.01128 | 465.4524 | 2.8519
| 465.6108 | 0.0090589 | 475.1722 | 0.20718 | 465.6108 | 0.0051626 | 475.1722 | 0.067864 | 475.7701 | 0.049233 | 475.1722 | 0.068003 | 465.5679 | 7.2539 | 469.87 | 8.798 | 465.6108 | 0.1882 | 469.87 | 0.0081745 | 469.87 | 0.0067039 | 465.5679 | 0.00015854 | 465.5679 | 0.00022392 | 475.1722 | -0.012231 | 475.1722 | -0.00036555 | 704.1113 | 0.083591 | 475.1722 | -0.0081591 | 703.3772 | 0.0004174 | 704.1113 | 0.012337 | 465.5679 | 2.8354
| 465.724 | 0 | 475.3947 | 0.22032 | 465.724 | 0 | 475.3947 | 0.16554 | 475.9924 | 0.089487 | 475.3947 | 0.13413 | 465.6833 | 7.1548 | 470.09 | 8.3977 | 465.724 | 0.19226 | 470.09 | -0.00067108 | 470.09 | -0.0064125 | 465.6833 | 0.00016708 | 465.6833 | 0.00023672 | 475.3947 | 0.039969 | 475.3947 | 0.0080257 | 704.2744 | 0.083367 | 475.3947 | 0.014383 | 703.5404 | 0 | 704.2744 | 0.011867 | 465.6833 | 2.8152
| 465.8373 | 0.0081715 | 475.6172 | 0.21173 | 465.8373 | 0.015698 | 475.6172 | 0.015266 | 476.2147 | 0.037069 | 475.6172 | 0.080631 | 465.7988 | 7.092 | 470.31 | 8.3193 | 465.8373 | 0.20142 | 470.31 | 0.0040816 | 470.31 | -0.0023901 | 465.7988 | 0.00018822 | 465.7988 | 0.0001649 | 475.6172 | -0.020317 | 475.6172 | -0.0059637 | 704.4375 | 0.083815 | 475.6172 | -0.0069298 | 703.7037 | 0.0004174 | 704.4375 | 0.012807 | 465.7988 | 2.801
| 465.9505 | 0 | 475.8396 | 0.2113 | 465.9505 | 0 | 475.8396 | 0.15725 | 476.437 | 0.069215 | 475.8396 | 0.13204 | 465.9143 | 6.9906 | 470.54 | 7.9728 | 465.9505 | 0.19522 | 470.54 | -0.0052918 | 470.54 | 0.010027 | 465.9143 | 0.00016139 | 465.9143 | 0.00018378 | 475.8396 | 0.013068 | 475.8396 | 0.0097493 | 704.6007 | 0.085161 | 475.8396 | 0.0053056 | 703.8669 | 0 | 704.6007 | 0.01175 | 465.9143 | 2.7796
| 466.0637 | 0.0092808 | 476.0621 | 0.19807 | 466.0637 | 0.012202 | 476.0621 | 0.091691 | 476.6593 | 0.031856 | 476.0621 | 0.072735 | 466.0298 | 6.9365 | 470.76 | 7.652 | 466.0637 | 0.19506 | 470.76 | -0.015061 | 470.76 | -0.0043139 | 466.0298 | 0.00016566 | 466.0298 | 0.00018161 | 476.0621 | -0.010306 | 476.0621 | -0.0056227 | 704.7639 | 0.086562 | 476.0621 | -0.01645 | 704.0302 | 0.00013913 | 704.7639 | 0.01222 | 466.0298 | 2.7674
| 466.1769 | 0 | 476.2847 | 0.20848 | 466.1769 | 0 | 476.2847 | 0.12906 | 476.8816 | 0.092673 | 476.2847 | 0.12869 | 466.1453 | 6.8471 | 470.98 | 7.5821 | 466.1769 | 0.21113 | 470.98 | 0.011211 | 470.98 | 0.0026815 | 466.1453 | 0.0001622 | 466.1453 | 0.00017119 | 476.2846 | 0.01472 | 476.2847 | 0.011576 | 704.927 | 0.08488 | 476.2847 | 0.011922 | 704.1935 | 0 | 704.927 | 0.011045 | 466.1453 | 2.7445
| 466.2901 | 0.0079496 | 476.5072 | 0.18811 | 466.2901 | 0.010325 | 476.5072 | 0.0036632 | 477.104 | 0.022069 | 476.5072 | 0.073403 | 466.2608 | 6.7987 | 471.2 | 7.3354 | 466.2901 | 0.19972 | 471.2 | 0.0017053 | 471.2 | 0.0046053 | 466.2608 | 0.00019025 | 466.2608 | 0.00013301 | 476.5072 | -0.023104 | 476.5072 | 0.0047191 | 705.0902 | 0.088805 | 476.5072 | 0.0010636 | 704.3568 | 0.0004174 | 705.0902 | 0.01222 | 466.2608 | 2.7263
| 466.4034 | 0 | 476.7297 | 0.21181 | 466.4034 | 0 | 476.7297 | 0.17788 | 477.3263 | 0.089198 | 476.7297 | 0.12795 | 466.3763 | 6.7041 | 471.43 | 7.1214 | 466.4034 | 0.20674 | 471.43 | -0.0041036 | 471.43 | 0.0060044 | 466.3763 | 0.00016566 | 466.3763 | 0.0001163 | 476.7297 | 0.014913 | 476.7297 | 0.022006 | 705.2534 | 0.084376 | 476.7297 | 0.013241 | 704.52 | 0 | 705.2534 | 0.011808 | 466.3763 | 2.6954
| 466.5166 | 0.001516 | 476.9523 | 0.20141 | 466.5166 | 0.015969 | 476.9523 | 0.059838 | 477.5487 | 0.044889 | 476.9523 | 0.067787 | 466.4918 | 6.6324 | 471.65 | 6.8656 | 466.5166 | 0.20658 | 471.65 | 0.0030255 | 471.65 | -0.0069371 | 466.4918 | 0.00016037 | 466.4918 | 0.00018161 | 476.9523 | -0.021462 | 476.9523 | -0.0015183 | 705.4166 | 0.085273 | 476.9523 | -0.0091258 | 704.6833 | 0.0004174 | 705.4166 | 0.012572 | 466.4918 | 2.6741
| 466.6298 | 0 | 477.1748 | 0.21068 | 466.6298 | 0 | 477.1748 | 0.13126 | 477.7711 | 0.069505 | 477.1748 | 0.13103 | 466.6073 | 6.5241 | 471.87 | 6.7396 | 466.6298 | 0.21503 | 471.87 | 0.0011772 | 471.87 | 5.8296e-05 | 466.6073 | 0.00014574 | 466.6073 | 0.00019224 | 477.1748 | 0.016371 | 477.1748 | 0.0027066 | 705.5797 | 0.081517 | 477.1748 | 0.021504 | 704.8466 | 0 | 705.5797 | 0.011515 | 466.6073 | 2.6503
| 466.7431 | 0 | 477.3974 | 0.19957 | 466.7431 | 0.022329 | 477.3974 | 0.042499 | 477.9934 | 0.031856 | 477.3974 | 0.064917 | 466.7228 | 6.4667 | 472.09 | 6.4553 | 466.7431 | 0.19753 | 472.09 | -0.011629 | 472.09 | 0.0068789 | 466.7228 | 0.00017094 | 466.7228 | 0.00019658 | 477.3974 | -0.016539 | 477.3974 | -0.0052872 | 705.7429 | 0.08959 | 477.3974 | -0.0053149 | 705.0099 | 0.00013913 | 705.7429 | 0.012337 | 466.7228 | 2.6408
| 466.8563 | 0 | 477.62 | 0.20074 | 466.8563 | 0 | 477.62 | 0.227 | 478.2158 | 0.075876 | 477.62 | 0.13295 | 466.8383 | 6.3975 | 472.32 | 6.2213 | 466.8563 | 0.20082 | 472.32 | 0.00078111 | 472.32 | 0.014923 | 466.8383 | 0.00018212 | 466.8383 | 0.00014993 | 477.62 | 0.018282 | 477.62 | 0.0033021 | 705.9061 | 0.083255 | 477.62 | 0.0095191 | 705.1732 | 0 | 705.9061 | 0.011456 | 466.8383 | 2.6273
| 466.9695 | 0.012841 | 477.8426 | 0.21324 | 466.9695 | 0.013376 | 477.8426 | 0.041305 | 478.4383 | 0.048943 | 477.8426 | 0.077781 | 466.9538 | 6.3572 | 472.54 | 6.0552 | 466.9695 | 0.19286 | 472.54 | -0.0093847 | 472.54 | -0.0043139 | 466.9538 | 0.00020245 | 466.9538 | 0.0001163 | 477.8426 | -0.0022889 | 477.8426 | -0.0086258 | 706.0693 | 0.090094 | 477.8426 | -0.0012623 | 705.3365 | 0.0004174 | 706.0693 | 0.012455 | 466.9538 | 2.6224
| 467.0828 | 0 | 478.0652 | 0.20562 | 467.0828 | 0 | 478.0652 | 0.14138 | 478.6607 | 0.10513 | 478.0652 | 0.138 | 467.0693 | 6.2834 | 472.76 | 5.8693 | 467.0828 | 0.213 | 472.76 | 0.0059299 | 472.76 | 0.0088028 | 467.0693 | 0.00019838 | 467.0693 | 0.00012259 | 478.0652 | 0.018214 | 478.0652 | -0.00048157 | 706.2325 | 0.083591 | 478.0652 | -0.00088881 | 705.4998 | 9.2755e-05 | 706.2325 | 0.011456 | 467.0693 | 2.6008
| 467.196 | 0.0070623 | 478.2879 | 0.20113 | 467.196 | 0.0025812 | 478.2879 | 0.025709 | 478.8831 | 0.03678 | 478.2879 | 0.064647 | 467.1849 | 6.2351 | 472.99 | 5.8296 | 467.196 | 0.19879 | 472.99 | 0.006326 | 472.99 | -0.005538 | 467.1849 | 0.00018456 | 467.1849 | 0.0001649 | 478.2879 | -0.0016066 | 478.2879 | 0.0014147 | 706.3958 | 0.088749 | 478.2879 | -0.019285 | 705.6631 | 0.0004174 | 706.3958 | 0.012337 | 467.1849 | 2.5867
| 467.3093 | 0 | 478.5105 | 0.21506 | 467.3093 | 0 | 478.5105 | 0.10432 | 479.1056 | 0.08775 | 478.5105 | 0.13202 | 467.3004 | 6.1618 | 473.21 | 5.3813 | 467.3093 | 0.18996 | 473.21 | -0.00040706 | 473.21 | -0.009735 | 467.3004 | 0.00016078 | 467.3004 | 0.00017749 | 478.5105 | 0.0092031 | 478.5105 | 0.0039557 | 706.559 | 0.083871 | 478.5105 | -0.002155 | 705.8265 | 0 | 706.559 | 0.011339 | 467.3004 | 2.5601
| 467.4225 | 0.0081715 | 478.7332 | 0.1877 | 467.4225 | 0.011498 | 478.7332 | 0.050917 | 479.3281 | 0.056183 | 478.7332 | 0.064465 | 467.416 | 6.1164 | 473.43 | 5.4729 | 467.4225 | 0.21294 | 473.43 | 0.0036855 | 473.43 | -0.010784 | 467.416 | 0.00017602 | 467.416 | 0.00017532 | 478.7332 | -0.0022368 | 478.7332 | 0.0026293 | 706.7222 | 0.087628 | 478.7332 | -0.0077868 | 705.9898 | 0.00013913 | 706.7222 | 0.012631 | 467.416 | 2.551
| 467.5358 | 0 | 478.9559 | 0.20282 | 467.5358 | 0 | 478.9559 | 0.11943 | 479.5505 | 0.067767 | 478.9559 | 0.13341 | 467.5315 | 6.0308 | 473.65 | 5.1136 | 467.5358 | 0.19648 | 473.65 | -0.0037076 | 473.65 | 0.0054798 | 467.5315 | 0.00016749 | 467.5315 | 0.00017315 | 478.9559 | 0.020534 | 478.9559 | -0.0043669 | 706.8854 | 0.080395 | 478.9559 | -0.010823 | 706.1531 | 0 | 706.8854 | 0.012161 | 467.5315 | 2.5357
| 467.649 | 0.0050655 | 479.1786 | 0.19359 | 467.649 | 0.0072746 | 479.1786 | 0.062388 | 479.7731 | 0.037359 | 479.1786 | 0.058553 | 467.647 | 5.9795 | 473.88 | 5.1081 | 467.649 | 0.20608 | 473.88 | 0.0051378 | 473.88 | 0.00058296 | 467.647 | 0.00017501 | 467.647 | 0.00016685 | 479.1785 | -0.010368 | 479.1786 | -0.0051181 | 707.0487 | 0.088525 | 479.1786 | -0.018199 | 706.3164 | 0.00013913 | 707.0487 | 0.012925 | 467.647 | 2.5298
| 467.7622 | 0 | 479.4013 | 0.1994 | 467.7622 | 0 | 479.4013 | 0.15724 | 479.9955 | 0.068926 | 479.4013 | 0.12649 | 467.7626 | 5.8949 | 474.1 | 4.8411 | 467.7622 | 0.2136 | 474.1 | 0.0097583 | 474.1 | 0.007229 | 467.7626 | 0.00014492 | 467.7626 | 0.00013951 | 479.4013 | 0.013033 | 479.4013 | 0.00244 | 707.2119 | 0.076751 | 479.4013 | -0.0029847 | 706.4798 | 0 | 707.2119 | 0.012102 | 467.7626 | 2.5147
| 467.8755 | 0.0028471 | 479.624 | 0.17171 | 467.8755 | 0.015428 | 479.624 | 0.081477 | 480.2181 | 0.033594 | 479.624 | 0.063505 | 467.8781 | 5.8562 | 474.32 | 4.7067 | 467.8755 | 0.20735 | 474.32 | -0.0055558 | 474.32 | -0.009735 | 467.8781 | 0.00016037 | 467.8781 | 0.00016056 | 479.624 | -0.027262 | 479.624 | 0.00060112 | 707.3751 | 0.087235 | 479.624 | 0.0077469 | 706.6431 | 0.00013913 | 707.3751 | 0.012396 | 467.8781 | 2.5095
| 467.9887 | 0 | 479.8467 | 0.2112 | 467.9887 | 0 | 479.8467 | 0.14401 | 480.4406 | 0.075586 | 479.8467 | 0.13214 | 467.9937 | 5.7755 | 474.55 | 4.4816 | 467.9887 | 0.22106 | 474.55 | 0.00025304 | 474.55 | -0.0043139 | 467.9937 | 0.00016667 | 467.9937 | 0.00023867 | 479.8467 | 0.020285 | 479.8467 | 0.010348 | 707.5384 | 0.076751 | 479.8467 | 0.012949 | 706.8065 | 0 | 707.5384 | 0.01175 | 467.9937 | 2.4941
| 468.102 | 0.0028471 | 480.0694 | 0.19318 | 468.102 | 0.0093865 | 480.0694 | 0.035877 | 480.6632 | 0.025345 | 480.0694 | 0.062535 | 468.1093 | 5.7356 | 474.77 | 4.475 | 468.102 | 0.20938 | 474.77 | -0.0046317 | 474.77 | 0.0037309 | 468.1093 | 0.00017074 | 468.1093 | 0.00034239 | 480.0695 | 0.00055798 | 480.0694 | -0.0020791 | 707.7017 | 0.087908 | 480.0694 | -0.011845 | 706.9698 | 0 | 707.7017 | 0.012278 | 468.1093 | 2.4828
| 468.2153 | 0 | 480.2922 | 0.20887 | 468.2153 | 0 | 480.2922 | 0.15317 | 480.8857 | 0.070374 | 480.2922 | 0.13499 | 468.2248 | 5.6577 | 474.99 | 4.241 | 468.2153 | 0.21113 | 474.99 | -0.0022553 | 474.99 | 0.001982 | 468.2248 | 0.00016078 | 468.2248 | 0.00028944 | 480.2922 | 0.0068515 | 480.2922 | -0.0059249 | 707.8649 | 0.078153 | 480.2922 | 0.012397 | 707.1332 | 0 | 707.8649 | 0.011574 | 468.2248 | 2.4647
| 468.3285 | 0 | 480.515 | 0.20705 | 468.3285 | 0.0086826 | 480.515 | 0.063892 | 481.1083 | 0.048943 | 480.515 | 0.074596 | 468.3404 | 5.6294 | 475.22 | 4.1838 | 468.3285 | 0.2108 | 475.22 | -0.0034436 | 475.22 | -0.013408 | 468.3404 | 0.00014777 | 468.3404 | 0.00022392 | 480.515 | 0.0031824 | 480.515 | 0.0028407 | 708.0282 | 0.087235 | 480.515 | -0.013379 | 707.2966 | 0.00013913 | 708.0282 | 0.01222 | 468.3404 | 2.4552
| 468.4418 | 0 | 480.7378 | 0.19929 | 468.4418 | 0 | 480.7378 | 0.12144 | 481.3309 | 0.076745 | 480.7378 | 0.12337 | 468.456 | 5.5745 | 475.44 | 3.9425 | 468.4418 | 0.20674 | 475.44 | 0.0036855 | 475.44 | 0.0032063 | 468.456 | 0.00016708 | 468.456 | 0.00018161 | 480.7378 | 0.016903 | 480.7378 | 0.0027359 | 708.1915 | 0.077536 | 480.7378 | 0.0032518 | 707.4599 | 0.00037102 | 708.1915 | 0.011691 | 468.456 | 2.4393
| 468.5551 | 0.0032908 | 480.9606 | 0.18336 | 468.5551 | 0.0072746 | 480.9606 | 0.078201 | 481.5535 | 0.033594 | 480.9606 | 0.062237 | 468.5716 | 5.546 | 475.66 | 3.9321 | 468.5551 | 0.20142 | 475.66 | -0.0026514 | 475.66 | -0.0060627 | 468.5716 | 0.00015814 | 468.5716 | 0.0002135 | 480.9606 | -0.010146 | 480.9606 | -0.0085515 | 708.3547 | 0.088356 | 480.9606 | -0.012922 | 707.6233 | 0 | 708.3547 | 0.01269 | 468.5716 | 2.4253
| 468.6683 | 0 | 481.1834 | 0.20655 | 468.6683 | 0 | 481.1834 | 0.11421 | 481.7761 | 0.078483 | 481.1834 | 0.13559 | 468.6871 | 5.4768 | 475.88 | 3.6117 | 468.6683 | 0.20954 | 475.88 | 0.0088343 | 475.88 | 0.0042556 | 468.6871 | 0.00018497 | 468.6871 | 0.00021763 | 481.1834 | 0.0094046 | 481.1834 | 0.00422 | 708.518 | 0.077368 | 481.1834 | 0.0032786 | 707.7867 | 9.2755e-05 | 708.518 | 0.012278 | 468.6871 | 2.4157
| 468.7816 | 0.0075059 | 481.4062 | 0.19611 | 468.7816 | 0.016916 | 481.4062 | 0.085548 | 481.9987 | 0.025414 | 481.4062 | 0.063956 | 468.8027 | 5.4276 | 476.11 | 3.5849 | 468.7816 | 0.22572 | 476.11 | -0.010176 | 476.11 | -0.00011659 | 468.8027 | 0.00016139 | 468.8027 | 0.00016685 | 481.4062 | -0.012249 | 481.4062 | -0.001462 | 708.6813 | 0.08645 | 481.4062 | -0.012587 | 707.9501 | 0.00069566 | 708.6813 | 0.01316 | 468.8027 | 2.4092
| 468.8949 | 0 | 481.629 | 0.20057 | 468.8949 | 0 | 481.629 | 0.11346 | 482.2213 | 0.065161 | 481.629 | 0.13088 | 468.9183 | 5.3598 | 476.33 | 3.4103 | 468.8949 | 0.2125 | 476.33 | 0.0015733 | 476.33 | 0.0026815 | 468.9183 | 0.00020773 | 468.9183 | 0.00010784 | 481.629 | 0.033962 | 481.629 | -0.002164 | 708.8446 | 0.076471 | 481.629 | 0.0038621 | 708.1135 | 0 | 708.8446 | 0.012925 | 468.9183 | 2.3949
| 469.0081 | 0.015311 | 481.8519 | 0.16912 | 469.0081 | 0.013668 | 481.8519 | 0.065244 | 482.444 | 0.016594 | 481.8519 | 0.06312 | 469.0339 | 5.3209 | 476.55 | 3.2955 | 469.0081 | 0.23368 | 476.55 | 0.0060617 | 476.55 | -0.0069371 | 469.0339 | 0.00021159 | 469.0339 | 5.7064e-05 | 481.8519 | -0.021049 | 481.8519 | 0.0021567 | 709.0079 | 0.087459 | 481.8519 | -0.0029283 | 708.2769 | 0 | 709.0079 | 0.013336 | 469.0339 | 2.3794
| 469.1214 | 0 | 482.0747 | 0.20023 | 469.1214 | 0 | 482.0747 | 0.14242 | 482.6667 | 0.062265 | 482.0747 | 0.1248 | 469.1495 | 5.2504 | 476.78 | 3.0666 | 469.1214 | 0.22188 | 476.78 | 0.005402 | 476.78 | -0.0022152 | 469.1495 | 0.00020875 | 469.1495 | 0.0001163 | 482.0747 | 0.020951 | 482.0747 | 0.005551 | 709.1712 | 0.076583 | 482.0747 | 0.0068003 | 708.4403 | 9.2755e-05 | 709.1712 | 0.011926 | 469.1495 | 2.3624
| 469.2347 | 0.0090589 | 482.2976 | 0.19021 | 469.2347 | 0.01854 | 482.2976 | 0.084151 | 482.8893 | 0.037069 | 482.2976 | 0.060537 | 469.2651 | 5.2028 | 477 | 3.1019 | 469.2347 | 0.21667 | 477 | -0.0059519 | 477 | 0.0093272 | 469.2651 | 0.0001931 | 469.2651 | 0.00013951 | 482.2976 | -0.014607 | 482.2976 | -0.011165 | 709.3345 | 0.094075 | 482.2976 | -0.0042096 | 708.6037 | 0.00013913 | 709.3345 | 0.011867 | 469.2651 | 2.3534
| 469.348 | 0 | 482.5205 | 0.19321 | 469.348 | 0 | 482.5205 | 0.12509 | 483.112 | 0.066898 | 482.5205 | 0.12592 | 469.3807 | 5.1328 | 477.22 | 2.9624 | 469.348 | 0.23044 | 477.22 | 0.0013092 | 477.22 | 0.0018072 | 469.3807 | 0.00016647 | 469.3807 | 0.00021133 | 482.5205 | 0.017479 | 482.5205 | 0.00099061 | 709.4979 | 0.076359 | 482.5205 | 0.010802 | 708.7671 | 0 | 709.4979 | 0.01128 | 469.3807 | 2.347
| 469.4613 | 0 | 482.7434 | 0.19349 | 469.4613 | 0.015292 | 482.7434 | 0.053485 | 483.3347 | 0.026828 | 482.7434 | 0.062374 | 469.4963 | 5.0956 | 477.45 | 2.9233 | 469.4613 | 0.2379 | 477.45 | -0.0041036 | 477.45 | -0.008861 | 469.4963 | 0.00019676 | 469.4963 | 0.00015839 | 482.7434 | -0.017578 | 482.7434 | -0.00013548 | 709.6612 | 0.091608 | 482.7434 | -0.0085329 | 708.9305 | 0.0004174 | 709.6612 | 0.01269 | 469.4963 | 2.3387
| 469.5745 | 0 | 482.9663 | 0.19153 | 469.5745 | 0 | 482.9663 | 0.12307 | 483.5575 | 0.070663 | 482.9663 | 0.13146 | 469.612 | 5.0322 | 477.67 | 2.7599 | 469.5745 | 0.22748 | 477.67 | -0.0011992 | 477.67 | 0.0028565 | 469.612 | 0.00019818 | 469.612 | 0.00014581 | 482.9663 | 0.019673 | 482.9663 | 0.0057982 | 709.8245 | 0.077088 | 482.9663 | -0.01444 | 709.094 | 0.00037102 | 709.8245 | 0.01222 | 469.612 | 2.327
| 469.6878 | 0.012347 | 483.1893 | 0.19287 | 469.6878 | 0.011264 | 483.1893 | 0.012801 | 483.7802 | 0.027572 | 483.1893 | 0.065466 | 469.7276 | 5.0106 | 477.89 | 2.8075 | 469.6878 | 0.21294 | 477.89 | -0.0022553 | 477.89 | -0.010959 | 469.7276 | 0.00020875 | 469.7276 | 9.9375e-05 | 483.1893 | -0.010713 | 483.1893 | 0.0012798 | 709.9878 | 0.089926 | 483.1893 | -0.007847 | 709.2574 | 0.0004174 | 709.9878 | 0.012807 | 469.7276 | 2.3141
| 469.8011 | 0 | 483.4122 | 0.19071 | 469.8011 | 0 | 483.4122 | 0.11269 | 484.0029 | 0.070084 | 483.4122 | 0.12193 | 469.8432 | 4.958 | 478.12 | 2.5986 | 469.8011 | 0.23263 | 478.12 | 0.0040816 | 478.12 | 0.00040807 | 469.8432 | 0.00019208 | 469.8432 | 0.00014147 | 483.4122 | 0.011342 | 483.4122 | 0.00056086 | 710.1512 | 0.075686 | 483.4122 | 0.0035547 | 709.4208 | 9.2755e-05 | 710.1512 | 0.011808 | 469.8432 | 2.2975
| 469.9144 | 0.0037345 | 483.6352 | 0.18514 | 469.9144 | 0.025577 | 483.6352 | 0.06179 | 484.2257 | 0.043441 | 483.6352 | 0.064175 | 469.9588 | 4.9359 | 478.34 | 2.5528 | 469.9144 | 0.2402 | 478.34 | -0.0071401 | 478.34 | -0.009735 | 469.9588 | 0.00016932 | 469.9588 | 0.00015644 | 483.6352 | -0.010874 | 483.6352 | -0.0002284 | 710.3145 | 0.09699 | 483.6352 | -0.0034527 | 709.5843 | 0.00013913 | 710.3145 | 0.012396 | 469.9588 | 2.292
| 470.0277 | 0 | 483.8582 | 0.18374 | 470.0277 | 0 | 483.8582 | 0.1494 | 484.4484 | 0.065161 | 483.8582 | 0.12925 | 470.0745 | 4.8682 | 478.56 | 2.4598 | 470.0277 | 0.23494 | 478.56 | 0.0083063 | 478.56 | 0.010202 | 470.0745 | 0.00017033 | 470.0745 | 0.00019224 | 483.8582 | 0.012828 | 483.8582 | 0.010752 | 710.4779 | 0.088693 | 483.8582 | 0.0016311 | 709.7477 | 0 | 710.4779 | 0.011926 | 470.0745 | 2.2754
| 470.141 | 0.0035126 | 484.0811 | 0.1888 | 470.141 | 0.0070399 | 484.0811 | 0.026661 | 484.6712 | 0.012517 | 484.0811 | 0.062451 | 470.1901 | 4.836 | 478.79 | 2.4419 | 470.141 | 0.24519 | 478.79 | -1.1002e-05 | 478.79 | -0.011834 | 470.1901 | 0.00018253 | 470.1901 | 0.0001521 | 484.0811 | -0.013583 | 484.0811 | -0.0078156 | 710.6412 | 0.098111 | 484.0811 | 0.00068385 | 709.9112 | 0 | 710.6412 | 0.012513 | 470.1901 | 2.2713
| 470.2543 | 0 | 484.3041 | 0.18908 | 470.2543 | 0 | 484.3041 | 0.135 | 484.894 | 0.064002 | 484.3041 | 0.12266 | 470.3057 | 4.768 | 479.01 | 2.2527 | 470.2543 | 0.24525 | 479.01 | -0.0078004 | 479.01 | -0.0069371 | 470.3057 | 0.00017806 | 470.3057 | 0.0001649 | 484.3041 | 0.012268 | 484.3041 | 0.014962 | 710.8046 | 0.076863 | 484.3041 | -0.005783 | 710.0746 | 9.2755e-05 | 710.8046 | 0.01175 | 470.3057 | 2.2562
| 470.3676 | 0.0075059 | 484.5272 | 0.17914 | 470.3676 | 0.020435 | 484.5272 | 0.026137 | 485.1168 | 0.028749 | 484.5272 | 0.060392 | 470.4214 | 4.7391 | 479.23 | 2.2152 | 470.3676 | 0.2407 | 479.23 | -1.1002e-05 | 479.23 | -0.0086863 | 470.4214 | 0.0001809 | 470.4214 | 0.00013105 | 484.5272 | -0.010427 | 484.5272 | -0.0085126 | 710.968 | 0.097999 | 484.5272 | -0.0077918 | 710.2381 | 0 | 710.968 | 0.012337 | 470.4214 | 2.2519
| 470.4809 | 0 | 484.7502 | 0.18289 | 470.4809 | 0 | 484.7502 | 0.13741 | 485.3397 | 0.08775 | 484.7502 | 0.11906 | 470.5371 | 4.6742 | 479.46 | 2.1173 | 470.4809 | 0.25441 | 479.46 | 0.0035535 | 479.46 | 0.00040807 | 470.5371 | 0.00015956 | 470.5371 | 0.00013105 | 484.7502 | 0.025876 | 484.7502 | -0.010212 | 711.1313 | 0.093346 | 484.7502 | 0.0078126 | 710.4015 | 0 | 711.1313 | 0.011985 | 470.5371 | 2.2372
| 470.5942 | 0.0026252 | 484.9732 | 0.17588 | 470.5942 | 0 | 484.9732 | 0.061431 | 485.5625 | 0.033594 | 484.9732 | 0.05704 | 470.6527 | 4.6597 | 479.68 | 2.0786 | 470.5942 | 0.24552 | 479.68 | 0.0034215 | 479.68 | 0.0025067 | 470.6527 | 0.00019167 | 470.6527 | 0.00011413 | 484.9732 | -0.0023609 | 484.9732 | -0.0028392 | 711.2947 | 0.098784 | 484.9732 | -0.0018791 | 710.565 | 0.0004174 | 711.2947 | 0.012983 | 470.6527 | 2.2322
| 470.7075 | 0 | 485.1963 | 0.17778 | 470.7075 | 0 | 485.1963 | 0.1069 | 485.7853 | 0.067188 | 485.1963 | 0.12185 | 470.7684 | 4.6077 | 479.9 | 1.8642 | 470.7075 | 0.25567 | 479.9 | 0.0050058 | 479.9 | 0.0084525 | 470.7684 | 0.00017928 | 470.7684 | 0.00012042 | 485.1963 | 0.030497 | 485.1963 | 0.010957 | 711.4581 | 0.09144 | 485.1963 | 0.010196 | 710.7285 | 0 | 711.4581 | 0.012396 | 470.7684 | 2.2196
| 470.8208 | 0.014199 | 485.4193 | 0.17703 | 470.8208 | 0.020841 | 485.4193 | 0.020376 | 486.0082 | 0.020245 | 485.4193 | 0.050211 | 470.884 | 4.5925 | 480.13 | 1.9085 | 470.8208 | 0.27849 | 480.13 | -0.0019913 | 480.13 | 0.0077533 | 470.884 | 0.00019493 | 470.884 | 0.00018161 | 485.4193 | -0.018828 | 485.4193 | -0.00058419 | 711.6215 | 0.078265 | 485.4193 | -0.0054259 | 710.892 | 0.00013913 | 711.6215 | 0.01316 | 470.884 | 2.2188
| 470.9341 | 0 | 485.6424 | 0.17867 | 470.9341 | 0 | 485.6424 | 0.11885 | 486.2311 | 0.078483 | 485.6424 | 0.12285 | 470.9997 | 4.5208 | 480.35 | 1.8262 | 470.9341 | 0.26938 | 480.35 | -0.010968 | 480.35 | -0.0032645 | 470.9997 | 0.00017277 | 470.9997 | 0.0001649 | 485.6424 | 0.035811 | 485.6424 | -0.0025394 | 711.7849 | 0.10153 | 485.6424 | 0.0051173 | 711.0555 | 0 | 711.7849 | 0.011985 | 470.9997 | 2.2049
| 471.0474 | 0 | 485.8655 | 0.17632 | 471.0474 | 0.015969 | 485.8655 | 0.0304 | 486.454 | 0.014301 | 485.8655 | 0.049015 | 471.1154 | 4.4849 | 480.57 | 1.7708 | 471.0474 | 0.26587 | 480.57 | 0.0028934 | 480.57 | -0.0064125 | 471.1154 | 0.00017988 | 471.1154 | 0.00018161 | 485.8655 | 0.0042095 | 485.8655 | 0.0022133 | 711.9483 | 0.090599 | 485.8655 | -0.0085132 | 711.2189 | 0.00013913 | 711.9483 | 0.01269 | 471.1154 | 2.2036
| 471.1607 | 0 | 486.0886 | 0.18737 | 471.1607 | 0 | 486.0886 | 0.18095 | 486.6769 | 0.055893 | 486.0886 | 0.12728 | 471.231 | 4.425 | 480.8 | 1.5939 | 471.1607 | 0.26467 | 480.8 | 0.0055338 | 480.8 | 0.0058296 | 471.231 | 0.00016606 | 471.231 | 0.00019007 | 486.0886 | 0.014349 | 486.0886 | 0.004738 | 712.1117 | 0.099849 | 486.0886 | 0.0056425 | 711.3824 | 0 | 712.1117 | 0.011632 | 471.231 | 2.1913
| 471.2741 | 0.0092808 | 486.3117 | 0.17793 | 471.2741 | 0.0082132 | 486.3117 | -0.011457 | 486.8998 | 0.028003 | 486.3117 | 0.055377 | 471.3467 | 4.4106 | 481.02 | 1.5709 | 471.2741 | 0.26746 | 481.02 | 0.0038176 | 481.02 | -0.0067623 | 471.3467 | 0.00016037 | 471.3467 | 0.00021546 | 486.3118 | -0.014165 | 486.3117 | -0.0072886 | 712.2751 | 0.080732 | 486.3117 | 0.00090297 | 711.5459 | 0.0004174 | 712.2751 | 0.012807 | 471.3467 | 2.1865
| 471.3874 | 0 | 486.5349 | 0.17295 | 471.3874 | 0 | 486.5349 | 0.12194 | 487.1227 | 0.074428 | 486.5349 | 0.12363 | 471.4624 | 4.3749 | 481.24 | 1.4987 | 471.3874 | 0.2656 | 481.24 | 0.0038176 | 481.24 | -0.0058878 | 471.4624 | 0.00014757 | 471.4624 | 0.00021546 | 486.5349 | 0.0099609 | 486.5349 | 0.010051 | 712.4385 | 0.09727 | 486.5349 | 0.0031816 | 711.7095 | 9.2755e-05 | 712.4385 | 0.011515 | 471.4624 | 2.1709
| 471.5007 | 0.0099464 | 486.758 | 0.17077 | 471.5007 | 0.020841 | 486.758 | 0.016807 | 487.3456 | 0.032725 | 486.758 | 0.052164 | 471.5781 | 4.363 | 481.47 | 1.5654 | 471.5007 | 0.27399 | 481.47 | -0.00080314 | 481.47 | -0.0069371 | 471.5781 | 0.00015102 | 471.5781 | 0.00017119 | 486.758 | -0.022632 | 486.758 | 0.0030757 | 712.6019 | 0.072659 | 486.758 | -0.010393 | 711.873 | 0.00013913 | 712.6019 | 0.012161 | 471.5781 | 2.159
| 471.614 | 0 | 486.9812 | 0.17345 | 471.614 | 0 | 486.9812 | 0.12179 | 487.5686 | 0.07327 | 486.9812 | 0.11696 | 471.6938 | 4.3096 | 481.69 | 1.3739 | 471.614 | 0.26439 | 481.69 | 0.0032895 | 481.69 | -0.0065873 | 471.6938 | 0.00015854 | 471.6938 | 0.0001521 | 486.9812 | 0.017097 | 486.9812 | 0.0019666 | 712.7654 | 0.098336 | 486.9812 | -0.013098 | 712.0365 | 0 | 712.7654 | 0.011515 | 471.6938 | 2.1481
| 471.7274 | 0 | 487.2044 | 0.16728 | 471.7274 | 0.0030506 | 487.2044 | 0.049496 | 487.7915 | 0.019096 | 487.2044 | 0.053529 | 471.8095 | 4.2616 | 481.91 | 1.3773 | 471.7274 | 0.26264 | 481.91 | -0.0030475 | 481.91 | -0.008861 | 471.8095 | 0.00015468 | 471.8095 | 0.00013301 | 487.2044 | -0.013127 | 487.2044 | -0.0043176 | 712.9288 | 0.075798 | 487.2044 | -0.0023219 | 712.2 | 0.00013913 | 712.9288 | 0.012572 | 471.8095 | 2.139
| 471.8407 | 0 | 487.4276 | 0.18153 | 471.8407 | 0 | 487.4276 | 0.11477 | 488.0145 | 0.057921 | 487.4276 | 0.12155 | 471.9252 | 4.1795 | 482.14 | 1.2373 | 471.8407 | 0.27591 | 482.14 | 0.012003 | 482.14 | -0.0081612 | 471.9252 | 0.00015366 | 471.9252 | 8.8743e-05 | 487.4276 | 0.021761 | 487.4276 | -0.0049237 | 713.0922 | 0.095308 | 487.4276 | 0.0087774 | 712.3636 | 0 | 713.0922 | 0.011985 | 471.9252 | 2.1289
| 471.954 | 0.0068403 | 487.6508 | 0.16458 | 471.954 | 0.021111 | 487.6508 | 0.063302 | 488.2375 | 0.02101 | 487.6508 | 0.060514 | 472.0409 | 4.1352 | 482.36 | 1.2351 | 471.954 | 0.27942 | 482.36 | 0.02098 | 482.36 | 0.0037309 | 472.0409 | 0.00017033 | 472.0409 | 8.0281e-05 | 487.6508 | -0.010357 | 487.6508 | -0.0018382 | 713.2557 | 0.082526 | 487.6508 | -0.010036 | 712.5271 | 0.0004174 | 713.2557 | 0.012631 | 472.0409 | 2.1173
| 472.0673 | 0 | 487.874 | 0.17367 | 472.0673 | 0 | 487.874 | 0.10405 | 488.4605 | 0.069215 | 487.874 | 0.12191 | 472.1566 | 4.0835 | 482.58 | 1.0828 | 472.0673 | 0.26127 | 482.58 | 0.00725 | 482.58 | -0.013408 | 472.1566 | 0.00018212 | 472.1566 | 0.00010133 | 487.874 | 0.023104 | 487.874 | 0.0077841 | 713.4191 | 0.099513 | 487.874 | 0.0033224 | 712.6906 | 9.2755e-05 | 713.4191 | 0.012102 | 472.1566 | 2.1014
| 472.1807 | 0.0095026 | 488.0972 | 0.1664 | 472.1807 | 0.020164 | 488.0972 | 0.04624 | 488.6835 | 0.030988 | 488.0972 | 0.054932 | 472.2723 | 4.0795 | 482.81 | 1.1959 | 472.1807 | 0.28129 | 482.81 | 0.017944 | 482.81 | -0.00029147 | 472.2723 | 0.00018639 | 472.2723 | 0.00012042 | 488.0972 | -0.012116 | 488.0972 | -0.011438 | 713.5826 | 0.075294 | 488.0972 | -0.026684 | 712.8542 | 0.00013913 | 713.5826 | 0.013042 | 472.2723 | 2.0863
| 472.294 | 0 | 488.3204 | 0.1914 | 472.294 | 0 | 488.3204 | 0.14052 | 488.9065 | 0.067767 | 488.3204 | 0.12015 | 472.388 | 4.0541 | 483.03 | 1.0056 | 472.294 | 0.27032 | 483.03 | 0.0013092 | 483.03 | -0.0013408 | 472.388 | 0.00015651 | 472.388 | 0.00014581 | 488.3204 | 0.027724 | 488.3204 | 0.015441 | 713.746 | 0.083367 | 488.3204 | 0.010932 | 713.0177 | 9.2755e-05 | 713.746 | 0.012748 | 472.388 | 2.0732
| 472.4074 | 0.011277 | 488.5437 | 0.18251 | 472.4074 | 0.016645 | 488.5437 | 0.037621 | 489.1296 | 0.030698 | 488.5437 | 0.055917 | 472.5038 | 4.0427 | 483.25 | 1.0918 | 472.4074 | 0.26544 | 483.25 | 0.010154 | 483.25 | -0.0067623 | 472.5038 | 0.00015366 | 472.5038 | 0.00015644 | 488.5437 | -0.0078583 | 488.5437 | -0.0085001 | 713.9095 | 0.073668 | 488.5437 | 0.0050415 | 713.1813 | 0.00013913 | 713.9095 | 0.012983 | 472.5038 | 2.0729
| 472.5207 | 0 | 488.767 | 0.18795 | 472.5207 | 0 | 488.767 | 0.12036 | 489.3526 | 0.076455 | 488.767 | 0.11998 | 472.6195 | 3.9814 | 483.48 | 0.93619 | 472.5207 | 0.2583 | 483.48 | 0.022037 | 483.48 | 0.0049551 | 472.6195 | 0.00015102 | 472.6195 | 0.00016902 | 488.767 | 0.009378 | 488.767 | 0.0071684 | 714.073 | 0.08987 | 488.767 | -5.6496e-05 | 713.3448 | 0.00037102 | 714.073 | 0.011926 | 472.6195 | 2.0723
| 472.634 | 0.012841 | 488.9902 | 0.166 | 472.634 | 0.025171 | 488.9902 | 0.046978 | 489.5757 | 0.015311 | 488.9902 | 0.055327 | 472.7352 | 3.9365 | 483.7 | 0.99943 | 472.634 | 0.26373 | 483.7 | 0.017284 | 483.7 | -0.01131 | 472.7352 | 0.00015529 | 472.7352 | 0.00012671 | 488.9903 | -0.019683 | 488.9902 | -0.0031773 | 714.2365 | 0.073724 | 488.9902 | -0.023079 | 713.5084 | 0 | 714.2365 | 0.012161 | 472.7352 | 2.0673
| 472.7474 | 0 | 489.2135 | 0.16634 | 472.7474 | 0 | 489.2135 | 0.10744 | 489.7988 | 0.072111 | 489.2135 | 0.12584 | 472.8509 | 3.8731 | 483.92 | 0.87518 | 472.7474 | 0.26763 | 483.92 | 0.024149 | 483.92 | -0.00011659 | 472.8509 | 0.00016749 | 472.8509 | 8.8743e-05 | 489.2135 | 0.031883 | 489.2135 | -0.0011849 | 714.3999 | 0.08645 | 489.2135 | 0.0080816 | 713.672 | 9.2755e-05 | 714.3999 | 0.011926 | 472.8509 | 2.0504
| 472.8607 | 0.0099464 | 489.4369 | 0.17867 | 472.8607 | 0.016645 | 489.4369 | 0.02653 | 490.0219 | 0.033304 | 489.4369 | 0.049937 | 472.9667 | 3.8508 | 484.15 | 0.92555 | 472.8607 | 0.26856 | 484.15 | 0.035107 | 484.15 | -0.0032645 | 472.9667 | 0.0001681 | 472.9667 | 7.8111e-05 | 489.4368 | -0.023335 | 489.4369 | -0.013412 | 714.5634 | 0.072939 | 489.4369 | -0.0017596 | 713.8355 | 0.00013913 | 714.5634 | 0.013042 | 472.9667 | 2.0386
| 472.9741 | 0 | 489.6602 | 0.17374 | 472.9741 | 0 | 489.6602 | 0.12848 | 490.245 | 0.066609 | 489.6602 | 0.11847 | 473.0824 | 3.8116 | 484.37 | 0.81359 | 472.9741 | 0.27246 | 484.37 | 0.026261 | 484.37 | 0.0012825 | 473.0824 | 0.00017785 | 473.0824 | 9.0912e-05 | 489.6602 | 0.030728 | 489.6602 | -0.010742 | 714.7269 | 0.087908 | 489.6602 | 0.005783 | 713.9991 | 0 | 714.7269 | 0.012161 | 473.0824 | 2.0282
| 473.0874 | 0.0048437 | 489.8835 | 0.17052 | 473.0874 | 0.014345 | 489.8835 | 0.032391 | 490.4681 | 0.0362 | 489.8835 | 0.06147 | 473.1982 | 3.8116 | 484.59 | 0.74643 | 473.0874 | 0.26873 | 484.59 | 0.026129 | 484.59 | -0.0051883 | 473.1982 | 0.00019594 | 473.1982 | 9.5035e-05 | 489.8835 | -0.0092322 | 489.8835 | 0.0071045 | 714.8904 | 0.072659 | 489.8835 | -6.2224e-05 | 714.1627 | 0 | 714.8904 | 0.013101 | 473.1982 | 2.0222
| 473.2008 | 0 | 490.1069 | 0.142 | 473.2008 | 0 | 490.1069 | 0.1367 | 490.6912 | 0.052418 | 490.1069 | 0.12266 | 473.3139 | 3.7704 | 484.82 | 0.69437 | 473.2008 | 0.27482 | 484.82 | 0.037087 | 484.82 | -0.01131 | 473.3139 | 0.00020021 | 473.3139 | 0.00010133 | 490.1069 | 0.023566 | 490.1069 | 0.0014024 | 715.0539 | 0.084656 | 490.1069 | -0.0058228 | 714.3263 | 0 | 715.0539 | 0.01222 | 473.3139 | 2.0098
| 473.3141 | 0 | 490.3302 | 0.16955 | 473.3141 | 0.013141 | 490.3302 | 0.015927 | 490.9144 | 0.027009 | 490.3302 | 0.056955 | 473.4297 | 3.7513 | 485.04 | 0.72852 | 473.3141 | 0.2916 | 485.04 | 0.051345 | 485.04 | -0.00029147 | 473.4297 | 0.00021485 | 473.4297 | 0.00010133 | 490.3302 | -0.0037771 | 490.3302 | -0.0036541 | 715.2174 | 0.076919 | 490.3302 | -0.0071634 | 714.4899 | 0.00013913 | 715.2174 | 0.011515 | 473.4297 | 2.0044
| 473.4275 | 0 | 490.5536 | 0.17877 | 473.4275 | 0 | 490.5536 | 0.15314 | 491.1375 | 0.068636 | 490.5536 | 0.12225 | 473.5454 | 3.6877 | 485.26 | 0.50404 | 473.4275 | 0.28244 | 485.26 | 0.059529 | 485.26 | 0.011426 | 473.5454 | 0.00017887 | 473.5454 | 0.00013951 | 490.5536 | 0.024028 | 490.5536 | 0.0064639 | 715.3809 | 0.08802 | 490.5536 | 0.0070119 | 714.6535 | 9.2755e-05 | 715.3809 | 0.010634 | 473.5454 | 1.9969
| 473.5409 | 0.0063967 | 490.777 | 0.17055 | 473.5409 | 0.024224 | 490.777 | 0.079008 | 491.3607 | 0.024149 | 490.777 | 0.063664 | 473.6612 | 3.655 | 485.49 | 0.69494 | 473.5409 | 0.27915 | 485.49 | 0.078277 | 485.49 | -0.011659 | 473.6612 | 0.00018395 | 473.6612 | 0.00013518 | 490.777 | -0.0059843 | 490.777 | -0.0030238 | 715.5445 | 0.10321 | 490.777 | -0.01406 | 714.8171 | 0.0004174 | 715.5445 | 0.011104 | 473.6612 | 1.9893
| 473.6542 | 0 | 491.0004 | 0.1785 | 473.6542 | 0 | 491.0004 | 0.095679 | 491.5839 | 0.0585 | 491.0004 | 0.119 | 473.777 | 3.595 | 485.71 | 0.52532 | 473.6542 | 0.2859 | 485.71 | 0.070752 | 485.71 | -0.00029147 | 473.777 | 0.00016647 | 473.777 | 0.00013735 | 491.0004 | 0.025876 | 491.0004 | 0.0068459 | 715.708 | 0.15227 | 491.0004 | 0.00054943 | 714.9807 | 9.2755e-05 | 715.708 | 0.012337 | 473.777 | 1.9735
| 473.7676 | 0.015681 | 491.2238 | 0.1659 | 473.7676 | 0.019758 | 491.2238 | 0.023116 | 491.8071 | 0.028465 | 491.2238 | 0.05042 | 473.8927 | 3.5792 | 485.94 | 0.55891 | 473.7676 | 0.29187 | 485.94 | 0.077355 | 485.94 | -0.0078116 | 473.8927 | 0.00016932 | 473.8927 | 0.00014147 | 491.2238 | -0.0049247 | 491.2238 | -0.0088173 | 715.8715 | 0.12586 | 491.2238 | -0.0042124 | 715.1443 | 0 | 715.8715 | 0.012866 | 473.8927 | 1.9674
| 473.881 | 0 | 491.4472 | 0.16976 | 473.881 | 0 | 491.4472 | 0.097871 | 492.0303 | 0.06545 | 491.4472 | 0.11328 | 474.0085 | 3.5515 | 486.16 | 0.46488 | 473.881 | 0.27997 | 486.16 | 0.071808 | 486.16 | 0.0053049 | 474.0085 | 0.00017419 | 474.0085 | 0.00019853 | 491.4472 | 0.015632 | 491.4472 | 0.0044271 | 716.0351 | 0.1558 | 491.4472 | -0.00059607 | 715.308 | 0.00037102 | 716.0351 | 0.012455 | 474.0085 | 1.9619
| 473.9943 | 0.0055093 | 491.6707 | 0.15794 | 473.9943 | 0.010091 | 491.6707 | 0.014474 | 492.2535 | 0.027906 | 491.6707 | 0.052166 | 474.1243 | 3.5629 | 486.38 | 0.46992 | 473.9943 | 0.28974 | 486.38 | 0.10772 | 486.38 | -0.0062376 | 474.1243 | 0.00016098 | 474.1243 | 0.00021546 | 491.6707 | -0.01882 | 491.6707 | -0.0047008 | 716.1986 | 0.12026 | 491.6707 | 0.0074667 | 715.4716 | 0.0004174 | 716.1986 | 0.013336 | 474.1243 | 1.9674
| 474.1077 | 0 | 491.8941 | 0.18076 | 474.1077 | 0 | 491.8941 | 0.10532 | 492.4767 | 0.072401 | 491.8941 | 0.12024 | 474.2401 | 3.5259 | 486.61 | 0.40161 | 474.1077 | 0.29072 | 486.61 | 0.10296 | 486.61 | 0.0053049 | 474.2401 | 0.00017887 | 474.2401 | 0.00019224 | 491.8941 | 0.022116 | 491.8941 | 0.0038709 | 716.3621 | 0.15827 | 491.8941 | 0.0054164 | 715.6352 | 0.00037102 | 716.3621 | 0.012807 | 474.2401 | 1.9631
| 474.2211 | 0.0032908 | 492.1176 | 0.16291 | 474.2211 | 0.0075091 | 492.1176 | 0.063751 | 492.7 | 0.037069 | 492.1176 | 0.059466 | 474.3559 | 3.5041 | 486.83 | 0.45201 | 474.2211 | 0.28474 | 486.83 | 0.14548 | 486.83 | 0.0014574 | 474.3559 | 0.00014675 | 474.3559 | 0.0001521 | 492.1176 | -0.011873 | 492.1176 | -0.0009046 | 716.5257 | 0.10557 | 492.1176 | -0.00017977 | 715.7988 | 0 | 716.5257 | 0.012866 | 474.3559 | 1.9671
| 474.3345 | 0 | 492.3411 | 0.17634 | 474.3345 | 0 | 492.3411 | 0.10958 | 492.9232 | 0.066319 | 492.3411 | 0.11391 | 474.4717 | 3.4393 | 487.05 | 0.37083 | 474.3345 | 0.30158 | 487.05 | 0.13055 | 487.05 | -0.01061 | 474.4717 | 0.00015956 | 474.4717 | 0.00014581 | 492.3411 | 0.021363 | 492.3411 | 0.0065509 | 716.6893 | 0.16343 | 492.3411 | -0.0019778 | 715.9625 | 0.00037102 | 716.6893 | 0.012102 | 474.4717 | 1.9524
| 474.4478 | 0.0019596 | 492.5646 | 0.16296 | 474.4478 | 0.0058665 | 492.5646 | 0.061736 | 493.1465 | 0.022536 | 492.5646 | 0.051111 | 474.5874 | 3.4085 | 487.28 | 0.43688 | 474.4478 | 0.29374 | 487.28 | 0.17716 | 487.28 | -0.0078116 | 474.5874 | 0.00015895 | 474.5874 | 0.00018595 | 492.5646 | -0.017628 | 492.5646 | -0.0081525 | 716.8528 | 0.12844 | 492.5646 | -0.016324 | 716.1261 | 0 | 716.8528 | 0.012631 | 474.5874 | 1.9406
| 474.5612 | 0 | 492.7881 | 0.16415 | 474.5612 | 0 | 492.7881 | 0.11641 | 493.3698 | 0.06545 | 492.7881 | 0.11713 | 474.7033 | 3.3609 | 487.5 | 0.31989 | 474.5612 | 0.29895 | 487.5 | 0.17346 | 487.5 | -0.0015157 | 474.7033 | 0.00018822 | 474.7033 | 0.00019441 | 492.7881 | 0.010482 | 492.7881 | 0.010289 | 717.0164 | 0.17228 | 492.7881 | -0.0033743 | 716.2898 | 9.2755e-05 | 717.0164 | 0.012572 | 474.7033 | 1.9191
| 474.6746 | 0.0072841 | 493.0116 | 0.16881 | 474.6746 | 0.012202 | 493.0116 | 0.021676 | 493.5931 | 0.02624 | 493.0116 | 0.056686 | 474.8191 | 3.3486 | 487.73 | 0.37195 | 474.6746 | 0.30405 | 487.73 | 0.18706 | 487.73 | -0.0069371 | 474.8191 | 0.00018741 | 474.8191 | 0.0002198 | 493.0116 | -0.0010024 | 493.0116 | -0.0093065 | 717.18 | 0.13921 | 493.0116 | -0.0086869 | 716.4534 | 0.00013913 | 717.18 | 0.013395 | 474.8191 | 1.9129
| 474.788 | 0 | 493.2351 | 0.14694 | 474.788 | 0 | 493.2351 | 0.10075 | 493.8164 | 0.070663 | 493.2351 | 0.11756 | 474.9349 | 3.3179 | 487.95 | 0.25385 | 474.788 | 0.29785 | 487.95 | 0.22667 | 487.95 | 0.0030313 | 474.9349 | 0.00016139 | 474.9349 | 0.00018812 | 493.2351 | 0.022467 | 493.2351 | 0.0032431 | 717.3435 | 0.15642 | 493.2351 | 0.0069377 | 716.6171 | 0 | 717.3435 | 0.012513 | 474.9349 | 1.9091
| 474.9014 | 0.0092808 | 493.4587 | 0.16416 | 474.9014 | 0.017863 | 493.4587 | 0.022877 | 494.0397 | 0.012747 | 493.4587 | 0.04816 | 475.0507 | 3.3093 | 488.17 | 0.28239 | 474.9014 | 0.2899 | 488.17 | 0.25769 | 488.17 | 0.0014574 | 475.0507 | 0.00014818 | 475.0507 | 0.00014993 | 493.4587 | -0.010754 | 493.4587 | -0.010037 | 717.5071 | 0.13545 | 493.4587 | -0.014106 | 716.7808 | 0.0004174 | 717.5071 | 0.012866 | 475.0507 | 1.9132
| 475.0148 | 0 | 493.6823 | 0.15323 | 475.0148 | 0 | 493.6823 | 0.13018 | 494.263 | 0.071822 | 493.6823 | 0.11659 | 475.1665 | 3.2765 | 488.4 | 0.24097 | 475.0148 | 0.29972 | 488.4 | 0.25796 | 488.4 | -0.002565 | 475.1665 | 0.00013618 | 475.1665 | 0.00016902 | 493.6823 | 0.022724 | 493.6823 | 0.00013103 | 717.6707 | 0.17896 | 493.6823 | 0.02105 | 716.9444 | 9.2755e-05 | 717.6707 | 0.012043 | 475.1665 | 1.9108
| 475.1282 | 0.0028471 | 493.9058 | 0.16098 | 475.1282 | 0.012906 | 493.9058 | 0.0095194 | 494.4864 | 0.033015 | 493.9058 | 0.052217 | 475.2823 | 3.2648 | 488.62 | 0.25665 | 475.1282 | 0.30142 | 488.62 | 0.29123 | 488.62 | 0.0044305 | 475.2823 | 0.00016749 | 475.2823 | 0.00017749 | 493.9058 | -0.00857 | 493.9058 | 0.003081 | 717.8343 | 0.15115 | 493.9058 | -0.004602 | 717.1081 | 0.00013913 | 717.8343 | 0.012866 | 475.2823 | 1.9101
| 475.2416 | 0 | 494.1294 | 0.1734 | 475.2416 | 0 | 494.1294 | 0.093807 | 494.7097 | 0.076166 | 494.1294 | 0.11959 | 475.3981 | 3.2069 | 488.84 | 0.20627 | 475.2416 | 0.31903 | 488.84 | 0.31657 | 488.84 | -0.0018654 | 475.3981 | 0.00017928 | 475.3981 | 0.00022609 | 494.1294 | 0.030497 | 494.1294 | -0.0027326 | 717.9979 | 0.17996 | 494.1294 | 0.0036509 | 717.2718 | 0.00037102 | 717.9979 | 0.012513 | 475.3981 | 1.8915
| 475.355 | 0.0063967 | 494.353 | 0.15188 | 475.355 | 0.020705 | 494.353 | 0.023825 | 494.9331 | 0.011997 | 494.353 | 0.053147 | 475.514 | 3.1782 | 489.07 | 0.24209 | 475.355 | 0.32693 | 489.07 | 0.35156 | 489.07 | -0.0029147 | 475.514 | 0.00020631 | 475.514 | 0.00018812 | 494.353 | -0.01681 | 494.353 | 0.0044014 | 718.1615 | 0.15283 | 494.353 | 0.0015514 | 717.4355 | 0.0004174 | 718.1615 | 0.013218 | 475.514 | 1.8788
| 475.4684 | 0 | 494.5766 | 0.1687 | 475.4684 | 0 | 494.5766 | 0.14658 | 495.1565 | 0.07269 | 494.5766 | 0.11984 | 475.6298 | 3.1295 | 489.29 | 0.1878 | 475.4684 | 0.31014 | 489.29 | 0.36595 | 489.29 | 0.0067039 | 475.6298 | 0.00019554 | 475.6298 | 0.00016273 | 494.5766 | 0.019545 | 494.5766 | 0.00022895 | 718.3251 | 0.15653 | 494.5766 | 0.0076666 | 717.5992 | 9.2755e-05 | 718.3251 | 0.012866 | 475.6298 | 1.8611
| 475.5818 | 0.0055093 | 494.8003 | 0.17189 | 475.5818 | 0.023412 | 494.8003 | 0.023412 | 495.3799 | 0.013805 | 494.8003 | 0.06487 | 475.7456 | 3.1243 | 489.52 | 0.22026 | 475.5818 | 0.33581 | 489.52 | 0.41057 | 489.52 | -0.010784 | 475.7456 | 0.0002059 | 475.7456 | 0.00011413 | 494.8003 | -0.0025117 | 494.8003 | -0.0014404 | 718.4887 | 0.1516 | 494.8003 | -0.0092965 | 717.7629 | 0.00013913 | 718.4887 | 0.013512 | 475.7456 | 1.8598
| 475.6952 | 0 | 495.0239 | 0.15387 | 475.6952 | 0 | 495.0239 | 0.097163 | 495.6033 | 0.05821 | 495.0239 | 0.11665 | 475.8615 | 3.0844 | 489.74 | 0.16317 | 475.6952 | 0.33384 | 489.74 | 0.43249 | 489.74 | -0.00064125 | 475.8615 | 0.00017135 | 475.8615 | 0.00011413 | 495.0239 | 0.017396 | 495.0239 | 0.0018209 | 718.6523 | 0.1632 | 495.0239 | 0.0022163 | 717.9266 | 9.2755e-05 | 718.6523 | 0.012748 | 475.8615 | 1.8527
| 475.8086 | 0.0066185 | 495.2476 | 0.15946 | 475.8086 | 0.020435 | 495.2476 | 0.03165 | 495.8268 | 0.030988 | 495.2476 | 0.054954 | 475.9773 | 3.0717 | 489.96 | 0.19171 | 475.8086 | 0.33472 | 489.96 | 0.48279 | 489.96 | -0.016556 | 475.9773 | 0.00018273 | 475.9773 | 0.00015644 | 495.2476 | -0.0086052 | 495.2476 | -0.0086196 | 718.816 | 0.14829 | 495.2476 | -0.013334 | 718.0903 | 0.00013913 | 718.816 | 0.013336 | 475.9773 | 1.855
| 475.922 | 0 | 495.4712 | 0.17507 | 475.922 | 0 | 495.4712 | 0.13577 | 496.0502 | 0.068346 | 495.4712 | 0.12084 | 476.0932 | 3.031 | 490.19 | 0.17436 | 475.922 | 0.33241 | 490.19 | 0.48846 | 490.19 | -0.0050134 | 476.0932 | 0.00015102 | 476.0932 | 0.00020287 | 495.4712 | 0.022081 | 495.4712 | 0.0042303 | 718.9796 | 0.15866 | 495.4712 | -0.0066915 | 718.254 | 0 | 718.9796 | 0.01269 | 476.0932 | 1.8507
| 476.0354 | 0.0006286 | 495.6949 | 0.1669 | 476.0354 | 0.013376 | 495.6949 | 0.027105 | 496.2736 | 0.024521 | 495.6949 | 0.060213 | 476.209 | 3.0202 | 490.41 | 0.12566 | 476.0354 | 0.33329 | 490.41 | 0.52543 | 490.41 | -0.0034394 | 476.209 | 0.00016139 | 476.209 | 0.00021133 | 495.6949 | -0.0057165 | 495.6949 | 0.0026335 | 719.1432 | 0.19084 | 495.6949 | -0.006139 | 718.4177 | 0 | 719.1432 | 0.013218 | 476.209 | 1.8519
| 476.1488 | 0 | 495.9186 | 0.16877 | 476.1488 | 0 | 495.9186 | 0.15558 | 496.4971 | 0.062844 | 495.9186 | 0.11621 | 476.3249 | 2.9755 | 490.64 | 0.14637 | 476.1488 | 0.3634 | 490.64 | 0.55327 | 490.64 | 0.0016322 | 476.3249 | 0.00012785 | 476.3249 | 0.00016902 | 495.9186 | 0.023797 | 495.9186 | 0.0044819 | 719.3069 | 0.16303 | 495.9186 | 0.0024005 | 718.5815 | 0 | 719.3069 | 0.012396 | 476.3249 | 1.8414
| 476.2622 | 0 | 496.1423 | 0.14875 | 476.2622 | 0.018269 | 496.1423 | 0.055211 | 496.7206 | 0.013301 | 496.1423 | 0.06054 | 476.4407 | 2.9668 | 490.86 | 0.11167 | 476.2622 | 0.34481 | 490.86 | 0.59776 | 490.86 | 0.00075785 | 476.4407 | 0.00016098 | 476.4407 | 0.00015839 | 496.1423 | -0.024721 | 496.1423 | -0.0078174 | 719.4705 | 0.1604 | 496.1423 | -0.017377 | 718.7452 | 0.0004174 | 719.4705 | 0.012807 | 476.4407 | 1.8385
| 476.3757 | 0 | 496.366 | 0.13165 | 476.3757 | 0 | 496.366 | 0.10491 | 496.9441 | 0.071532 | 496.366 | 0.1167 | 476.5566 | 2.9298 | 491.08 | 0.15309 | 476.3757 | 0.35408 | 491.08 | 0.5991 | 491.08 | 0.015973 | 476.5566 | 0.00016525 | 476.5566 | 0.00014798 | 496.366 | 0.034887 | 496.366 | 0.005482 | 719.6342 | 0.16359 | 496.366 | 0.0082548 | 718.9089 | 0 | 719.6342 | 0.012102 | 476.5566 | 1.831
| 476.4891 | 0.015311 | 496.5898 | 0.17032 | 476.4891 | 0.013141 | 496.5898 | 0.049858 | 497.1676 | 0.020719 | 496.5898 | 0.060392 | 476.6725 | 2.9225 | 491.31 | 0.12119 | 476.4891 | 0.33658 | 491.31 | 0.65098 | 491.31 | 0.0093272 | 476.6725 | 0.00018537 | 476.6725 | 0.00013105 | 496.5898 | 0.0027662 | 496.5898 | -0.0075491 | 719.7979 | 0.21607 | 496.5898 | 0.0076748 | 719.0727 | 0.00013913 | 719.7979 | 0.01316 | 476.6725 | 1.8296
| 476.6025 | 0 | 496.8135 | 0.16425 | 476.6025 | 0 | 496.8135 | 0.10114 | 497.3911 | 0.067478 | 496.8135 | 0.10503 | 476.7883 | 2.8788 | 491.53 | 0.10607 | 476.6025 | 0.36033 | 491.53 | 0.67488 | 491.53 | 0.00093272 | 476.7883 | 0.00017663 | 476.7883 | 0.00011413 | 496.8135 | 0.020211 | 496.8135 | -0.0042491 | 719.9615 | 0.16242 | 496.8135 | -0.001093 | 719.2364 | 0 | 719.9615 | 0.01269 | 476.7883 | 1.8167
| 476.7159 | 0.013335 | 497.0373 | 0.16072 | 476.7159 | 0.017593 | 497.0373 | 0.02833 | 497.6146 | 0.016855 | 497.0373 | 0.052105 | 476.9042 | 2.8659 | 491.76 | 0.087041 | 476.7159 | 0.35529 | 491.76 | 0.76358 | 491.76 | -0.0020404 | 476.9042 | 0.00020163 | 476.9042 | 0.00013951 | 497.0373 | -0.0083854 | 497.0373 | -0.0042676 | 720.1252 | 0.21484 | 497.0373 | 0.0068401 | 719.4002 | 0.0004174 | 720.1252 | 0.013395 | 476.9042 | 1.8089
| 476.8294 | 0 | 497.2611 | 0.16182 | 476.8294 | 0 | 497.2611 | 0.14364 | 497.8382 | 0.061975 | 497.2611 | 0.10903 | 477.0201 | 2.8194 | 491.98 | 0.093758 | 476.8294 | 0.35923 | 491.98 | 0.73968 | 491.98 | 0.0016322 | 477.0201 | 0.00020448 | 477.0201 | 0.00014364 | 497.2611 | 0.0199 | 497.2611 | -0.00085372 | 720.2889 | 0.19039 | 497.2611 | 0.0087733 | 719.5639 | 9.2755e-05 | 720.2889 | 0.012748 | 477.0201 | 1.7966
| 476.9428 | 0.0019596 | 497.4849 | 0.15778 | 476.9428 | 0.0084479 | 497.4849 | 0.029557 | 498.0617 | 0.020018 | 497.4849 | 0.054395 | 477.136 | 2.8015 | 492.2 | 0.076406 | 476.9428 | 0.34903 | 492.2 | 0.80609 | 492.2 | 0.0049551 | 477.136 | 0.00018598 | 477.136 | 0.00015427 | 497.4848 | -0.015444 | 497.4849 | -0.0015041 | 720.4525 | 0.21562 | 497.4849 | -0.0055458 | 719.7277 | 0.00069566 | 720.4525 | 0.013571 | 477.136 | 1.7907
| 477.0562 | 0 | 497.7087 | 0.17252 | 477.0562 | 0 | 497.7087 | 0.092411 | 498.2853 | 0.054735 | 497.7087 | 0.11059 | 477.2519 | 2.7576 | 492.43 | 0.11559 | 477.0562 | 0.3594 | 492.43 | 0.82972 | 492.43 | -0.009735 | 477.2519 | 0.00016891 | 477.2519 | 0.00014364 | 497.7087 | 0.010857 | 497.7087 | 0.0085412 | 720.6162 | 0.19359 | 497.7087 | -2.4712e-05 | 719.8914 | 0 | 720.6162 | 0.012866 | 477.2519 | 1.7812
| 477.1697 | 0.014323 | 497.9325 | 0.15074 | 477.1697 | 0.025577 | 497.9325 | 0.02513 | 498.5089 | 0.025827 | 497.9325 | 0.051597 | 477.3678 | 2.7477 | 492.65 | 0.041141 | 477.1697 | 0.35682 | 492.65 | 0.88573 | 492.65 | -0.01061 | 477.3678 | 0.00018029 | 477.3678 | 0.00019658 | 497.9325 | -0.013807 | 497.9325 | -0.0032232 | 720.7799 | 0.21528 | 497.9325 | -0.0020888 | 720.0552 | 0.0004174 | 720.7799 | 0.01316 | 477.3678 | 1.7777
| 477.2831 | 0 | 498.1563 | 0.1548 | 477.2831 | 0 | 498.1563 | 0.11521 | 498.7324 | 0.04373 | 498.1563 | 0.10841 | 477.4837 | 2.7092 | 492.88 | 0.041701 | 477.2831 | 0.37778 | 492.88 | 0.87887 | 492.88 | -0.0081612 | 477.4837 | 0.0001998 | 477.4837 | 0.0002135 | 498.1563 | 0.015138 | 498.1563 | 0.0095824 | 720.9436 | 0.20609 | 498.1563 | -0.0041643 | 720.219 | 0 | 720.9436 | 0.012455 | 477.4837 | 1.7728
| 477.3965 | 0.0024034 | 498.3801 | 0.15054 | 477.3965 | 0.014616 | 498.3801 | 0.04582 | 498.9561 | 0.019165 | 498.3801 | 0.055099 | 477.5996 | 2.6936 | 493.1 | 0.081444 | 477.3965 | 0.36505 | 493.1 | 0.98236 | 493.1 | 0.0016322 | 477.5996 | 0.00019249 | 477.5996 | 0.00017532 | 498.3801 | -0.0092673 | 498.3801 | 0.00022259 | 721.1073 | 0.19163 | 498.3801 | -0.0054218 | 720.3827 | 0.0004174 | 721.1073 | 0.013336 | 477.5996 | 1.7705
| 477.51 | 0 | 498.604 | 0.16276 | 477.51 | 0 | 498.604 | 0.065001 | 499.1797 | 0.0585 | 498.604 | 0.11419 | 477.7155 | 2.661 | 493.32 | 0.071369 | 477.51 | 0.3622 | 493.32 | 0.9866 | 493.32 | -0.0029147 | 477.7155 | 0.00019249 | 477.7155 | 0.00016273 | 498.604 | 0.015527 | 498.604 | 0.001129 | 721.271 | 0.20794 | 498.604 | 0.0005783 | 720.5465 | 9.2755e-05 | 721.271 | 0.013101 | 477.7155 | 1.7666
| 477.6234 | 0.0075059 | 498.8279 | 0.12683 | 477.6234 | 0.014074 | 498.8279 | 0.029845 | 499.4033 | 0.015315 | 498.8279 | 0.055713 | 477.8314 | 2.6531 | 493.55 | 0.013714 | 477.6234 | 0.36307 | 493.55 | 1.0485 | 493.55 | 0.0047802 | 477.8314 | 0.0001868 | 477.8314 | 0.00013951 | 498.8279 | -0.012184 | 498.8279 | -0.0062949 | 721.4347 | 0.21069 | 498.8279 | -0.015209 | 720.7103 | 0.00013913 | 721.4347 | 0.013277 | 477.8314 | 1.7628
| 477.7369 | 0 | 499.0517 | 0.15919 | 477.7369 | 0 | 499.0517 | 0.11805 | 499.6269 | 0.064871 | 499.0517 | 0.11 | 477.9473 | 2.6171 | 493.77 | 0.060174 | 477.7369 | 0.37295 | 493.77 | 1.0852 | 493.77 | -0.005538 | 477.9473 | 0.00018314 | 477.9473 | 0.00016273 | 499.0517 | 0.018626 | 499.0517 | 0.0021284 | 721.5984 | 0.21271 | 499.0517 | -0.0050973 | 720.8741 | 0 | 721.5984 | 0.012396 | 477.9473 | 1.7503
| 477.8503 | 0.012165 | 499.2756 | 0.16065 | 477.8503 | 0.015969 | 499.2756 | 0.054344 | 499.8506 | 0.044309 | 499.2756 | 0.061969 | 478.0632 | 2.5945 | 494 | 0.059053 | 477.8503 | 0.3735 | 494 | 1.1474 | 494 | -0.0078116 | 478.0632 | 0.00017216 | 478.0632 | 0.00013735 | 499.2756 | -0.0061777 | 499.2756 | 0.0031753 | 721.7622 | 0.19045 | 499.2756 | -0.00094681 | 721.0379 | 0.0004174 | 721.7622 | 0.012983 | 478.0632 | 1.7394
| 477.9638 | 0 | 499.4995 | 0.15983 | 477.9638 | 0 | 499.4995 | 0.13889 | 500.0743 | 0.054735 | 499.4995 | 0.10612 | 478.1792 | 2.5537 | 494.22 | 0.034985 | 477.9638 | 0.38507 | 494.22 | 1.1599 | 494.22 | 0.0037309 | 478.1792 | 0.00015936 | 478.1792 | 0.00014364 | 499.4995 | 0.0124 | 499.4995 | 0.0029827 | 721.9259 | 0.18983 | 499.4995 | -0.0073488 | 721.2017 | 9.2755e-05 | 721.9259 | 0.012807 | 478.1792 | 1.7304
| 478.0772 | 0.0066185 | 499.7235 | 0.14096 | 478.0772 | 0.016375 | 499.7235 | 0.061156 | 500.298 | 0.0362 | 499.7235 | 0.058688 | 478.2951 | 2.5483 | 494.44 | 0.038343 | 478.0772 | 0.36554 | 494.44 | 1.2298 | 494.44 | 0.0025067 | 478.2951 | 0.00015753 | 478.2951 | 0.00012042 | 499.7235 | -0.0058222 | 499.7235 | 0.0070504 | 722.0896 | 0.18798 | 499.7235 | 0.00031076 | 721.3655 | 0.0004174 | 722.0896 | 0.013865 | 478.2951 | 1.7324
| 478.1907 | 0.0019999 | 499.9474 | 0.14379 | 478.1907 | 0 | 499.9474 | 0.12128 | 500.5216 | 0.068057 | 499.9474 | 0.10802 | 478.411 | 2.5198 | 494.67 | 0.020431 | 478.1907 | 0.37586 | 494.67 | 1.2712 | 494.67 | 0.0096767 | 478.411 | 0.00015936 | 478.411 | 0.00013105 | 499.9474 | 0.018132 | 499.9474 | -0.0019537 | 722.2534 | 0.19168 | 499.9474 | 0.00060824 | 721.5294 | 9.2755e-05 | 722.2534 | 0.013101 | 478.411 | 1.7324
| 478.3042 | 0.0057311 | 500.1713 | 0.1515 | 478.3042 | 0.024359 | 500.1713 | 0.041496 | 500.7453 | 0.026802 | 500.1713 | 0.054531 | 478.5269 | 2.5092 | 494.89 | 0.04786 | 478.3042 | 0.39544 | 494.89 | 1.3204 | 494.89 | -0.0071117 | 478.5269 | 0.00018456 | 478.5269 | 0.00013518 | 500.1713 | -0.0062115 | 500.1713 | 0.0014966 | 722.4171 | 0.18512 | 500.1713 | 0.0008246 | 721.6932 | 0.0004174 | 722.4171 | 0.013806 | 478.5269 | 1.7347
| 478.4176 | 0 | 500.3953 | 0.1562 | 478.4176 | 0 | 500.3953 | 0.074104 | 500.9691 | 0.059658 | 500.3953 | 0.10802 | 478.6429 | 2.466 | 495.12 | 0.063532 | 478.4176 | 0.38024 | 495.12 | 1.3466 | 495.12 | 0.003556 | 478.6429 | 0.00018273 | 478.6429 | 0.00017336 | 500.3953 | 0.011307 | 500.3953 | 0.00033835 | 722.5809 | 0.19336 | 500.3953 | 0.007208 | 721.857 | 9.2755e-05 | 722.5809 | 0.012925 | 478.6429 | 1.7274
| 478.5311 | 0.016175 | 500.6193 | 0.1552 | 478.5311 | 0.01854 | 500.6193 | 0.039666 | 501.1928 | 0.028535 | 500.6193 | 0.057973 | 478.7588 | 2.4519 | 495.34 | 0.02155 | 478.5311 | 0.3995 | 495.34 | 1.4305 | 495.34 | -0.0015157 | 478.7588 | 0.00017094 | 478.7588 | 0.00018595 | 500.6193 | 0.0025038 | 500.6193 | -0.0026702 | 722.7446 | 0.18591 | 500.6193 | -0.00093558 | 722.0208 | 0.0004174 | 722.7446 | 0.01363 | 478.7588 | 1.7181
| 478.6446 | 0 | 500.8433 | 0.14539 | 478.6446 | 0 | 500.8433 | 0.092034 | 501.4165 | 0.061686 | 500.8433 | 0.10558 | 478.8748 | 2.4161 | 495.56 | 0.083683 | 478.6446 | 0.39023 | 495.56 | 1.4517 | 495.56 | -0.00099105 | 478.8748 | 0.00013354 | 478.8748 | 0.00019224 | 500.8433 | 0.017961 | 500.8433 | 0.005941 | 722.9084 | 0.19454 | 500.8433 | -0.01316 | 722.1847 | 0 | 722.9084 | 0.012748 | 478.8748 | 1.7088
| 478.758 | 0.013952 | 501.0673 | 0.1489 | 478.758 | 0.011498 | 501.0673 | 0.051956 | 501.6403 | 0.02954 | 501.0673 | 0.047655 | 478.9907 | 2.4036 | 495.79 | 0.027148 | 478.758 | 0.38019 | 495.79 | 1.5218 | 495.79 | -0.0030897 | 478.9907 | 0.00013496 | 478.9907 | 0.00017336 | 501.0673 | -0.0092951 | 501.0673 | -0.00053309 | 723.0721 | 0.18899 | 501.0673 | 0.00061583 | 722.3485 | 0.00013913 | 723.0721 | 0.013101 | 478.9907 | 1.7068
| 478.8715 | 0 | 501.2913 | 0.14429 | 478.8715 | 0 | 501.2913 | 0.11639 | 501.8641 | 0.072401 | 501.2913 | 0.11 | 479.1067 | 2.3679 | 496.01 | 0.033306 | 478.8715 | 0.40125 | 496.01 | 1.5744 | 496.01 | -0.0020404 | 479.1067 | 0.00013923 | 479.1067 | 0.00020504 | 501.2913 | 0.023054 | 501.2913 | 0.0063868 | 723.2359 | 0.20048 | 501.2913 | 0.009543 | 722.5123 | 9.2755e-05 | 723.2359 | 0.012161 | 479.1067 | 1.6989
| 478.985 | 0.0039563 | 501.5153 | 0.13378 | 478.985 | 0.023683 | 501.5153 | 0.018536 | 502.0879 | 0.033594 | 501.5153 | 0.054384 | 479.2226 | 2.349 | 496.24 | 0.030506 | 478.985 | 0.41036 | 496.24 | 1.6059 | 496.24 | -0.0053632 | 479.2226 | 0.00016423 | 479.2226 | 0.00017336 | 501.5153 | -0.0022006 | 501.5153 | -0.0022902 | 723.3997 | 0.19123 | 501.5153 | -0.013634 | 722.6762 | 0 | 723.3997 | 0.012983 | 479.2226 | 1.6985
| 479.0985 | 0 | 501.7393 | 0.15993 | 479.0985 | 0 | 501.7393 | 0.087364 | 502.3116 | 0.073849 | 501.7393 | 0.10471 | 479.3386 | 2.3057 | 496.46 | 0.041701 | 479.0985 | 0.40827 | 496.46 | 1.6447 | 496.46 | 0.0070537 | 479.3386 | 0.00019249 | 479.3386 | 0.0002198 | 501.7393 | 0.023797 | 501.7393 | 0.00027468 | 723.5634 | 0.20547 | 501.7393 | 0.0053752 | 722.8401 | 0.00037102 | 723.5634 | 0.012572 | 479.3386 | 1.6912
| 479.212 | 0.013952 | 501.9634 | 0.14265 | 479.212 | 0.016645 | 501.9634 | 0.062485 | 502.5355 | 0.02108 | 501.9634 | 0.04903 | 479.4546 | 2.2854 | 496.69 | 0.053457 | 479.212 | 0.42594 | 496.69 | 1.7345 | 496.69 | 0.0044305 | 479.4546 | 0.00020448 | 479.4546 | 0.00019441 | 501.9634 | -0.018447 | 501.9634 | -0.0053032 | 723.7272 | 0.18888 | 501.9634 | -0.0075276 | 723.0039 | 0 | 723.7272 | 0.01363 | 479.4546 | 1.6908
| 479.3254 | 0 | 502.1875 | 0.1488 | 479.3254 | 0 | 502.1875 | 0.088463 | 502.7593 | 0.052708 | 502.1875 | 0.10252 | 479.5706 | 2.2517 | 496.91 | 0.043941 | 479.3254 | 0.42714 | 496.91 | 1.7445 | 496.91 | 0.0075785 | 479.5706 | 0.00018883 | 479.5706 | 0.0002135 | 502.1875 | 0.014261 | 502.1875 | 0.0036359 | 723.891 | 0.21999 | 502.1875 | -0.0024665 | 723.1678 | 9.2755e-05 | 723.891 | 0.013218 | 479.5706 | 1.682
| 479.4389 | 0.017904 | 502.4115 | 0.14296 | 479.4389 | 0.013141 | 502.4115 | 0.074103 | 502.9831 | 0.030119 | 502.4115 | 0.05572 | 479.6865 | 2.2486 | 497.13 | 0.018192 | 479.4389 | 0.43466 | 497.13 | 1.8328 | 497.13 | 0.0032063 | 479.6865 | 0.00015366 | 479.6865 | 0.00014364 | 502.4115 | -0.0081989 | 502.4115 | -0.0072672 | 724.0548 | 0.21304 | 502.4115 | 0.0069201 | 723.3317 | 0.00013913 | 724.0548 | 0.014158 | 479.6865 | 1.6812
| 479.5524 | 0 | 502.6356 | 0.14711 | 479.5524 | 0 | 502.6356 | 0.086668 | 503.207 | 0.070374 | 502.6356 | 0.097548 | 479.8025 | 2.2201 | 497.36 | 0.0047579 | 479.5524 | 0.43318 | 497.36 | 1.8408 | 497.36 | -0.00011659 | 479.8025 | 0.00017074 | 479.8025 | 0.00014993 | 502.6356 | 0.0067728 | 502.6356 | 0.0086407 | 724.2186 | 0.22117 | 502.6356 | 0.0056204 | 723.4955 | 0.00037102 | 724.2186 | 0.013336 | 479.8025 | 1.6756
| 479.6659 | 0.011056 | 502.8597 | 0.14294 | 479.6659 | 0.021653 | 502.8597 | 0.032233 | 503.4308 | 0.024937 | 502.8597 | 0.051839 | 479.9185 | 2.2039 | 497.58 | 0.041701 | 479.6659 | 0.42177 | 497.58 | 1.9227 | 497.58 | -0.010435 | 479.9185 | 0.00018314 | 479.9185 | 0.00016685 | 502.8597 | -0.0093598 | 502.8597 | -0.012203 | 724.3824 | 0.20912 | 502.8597 | -0.013187 | 723.6594 | 0 | 724.3824 | 0.013806 | 479.9185 | 1.6721
| 479.7794 | 0 | 503.0838 | 0.15581 | 479.7794 | 0 | 503.0838 | 0.085978 | 503.6547 | 0.067188 | 503.0838 | 0.10438 | 480.0345 | 2.1556 | 497.81 | 0.013714 | 479.7794 | 0.43647 | 497.81 | 1.9428 | 497.81 | -0.0067623 | 480.0345 | 0.00020062 | 480.0345 | 0.00018812 | 503.0838 | 0.015779 | 503.0838 | 0.0015459 | 724.5462 | 0.2376 | 503.0838 | 0.0062629 | 723.8233 | 0 | 724.5462 | 0.012748 | 480.0345 | 1.6539
| 479.8929 | 0 | 503.308 | 0.13801 | 479.8929 | 0.020841 | 503.308 | 0.075178 | 503.8786 | 0.019698 | 503.308 | 0.055399 | 480.1505 | 2.1305 | 498.03 | 0.016513 | 479.8929 | 0.44497 | 498.03 | 2.0452 | 498.03 | 0.0033811 | 480.1505 | 0.00016139 | 480.1505 | 0.00015644 | 503.308 | -0.0035119 | 503.308 | 0.00030833 | 724.7101 | 0.21809 | 503.308 | -0.01222 | 723.9872 | 0.00013913 | 724.7101 | 0.013042 | 480.1505 | 1.6434
| 480.0064 | 0 | 503.5321 | 0.14995 | 480.0064 | 0 | 503.5321 | 0.08452 | 504.1025 | 0.061396 | 503.5321 | 0.10205 | 480.2665 | 2.086 | 498.26 | -0.014274 | 480.0064 | 0.45139 | 498.26 | 2.058 | 498.26 | 0.00040807 | 480.2665 | 0.00017806 | 480.2665 | 0.00012042 | 503.5321 | 0.00985 | 503.5321 | -0.0074298 | 724.8739 | 0.23317 | 503.5321 | -0.0067777 | 724.1511 | 0 | 724.8739 | 0.012278 | 480.2665 | 1.6269
| 480.1199 | 0.019509 | 503.7563 | 0.14714 | 480.1199 | 0.0037546 | 503.7563 | 0.047847 | 504.3264 | 0.017071 | 503.7563 | 0.059146 | 480.3825 | 2.071 | 498.48 | 0.024908 | 480.1199 | 0.44618 | 498.48 | 2.1101 | 498.48 | -0.0071117 | 480.3825 | 0.00018456 | 480.3825 | 0.00010567 | 503.7563 | -0.011906 | 503.7563 | -0.0025112 | 725.0377 | 0.23564 | 503.7563 | 0.010209 | 724.315 | 0.0004174 | 725.0377 | 0.013336 | 480.3825 | 1.6273
| 480.2334 | 0 | 503.9804 | 0.153 | 480.2334 | 0 | 503.9804 | 0.08302 | 504.5503 | 0.050391 | 503.9804 | 0.10495 | 480.4985 | 2.0349 | 498.71 | 0.0075566 | 480.2334 | 0.45578 | 498.71 | 2.175 | 498.71 | -0.0048385 | 480.4985 | 0.00020021 | 480.4985 | 0.00014364 | 503.9805 | 0.021672 | 503.9804 | 0.0061398 | 725.2015 | 0.23429 | 503.9804 | -0.0084987 | 724.4789 | 9.2755e-05 | 725.2015 | 0.013042 | 480.4985 | 1.6209
| 480.3469 | 0.0030689 | 504.2046 | 0.145 | 480.3469 | 0.014751 | 504.2046 | 0.051642 | 504.7742 | 0.030119 | 504.2046 | 0.057682 | 480.6145 | 2.044 | 498.93 | -0.020431 | 480.3469 | 0.46675 | 498.93 | 2.2561 | 498.93 | -0.0078116 | 480.6145 | 0.00019391 | 480.6145 | 0.00017749 | 504.2046 | -0.0096232 | 504.2046 | -8.6824e-05 | 725.3654 | 0.22386 | 504.2046 | 0.0020442 | 724.6428 | 0.00013913 | 725.3654 | 0.013747 | 480.6145 | 1.6252
| 480.4604 | 0 | 504.4288 | 0.14884 | 480.4604 | 0 | 504.4288 | 0.10728 | 504.9982 | 0.064002 | 504.4288 | 0.10103 | 480.7305 | 2.0145 | 499.15 | 0.028827 | 480.4604 | 0.48847 | 499.15 | 2.2504 | 499.15 | -0.0027399 | 480.7305 | 0.00019777 | 480.7305 | 0.00016685 | 504.4288 | 0.011607 | 504.4288 | 0.0040808 | 725.5292 | 0.25358 | 504.4288 | 0.00035065 | 724.8067 | 9.2755e-05 | 725.5292 | 0.012807 | 480.7305 | 1.6206
| 480.5739 | 0 | 504.653 | 0.13634 | 480.5739 | 0.014616 | 504.653 | 0.042771 | 505.2221 | 0.035042 | 504.653 | 0.051305 | 480.8465 | 2.0095 | 499.38 | -0.0030786 | 480.5739 | 0.47953 | 499.38 | 2.345 | 499.38 | -0.0067623 | 480.8465 | 0.00018456 | 480.8465 | 0.00020287 | 504.653 | -0.0030788 | 504.653 | -0.0034746 | 725.6931 | 0.24063 | 504.653 | -0.0078604 | 724.9706 | 0 | 725.6931 | 0.013218 | 480.8465 | 1.6237
| 480.6875 | 0 | 504.8773 | 0.14573 | 480.6875 | 0 | 504.8773 | 0.048621 | 505.4461 | 0.04373 | 504.8773 | 0.10385 | 480.9625 | 1.9617 | 499.6 | 0.054016 | 480.6875 | 0.50981 | 499.6 | 2.3583 | 499.6 | -0.0020404 | 480.9625 | 0.00017216 | 480.9625 | 0.00018378 | 504.8773 | 0.01757 | 504.8773 | 0.01171 | 725.8569 | 0.25801 | 504.8773 | -0.0073779 | 725.1346 | 9.2755e-05 | 725.8569 | 0.012866 | 480.9625 | 1.6183
| 480.801 | 0.0046219 | 505.1015 | 0.1339 | 480.801 | 0.017187 | 505.1015 | 0.040486 | 505.6701 | 0.022442 | 505.1015 | 0.052002 | 481.0786 | 1.9471 | 499.83 | -0.02379 | 480.801 | 0.49697 | 499.83 | 2.4747 | 499.83 | -0.0071117 | 481.0786 | 0.00016139 | 481.0786 | 0.00022826 | 505.1015 | -0.012487 | 505.1015 | -0.0049086 | 726.0208 | 0.25402 | 505.1015 | -8.659e-05 | 725.2985 | 0.00013913 | 726.0208 | 0.014041 | 481.0786 | 1.6166
| 480.9145 | 0 | 505.3257 | 0.14947 | 480.9145 | 0 | 505.3257 | 0.089444 | 505.8941 | 0.053866 | 505.3257 | 0.10254 | 481.1946 | 1.912 | 500.05 | 0.020431 | 480.9145 | 0.50076 | 500.05 | 2.4846 | 500.05 | 0.0012825 | 481.1946 | 0.0001622 | 481.1946 | 0.00017336 | 505.3258 | 0.013005 | 505.3257 | 0.0010951 | 726.1846 | 0.25593 | 505.3257 | 0.0096539 | 725.4624 | 0 | 726.1846 | 0.014041 | 481.1946 | 1.6013
| 481.028 | 0.0039563 | 505.55 | 0.13972 | 481.028 | 0.010794 | 505.55 | 0.031022 | 506.1181 | 0.020111 | 505.55 | 0.054962 | 481.3106 | 1.9058 | 500.28 | -0.012035 | 481.028 | 0.51332 | 500.28 | 2.5376 | 500.28 | -0.0039641 | 481.3106 | 0.00015956 | 481.3106 | 0.0002007 | 505.55 | -0.00756 | 505.55 | -0.004442 | 726.3485 | 0.28222 | 505.55 | -0.0018076 | 725.6264 | 0 | 726.3485 | 0.01457 | 481.3106 | 1.5943
| 481.1415 | 0 | 505.7743 | 0.15225 | 481.1415 | 0 | 505.7743 | 0.10314 | 506.3421 | 0.05126 | 505.7743 | 0.098035 | 481.4266 | 1.886 | 500.5 | 0.02211 | 481.1415 | 0.51979 | 500.5 | 2.6107 | 500.5 | -0.0081612 | 481.4266 | 0.0001618 | 481.4266 | 0.0002007 | 505.7743 | 0.013838 | 505.7743 | 0.0019006 | 726.5124 | 0.27578 | 505.7743 | 0.0064664 | 725.7903 | 9.2755e-05 | 726.5124 | 0.013571 | 481.4266 | 1.5859
| 481.2551 | 0.011277 | 505.9986 | 0.14301 | 481.2551 | 0.019217 | 505.9986 | 0.036479 | 506.5662 | 0.024301 | 505.9986 | 0.050246 | 481.5427 | 1.8761 | 500.73 | -0.0053177 | 481.2551 | 0.53773 | 500.73 | 2.6936 | 500.73 | 0.0026815 | 481.5427 | 0.00017704 | 481.5427 | 0.00018812 | 505.9986 | -0.0077199 | 505.9986 | 0.003257 | 726.6762 | 0.28374 | 505.9986 | -0.0070303 | 725.9543 | 0.0004174 | 726.6762 | 0.013923 | 481.5427 | 1.5917
| 481.3686 | 0 | 506.2229 | 0.14108 | 481.3686 | 0 | 506.2229 | 0.078581 | 506.7902 | 0.057921 | 506.2229 | 0.10378 | 481.6587 | 1.8395 | 500.95 | 0.031627 | 481.3686 | 0.54623 | 500.95 | 2.6709 | 500.95 | 0.0026815 | 481.6587 | 0.00018639 | 481.6587 | 0.00017336 | 506.2229 | 0.013689 | 506.2229 | 0.0029399 | 726.8401 | 0.28542 | 506.2229 | 0.0018654 | 726.1182 | 9.2755e-05 | 726.8401 | 0.013395 | 481.6587 | 1.5872
| 481.4821 | 0.0077278 | 506.4472 | 0.14013 | 481.4821 | 0 | 506.4472 | 0.035909 | 507.0143 | 0.023601 | 506.4472 | 0.05142 | 481.7748 | 1.8141 | 501.17 | -0.038904 | 481.4821 | 0.51502 | 501.17 | 2.7674 | 501.17 | 0.0037309 | 481.7748 | 0.00019127 | 481.7748 | 0.00015839 | 506.4472 | -0.013033 | 506.4472 | -0.0035872 | 727.004 | 0.2866 | 506.4472 | -0.0058029 | 726.2822 | 0 | 727.004 | 0.013923 | 481.7748 | 1.5878
| 481.5957 | 0 | 506.6715 | 0.1418 | 481.5957 | 0 | 506.6715 | 0.096504 | 507.2384 | 0.062554 | 506.6715 | 0.10162 | 481.8908 | 1.7725 | 501.4 | 0.02211 | 481.5957 | 0.52944 | 501.4 | 2.7871 | 501.4 | 0.001982 | 481.8908 | 0.00018273 | 481.8908 | 0.0001521 | 506.6715 | 0.022639 | 506.6715 | 0.0063628 | 727.1679 | 0.28077 | 506.6715 | -0.0021435 | 726.4462 | 0.00037102 | 727.1679 | 0.01316 | 481.8908 | 1.5816
| 481.7092 | 0.015681 | 506.8959 | 0.14271 | 481.7092 | 0.018811 | 506.8959 | 0.058103 | 507.4624 | 0.024933 | 506.8959 | 0.05726 | 482.0069 | 1.7588 | 501.62 | -0.0058775 | 481.7092 | 0.54738 | 501.62 | 2.8505 | 501.62 | 0.003556 | 482.0069 | 0.00017948 | 482.0069 | 0.00013735 | 506.8958 | -0.013989 | 506.8959 | 0.0052394 | 727.3318 | 0.2732 | 506.8959 | -0.0020636 | 726.6101 | 0 | 727.3318 | 0.013865 | 482.0069 | 1.5799
| 481.8227 | 0 | 507.1202 | 0.14448 | 481.8227 | 0 | 507.1202 | 0.099288 | 507.6866 | 0.041703 | 507.1202 | 0.096009 | 482.123 | 1.7291 | 501.85 | 0.017072 | 481.8227 | 0.52868 | 501.85 | 2.8952 | 501.85 | -0.0095602 | 482.123 | 0.00017419 | 482.123 | 0.00011825 | 507.1202 | 0.016623 | 507.1202 | 0.0040267 | 727.4957 | 0.2986 | 507.1202 | -0.0027107 | 726.7741 | 0 | 727.4957 | 0.013336 | 482.123 | 1.5705
| 481.9363 | 0.011721 | 507.3446 | 0.13907 | 481.9363 | 0.0046932 | 507.3446 | 0.045388 | 507.9107 | 0.023364 | 507.3446 | 0.053334 | 482.239 | 1.7295 | 502.07 | -0.014274 | 481.9363 | 0.54771 | 502.07 | 2.9786 | 502.07 | -0.0050134 | 482.239 | 0.00018253 | 482.239 | 9.9375e-05 | 507.3446 | -0.0095105 | 507.3446 | -0.0013486 | 727.6596 | 0.2986 | 507.3446 | -0.0049191 | 726.9381 | 0.00013913 | 727.6596 | 0.014335 | 482.239 | 1.5619
| 482.0498 | 0.0019999 | 507.569 | 0.12539 | 482.0498 | 0 | 507.569 | 0.093586 | 508.1348 | 0.051839 | 507.569 | 0.095322 | 482.3551 | 1.7154 | 502.3 | 0.02211 | 482.0498 | 0.54892 | 502.3 | 2.969 | 502.3 | 0.0074037 | 482.3551 | 0.00020062 | 482.3551 | 7.6158e-05 | 507.5689 | 0.015754 | 507.569 | 0.0014225 | 727.8235 | 0.29803 | 507.569 | -0.0055036 | 727.1021 | 9.2755e-05 | 727.8235 | 0.013336 | 482.3551 | 1.5554
| 482.1634 | 0.0019596 | 507.7933 | 0.13263 | 482.1634 | 0.0091518 | 507.7933 | 0.045999 | 508.3589 | 0.025482 | 507.7933 | 0.056576 | 482.4712 | 1.7154 | 502.52 | -0.0036384 | 482.1634 | 0.54552 | 502.52 | 3.06 | 502.52 | 0.001982 | 482.4712 | 0.00021302 | 482.4712 | 5.7064e-05 | 507.7933 | -0.0048618 | 507.7933 | 0.0029865 | 727.9875 | 0.30028 | 507.7933 | -0.0041927 | 727.2661 | 0.00013913 | 727.9875 | 0.014158 | 482.4712 | 1.5568
| 482.2769 | 0 | 508.0178 | 0.14704 | 482.2769 | 0 | 508.0178 | 0.13342 | 508.5831 | 0.055893 | 508.0178 | 0.10155 | 482.5872 | 1.679 | 502.75 | -0.0047579 | 482.2769 | 0.54502 | 502.75 | 3.0632 | 502.75 | -0.0053632 | 482.5872 | 0.00020163 | 482.5872 | 0.00010784 | 508.0177 | 0.024952 | 508.0178 | 0.0094872 | 728.1514 | 0.30712 | 508.0178 | 0.0096212 | 727.4301 | 0 | 728.1514 | 0.013101 | 482.5872 | 1.5554
| 482.3905 | 0.013459 | 508.2422 | 0.1377 | 482.3905 | 0.014751 | 508.2422 | 0.050289 | 508.8072 | 0.034463 | 508.2422 | 0.052553 | 482.7033 | 1.6528 | 502.97 | 0.0041982 | 482.3905 | 0.56636 | 502.97 | 3.1571 | 502.97 | -0.0081612 | 482.7033 | 0.0001996 | 482.7033 | 0.00013518 | 508.2422 | -0.015842 | 508.2422 | 0.0025565 | 728.3153 | 0.29742 | 508.2422 | -0.011018 | 727.5941 | 0.00013913 | 728.3153 | 0.013982 | 482.7033 | 1.5547
| 482.504 | 0 | 508.4666 | 0.13905 | 482.504 | 0 | 508.4666 | 0.083335 | 509.0314 | 0.038228 | 508.4666 | 0.10531 | 482.8194 | 1.6042 | 503.2 | 0.036104 | 482.504 | 0.55095 | 503.2 | 3.1848 | 503.2 | -0.011659 | 482.8194 | 0.00017643 | 482.8194 | 0.00018161 | 508.4666 | 0.004806 | 508.4666 | 0.0065632 | 728.4793 | 0.30818 | 508.4666 | 0.0079445 | 727.7581 | 0 | 728.4793 | 0.012983 | 482.8194 | 1.5462
| 482.6176 | 0.0099464 | 508.691 | 0.13162 | 482.6176 | 0.0032853 | 508.691 | 0.041737 | 509.2556 | 0.026316 | 508.691 | 0.0523 | 482.9355 | 1.5877 | 503.42 | 0.017072 | 482.6176 | 0.56482 | 503.42 | 3.2607 | 503.42 | -0.0044887 | 482.9355 | 0.00016708 | 482.9355 | 0.00016685 | 508.6911 | -0.0065339 | 508.691 | -0.0064515 | 728.6432 | 0.31379 | 508.691 | 0.0024978 | 727.9221 | 0.0004174 | 728.6432 | 0.013395 | 482.9355 | 1.5476
| 482.7312 | 0 | 508.9155 | 0.13329 | 482.7312 | 0 | 508.9155 | 0.066989 | 509.4798 | 0.052418 | 508.9155 | 0.097687 | 483.0516 | 1.5516 | 503.64 | -0.014833 | 482.7312 | 0.57832 | 503.64 | 3.3026 | 503.64 | 0.011776 | 483.0516 | 0.00014045 | 483.0516 | 0.0001649 | 508.9155 | 0.0029093 | 508.9155 | 0.0040914 | 728.8071 | 0.32954 | 508.9155 | -0.0013045 | 728.0861 | 0 | 728.8071 | 0.012631 | 483.0516 | 1.5411
| 482.8447 | 0 | 509.14 | 0.13726 | 482.8447 | 0.015969 | 509.14 | 0.036342 | 509.704 | 0.025697 | 509.14 | 0.058096 | 483.1677 | 1.5524 | 503.87 | 0.013714 | 482.8447 | 0.57415 | 503.87 | 3.3448 | 503.87 | -0.0053632 | 483.1677 | 0.00015326 | 483.1677 | 0.00016685 | 509.14 | -0.0032754 | 509.14 | 0.001873 | 728.9711 | 0.32461 | 509.14 | -0.0074428 | 728.2501 | 0.00097375 | 728.9711 | 0.013806 | 483.1677 | 1.5396
| 482.9583 | 0 | 509.3645 | 0.14053 | 482.9583 | 0 | 509.3645 | 0.10245 | 509.9282 | 0.059948 | 509.3645 | 0.097459 | 483.2838 | 1.5299 | 504.09 | -0.029946 | 482.9583 | 0.56976 | 504.09 | 3.327 | 504.09 | 0.0018072 | 483.2838 | 0.00015184 | 483.2838 | 0.00013518 | 509.3645 | 0.010463 | 509.3645 | 0.0048535 | 729.135 | 0.32691 | 509.3645 | -0.00016358 | 728.4142 | 0 | 729.135 | 0.013806 | 483.2838 | 1.5312
| 483.0718 | 0.0086152 | 509.589 | 0.12386 | 483.0718 | 0.019487 | 509.589 | 0.036464 | 510.1525 | 0.022097 | 509.589 | 0.052656 | 483.3999 | 1.5306 | 504.32 | -0.014274 | 483.0718 | 0.58693 | 504.32 | 3.3994 | 504.32 | -0.00064125 | 483.3999 | 0.00017033 | 483.3999 | 0.00011196 | 509.589 | -0.01317 | 509.589 | -0.0027631 | 729.299 | 0.33033 | 509.589 | -0.0048752 | 728.5782 | 0.00069566 | 729.299 | 0.014687 | 483.3999 | 1.5278
| 483.1854 | 0 | 509.8135 | 0.13865 | 483.1854 | 0 | 509.8135 | 0.066714 | 510.3767 | 0.051839 | 509.8135 | 0.098546 | 483.516 | 1.4938 | 504.54 | -0.025469 | 483.1854 | 0.58814 | 504.54 | 3.4267 | 504.54 | 0.00023318 | 483.516 | 0.00015936 | 483.516 | 0.0001163 | 509.8135 | 0.013284 | 509.8135 | 0.0040794 | 729.463 | 0.33509 | 509.8135 | 0.0056786 | 728.7422 | 0 | 729.463 | 0.013806 | 483.516 | 1.5192
| 483.299 | 0.0041782 | 510.038 | 0.12782 | 483.299 | 0.021111 | 510.038 | 0.0047733 | 510.601 | 0.020144 | 510.038 | 0.053936 | 483.6321 | 1.473 | 504.77 | 0.00083963 | 483.299 | 0.58007 | 504.77 | 3.4553 | 504.77 | 0.003556 | 483.6321 | 0.00016891 | 483.6321 | 0.00016056 | 510.038 | -0.011363 | 510.038 | -0.0047008 | 729.6269 | 0.33145 | 510.038 | -0.0064466 | 728.9063 | 0.00013913 | 729.6269 | 0.014276 | 483.6321 | 1.5126
| 483.4126 | 0 | 510.2625 | 0.13838 | 483.4126 | 0 | 510.2625 | 0.1287 | 510.8253 | 0.046916 | 510.2625 | 0.09732 | 483.7482 | 1.4275 | 504.99 | 0.029946 | 483.4126 | 0.59296 | 504.99 | 3.4756 | 504.99 | 0.00058296 | 483.7482 | 0.00015001 | 483.7482 | 0.00018595 | 510.2625 | 0.01856 | 510.2625 | 0.0083288 | 729.7909 | 0.34496 | 510.2625 | -0.0076344 | 729.0703 | 0 | 729.7909 | 0.013277 | 483.7482 | 1.4994
| 483.5262 | 0.0079496 | 510.4871 | 0.13169 | 483.5262 | 0.016916 | 510.4871 | 0.0072652 | 511.0496 | 0.022017 | 510.4871 | 0.050838 | 483.8644 | 1.4112 | 505.22 | -0.047299 | 483.5262 | 0.59829 | 505.22 | 3.5008 | 505.22 | 0.0033811 | 483.8644 | 0.00017745 | 483.8644 | 0.00014364 | 510.4871 | -0.0020465 | 510.4871 | 0.0025616 | 729.9549 | 0.33442 | 510.4871 | -0.0050499 | 729.2344 | 0 | 729.9549 | 0.013512 | 483.8644 | 1.4963
| 483.6397 | 0 | 510.7116 | 0.13711 | 483.6397 | 0 | 510.7116 | 0.092551 | 511.2739 | 0.041413 | 510.7116 | 0.09448 | 483.9805 | 1.3778 | 505.44 | 0.0047579 | 483.6397 | 0.59702 | 505.44 | 3.5587 | 505.44 | 0.0060044 | 483.9805 | 0.00018822 | 483.9805 | 0.0001035 | 510.7116 | 0.012338 | 510.7116 | -0.0037326 | 730.1189 | 0.34462 | 510.7116 | 0.0022009 | 729.3984 | 0 | 730.1189 | 0.012572 | 483.9805 | 1.4923
| 483.7533 | 0.019262 | 510.9362 | 0.13601 | 483.7533 | 0.019487 | 510.9362 | 0.02653 | 511.4982 | 0.022648 | 510.9362 | 0.054705 | 484.0966 | 1.3686 | 505.67 | -0.028267 | 483.7533 | 0.60125 | 505.67 | 3.569 | 505.67 | -0.00011659 | 484.0966 | 0.00018639 | 484.0966 | 0.0001035 | 510.9362 | -0.0031762 | 510.9362 | -0.0040002 | 730.2829 | 0.3407 | 510.9362 | 0.00050758 | 729.5625 | 0.00069566 | 730.2829 | 0.013571 | 484.0966 | 1.4981
| 483.8669 | 0 | 511.1608 | 0.13762 | 483.8669 | 0 | 511.1608 | 0.13939 | 511.7225 | 0.046337 | 511.1608 | 0.097989 | 484.2127 | 1.3476 | 505.89 | 0.0053177 | 483.8669 | 0.60915 | 505.89 | 3.563 | 505.89 | -0.0058878 | 484.2127 | 0.0001622 | 484.2127 | 0.0001163 | 511.1608 | 0.025876 | 511.1608 | 0.0027079 | 730.4469 | 0.34603 | 511.1608 | 0.004186 | 729.7265 | 0 | 730.4469 | 0.01363 | 484.2127 | 1.4949
| 483.9805 | 0.0046219 | 511.3854 | 0.12915 | 483.9805 | 0.021111 | 511.3854 | 0.0016321 | 511.9468 | 0.01043 | 511.3854 | 0.048762 | 484.3289 | 1.3481 | 506.12 | 0.0036384 | 483.9805 | 0.59861 | 506.12 | 3.6604 | 506.12 | -0.013058 | 484.3289 | 0.0001622 | 484.3289 | 0.00012671 | 511.3854 | -0.0097608 | 511.3854 | -0.0082813 | 730.6109 | 0.35331 | 511.3854 | -0.0021569 | 729.8906 | 0.00013913 | 730.6109 | 0.014452 | 484.3289 | 1.4943
| 484.0941 | 0 | 511.61 | 0.13426 | 484.0941 | 0 | 511.61 | 0.10123 | 512.1712 | 0.059079 | 511.61 | 0.091676 | 484.445 | 1.3283 | 506.34 | 0.035543 | 484.0941 | 0.58967 | 506.34 | 3.6835 | 506.34 | 5.8296e-05 | 484.445 | 0.00018639 | 484.445 | 0.00010784 | 511.61 | 0.027724 | 511.61 | 0.00092077 | 730.7749 | 0.35006 | 511.61 | 0.014701 | 730.0547 | 0 | 730.7749 | 0.013571 | 484.445 | 1.4896
| 484.2077 | 0.00085042 | 511.8346 | 0.12944 | 484.2077 | 0.016375 | 511.8346 | 0.027266 | 512.3956 | 0.026849 | 511.8346 | 0.048101 | 484.5612 | 1.3163 | 506.57 | -0.029387 | 484.2077 | 0.61436 | 506.57 | 3.7008 | 506.57 | 0.00023318 | 484.5612 | 0.00017948 | 484.5612 | 0.00016902 | 511.8346 | -0.0066799 | 511.8346 | -0.0044892 | 730.9389 | 0.33823 | 511.8346 | -0.010085 | 730.2188 | 0.00013913 | 730.9389 | 0.014041 | 484.5612 | 1.4904
| 484.3213 | 0 | 512.0593 | 0.12666 | 484.3213 | 0 | 512.0593 | 0.10746 | 512.6199 | 0.054156 | 512.0593 | 0.093729 | 484.6773 | 1.2795 | 506.79 | -0.041141 | 484.3213 | 0.62445 | 506.79 | 3.7483 | 506.79 | -0.0050134 | 484.6773 | 0.00017988 | 484.6773 | 0.00014147 | 512.0593 | 0.014603 | 512.0593 | 0.0021227 | 731.1029 | 0.36839 | 512.0593 | 0.0010179 | 730.3829 | 0 | 731.1029 | 0.013512 | 484.6773 | 1.4835
| 484.4349 | 0.0006286 | 512.2839 | 0.13328 | 484.4349 | 0.011264 | 512.2839 | 0.018553 | 512.8443 | 0.024406 | 512.2839 | 0.04705 | 484.7935 | 1.258 | 507.02 | -0.020431 | 484.4349 | 0.62226 | 507.02 | 3.7458 | 507.02 | -0.0051883 | 484.7935 | 0.00015671 | 484.7935 | 0.00020287 | 512.2839 | -0.0018314 | 512.2839 | 0.0039839 | 731.2669 | 0.35685 | 512.2839 | -0.0026023 | 730.547 | 0.0004174 | 731.2669 | 0.013982 | 484.7935 | 1.4829
| 484.5485 | 0 | 512.5086 | 0.12841 | 484.5485 | 0 | 512.5086 | 0.091056 | 513.0687 | 0.045468 | 512.5086 | 0.094565 | 484.9096 | 1.2188 | 507.24 | -0.0036384 | 484.5485 | 0.62615 | 507.24 | 3.7757 | 507.24 | 0.0032063 | 484.9096 | 0.0001681 | 484.9096 | 0.00020699 | 512.5086 | 0.020411 | 512.5086 | -0.0027032 | 731.431 | 0.36318 | 512.5086 | 0.0044521 | 730.7111 | 0 | 731.431 | 0.013277 | 484.9096 | 1.4744
| 484.6621 | 0.014323 | 512.7333 | 0.1222 | 484.6621 | 0.011733 | 512.7333 | 0.027692 | 513.2931 | 0.018794 | 512.7333 | 0.043479 | 485.0258 | 1.2084 | 507.47 | 0.0097957 | 484.6621 | 0.64266 | 507.47 | 3.7728 | 507.47 | -0.0037892 | 485.0258 | 0.00016952 | 485.0258 | 0.00025364 | 512.7333 | -0.016196 | 512.7333 | -0.0087476 | 731.595 | 0.3703 | 512.7333 | -0.0058805 | 730.8752 | 0.00013913 | 731.595 | 0.013512 | 485.0258 | 1.472
| 484.7757 | 0 | 512.958 | 0.13466 | 484.7757 | 0 | 512.958 | 0.10056 | 513.5176 | 0.061975 | 512.958 | 0.091449 | 485.142 | 1.1693 | 507.69 | -0.0097957 | 484.7757 | 0.6425 | 507.69 | 3.8053 | 507.69 | -0.0020404 | 485.142 | 0.00017074 | 485.142 | 0.0002135 | 512.958 | 0.015133 | 512.958 | 0.010935 | 731.7591 | 0.37411 | 512.958 | 0.0058186 | 731.0393 | 9.2755e-05 | 731.7591 | 0.013453 | 485.142 | 1.4606
| 484.8893 | 0.0037345 | 513.1827 | 0.12038 | 484.8893 | 0.025577 | 513.1827 | 0.0567 | 513.742 | 0.012829 | 513.1827 | 0.055951 | 485.2581 | 1.1537 | 507.92 | -0.0097957 | 484.8893 | 0.64968 | 507.92 | 3.8638 | 507.92 | -0.014457 | 485.2581 | 0.00018131 | 485.2581 | 0.0001521 | 513.1827 | -0.017612 | 513.1827 | -0.0074623 | 731.9231 | 0.37226 | 513.1827 | -0.0039666 | 731.2034 | 0.00013913 | 731.9231 | 0.014276 | 485.2581 | 1.456
| 485.0029 | 0 | 513.4074 | 0.13296 | 485.0029 | 0 | 513.4074 | 0.084727 | 513.9665 | 0.053866 | 513.4074 | 0.095322 | 485.3743 | 1.1082 | 508.14 | 0.012595 | 485.0029 | 0.65259 | 508.14 | 3.8712 | 508.14 | -0.0016906 | 485.3743 | 0.00017948 | 485.3743 | 0.00011413 | 513.4074 | 0.014816 | 513.4074 | 0.0052888 | 732.0871 | 0.38011 | 513.4074 | 0.0057858 | 731.3675 | 0 | 732.0871 | 0.013806 | 485.3743 | 1.4521
| 485.1166 | 0.00040678 | 513.6321 | 0.12835 | 485.1166 | 0.013804 | 513.6321 | 0.049542 | 514.1909 | 0.015372 | 513.6321 | 0.045885 | 485.4905 | 1.0957 | 508.37 | 0.0025189 | 485.1166 | 0.65105 | 508.37 | 3.8887 | 508.37 | -0.015856 | 485.4905 | 0.00019249 | 485.4905 | 0.00011825 | 513.6321 | -0.018652 | 513.6321 | -0.0011084 | 732.2512 | 0.38241 | 513.6321 | 0.00039046 | 731.5316 | 0.0004174 | 732.2512 | 0.013982 | 485.4905 | 1.4503
| 485.2302 | 0.0057773 | 513.8569 | 0.13114 | 485.2302 | 0 | 513.8569 | 0.091157 | 514.4154 | 0.035332 | 513.8569 | 0.095601 | 485.6067 | 1.0475 | 508.59 | 0.0041982 | 485.2302 | 0.67393 | 508.59 | 3.8773 | 508.59 | 0.00023318 | 485.6067 | 0.00017094 | 485.6067 | 0.00015427 | 513.8569 | 0.0096833 | 513.8569 | 0.0059974 | 732.4153 | 0.39104 | 513.8569 | 0.0092928 | 731.6957 | 9.2755e-05 | 732.4153 | 0.013042 | 485.6067 | 1.4436
| 485.3438 | 0.020373 | 514.0816 | 0.12283 | 485.3438 | 0.020705 | 514.0816 | 0.046088 | 514.6399 | 0.015138 | 514.0816 | 0.047938 | 485.7228 | 1.0441 | 508.82 | -0.015953 | 485.3438 | 0.68781 | 508.82 | 3.9181 | 508.82 | 0.003556 | 485.7228 | 0.00017033 | 485.7228 | 0.00018595 | 514.0816 | 0.0025661 | 514.0816 | 0.0024426 | 732.5793 | 0.40282 | 514.0816 | 0.0037758 | 731.8599 | 0 | 732.5793 | 0.013865 | 485.7228 | 1.44
| 485.4574 | 0 | 514.3064 | 0.11213 | 485.4574 | 0 | 514.3064 | 0.061246 | 514.8644 | 0.057341 | 514.3064 | 0.092537 | 485.839 | 1.0105 | 509.04 | 0.00083963 | 485.4574 | 0.67815 | 509.04 | 3.9111 | 509.04 | -0.0036143 | 485.839 | 0.00015956 | 485.839 | 0.00020504 | 514.3064 | 0.011669 | 514.3064 | 0.0015348 | 732.7434 | 0.39306 | 514.3064 | 0.0084262 | 732.024 | 9.2755e-05 | 732.7434 | 0.013277 | 485.839 | 1.4341
| 485.5711 | 0 | 514.5312 | 0.12008 | 485.5711 | 0.002112 | 514.5312 | 0.033605 | 515.0889 | 0.014065 | 514.5312 | 0.044942 | 485.9552 | 1.0283 | 509.27 | -0.0025189 | 485.5711 | 0.69016 | 509.27 | 3.9227 | 509.27 | -0.009735 | 485.9552 | 0.00017704 | 485.9552 | 0.00019007 | 514.5312 | -0.011457 | 514.5312 | -0.0065216 | 732.9075 | 0.40024 | 514.5312 | -0.015698 | 732.1881 | 0 | 732.9075 | 0.0141 | 485.9552 | 1.4347
| 485.6847 | 0 | 514.756 | 0.12824 | 485.6847 | 0 | 514.756 | 0.075374 | 515.3134 | 0.061106 | 514.756 | 0.088726 | 486.0714 | 0.9955 | 509.49 | 0.006437 | 485.6847 | 0.69993 | 509.49 | 3.9264 | 509.49 | -0.00081612 | 486.0714 | 0.00016993 | 486.0714 | 0.00017336 | 514.756 | 0.014769 | 514.756 | 0.0058689 | 733.0715 | 0.41779 | 514.756 | 0.0045289 | 732.3523 | 0 | 733.0715 | 0.013688 | 486.0714 | 1.4308
| 485.7983 | 0.011943 | 514.9808 | 0.11896 | 485.7983 | 0.019217 | 514.9808 | 0.016606 | 515.538 | 0.025855 | 514.9808 | 0.044094 | 486.1876 | 0.99779 | 509.72 | -0.006437 | 485.7983 | 0.69406 | 509.72 | 3.9708 | 509.72 | -0.012883 | 486.1876 | 0.00018314 | 486.1876 | 0.00019853 | 514.9808 | -0.0045913 | 514.9808 | -0.0055802 | 733.2356 | 0.41739 | 514.9808 | -0.0070173 | 732.5164 | 0.0004174 | 733.2356 | 0.014687 | 486.1876 | 1.4286
| 485.912 | 0 | 515.2056 | 0.12241 | 485.912 | 0 | 515.2056 | 0.092017 | 515.7626 | 0.050391 | 515.2056 | 0.087274 | 486.3038 | 0.95975 | 509.94 | 0.006437 | 485.912 | 0.69357 | 509.94 | 3.966 | 509.94 | 0.010726 | 486.3038 | 0.00017379 | 486.3038 | 0.00015839 | 515.2056 | 0.021152 | 515.2056 | -0.00018222 | 733.3997 | 0.41521 | 515.2056 | 0.01016 | 732.6806 | 0 | 733.3997 | 0.013923 | 486.3038 | 1.4237
| 486.0256 | 0.0041782 | 515.4304 | 0.12207 | 486.0256 | 0.019487 | 515.4304 | -0.0058317 | 515.9871 | 0.031567 | 515.4304 | 0.044648 | 486.42 | 0.95663 | 510.17 | -0.0058775 | 486.0256 | 0.72269 | 510.17 | 3.9739 | 510.17 | -0.020228 | 486.42 | 0.00018842 | 486.42 | 0.00017966 | 515.4304 | -0.0086162 | 515.4304 | -0.004539 | 733.5638 | 0.41711 | 515.4304 | -0.0013895 | 732.8448 | 0 | 733.5638 | 0.014511 | 486.42 | 1.4211
| 486.1393 | 0 | 515.6553 | 0.12773 | 486.1393 | 0 | 515.6553 | 0.073519 | 516.2117 | 0.049812 | 515.6553 | 0.093969 | 486.5362 | 0.93813 | 510.39 | 0.00083963 | 486.1393 | 0.73811 | 510.39 | 4.0187 | 510.39 | 0.0021569 | 486.5362 | 0.0001624 | 486.5362 | 0.00018161 | 515.6553 | 0.013121 | 515.6553 | 0.013281 | 733.7279 | 0.43444 | 515.6553 | 0.0069774 | 733.0089 | 0 | 733.7279 | 0.013512 | 486.5362 | 1.4183
| 486.2529 | 0.024571 | 515.8801 | 0.1167 | 486.2529 | 0.0049279 | 515.8801 | 0.047433 | 516.4363 | 0.016025 | 515.8801 | 0.046413 | 486.6524 | 0.94291 | 510.62 | -0.027708 | 486.2529 | 0.75851 | 510.62 | 4.005 | 510.62 | -0.0067623 | 486.6524 | 0.00016952 | 486.6524 | 0.00025147 | 515.8801 | -0.0070012 | 515.8801 | -0.0075923 | 733.892 | 0.43376 | 515.8801 | -0.0054377 | 733.1731 | 0.0004174 | 733.892 | 0.014628 | 486.6524 | 1.4201
| 486.3666 | 0 | 516.105 | 0.13328 | 486.3666 | 0 | 516.105 | 0.092844 | 516.6609 | 0.061396 | 516.105 | 0.093839 | 486.7687 | 0.94499 | 510.84 | -0.013714 | 486.3666 | 0.75308 | 510.84 | 3.975 | 510.84 | 0.015973 | 486.7687 | 0.00013903 | 486.7687 | 0.00026189 | 516.105 | 0.029342 | 516.105 | 0.0019274 | 734.0561 | 0.43702 | 516.105 | 0.0084549 | 733.3373 | 0 | 734.0561 | 0.013923 | 486.7687 | 1.4131
| 486.4802 | 0.0072841 | 516.3299 | 0.097704 | 486.4802 | 0.020705 | 516.3299 | 0.025882 | 516.8855 | 0.020932 | 516.3299 | 0.040775 | 486.8849 | 0.95455 | 511.07 | 0.00027989 | 486.4802 | 0.76647 | 511.07 | 3.98 | 511.07 | -0.00064125 | 486.8849 | 0.00015814 | 486.8849 | 0.00027252 | 516.3299 | -3.0435e-05 | 516.3299 | 0.0050497 | 734.2202 | 0.4318 | 516.3299 | -4.024e-05 | 733.5015 | 0.00013913 | 734.2202 | 0.015098 | 486.8849 | 1.4059
| 486.5939 | 0 | 516.5548 | 0.12595 | 486.5939 | 0 | 516.5548 | 0.098362 | 517.1101 | 0.044889 | 516.5548 | 0.092907 | 487.0011 | 0.96952 | 511.29 | 0.0013994 | 486.5939 | 0.77519 | 511.29 | 4.0281 | 511.29 | -0.008861 | 487.0011 | 0.00015651 | 487.0011 | 0.00021133 | 516.5548 | 0.016498 | 516.5548 | 0.013579 | 734.3843 | 0.45591 | 516.5548 | 0.0024673 | 733.6656 | 9.2755e-05 | 734.3843 | 0.014217 | 487.0011 | 1.3939
| 486.7075 | 0 | 516.7797 | 0.10537 | 486.7075 | 0.018811 | 516.7797 | 0.016509 | 517.3348 | 0.019372 | 516.7797 | 0.04087 | 487.1174 | 0.97617 | 511.52 | -0.043941 | 486.7075 | 0.78095 | 511.52 | 4.0389 | 511.52 | -0.004139 | 487.1174 | 0.00020306 | 487.1174 | 0.00017749 | 516.7797 | -0.0020813 | 516.7797 | -0.012751 | 734.5485 | 0.44363 | 516.7797 | -0.010658 | 733.8298 | 0.00013913 | 734.5485 | 0.014863 | 487.1174 | 1.3928
| 486.8212 | 0 | 517.0046 | 0.13443 | 486.8212 | 0 | 517.0046 | 0.10187 | 517.5594 | 0.056183 | 517.0046 | 0.10024 | 487.2336 | 0.97887 | 511.74 | 0.036664 | 486.8212 | 0.83388 | 511.74 | 3.9722 | 511.74 | -0.0046636 | 487.2336 | 0.00018964 | 487.2336 | 0.00010979 | 517.0046 | 0.024721 | 517.0046 | 0.0010653 | 734.7126 | 0.45944 | 517.0046 | 0.015256 | 733.994 | 0 | 734.7126 | 0.0141 | 487.2336 | 1.3909
| 486.9348 | 0.0092808 | 517.2296 | 0.12292 | 486.9348 | 0.015022 | 517.2296 | 0.018237 | 517.7841 | 0.030408 | 517.2296 | 0.042417 | 487.3498 | 0.94748 | 511.97 | 0.0025189 | 486.9348 | 0.83339 | 511.97 | 4.0578 | 511.97 | -0.005538 | 487.3498 | 0.00018253 | 487.3498 | 0.0001035 | 517.2296 | -0.0093871 | 517.2296 | -0.0077063 | 734.8767 | 0.44963 | 517.2296 | -0.0015768 | 734.1582 | 0.00013913 | 734.8767 | 0.014628 | 487.3498 | 1.3949
| 487.0485 | 0 | 517.4545 | 0.12324 | 487.0485 | 0 | 517.4545 | 0.093515 | 518.0088 | 0.060817 | 517.4545 | 0.098242 | 487.4661 | 0.9188 | 512.19 | -0.025469 | 487.0485 | 0.83437 | 512.19 | 3.9981 | 512.19 | -0.0050134 | 487.4661 | 0.00016139 | 487.4661 | 0.00011196 | 517.4545 | 0.015569 | 517.4545 | 0.0071287 | 735.0409 | 0.46152 | 517.4545 | -0.0033742 | 734.3224 | 9.2755e-05 | 735.0409 | 0.013865 | 487.4661 | 1.3882
| 487.1622 | 0.01039 | 517.6795 | 0.10584 | 487.1622 | 0.015292 | 517.6795 | -0.0016196 | 518.2335 | 0.016021 | 517.6795 | 0.041298 | 487.5823 | 0.87161 | 512.42 | -0.019871 | 487.1622 | 0.84024 | 512.42 | 4.0543 | 512.42 | 0.00093272 | 487.5823 | 0.00018639 | 487.5823 | 0.00016056 | 517.6795 | -0.016104 | 517.6795 | -0.0071633 | 735.205 | 0.45395 | 517.6795 | -0.0044327 | 734.4866 | 0 | 735.205 | 0.014687 | 487.5823 | 1.3897
| 487.2758 | 0 | 517.9045 | 0.11753 | 487.2758 | 0 | 517.9045 | 0.077556 | 518.4582 | 0.048943 | 517.9045 | 0.09117 | 487.6986 | 0.83461 | 512.64 | 0.0041982 | 487.2758 | 0.87047 | 512.64 | 4.0554 | 512.64 | 0.0023318 | 487.6986 | 0.00020448 | 487.6986 | 0.00017336 | 517.9045 | 0.011809 | 517.9045 | -0.0040363 | 735.3692 | 0.46578 | 517.9045 | 0.0081734 | 734.6509 | 0 | 735.3692 | 0.013865 | 487.6986 | 1.3759
| 487.3895 | 0.0055093 | 518.1295 | 0.11483 | 487.3895 | 0.018269 | 518.1295 | 0.01968 | 518.6829 | 0.01246 | 518.1295 | 0.044284 | 487.8148 | 0.79594 | 512.87 | -0.014274 | 487.3895 | 0.89954 | 512.87 | 4.0196 | 512.87 | -0.00099105 | 487.8148 | 0.0001996 | 487.8148 | 0.00020699 | 518.1295 | -0.0164 | 518.1295 | -0.0064754 | 735.5333 | 0.46353 | 518.1295 | -0.0063624 | 734.8151 | 0 | 735.5333 | 0.014922 | 487.8148 | 1.3758
| 487.5032 | 0 | 518.3545 | 0.12664 | 487.5032 | 0 | 518.3545 | 0.087752 | 518.9076 | 0.057921 | 518.3545 | 0.097311 | 487.9311 | 0.75915 | 513.09 | 0.02155 | 487.5032 | 0.88182 | 513.09 | 4.0119 | 513.09 | 0.011076 | 487.9311 | 0.00018212 | 487.9311 | 0.0001649 | 518.3545 | 0.015105 | 518.3545 | 0.0044144 | 735.6975 | 0.46163 | 518.3545 | 0.0064617 | 734.9793 | 9.2755e-05 | 735.6975 | 0.013923 | 487.9311 | 1.3695
| 487.6169 | 0.016792 | 518.5795 | 0.11762 | 487.6169 | 0.015428 | 518.5795 | 0.021022 | 519.1323 | 0.023455 | 518.5795 | 0.047126 | 488.0474 | 0.75603 | 513.32 | 0.0041982 | 487.6169 | 0.88275 | 513.32 | 4.0564 | 513.32 | -0.013058 | 488.0474 | 0.00017928 | 488.0474 | 0.00021546 | 518.5795 | -0.017041 | 518.5795 | -0.0037276 | 735.8616 | 0.47962 | 518.5795 | -0.0065845 | 735.1435 | 0.00013913 | 735.8616 | 0.01504 | 488.0474 | 1.3724
| 487.7306 | 0 | 518.8045 | 0.12695 | 487.7306 | 0 | 518.8045 | 0.090163 | 519.3571 | 0.068636 | 518.8045 | 0.091554 | 488.1636 | 0.73005 | 513.54 | 0.013714 | 487.7306 | 0.8708 | 513.54 | 3.9986 | 513.54 | 0.0067039 | 488.1636 | 0.00017562 | 488.1636 | 0.00019658 | 518.8045 | 0.018369 | 518.8045 | 0.010293 | 736.0258 | 0.48271 | 518.8045 | -0.006478 | 735.3078 | 0 | 736.0258 | 0.014217 | 488.1636 | 1.3647
| 487.8442 | 0 | 519.0295 | 0.11123 | 487.8442 | 0.014074 | 519.0295 | 0.042986 | 519.5819 | 0.014253 | 519.0295 | 0.038795 | 488.2799 | 0.75562 | 513.77 | -0.044499 | 487.8442 | 0.8974 | 513.77 | 4.0312 | 513.77 | -0.0090358 | 488.2799 | 0.00017277 | 488.2799 | 0.00023672 | 519.0295 | -0.016118 | 519.0295 | -0.0063576 | 736.19 | 0.49005 | 519.0295 | -0.0057751 | 735.472 | 0.00069566 | 736.19 | 0.014511 | 488.2799 | 1.3613
| 487.9579 | 0 | 519.2546 | 0.12554 | 487.9579 | 0 | 519.2546 | 0.11848 | 519.8066 | 0.041703 | 519.2546 | 0.089243 | 488.3962 | 0.71217 | 513.99 | 0.00027989 | 487.9579 | 0.92965 | 513.99 | 4.0122 | 513.99 | 0.0042556 | 488.3962 | 0.00015854 | 488.3962 | 0.00018812 | 519.2546 | 0.015883 | 519.2546 | 0.006513 | 736.3542 | 0.50076 | 519.2546 | 0.009868 | 735.6363 | 0 | 736.3542 | 0.01363 | 488.3962 | 1.3578
| 488.0716 | 0 | 519.4797 | 0.11838 | 488.0716 | 0.017593 | 519.4797 | 0.024172 | 520.0314 | 0.015896 | 519.4797 | 0.043444 | 488.5125 | 0.72402 | 514.22 | -0.010915 | 488.0716 | 0.91265 | 514.22 | 4.0891 | 514.22 | 0.008628 | 488.5125 | 0.00016281 | 488.5125 | 0.00017532 | 519.4797 | -0.017196 | 519.4797 | 0.00019132 | 736.5184 | 0.50631 | 519.4797 | -0.0093863 | 735.8005 | 0.0004174 | 736.5184 | 0.014158 | 488.5125 | 1.3558
| 488.1853 | 0 | 519.7047 | 0.12211 | 488.1853 | 0 | 519.7047 | 0.077809 | 520.2562 | 0.050101 | 519.7047 | 0.094051 | 488.6287 | 0.63484 | 514.44 | 0.0025189 | 488.1853 | 0.94057 | 514.44 | 3.9883 | 514.44 | 0.0058296 | 488.6287 | 0.00016464 | 488.6287 | 0.00015427 | 519.7047 | 0.013503 | 519.7047 | 0.0039286 | 736.6825 | 0.49723 | 519.7047 | -0.00229 | 735.9648 | 0 | 736.6825 | 0.014041 | 488.6287 | 1.3484
| 488.299 | 0.0046219 | 519.9298 | 0.1072 | 488.299 | 0.005632 | 519.9298 | 0.026834 | 520.481 | 0.0025754 | 519.9298 | 0.040861 | 488.745 | 0.64025 | 514.67 | -0.023229 | 488.299 | 0.92214 | 514.67 | 4.0475 | 514.67 | -0.0072872 | 488.745 | 0.00017379 | 488.745 | 0.00015427 | 519.9298 | -0.0055089 | 519.9298 | 0.00042614 | 736.8467 | 0.49801 | 519.9298 | -0.0041698 | 736.129 | 0.0004174 | 736.8467 | 0.014805 | 488.745 | 1.3456
| 488.4127 | 0 | 520.1549 | 0.12576 | 488.4127 | 0 | 520.1549 | 0.070977 | 520.7059 | 0.064002 | 520.1549 | 0.099186 | 488.8613 | 0.56541 | 514.89 | 0.0058775 | 488.4127 | 0.93026 | 514.89 | 3.9749 | 514.89 | 0.0011076 | 488.8613 | 0.00018558 | 488.8613 | 0.00012042 | 520.1549 | 0.024952 | 520.1549 | 0.0011841 | 737.0109 | 0.51405 | 520.1549 | 0.0053206 | 736.2933 | 0.00037102 | 737.0109 | 0.014041 | 488.8613 | 1.3413
| 488.5264 | 0.018768 | 520.3801 | 0.12565 | 488.5264 | 0.023277 | 520.3801 | 0.029688 | 520.9307 | 0.0362 | 520.3801 | 0.048033 | 488.9776 | 0.58703 | 515.12 | -0.0019591 | 488.5264 | 0.94814 | 515.12 | 4.0224 | 515.12 | 0.00075785 | 488.9776 | 0.00019635 | 488.9776 | 8.0281e-05 | 520.38 | -0.0090996 | 520.3801 | -0.0087149 | 737.1751 | 0.51926 | 520.3801 | 0.0035202 | 736.4575 | 0.00013913 | 737.1751 | 0.014863 | 488.9776 | 1.3446
| 488.6401 | 0 | 520.6052 | 0.12071 | 488.6401 | 0 | 520.6052 | 0.090694 | 521.1556 | 0.053287 | 520.6052 | 0.094875 | 489.0939 | 0.51906 | 515.34 | 0.0092359 | 488.6401 | 0.94117 | 515.34 | 4.0007 | 515.34 | 0.00075785 | 489.0939 | 0.00019127 | 489.0939 | 9.5035e-05 | 520.6052 | -0.00044451 | 520.6052 | 0.0022782 | 737.3393 | 0.51635 | 520.6052 | 0.0056517 | 736.6218 | 0 | 737.3393 | 0.013982 | 489.0939 | 1.3353
| 488.7538 | 0 | 520.8303 | 0.10725 | 488.7538 | 0.025171 | 520.8303 | 0.0081724 | 521.3804 | 0.0093413 | 520.8303 | 0.039187 | 489.2102 | 0.5095 | 515.57 | -0.054576 | 488.7538 | 0.95423 | 515.57 | 4.0489 | 515.57 | -0.0081612 | 489.2102 | 0.00017521 | 489.2102 | 0.00021763 | 520.8303 | -0.014675 | 520.8303 | -0.0064411 | 737.5036 | 0.51618 | 520.8303 | -0.0027225 | 736.7861 | 0.0004174 | 737.5036 | 0.015157 | 489.2102 | 1.3357
| 488.8675 | 0 | 521.0555 | 0.12377 | 488.8675 | 0 | 521.0555 | 0.10829 | 521.6053 | 0.035911 | 521.0555 | 0.1004 | 489.3265 | 0.46252 | 515.8 | 0.02267 | 488.8675 | 0.96641 | 515.8 | 4.0013 | 515.8 | 0.0095019 | 489.3265 | 0.00017562 | 489.3265 | 0.00023867 | 521.0555 | 0.019408 | 521.0555 | 0.0012009 | 737.6678 | 0.53171 | 521.0555 | 0.010173 | 736.9504 | 9.2755e-05 | 737.6678 | 0.014276 | 489.3265 | 1.3291
| 488.9812 | 0.0061749 | 521.2807 | 0.11072 | 488.9812 | 0.021111 | 521.2807 | 0.021997 | 521.8302 | 0.025709 | 521.2807 | 0.039779 | 489.4428 | 0.47374 | 516.02 | 0.012035 | 488.9812 | 0.97431 | 516.02 | 4.0572 | 516.02 | 0.00075785 | 489.4428 | 0.00017745 | 489.4428 | 0.0002198 | 521.2807 | -0.0020448 | 521.2807 | -0.0016349 | 737.832 | 0.53799 | 521.2807 | -0.0039576 | 737.1147 | 0.00013913 | 737.832 | 0.014746 | 489.4428 | 1.3323
| 489.095 | 0 | 521.5058 | 0.12239 | 489.095 | 0 | 521.5058 | 0.07572 | 522.0551 | 0.060237 | 521.5058 | 0.10032 | 489.5591 | 0.47249 | 516.25 | -0.0030786 | 489.095 | 0.99317 | 516.25 | 4.0208 | 516.25 | 0.0049551 | 489.5591 | 0.00016383 | 489.5591 | 0.00015644 | 521.5058 | 0.022284 | 521.5058 | 0.0024678 | 737.9962 | 0.5441 | 521.5058 | 0.0070649 | 737.279 | 9.2755e-05 | 737.9962 | 0.014041 | 489.5591 | 1.3247
| 489.2087 | 0.0032908 | 521.731 | 0.11347 | 489.2087 | 0.01624 | 521.731 | 0.024116 | 522.28 | 0.028677 | 521.731 | 0.035905 | 489.6755 | 0.49016 | 516.47 | -0.0092359 | 489.2087 | 1.0134 | 516.47 | 4.049 | 516.47 | -0.00029147 | 489.6755 | 0.00010305 | 489.6755 | 0.00010784 | 521.731 | -0.0095114 | 521.731 | -0.0018942 | 738.1605 | 0.55722 | 521.731 | -0.014671 | 737.4433 | 0.0004174 | 738.1605 | 0.014158 | 489.6755 | 1.3164
| 489.3224 | 0 | 521.9562 | 0.10121 | 489.3224 | 0 | 521.9562 | 0.0079435 | 522.505 | 0.030988 | 521.9562 | 0.042473 | 489.7918 | 0.50617 | 516.7 | 0.0053177 | 489.3224 | 1.0085 | 516.7 | 3.9704 | 516.7 | -0.007462 | 489.7918 | 0.00028721 | 489.7918 | 0.00029574 | 521.9562 | -0.016294 | 521.9562 | -0.014989 | 738.3247 | 0.5649 | 521.9562 | -0.0056413 | 737.6076 | 0 | 738.3247 | 0.0141 | 489.7918 | 1.3098
| 489.4361 | 0.011277 | 522.1815 | 0.12166 | 489.4361 | 0.0082132 | 522.1815 | 0.09866 | 522.7299 | 0.063423 | 522.1815 | 0.089465 | 489.9081 | 0.52446 | 516.92 | 0.013154 | 489.4361 | 1.0227 | 516.92 | 4.0099 | 516.92 | 0.001982 | 489.9081 | 0.00024513 | 489.9081 | 0.0002198 | 522.1815 | 0.013448 | 522.1815 | 0.0011823 | 738.489 | 0.57493 | 522.1815 | -6.3921e-05 | 737.7719 | 0.00097375 | 738.489 | 0.014041 | 489.9081 | 1.3077
| 489.5499 | 0 | 522.4067 | 0.11419 | 489.5499 | 0 | 522.4067 | 0.012505 | 522.9548 | 0.0046588 | 522.4067 | 0.032593 | 490.0245 | 0.51864 | 517.15 | 0.0025189 | 489.5499 | 1.0449 | 517.15 | 4.0403 | 517.15 | 0.0042556 | 490.0245 | 0.00050246 | 490.0245 | 0.00050295 | 522.4067 | -0.020803 | 522.4067 | 0.001473 | 738.6532 | 0.57241 | 522.4067 | -0.0061404 | 737.9362 | 0 | 738.6532 | 0.014863 | 490.0245 | 1.308
| 489.6636 | 0.0072841 | 522.6319 | 0.1195 | 489.6636 | 0.028825 | 522.6319 | 0.10768 | 523.1798 | 0.069794 | 522.6319 | 0.092247 | 490.1408 | 0.52134 | 517.37 | 0.0047579 | 489.6636 | 1.0458 | 517.37 | 3.9788 | 517.37 | 0.0047802 | 490.1408 | 0.00025834 | 490.1408 | 0.00028315 | 522.6319 | 0.021688 | 522.6319 | -0.0019192 | 738.8175 | 0.56989 | 522.6319 | 0.0070535 | 738.1005 | 0.00097375 | 738.8175 | 0.014276 | 490.1408 | 1.3028
| 489.7773 | 0 | 522.8572 | 0.11195 | 489.7773 | 0 | 522.8572 | 0.028426 | 523.4048 | 0.0118 | 522.8572 | 0.039933 | 490.2571 | 0.49993 | 517.6 | -0.026587 | 489.7773 | 1.0567 | 517.6 | 3.9725 | 517.6 | -0.005713 | 490.2571 | 0.00051262 | 490.2571 | 0.0005663 | 522.8572 | -0.021122 | 522.8572 | -0.0085839 | 738.9817 | 0.59624 | 522.8572 | -0.0081484 | 738.2648 | 0 | 738.9817 | 0.01504 | 490.2571 | 1.3029
| 489.8911 | 0.0050655 | 523.0825 | 0.10245 | 489.8911 | 0.0053973 | 523.0825 | 0.0428 | 523.6298 | 0.050391 | 523.0825 | 0.08367 | 490.3735 | 0.51469 | 517.82 | 0.006437 | 489.8911 | 1.0649 | 517.82 | 3.9945 | 517.82 | -0.0048385 | 490.3735 | 0.00025733 | 490.3735 | 0.00030008 | 523.0825 | 0.00090191 | 523.0825 | 0.0020074 | 739.146 | 0.59719 | 523.0825 | -0.011854 | 738.4292 | 0.001252 | 739.146 | 0.014217 | 490.3735 | 1.3012
| 490.0048 | 0 | 523.3077 | 0.11649 | 490.0048 | 0 | 523.3077 | 0.0035106 | 523.8548 | 0.016854 | 523.3077 | 0.030556 | 490.4898 | 0.48019 | 518.05 | -0.0075566 | 490.0048 | 1.1159 | 518.05 | 3.9826 | 518.05 | -0.0065873 | 490.4898 | 0.00049067 | 490.4898 | 0.00057043 | 523.3077 | -0.0075081 | 523.3077 | -0.0054615 | 739.3102 | 0.60986 | 523.3077 | -0.0064222 | 738.5935 | 0 | 739.3102 | 0.015275 | 490.4898 | 1.3042
| 490.1186 | 0.014817 | 523.533 | 0.11584 | 490.1186 | 0.010091 | 523.533 | 0.079912 | 524.0798 | 0.057631 | 523.533 | 0.09002 | 490.6062 | 0.49993 | 518.27 | 0.030506 | 490.1186 | 1.1384 | 518.27 | 3.982 | 518.27 | 5.8296e-05 | 490.6062 | 0.00023558 | 490.6062 | 0.00028727 | 523.533 | 0.017755 | 523.533 | -0.0013252 | 739.4745 | 0.60667 | 523.533 | -0.0068103 | 738.7578 | 0.00097375 | 739.4745 | 0.014628 | 490.6062 | 1.3008
| 490.2323 | 0 | 523.7584 | 0.10965 | 490.2323 | 0 | 523.7584 | 0.032923 | 524.3048 | 0.023318 | 523.7584 | 0.038765 | 490.7225 | 0.46958 | 518.5 | -0.017072 | 490.2323 | 1.1474 | 518.5 | 3.9902 | 518.5 | -0.0050134 | 490.7225 | 0.00049738 | 490.7225 | 0.00052812 | 523.7583 | -0.0092124 | 523.7584 | -0.0056985 | 739.6388 | 0.62831 | 523.7584 | -0.0088624 | 738.9222 | 0 | 739.6388 | 0.015157 | 490.7225 | 1.301
| 490.346 | 0.010168 | 523.9837 | 0.10342 | 490.346 | 0.0061012 | 523.9837 | 0.084987 | 524.5299 | 0.064582 | 523.9837 | 0.093141 | 490.8389 | 0.49287 | 518.73 | 0.0036384 | 490.346 | 1.1342 | 518.73 | 3.9659 | 518.73 | 0.010726 | 490.8389 | 0.00026444 | 490.8389 | 0.00025777 | 523.9837 | 0.014335 | 523.9837 | 0.0058747 | 739.8031 | 0.6139 | 523.9837 | 0.0057662 | 739.0865 | 0.00069566 | 739.8031 | 0.0141 | 490.8389 | 1.2971
| 490.4598 | 0 | 524.209 | 0.10735 | 490.4598 | 0 | 524.209 | 0.020854 | 524.7549 | 0.013562 | 524.209 | 0.031088 | 490.9552 | 0.46917 | 518.95 | -0.039462 | 490.4598 | 1.1639 | 518.95 | 3.9639 | 518.95 | -0.013933 | 490.9552 | 0.00056872 | 490.9552 | 0.00053246 | 524.209 | -0.014077 | 524.209 | -0.0029702 | 739.9674 | 0.63145 | 524.209 | -0.018581 | 739.2509 | 0 | 739.9674 | 0.014628 | 490.9552 | 1.2935
| 490.5736 | 0.010834 | 524.4344 | 0.1239 | 490.5736 | 0.022329 | 524.4344 | 0.058051 | 524.98 | 0.048653 | 524.4344 | 0.092196 | 491.0716 | 0.48912 | 519.18 | 0.026029 | 490.5736 | 1.1758 | 519.18 | 3.946 | 519.18 | -0.0043139 | 491.0716 | 0.0003057 | 491.0716 | 0.00027469 | 524.4344 | 0.02007 | 524.4344 | 0.0036906 | 740.1317 | 0.63223 | 524.4344 | -0.0011238 | 739.4152 | 0.00097375 | 740.1317 | 0.013806 | 491.0716 | 1.2855
| 490.6873 | 0 | 524.6597 | 0.10802 | 490.6873 | 0 | 524.6597 | 0.049348 | 525.2051 | 0.01387 | 524.6597 | 0.039421 | 491.188 | 0.47395 | 519.4 | 0.024908 | 490.6873 | 1.1834 | 519.4 | 3.9749 | 519.4 | -0.0092106 | 491.188 | 0.00053722 | 491.188 | 0.00049232 | 524.6597 | -0.0039263 | 524.6597 | -0.0034118 | 740.296 | 0.656 | 524.6597 | 0.0066467 | 739.5796 | 0 | 740.296 | 0.014863 | 491.188 | 1.2816
| 490.8011 | 0.011943 | 524.8851 | 0.11253 | 490.8011 | 0.019758 | 524.8851 | 0.097899 | 525.4301 | 0.068057 | 524.8851 | 0.08499 | 491.3043 | 0.48434 | 519.63 | -0.0058775 | 490.8011 | 1.2172 | 519.63 | 3.9413 | 519.63 | 0.0061793 | 491.3043 | 0.00023558 | 491.3043 | 0.00021763 | 524.8851 | 0.0040094 | 524.8851 | -0.0032603 | 740.4603 | 0.64591 | 524.8851 | -0.001621 | 739.744 | 0.00069566 | 740.4603 | 0.014276 | 491.3043 | 1.2771
| 490.9148 | 0 | 525.1105 | 0.1007 | 490.9148 | 0 | 525.1105 | 0.00095749 | 525.6552 | 0.0093523 | 525.1105 | 0.031218 | 491.4207 | 0.47852 | 519.85 | -0.016513 | 490.9148 | 1.2315 | 519.85 | 3.9572 | 519.85 | -0.0027399 | 491.4207 | 0.00050693 | 491.4207 | 0.00045001 | 525.1105 | -0.015428 | 525.1105 | -0.00050858 | 740.6246 | 0.66957 | 525.1105 | -0.011616 | 739.9083 | 0 | 740.6246 | 0.015392 | 491.4207 | 1.2768
| 491.0286 | 0.013459 | 525.3359 | 0.11158 | 491.0286 | 0.021653 | 525.3359 | 0.069414 | 525.8804 | 0.046626 | 525.3359 | 0.092562 | 491.5371 | 0.47582 | 520.08 | 0.049539 | 491.0286 | 1.2876 | 520.08 | 3.9166 | 520.08 | 0.0088028 | 491.5371 | 0.00027461 | 491.5371 | 0.00023238 | 525.3359 | 0.012271 | 525.3359 | 0.00739 | 740.7889 | 0.64978 | 525.3359 | 0.005935 | 740.0727 | 0.00097375 | 740.7889 | 0.014922 | 491.5371 | 1.2747
| 491.1424 | 0 | 525.5613 | 0.10617 | 491.1424 | 0 | 525.5613 | 0.023688 | 526.1055 | 0.0056288 | 525.5613 | 0.030445 | 491.6535 | 0.47437 | 520.3 | 0.013714 | 491.1424 | 1.2885 | 520.3 | 3.9399 | 520.3 | -0.0093854 | 491.6535 | 0.00053376 | 491.6535 | 0.00047756 | 525.5613 | -0.010854 | 525.5613 | -0.0005762 | 740.9532 | 0.66968 | 525.5613 | -0.0035888 | 740.2371 | 0 | 740.9532 | 0.015686 | 491.6535 | 1.2761
| 491.2561 | 0.0019596 | 525.7867 | 0.11296 | 491.2561 | 0.02463 | 525.7867 | 0.066793 | 526.3306 | 0.052129 | 525.7867 | 0.088323 | 491.7699 | 0.45503 | 520.53 | 0.025469 | 491.2561 | 1.3311 | 520.53 | 3.8709 | 520.53 | -0.0029147 | 491.7699 | 0.0002616 | 491.7699 | 0.00024518 | 525.7867 | 0.027955 | 525.7867 | 0.0065446 | 741.1175 | 0.67097 | 525.7867 | 0.0030553 | 740.4015 | 0.00069566 | 741.1175 | 0.014628 | 491.7699 | 1.2663
| 491.3699 | 0 | 526.0121 | 0.1105 | 491.3699 | 0 | 526.0121 | -0.00015191 | 526.5558 | 0.026422 | 526.0121 | 0.032685 | 491.8863 | 0.44838 | 520.76 | -0.016513 | 491.3699 | 1.3302 | 520.76 | 3.9557 | 520.76 | -0.0036143 | 491.8863 | 0.00052949 | 491.8863 | 0.00049015 | 526.0122 | -0.017306 | 526.0121 | -0.0061811 | 741.2819 | 0.67265 | 526.0121 | 0.00095273 | 740.5659 | 0 | 741.2819 | 0.015333 | 491.8863 | 1.2588
| 491.4837 | 0 | 526.2376 | 0.10569 | 491.4837 | 0.0096211 | 526.2376 | 0.050083 | 526.7809 | 0.048653 | 526.2376 | 0.086026 | 492.0027 | 0.41824 | 520.98 | -0.010915 | 491.4837 | 1.376 | 520.98 | 3.8666 | 520.98 | 0.0082777 | 492.0027 | 0.00027115 | 492.0027 | 0.00024518 | 526.2376 | 0.0090769 | 526.2376 | -0.00092275 | 741.4462 | 0.68644 | 526.2376 | 0.0028611 | 740.7303 | 0.00069566 | 741.4462 | 0.01457 | 492.0027 | 1.2479
| 491.5975 | 0 | 526.4631 | 0.11296 | 491.5975 | 0 | 526.4631 | -0.042471 | 527.0061 | 0.025038 | 526.4631 | 0.031152 | 492.1191 | 0.41886 | 521.21 | -0.016513 | 491.5975 | 1.4325 | 521.21 | 3.8885 | 521.21 | 0.0021569 | 492.1191 | 0.00051547 | 492.1191 | 0.00051553 | 526.4631 | -0.00078621 | 526.4631 | 0.0028046 | 741.6105 | 0.70001 | 526.4631 | -0.0048559 | 740.8947 | 0 | 741.6105 | 0.015803 | 492.1191 | 1.2477
| 491.7113 | 0.0099464 | 526.6885 | 0.11619 | 491.7113 | 0.017593 | 526.6885 | 0.055115 | 527.2313 | 0.062265 | 526.6885 | 0.089805 | 492.2355 | 0.39849 | 521.43 | 0.015953 | 491.7113 | 1.4057 | 521.43 | 3.8321 | 521.43 | 0.0026815 | 492.2355 | 0.00025042 | 492.2355 | 0.00027469 | 526.6885 | 0.0087508 | 526.6885 | 0.0011827 | 741.7749 | 0.70764 | 526.6885 | 0.0082482 | 741.0591 | 0.0004174 | 741.7749 | 0.014511 | 492.2355 | 1.2516
| 491.8251 | 0 | 526.914 | 0.10608 | 491.8251 | 0 | 526.914 | 0.023499 | 527.4565 | 0.012711 | 526.914 | 0.030278 | 492.3519 | 0.396 | 521.66 | -0.030506 | 491.8251 | 1.4666 | 521.66 | 3.8724 | 521.66 | 0.00023318 | 492.3519 | 0.000511 | 492.3519 | 0.00045001 | 526.914 | -0.0033344 | 526.914 | 0.0039023 | 741.9392 | 0.69917 | 526.914 | 0.0103 | 741.2235 | 0 | 741.9392 | 0.015392 | 492.3519 | 1.2556
| 491.9389 | 0.010834 | 527.1395 | 0.10677 | 491.9389 | 0.019758 | 527.1395 | 0.10009 | 527.6817 | 0.067478 | 527.1395 | 0.086245 | 492.4683 | 0.35505 | 521.88 | 0.010355 | 491.9389 | 1.4892 | 521.88 | 3.8267 | 521.88 | 0.0023318 | 492.4683 | 0.0002683 | 492.4683 | 0.00018378 | 527.1395 | 0.011709 | 527.1395 | -2.7605e-05 | 742.1036 | 0.71649 | 527.1395 | -0.00475 | 741.3879 | 0.00097375 | 742.1036 | 0.014452 | 492.4683 | 1.2548
| 492.0526 | 0 | 527.365 | 0.096076 | 492.0526 | 0 | 527.365 | 0.033018 | 527.9069 | 0.0071723 | 527.365 | 0.029644 | 492.5847 | 0.34902 | 522.11 | -0.034425 | 492.0526 | 1.5364 | 522.11 | 3.882 | 522.11 | -0.0030897 | 492.5847 | 0.00050978 | 492.5847 | 0.00045001 | 527.365 | -0.020483 | 527.365 | -0.0001753 | 742.268 | 0.72193 | 527.365 | -0.007822 | 741.5523 | 0 | 742.268 | 0.016097 | 492.5847 | 1.2493
| 492.1664 | 0.0055093 | 527.5906 | 0.10405 | 492.1664 | 0.013804 | 527.5906 | 0.08956 | 528.1322 | 0.052129 | 527.5906 | 0.089617 | 492.7011 | 0.3141 | 522.34 | 0.0053177 | 492.1664 | 1.5334 | 522.34 | 3.8529 | 522.34 | 0.00075785 | 492.7011 | 0.00024838 | 492.7011 | 0.00027469 | 527.5906 | 0.016028 | 527.5906 | 0.0037391 | 742.4323 | 0.7392 | 527.5906 | 0.00072558 | 741.7167 | 0.00069566 | 742.4323 | 0.015686 | 492.7011 | 1.2416
| 492.2802 | 0 | 527.8161 | 0.10288 | 492.2802 | 0 | 527.8161 | 0.017923 | 528.3574 | 0.018752 | 527.8161 | 0.033086 | 492.8176 | 0.3116 | 522.56 | -0.014274 | 492.2802 | 1.563 | 522.56 | 3.8122 | 522.56 | -0.002565 | 492.8176 | 0.00051872 | 492.8176 | 0.00051553 | 527.8161 | -0.014287 | 527.8161 | 0.0010521 | 742.5967 | 0.7369 | 527.8161 | -0.013639 | 741.8812 | 0 | 742.5967 | 0.016508 | 492.8176 | 1.2377
| 492.394 | 0 | 528.0417 | 0.10555 | 492.394 | 0.0091518 | 528.0417 | 0.086281 | 528.5827 | 0.052129 | 528.0417 | 0.083541 | 492.934 | 0.27564 | 522.79 | 0.010355 | 492.394 | 1.5887 | 522.79 | 3.8218 | 522.79 | 0.0011076 | 492.934 | 0.0002744 | 492.934 | 0.00024518 | 528.0417 | 0.017619 | 528.0417 | 0.010591 | 742.761 | 0.72855 | 528.0417 | -0.0048131 | 742.0456 | 0.001252 | 742.761 | 0.015098 | 492.934 | 1.2295
| 492.5079 | 0 | 528.2672 | 0.10745 | 492.5079 | 0 | 528.2672 | 0.03074 | 528.808 | 0.0073558 | 528.2672 | 0.03971 | 493.0504 | 0.2773 | 523.01 | -0.006437 | 492.5079 | 1.618 | 523.01 | 3.7947 | 523.01 | -0.007462 | 493.0504 | 0.00052726 | 493.0504 | 0.0004691 | 528.2672 | -0.022533 | 528.2672 | -0.0059729 | 742.9254 | 0.7415 | 528.2672 | -0.015548 | 742.2101 | 0 | 742.9254 | 0.015921 | 493.0504 | 1.2295
| 492.6217 | 0.014323 | 528.4928 | 0.10927 | 492.6217 | 0.015969 | 528.4928 | 0.084175 | 529.0332 | 0.06545 | 528.4928 | 0.093495 | 493.1669 | 0.2509 | 523.24 | -0.0053177 | 492.6217 | 1.6254 | 523.24 | 3.7828 | 523.24 | -0.005538 | 493.1669 | 0.00025509 | 493.1669 | 0.00022392 | 528.4928 | 0.018713 | 528.4928 | 0.0022546 | 743.0898 | 0.74744 | 528.4928 | -0.0056627 | 742.3745 | 0.00097375 | 743.0898 | 0.015216 | 493.1669 | 1.2262
| 492.7355 | 0 | 528.7184 | 0.099356 | 492.7355 | 0 | 528.7184 | -0.048909 | 529.2586 | 0.0095902 | 528.7184 | 0.02776 | 493.2833 | 0.25153 | 523.46 | 0.019311 | 492.7355 | 1.6472 | 523.46 | 3.7268 | 523.46 | -0.0072872 | 493.2833 | 0.00050591 | 493.2833 | 0.00041833 | 528.7184 | -0.016495 | 528.7184 | 0.0013824 | 743.2542 | 0.75899 | 528.7184 | -0.023133 | 742.5389 | 0 | 743.2542 | 0.016332 | 493.2833 | 1.2238
| 492.8493 | 0.014199 | 528.944 | 0.11543 | 492.8493 | 0.022465 | 528.944 | 0.10586 | 529.4839 | 0.066319 | 528.944 | 0.090104 | 493.3997 | 0.23074 | 523.69 | 0.00083963 | 492.8493 | 1.6411 | 523.69 | 3.7127 | 523.69 | -0.0030897 | 493.3997 | 0.00025306 | 493.3997 | 0.00019441 | 528.944 | 0.019198 | 528.944 | 0.0010732 | 743.4186 | 0.76039 | 528.944 | 0.010349 | 742.7034 | 0.00069566 | 743.4186 | 0.015627 | 493.3997 | 1.2202
| 492.9631 | 0 | 529.1696 | 0.096005 | 492.9631 | 0 | 529.1696 | -0.023961 | 529.7092 | 0.024808 | 529.1696 | 0.033088 | 493.5162 | 0.24176 | 523.92 | -0.013154 | 492.9631 | 1.6604 | 523.92 | 3.7221 | 523.92 | -0.016731 | 493.5162 | 0.00052949 | 493.5162 | 0.00047756 | 529.1696 | -0.013568 | 529.1696 | 0.0004976 | 743.583 | 0.78786 | 529.1696 | -0.0081845 | 742.8679 | 0 | 743.583 | 0.016508 | 493.5162 | 1.2228
| 493.0769 | 0.011277 | 529.3952 | 0.1126 | 493.0769 | 0.032614 | 529.3952 | 0.039479 | 529.9345 | 0.06603 | 529.3952 | 0.080799 | 493.6326 | 0.21993 | 524.14 | 0.00083963 | 493.0769 | 1.6945 | 524.14 | 3.6939 | 524.14 | 0.001982 | 493.6326 | 0.00027867 | 493.6326 | 0.00028315 | 529.3952 | 0.017743 | 529.3952 | -0.00098355 | 743.7474 | 0.78489 | 529.3952 | 0.016258 | 743.0323 | 0.00097375 | 743.7474 | 0.01551 | 493.6326 | 1.2253
| 493.1907 | 0 | 529.6209 | 0.10404 | 493.1907 | 0 | 529.6209 | 0.023823 | 530.1599 | 0.020315 | 529.6209 | 0.037084 | 493.7491 | 0.22346 | 524.37 | -0.030506 | 493.1907 | 1.7124 | 524.37 | 3.7079 | 524.37 | -0.0090358 | 493.7491 | 0.0005423 | 493.7491 | 0.00051553 | 529.6209 | -0.0050487 | 529.6209 | -0.0061283 | 743.9118 | 0.79324 | 529.6209 | -0.011359 | 743.1968 | 0 | 743.9118 | 0.016215 | 493.7491 | 1.2258
| 493.3046 | 0.0052875 | 529.8465 | 0.099207 | 493.3046 | 0.023277 | 529.8465 | 0.036708 | 530.3852 | 0.047205 | 529.8465 | 0.080278 | 493.8655 | 0.20039 | 524.59 | 0.0058775 | 493.3046 | 1.702 | 524.59 | 3.6614 | 524.59 | 0.0014574 | 493.8655 | 0.00027074 | 493.8655 | 0.00023238 | 529.8465 | 0.016116 | 529.8465 | 0.004041 | 744.0762 | 0.79291 | 529.8465 | 0.00852 | 743.3613 | 0.0004174 | 744.0762 | 0.015157 | 493.8655 | 1.2205
| 493.4184 | 0 | 530.0722 | 0.1033 | 493.4184 | 0 | 530.0722 | -0.038707 | 530.6106 | 0.019521 | 530.0722 | 0.034048 | 493.982 | 0.20974 | 524.82 | -0.023229 | 493.4184 | 1.7563 | 524.82 | 3.6169 | 524.82 | -0.012358 | 493.982 | 0.00055896 | 493.982 | 0.00043937 | 530.0722 | -0.024259 | 530.0722 | -0.002926 | 744.2406 | 0.80048 | 530.0722 | -0.0014712 | 743.5257 | 0 | 744.2406 | 0.015803 | 493.982 | 1.2155
| 493.5322 | 0.019756 | 530.2979 | 0.10404 | 493.5322 | 0.013804 | 530.2979 | 0.091657 | 530.836 | 0.055893 | 530.2979 | 0.081053 | 494.0985 | 0.18127 | 525.05 | -0.010915 | 493.5322 | 1.757 | 525.05 | 3.6215 | 525.05 | -0.0092106 | 494.0985 | 0.00029331 | 494.0985 | 0.00021133 | 530.2979 | 0.016783 | 530.2979 | 0.0034428 | 744.405 | 0.81388 | 530.2979 | 0.0085469 | 743.6902 | 0.00097375 | 744.405 | 0.014863 | 494.0985 | 1.2062
| 493.6461 | 0.00066663 | 530.5236 | 0.10095 | 493.6461 | 0 | 530.5236 | 0.012979 | 531.0614 | 0.011371 | 530.5236 | 0.036193 | 494.2149 | 0.18106 | 525.27 | -0.029387 | 493.6461 | 1.7809 | 525.27 | 3.6314 | 525.27 | -0.00064125 | 494.2149 | 0.00054331 | 494.2149 | 0.0004691 | 530.5236 | -0.0031221 | 530.5236 | -0.0068871 | 744.5695 | 0.81831 | 530.5236 | -0.0046839 | 743.8547 | 0 | 744.5695 | 0.01598 | 494.2149 | 1.2031
| 493.7599 | 0.019756 | 530.7493 | 0.11161 | 493.7599 | 0.03072 | 530.7493 | 0.12387 | 531.2868 | 0.045468 | 530.7493 | 0.082272 | 494.3314 | 0.15549 | 525.5 | -0.02379 | 493.7599 | 1.8076 | 525.5 | 3.5906 | 525.5 | -0.0022152 | 494.3314 | 0.00025509 | 494.3314 | 0.00026189 | 530.7493 | 0.022414 | 530.7493 | 0.0038216 | 744.7339 | 0.82229 | 530.7493 | 0.0042714 | 744.0192 | 0.00097375 | 744.7339 | 0.015216 | 494.3314 | 1.2035
| 493.8738 | 0 | 530.975 | 0.088961 | 493.8738 | 0 | 530.975 | 0.030596 | 531.5122 | 0.011798 | 530.975 | 0.020979 | 494.4479 | 0.16817 | 525.72 | -0.00083963 | 493.8738 | 1.7831 | 525.72 | 3.5714 | 525.72 | -0.0050134 | 494.4479 | 0.00051242 | 494.4479 | 0.00047756 | 530.975 | -0.0049474 | 530.975 | -0.012111 | 744.8984 | 0.84224 | 530.975 | -0.0032577 | 744.1837 | 0 | 744.8984 | 0.016391 | 494.4479 | 1.2108
| 493.9876 | 0.0055093 | 531.2007 | 0.11077 | 493.9876 | 0.015292 | 531.2007 | 0.093341 | 531.7377 | 0.064582 | 531.2007 | 0.085143 | 494.5644 | 0.14676 | 525.95 | 0.018192 | 493.9876 | 1.7595 | 525.95 | 3.5437 | 525.95 | 0.012825 | 494.5644 | 0.00025733 | 494.5644 | 0.00022392 | 531.2007 | 0.022413 | 531.2007 | 0.0072942 | 745.0628 | 0.87521 | 531.2007 | 0.0066489 | 744.3482 | 0.00069566 | 745.0628 | 0.01551 | 494.5644 | 1.2122
| 494.1014 | 0 | 531.4264 | 0.089119 | 494.1014 | 0 | 531.4264 | -0.011166 | 531.9631 | -0.0016064 | 531.4264 | 0.029032 | 494.6809 | 0.15133 | 526.17 | -0.012035 | 494.1014 | 1.793 | 526.17 | 3.551 | 526.17 | -0.0078116 | 494.6809 | 0.00051445 | 494.6809 | 0.00044371 | 531.4264 | -0.021274 | 531.4264 | -0.0028571 | 745.2272 | 0.86736 | 531.4264 | -0.013146 | 744.5127 | 0 | 745.2272 | 0.016802 | 494.6809 | 1.2129
| 494.2153 | 0.010612 | 531.6522 | 0.10201 | 494.2153 | 0.0089172 | 531.6522 | 0.073242 | 532.1886 | 0.049812 | 531.6522 | 0.088406 | 494.7974 | 0.12493 | 526.4 | 0.015953 | 494.2153 | 1.8012 | 526.4 | 3.5028 | 526.4 | 0.0046053 | 494.7974 | 0.00026017 | 494.7974 | 0.00022392 | 531.6522 | 0.010779 | 531.6522 | 0.0036742 | 745.3917 | 0.88743 | 531.6522 | -0.0019752 | 744.6772 | 0.00097375 | 745.3917 | 0.01551 | 494.7974 | 1.2082
| 494.3292 | 0 | 531.878 | 0.077753 | 494.3292 | 0 | 531.878 | -0.035868 | 532.414 | 0.010442 | 531.878 | 0.036825 | 494.9139 | 0.13366 | 526.63 | -0.041141 | 494.3292 | 1.8018 | 526.63 | 3.4866 | 526.63 | -0.014108 | 494.9139 | 0.00052157 | 494.9139 | 0.00049015 | 531.878 | -0.019335 | 531.878 | 0.00063186 | 745.5561 | 0.86489 | 531.878 | -0.020998 | 744.8417 | 0 | 745.5561 | 0.016626 | 494.9139 | 1.2108
| 494.443 | 0.018397 | 532.1037 | 0.10556 | 494.443 | 0.013141 | 532.1037 | 0.065219 | 532.6395 | 0.038517 | 532.1037 | 0.088183 | 495.0304 | 0.11267 | 526.85 | 0.037783 | 494.443 | 1.8222 | 526.85 | 3.4863 | 526.85 | 0.00040807 | 495.0304 | 0.00026444 | 495.0304 | 0.00027035 | 532.1037 | 0.01233 | 532.1037 | 0.0064514 | 745.7206 | 0.88609 | 532.1037 | 0.017129 | 745.0063 | 0.001252 | 745.7206 | 0.016038 | 495.0304 | 1.2069
| 494.5569 | 0 | 532.3295 | 0.09402 | 494.5569 | 0 | 532.3295 | 0.0076079 | 532.865 | 0.021474 | 532.3295 | 0.029422 | 495.1469 | 0.11786 | 527.08 | -0.027708 | 494.5569 | 1.8382 | 527.08 | 3.4855 | 527.08 | -0.00011659 | 495.1469 | 0.00052299 | 495.1469 | 0.0005535 | 532.3295 | -0.01673 | 532.3295 | 0.0040504 | 745.8851 | 0.89932 | 532.3295 | -0.0075919 | 745.1708 | 0 | 745.8851 | 0.01692 | 495.1469 | 1.2072
| 494.6707 | 0.0075059 | 532.5553 | 0.10127 | 494.6707 | 0.026931 | 532.5553 | 0.069786 | 533.0905 | 0.057341 | 532.5553 | 0.076618 | 495.2634 | 0.094374 | 527.3 | 0.038343 | 494.6707 | 1.8195 | 527.3 | 3.4488 | 527.3 | 0.0061793 | 495.2634 | 0.0002616 | 495.2634 | 0.00028315 | 532.5553 | 0.0093293 | 532.5553 | -0.0044357 | 746.0495 | 0.90576 | 532.5553 | 0.010255 | 745.3353 | 0.00069566 | 746.0495 | 0.015686 | 495.2634 | 1.2012
| 494.7846 | 0 | 532.7812 | 0.095286 | 494.7846 | 0 | 532.7812 | -0.01357 | 533.316 | 0.018208 | 532.7812 | 0.031236 | 495.3799 | 0.1004 | 527.53 | -0.026029 | 494.7846 | 1.8634 | 527.53 | 3.4516 | 527.53 | -0.009735 | 495.3799 | 0.00050388 | 495.3799 | 0.00049015 | 532.7812 | -0.013005 | 532.7812 | -0.0052009 | 746.214 | 0.91311 | 532.7812 | -0.0019814 | 745.4999 | 0 | 746.214 | 0.016215 | 495.3799 | 1.2043
| 494.8985 | 0.0050655 | 533.007 | 0.097869 | 494.8985 | 0.026795 | 533.007 | 0.091556 | 533.5416 | 0.057631 | 533.007 | 0.082076 | 495.4964 | 0.081486 | 527.76 | 0.011475 | 494.8985 | 1.8521 | 527.76 | 3.3703 | 527.76 | 0.0039058 | 495.4964 | 0.00024432 | 495.4964 | 0.00020699 | 533.007 | 0.013866 | 533.007 | 0.0010097 | 746.3785 | 0.94215 | 533.007 | 0.0087955 | 745.6644 | 0.00097375 | 746.3785 | 0.015216 | 495.4964 | 1.2002
| 495.0124 | 0 | 533.2328 | 0.097879 | 495.0124 | 0 | 533.2328 | -0.034131 | 533.7671 | 0.0081228 | 533.2328 | 0.029475 | 495.6129 | 0.087307 | 527.98 | -0.020431 | 495.0124 | 1.8904 | 527.98 | 3.3656 | 527.98 | -0.00099105 | 495.6129 | 0.00049311 | 495.6129 | 0.00046476 | 533.2328 | -0.0046435 | 533.2328 | 0.0003925 | 746.543 | 0.94546 | 533.2328 | -0.014914 | 745.8289 | 0 | 746.543 | 0.016743 | 495.6129 | 1.1993
| 495.1262 | 0.014323 | 533.4587 | 0.093882 | 495.1262 | 0.0025812 | 533.4587 | 0.055685 | 533.9927 | 0.054156 | 533.4587 | 0.078727 | 495.7294 | 0.067559 | 528.21 | -0.0025189 | 495.1262 | 1.8988 | 528.21 | 3.3763 | 528.21 | -0.0016906 | 495.7294 | 0.00025184 | 495.7294 | 0.00025777 | 533.4587 | 0.0079973 | 533.4587 | -0.00041183 | 746.7075 | 0.94748 | 533.4587 | 0.013162 | 745.9935 | 0.00097375 | 746.7075 | 0.015862 | 495.7294 | 1.1976
| 495.2401 | 0 | 533.6845 | 0.090363 | 495.2401 | 0 | 533.6845 | 0.029439 | 534.2183 | 0.01393 | 533.6845 | 0.025429 | 495.846 | 0.072548 | 528.43 | -0.00027989 | 495.2401 | 1.9132 | 528.43 | 3.3656 | 528.43 | -0.0053632 | 495.846 | 0.00051547 | 495.846 | 0.0005535 | 533.6845 | -0.00098878 | 533.6845 | -0.0016934 | 746.872 | 0.96031 | 533.6845 | -0.0048335 | 746.1581 | 0 | 746.872 | 0.016743 | 495.846 | 1.202
| 495.354 | 0.0030689 | 533.9104 | 0.10405 | 495.354 | 0.012437 | 533.9104 | 0.084079 | 534.4438 | 0.048653 | 533.9104 | 0.077374 | 495.9625 | 0.054878 | 528.66 | -0.013714 | 495.354 | 1.9318 | 528.66 | 3.2831 | 528.66 | 0.00093272 | 495.9625 | 0.00026749 | 495.9625 | 0.00029574 | 533.9104 | 0.019509 | 533.9104 | 0.0072212 | 747.0365 | 0.95202 | 533.9104 | 0.0023448 | 746.3226 | 0.00097375 | 747.0365 | 0.015803 | 495.9625 | 1.2038
| 495.4679 | 0 | 534.1363 | 0.08998 | 495.4679 | 0 | 534.1363 | -0.014464 | 534.6694 | 0.016639 | 534.1363 | 0.025739 | 496.079 | 0.059659 | 528.89 | 0.0053177 | 495.4679 | 1.9091 | 528.89 | 3.2973 | 528.89 | -0.0023901 | 496.079 | 0.00050673 | 496.079 | 0.00053029 | 534.1363 | -0.013483 | 534.1363 | 0.0026979 | 747.201 | 0.97669 | 534.1363 | -0.013096 | 746.4872 | 0 | 747.201 | 0.01645 | 496.079 | 1.2026
| 495.5818 | 0.0057311 | 534.3622 | 0.095641 | 495.5818 | 0.019758 | 534.3622 | 0.046522 | 534.895 | 0.043441 | 534.3622 | 0.08189 | 496.1956 | 0.039912 | 529.11 | -0.0025189 | 495.5818 | 1.9633 | 529.11 | 3.2362 | 529.11 | 0.0075785 | 496.1956 | 0.00024147 | 496.1956 | 0.00023455 | 534.3622 | 0.016064 | 534.3622 | 0.0041033 | 747.3655 | 0.97725 | 534.3622 | 0.00014128 | 746.6517 | 0.001252 | 747.3655 | 0.015686 | 496.1956 | 1.1962
| 495.6957 | 0 | 534.5881 | 0.087928 | 495.6957 | 0 | 534.5881 | -0.0035864 | 535.1206 | 0.0071276 | 534.5881 | 0.027137 | 496.3121 | 0.044069 | 529.34 | -0.0075566 | 495.6957 | 1.95 | 529.34 | 3.2763 | 529.34 | -0.0078116 | 496.3121 | 0.00052583 | 496.3121 | 0.00047952 | 534.5882 | -0.011638 | 534.5881 | -0.008295 | 747.53 | 0.98162 | 534.5881 | -0.0066593 | 746.8163 | 0 | 747.53 | 0.016567 | 496.3121 | 1.1966
| 495.8096 | 0.0070623 | 534.8141 | 0.0969 | 495.8096 | 0.016645 | 534.8141 | 0.074372 | 535.3463 | 0.037069 | 534.8141 | 0.080476 | 496.4286 | 0.025568 | 529.56 | -0.012035 | 495.8096 | 1.9603 | 529.56 | 3.2309 | 529.56 | -0.0027399 | 496.4286 | 0.00028721 | 496.4286 | 0.00024518 | 534.8141 | 0.019721 | 534.8141 | 0.0034214 | 747.6945 | 1.0026 | 534.8141 | -0.010277 | 746.9809 | 0.0015303 | 747.6945 | 0.015745 | 496.4286 | 1.1909
| 495.9235 | 0 | 535.04 | 0.089104 | 495.9235 | 0 | 535.04 | -0.019467 | 535.5719 | 0.00036565 | 535.04 | 0.024168 | 496.5452 | 0.032428 | 529.79 | 0.014274 | 495.9235 | 1.985 | 529.79 | 3.2387 | 529.79 | -0.0081612 | 496.5452 | 0.00055002 | 496.5452 | 0.00049015 | 535.04 | -0.015999 | 535.04 | -0.0005881 | 747.859 | 1.0389 | 535.04 | -0.0028732 | 747.1455 | 0 | 747.859 | 0.016802 | 496.5452 | 1.1971
| 496.0374 | 0.0012942 | 535.266 | 0.095192 | 496.0374 | 0.01854 | 535.266 | 0.061328 | 535.7976 | 0.053866 | 535.266 | 0.0756 | 496.6617 | 0.020477 | 530.02 | 0.027708 | 496.0374 | 2.0916 | 530.02 | 3.2248 | 530.02 | -0.002565 | 496.6617 | 0.00026647 | 496.6617 | 0.00024518 | 535.266 | 0.020625 | 535.266 | 0.0084626 | 748.0236 | 1.0412 | 535.266 | -0.0028119 | 747.3101 | 0.001252 | 748.0236 | 0.015803 | 496.6617 | 1.1965
| 496.1513 | 0 | 535.4919 | 0.090499 | 496.1513 | 0 | 535.4919 | 0.00050826 | 536.0232 | -2.1275e-05 | 535.4919 | 0.02742 | 496.7783 | 0.030557 | 530.24 | -0.010355 | 496.1513 | 2.0609 | 530.24 | 3.2383 | 530.24 | -0.0018654 | 496.7783 | 0.00054575 | 496.7783 | 0.00050295 | 535.4919 | -0.0064627 | 535.4919 | 0.0022075 | 748.1881 | 1.0409 | 535.4919 | 0.00058345 | 747.4747 | 0 | 748.1881 | 0.017155 | 496.7783 | 1.2037
| 496.2652 | 0.0099464 | 535.7179 | 0.094441 | 496.2652 | 0.024901 | 535.7179 | 0.059173 | 536.2489 | 0.035621 | 535.7179 | 0.076035 | 496.8949 | 0.017679 | 530.47 | 0.0092359 | 496.2652 | 2.0975 | 530.47 | 3.2265 | 530.47 | -0.0016906 | 496.8949 | 0.00028213 | 496.8949 | 0.00025777 | 535.7179 | 0.0093805 | 535.7179 | 0.0060712 | 748.3526 | 1.0449 | 535.7179 | 0.013362 | 747.6393 | 0.001252 | 748.3526 | 0.016156 | 496.8949 | 1.2005
| 496.3791 | 0 | 535.9439 | 0.08974 | 496.3791 | 0 | 535.9439 | 0.01725 | 536.4746 | 0.0063199 | 535.9439 | 0.025833 | 497.0114 | 0.021411 | 530.7 | -0.006437 | 496.3791 | 2.0767 | 530.7 | 3.1654 | 530.7 | 0.007229 | 497.0114 | 0.00055734 | 497.0114 | 0.00054092 | 535.9439 | -0.0048411 | 535.9439 | -0.00090651 | 748.5172 | 1.068 | 535.9439 | 0.0028478 | 747.8039 | 0 | 748.5172 | 0.016978 | 497.0114 | 1.2006
| 496.493 | 0.011056 | 536.1699 | 0.099685 | 496.493 | 0.021382 | 536.1699 | 0.097807 | 536.7003 | 0.049233 | 536.1699 | 0.081477 | 497.128 | 0.0085629 | 530.92 | 0.0047579 | 496.493 | 2.123 | 530.92 | 3.1484 | 530.92 | -0.011484 | 497.128 | 0.00027969 | 497.128 | 0.00028315 | 536.1699 | 0.022296 | 536.1699 | 0.0034283 | 748.6817 | 1.0616 | 536.1699 | 0.012138 | 747.9685 | 0.00097375 | 748.6817 | 0.015921 | 497.128 | 1.1965
| 496.6069 | 0 | 536.3959 | 0.088916 | 496.6069 | 0 | 536.3959 | -0.02965 | 536.9261 | -0.00038291 | 536.3959 | 0.023306 | 497.2446 | 0.013191 | 531.15 | 0.037783 | 496.6069 | 2.1114 | 531.15 | 3.1773 | 531.15 | -0.0062376 | 497.2446 | 0.00055409 | 497.2446 | 0.00050295 | 536.3959 | -0.0092504 | 536.3959 | -0.003027 | 748.8463 | 1.0816 | 536.3959 | -0.0068205 | 748.1331 | 0 | 748.8463 | 0.017272 | 497.2446 | 1.1985
| 496.7208 | 0.017904 | 536.622 | 0.09596 | 496.7208 | 0.029096 | 536.622 | 0.065288 | 537.1518 | 0.05097 | 536.622 | 0.071685 | 497.3611 | 0.0049683 | 531.37 | -0.02267 | 496.7208 | 2.1588 | 531.37 | 3.0998 | 531.37 | -0.0030897 | 497.3611 | 0.00027826 | 497.3611 | 0.0002198 | 536.622 | 0.017071 | 536.622 | 0.0065235 | 749.0108 | 1.0838 | 536.622 | 0.0083852 | 748.2977 | 0.0004174 | 749.0108 | 0.016332 | 497.3611 | 1.1995
| 496.8348 | 0 | 536.848 | 0.096818 | 496.8348 | 0 | 536.848 | 0.034822 | 537.3775 | 0.022349 | 536.848 | 0.026654 | 497.4777 | 0.0066303 | 531.6 | -0.057374 | 496.8348 | 2.1372 | 531.6 | 3.0846 | 531.6 | -0.0085115 | 497.4777 | 0.00052807 | 497.4777 | 0.0004563 | 536.848 | -0.013896 | 536.848 | 0.0023148 | 749.1754 | 1.0743 | 536.848 | 0.0013103 | 748.4623 | 0 | 749.1754 | 0.01739 | 497.4777 | 1.2107
| 496.9487 | 0.0057311 | 537.0741 | 0.093468 | 496.9487 | 0.027878 | 537.0741 | 0.046983 | 537.6033 | 0.032725 | 537.0741 | 0.071924 | 497.5943 | 0.001811 | 531.83 | -0.010355 | 496.9487 | 2.2353 | 531.83 | 3.0261 | 531.83 | -0.0090358 | 497.5943 | 0.00025367 | 497.5943 | 0.00023672 | 537.0741 | 0.0086605 | 537.0741 | 0.0042399 | 749.34 | 1.1212 | 537.0741 | 0.0081699 | 748.627 | 0.00097375 | 749.34 | 0.015803 | 497.5943 | 1.2146
| 497.0626 | 0 | 537.3001 | 0.084737 | 497.0626 | 0 | 537.3001 | -0.027477 | 537.829 | 0.0092106 | 537.3001 | 0.029643 | 497.7109 | 0.0030998 | 532.05 | -0.014833 | 497.0626 | 2.2021 | 532.05 | 3.0608 | 532.05 | -0.0053632 | 497.7109 | 0.00052949 | 497.7109 | 0.00049448 | 537.3001 | -0.012116 | 537.3001 | -0.0053725 | 749.5045 | 1.0946 | 537.3001 | -0.001526 | 748.7916 | 0 | 749.5045 | 0.017037 | 497.7109 | 1.223
| 497.1766 | 0.0052875 | 537.5262 | 0.091444 | 497.1766 | 0.025577 | 537.5262 | 0.065777 | 538.0548 | 0.039096 | 537.5262 | 0.07742 | 497.8275 | 0.0012939 | 532.28 | -0.014274 | 497.1766 | 2.2812 | 532.28 | 3.0233 | 532.28 | -0.0069371 | 497.8275 | 0.00027725 | 497.8275 | 0.00025777 | 537.5262 | 0.0010425 | 537.5262 | 0.0077562 | 749.6691 | 1.1297 | 537.5262 | -0.0018626 | 748.9562 | 0.00097375 | 749.6691 | 0.015745 | 497.8275 | 1.216
| 497.2905 | 0 | 537.7523 | 0.087851 | 497.2905 | 0 | 537.7523 | -0.017265 | 538.2806 | 0.0098304 | 537.7523 | 0.029171 | 497.9441 | 0.0014436 | 532.51 | -0.036664 | 497.2905 | 2.3544 | 532.51 | 3.0093 | 532.51 | -0.0085115 | 497.9441 | 0.00052583 | 497.9441 | 0.00052812 | 537.7523 | -0.017943 | 537.7523 | -0.0043321 | 749.8337 | 1.1594 | 537.7523 | 0.0030174 | 749.1209 | 0 | 749.8337 | 0.017096 | 497.9441 | 1.2167
| 497.4044 | 0.02099 | 537.9784 | 0.090926 | 497.4044 | 0.023953 | 537.9784 | 0.067176 | 538.5064 | 0.052997 | 537.9784 | 0.078264 | 498.0607 | 0.00014972 | 532.73 | 0.016513 | 497.4044 | 2.3347 | 532.73 | 2.9931 | 532.73 | -0.0086863 | 498.0607 | 0.00025408 | 498.0607 | 0.00027035 | 537.9784 | 0.016069 | 537.9784 | 0.0058215 | 749.9983 | 1.1648 | 537.9784 | 0.013521 | 749.2855 | 0.0004174 | 749.9983 | 0.015921 | 498.0607 | 1.2112
| 497.5184 | 0 | 538.2045 | 0.092007 | 497.5184 | 0 | 538.2045 | 0.031104 | 538.7322 | 0.018171 | 538.2045 | 0.032884 | 498.1773 | 0.0002971 | 532.96 | -0.0075566 | 497.5184 | 2.3747 | 532.96 | 2.9703 | 532.96 | -0.008336 | 498.1773 | 0.00053417 | 498.1773 | 0.0005535 | 538.2045 | -0.00084705 | 538.2045 | 0.0035512 | 750.1629 | 1.1789 | 538.2045 | -0.0069556 | 749.4502 | 0 | 750.1629 | 0.017213 | 498.1773 | 1.2115
| 497.6323 | 0.0099464 | 538.4307 | 0.081033 | 497.6323 | 0.011264 | 538.4307 | 0.069506 | 538.958 | 0.048943 | 538.4307 | 0.076074 | 498.2939 | 0.00014739 | 533.18 | 0.0075566 | 497.6323 | 2.3821 | 533.18 | 2.9297 | 533.18 | 0.0030313 | 498.2939 | 0.00028578 | 498.2939 | 0.00028315 | 538.4307 | 0.0067905 | 538.4307 | -0.0011276 | 750.3275 | 1.1667 | 538.4307 | 0.00085729 | 749.6148 | 0.0004174 | 750.3275 | 0.016156 | 498.2939 | 1.2106
| 497.7463 | 0.0015555 | 538.6568 | 0.085723 | 497.7463 | 0 | 538.6568 | 0.024327 | 539.1839 | 0.011956 | 538.6568 | 0.027833 | 498.4105 | 0.00027661 | 533.41 | -0.017072 | 497.7463 | 2.4454 | 533.41 | 2.9464 | 533.41 | -0.01131 | 498.4105 | 0.00054474 | 498.4105 | 0.00054092 | 538.6568 | -0.0086148 | 538.6568 | -0.0012267 | 750.4921 | 1.2021 | 538.6568 | 0.00168 | 749.7795 | 0 | 750.4921 | 0.017096 | 498.4105 | 1.2161
| 497.8602 | 0.012841 | 538.883 | 0.091229 | 497.8602 | 0.031667 | 538.883 | 0.056125 | 539.4097 | 0.023904 | 538.883 | 0.068915 | 498.5271 | 0.00012946 | 533.64 | -0.049539 | 497.8602 | 2.4649 | 533.64 | 2.8965 | 533.64 | 0.0054798 | 498.5271 | 0.00026403 | 498.5271 | 0.00026189 | 538.883 | 0.013773 | 538.883 | 0.0020517 | 750.6567 | 1.2085 | 538.883 | 0.0099256 | 749.9441 | 0.00097375 | 750.6567 | 0.01598 | 498.5271 | 1.22
| 497.9742 | 0 | 539.1091 | 0.082868 | 497.9742 | 0 | 539.1091 | 0.040931 | 539.6356 | 0.013091 | 539.1091 | 0.027262 | 498.6437 | 0.00023633 | 533.86 | -0.0086761 | 497.9742 | 2.4639 | 533.86 | 2.9018 | 533.86 | -0.0058878 | 498.6437 | 0.00054433 | 498.6437 | 0.00054504 | 539.1091 | -0.004135 | 539.1091 | 0.0069504 | 750.8213 | 1.2244 | 539.1091 | -0.011126 | 750.1088 | 0 | 750.8213 | 0.01739 | 498.6437 | 1.2287
| 498.0881 | 0.0059529 | 539.3353 | 0.075363 | 498.0881 | 0.02463 | 539.3353 | 0.070616 | 539.8615 | 0.049812 | 539.3353 | 0.070829 | 498.7603 | 0.00010687 | 534.09 | -0.006437 | 498.0881 | 2.5088 | 534.09 | 2.832 | 534.09 | -0.0062376 | 498.7603 | 0.0002807 | 498.7603 | 0.00028727 | 539.3353 | 0.01712 | 539.3353 | 0.0047195 | 750.9859 | 1.1998 | 539.3353 | -0.0062379 | 750.2735 | 0.0004174 | 750.9859 | 0.016391 | 498.7603 | 1.2256
| 498.2021 | 0 | 539.5615 | 0.080907 | 498.2021 | 0 | 539.5615 | 0.016005 | 540.0874 | 0.011218 | 539.5615 | 0.028569 | 498.8769 | 0.00020234 | 534.32 | 0.017632 | 498.2021 | 2.5499 | 534.32 | 2.8454 | 534.32 | -0.00011659 | 498.8769 | 0.00053803 | 498.8769 | 0.00050295 | 539.5615 | -0.0096378 | 539.5615 | -0.0033802 | 751.1505 | 1.2495 | 539.5615 | 0.0018748 | 750.4382 | 0 | 751.1505 | 0.017683 | 498.8769 | 1.2268
| 498.3161 | 0.011943 | 539.7877 | 0.092341 | 498.3161 | 0.0070399 | 539.7877 | 0.094325 | 540.3133 | 0.044889 | 539.7877 | 0.06988 | 498.9936 | 9.5464e-05 | 534.54 | -0.023229 | 498.3161 | 2.5845 | 534.54 | 2.8137 | 534.54 | -0.0018654 | 498.9936 | 0.00025753 | 498.9936 | 0.0002198 | 539.7877 | 0.015152 | 539.7877 | 0.0039946 | 751.3151 | 1.2513 | 539.7877 | 0.0020757 | 750.6028 | 0.00069566 | 751.3151 | 0.016626 | 498.9936 | 1.2153
| 498.43 | 0 | 540.0139 | 0.082403 | 498.43 | 0 | 540.0139 | 0.014589 | 540.5392 | 0.0077902 | 540.0139 | 0.025541 | 499.1102 | 0.00019582 | 534.77 | -0.043381 | 498.43 | 2.6343 | 534.77 | 2.7828 | 534.77 | -0.0062376 | 499.1102 | 0.00056608 | 499.1102 | 0.00046476 | 540.0139 | -0.01081 | 540.0139 | -0.0010227 | 751.4798 | 1.2699 | 540.0139 | -0.0038689 | 750.7675 | 0 | 751.4798 | 0.01786 | 499.1102 | 1.2126
| 498.544 | 0.0030689 | 540.2402 | 0.078334 | 498.544 | 0.013804 | 540.2402 | 0.031888 | 540.7651 | 0.039965 | 540.2402 | 0.066005 | 499.2268 | 0.00010035 | 535 | -0.013154 | 498.544 | 2.7009 | 535 | 2.7647 | 535 | 0.013175 | 499.2268 | 0.00030936 | 499.2268 | 0.0002493 | 540.2402 | 0.013598 | 540.2402 | 0.003982 | 751.6444 | 1.2613 | 540.2402 | 0.0094884 | 750.9322 | 0.00069566 | 751.6444 | 0.016567 | 499.2268 | 1.2115
| 498.658 | 0 | 540.4664 | 0.084963 | 498.658 | 0 | 540.4664 | 0.0018104 | 540.991 | 0.017119 | 540.4664 | 0.029962 | 499.3435 | 0.00018045 | 535.22 | -0.014833 | 498.658 | 2.7293 | 535.22 | 2.7625 | 535.22 | -0.0029147 | 499.3435 | 0.00054901 | 499.3435 | 0.00049448 | 540.4664 | -0.011813 | 540.4664 | -0.0026478 | 751.809 | 1.2869 | 540.4664 | 0.00075988 | 751.0969 | 0 | 751.809 | 0.017331 | 499.3435 | 1.2212
| 498.772 | 0.0057311 | 540.6927 | 0.087253 | 498.772 | 0.020164 | 540.6927 | 0.04599 | 541.217 | 0.037648 | 540.6927 | 0.074858 | 499.4601 | 8.0097e-05 | 535.45 | 0.0081163 | 498.772 | 2.8066 | 535.45 | 2.7096 | 535.45 | 0.00093272 | 499.4601 | 0.00024127 | 499.4601 | 0.0002493 | 540.6927 | 0.015747 | 540.6927 | 0.0059315 | 751.9737 | 1.3153 | 540.6927 | 0.0034016 | 751.2616 | 0.0004174 | 751.9737 | 0.016273 | 499.4601 | 1.2309
| 498.8859 | 0 | 540.9189 | 0.070403 | 498.8859 | 0 | 540.9189 | 0.0059548 | 541.443 | 0.0046672 | 540.9189 | 0.02996 | 499.5768 | 0.00017067 | 535.67 | -0.010915 | 498.8859 | 2.8551 | 535.67 | 2.7133 | 535.67 | 0.0030313 | 499.5768 | 0.00051953 | 499.5768 | 0.00049015 | 540.9189 | -0.016198 | 540.9189 | 0.0057312 | 752.1383 | 1.3225 | 540.9189 | -0.0063283 | 751.4263 | 0 | 752.1383 | 0.01692 | 499.5768 | 1.2389
| 498.9999 | 0.013952 | 541.1452 | 0.087606 | 498.9999 | 0.023953 | 541.1452 | 0.061811 | 541.6689 | 0.035621 | 541.1452 | 0.065212 | 499.6934 | 9.0575e-05 | 535.9 | 0.0058775 | 498.9999 | 2.8896 | 535.9 | 2.6984 | 535.9 | 0.010551 | 499.6934 | 0.00027969 | 499.6934 | 0.00024518 | 541.1452 | 0.011485 | 541.1452 | 0.0066248 | 752.303 | 1.3298 | 541.1452 | -0.010787 | 751.5911 | 0.00097375 | 752.303 | 0.016156 | 499.6934 | 1.2354
| 499.1139 | 0 | 541.3715 | 0.079292 | 499.1139 | 0 | 541.3715 | -0.0092963 | 541.8949 | 0.0080672 | 541.3715 | 0.023642 | 499.8101 | 0.00017067 | 536.13 | 0.0075566 | 499.1139 | 2.9073 | 536.13 | 2.6581 | 536.13 | -0.013058 | 499.8101 | 0.00055978 | 499.8101 | 0.00050295 | 541.3715 | -0.010856 | 541.3715 | -0.0033142 | 752.4677 | 1.3579 | 541.3715 | 0.0019957 | 751.7558 | 0 | 752.4677 | 0.017272 | 499.8101 | 1.2322
| 499.2279 | 0.014323 | 541.5978 | 0.089703 | 499.2279 | 0.011029 | 541.5978 | 0.081548 | 542.1209 | 0.041992 | 541.5978 | 0.072604 | 499.9267 | 8.0097e-05 | 536.35 | 0.00027989 | 499.2279 | 2.9451 | 536.35 | 2.5859 | 536.35 | -0.0027399 | 499.9267 | 0.00028151 | 499.9267 | 0.00025777 | 541.5978 | 0.012202 | 541.5978 | 0.0015237 | 752.6323 | 1.3723 | 541.5978 | 0.0019686 | 751.9205 | 0.00069566 | 752.6323 | 0.01692 | 499.9267 | 1.2236
| 499.3419 | 0 | 541.8241 | 0.077119 | 499.3419 | 0 | 541.8241 | 0.013689 | 542.3469 | 0.015792 | 541.8241 | 0.029681 | 500.0434 | 0.00014459 | 536.58 | -0.012035 | 499.3419 | 3.0007 | 536.58 | 2.6004 | 536.58 | -0.012534 | 500.0434 | 0.00053945 | 500.0434 | 0.00052812 | 541.8241 | -0.017683 | 541.8241 | -0.0044895 | 752.797 | 1.3828 | 541.8241 | 0.0037195 | 752.0852 | 0 | 752.797 | 0.017801 | 500.0434 | 1.2295
| 499.4559 | 0.0075059 | 542.0505 | 0.079399 | 499.4559 | 0.013804 | 542.0505 | 0.065401 | 542.5729 | 0.038228 | 542.0505 | 0.066426 | 500.1601 | 6.4496e-05 | 536.81 | -0.031627 | 499.4559 | 3.059 | 536.81 | 2.527 | 536.81 | 0.0030313 | 500.1601 | 0.00026017 | 500.1601 | 0.00027469 | 542.0505 | 0.005754 | 542.0505 | 0.0029283 | 752.9616 | 1.4173 | 542.0505 | 0.00944 | 752.25 | 0.00069566 | 752.9616 | 0.016626 | 500.1601 | 1.231
| 499.5699 | 0 | 542.2768 | 0.079529 | 499.5699 | 0 | 542.2768 | 0.030837 | 542.799 | 0.015206 | 542.2768 | 0.028831 | 500.2767 | 0.00014459 | 537.03 | -0.0069968 | 499.5699 | 3.1152 | 537.03 | 2.5516 | 537.03 | -0.0086863 | 500.2767 | 0.00055551 | 500.2767 | 0.00050707 | 542.2768 | -0.0090619 | 542.2768 | -0.00049255 | 753.1263 | 1.3852 | 542.2768 | -0.0021518 | 752.4147 | 0 | 753.1263 | 0.017566 | 500.2767 | 1.2384
| 499.6839 | 0.011056 | 542.5032 | 0.08673 | 499.6839 | 0.016645 | 542.5032 | 0.062429 | 543.025 | 0.044889 | 542.5032 | 0.067469 | 500.3934 | 8.0097e-05 | 537.26 | 0.0075566 | 499.6839 | 3.1412 | 537.26 | 2.5254 | 537.26 | -0.0037892 | 500.3934 | 0.00029757 | 500.3934 | 0.00023672 | 542.5032 | 0.011043 | 542.5032 | 0.0059613 | 753.291 | 1.4067 | 542.5032 | -0.006616 | 752.5794 | 0.0004174 | 753.291 | 0.016743 | 500.3934 | 1.2395
| 499.7979 | 0 | 542.7295 | 0.074937 | 499.7979 | 0 | 542.7295 | -0.012714 | 543.2511 | 0.015931 | 542.7295 | 0.027595 | 500.5101 | 0.00014296 | 537.49 | -0.023229 | 499.7979 | 3.1536 | 537.49 | 2.5117 | 537.49 | -0.012534 | 500.5101 | 0.00057035 | 500.5101 | 0.00049015 | 542.7295 | -0.017109 | 542.7295 | -0.0058115 | 753.4557 | 1.4355 | 542.7295 | -0.0055998 | 752.7442 | 0 | 753.4557 | 0.017801 | 500.5101 | 1.2472
| 499.9119 | 0.011499 | 542.9559 | 0.080677 | 499.9119 | 0.032344 | 542.9559 | 0.077542 | 543.4772 | 0.040255 | 542.9559 | 0.071707 | 500.6268 | 6.2867e-05 | 537.71 | -0.0069968 | 499.9119 | 3.1702 | 537.71 | 2.4602 | 537.71 | -0.0029147 | 500.6268 | 0.00027582 | 500.6268 | 0.00027469 | 542.9559 | 0.0041486 | 542.9559 | 0.0063252 | 753.6204 | 1.4609 | 542.9559 | 0.005345 | 752.9089 | 0.0004174 | 753.6204 | 0.01692 | 500.6268 | 1.2514
| 500.026 | 0 | 543.1823 | 0.076529 | 500.026 | 0 | 543.1823 | 0.02117 | 543.7032 | 0.01337 | 543.1823 | 0.028326 | 500.7434 | 0.00014296 | 537.94 | -0.04562 | 500.026 | 3.2139 | 537.94 | 2.4384 | 537.94 | -0.012358 | 500.7434 | 0.00055653 | 500.7434 | 0.00050707 | 543.1823 | -0.0039115 | 543.1823 | 0.00092529 | 753.7851 | 1.474 | 543.1823 | 0.002314 | 753.0737 | 0 | 753.7851 | 0.017918 | 500.7434 | 1.2538
| 500.14 | 0.014323 | 543.4087 | 0.091851 | 500.14 | 0.031396 | 543.4087 | 0.077734 | 543.9293 | 0.039965 | 543.4087 | 0.064703 | 500.8601 | 8.0097e-05 | 538.17 | 0.0030786 | 500.14 | 3.2518 | 538.17 | 2.4214 | 538.17 | -0.012883 | 500.8601 | 0.00028213 | 500.8601 | 0.0002493 | 543.4087 | 0.0050536 | 543.4087 | 0.0072286 | 753.9498 | 1.4904 | 543.4087 | 0.0040975 | 753.2384 | 0.00097375 | 753.9498 | 0.017213 | 500.8601 | 1.2478
| 500.254 | 0 | 543.6351 | 0.06031 | 500.254 | 0 | 543.6351 | 0.016193 | 544.1554 | 0.0077388 | 543.6351 | 0.024587 | 500.9768 | 0.00015717 | 538.39 | -0.0069968 | 500.254 | 3.2575 | 538.39 | 2.3951 | 538.39 | 0.0049551 | 500.9768 | 0.00056181 | 500.9768 | 0.00047756 | 543.6351 | -0.011549 | 543.6351 | 0.001417 | 754.1145 | 1.4606 | 543.6351 | -0.0083279 | 753.4032 | 0 | 754.1145 | 0.01833 | 500.9768 | 1.2475
| 500.368 | 0.0046219 | 543.8616 | 0.086499 | 500.368 | 0.0091518 | 543.8616 | 0.055879 | 544.3816 | 0.038807 | 543.8616 | 0.069794 | 501.0935 | 7.707e-05 | 538.62 | -0.015393 | 500.368 | 3.2667 | 538.62 | 2.341 | 538.62 | -0.0090358 | 501.0935 | 0.00028396 | 501.0935 | 0.00024518 | 543.8616 | 0.013371 | 543.8616 | 0.0030429 | 754.2792 | 1.4941 | 543.8616 | 0.011423 | 753.568 | 0.00097375 | 754.2792 | 0.01739 | 501.0935 | 1.2478
| 500.4821 | 0 | 544.088 | 0.080021 | 500.4821 | 0 | 544.088 | 0.0017605 | 544.6077 | 0.0014633 | 544.088 | 0.030385 | 501.2102 | 0.00015624 | 538.85 | -0.0041982 | 500.4821 | 3.2944 | 538.85 | 2.3486 | 538.85 | -0.01061 | 501.2102 | 0.00053701 | 501.2102 | 0.00051553 | 544.088 | -0.010519 | 544.088 | -0.0028697 | 754.4439 | 1.5144 | 544.088 | 0.0014544 | 753.7328 | 0 | 754.4439 | 0.018565 | 501.2102 | 1.2555
| 500.5961 | 0.0044001 | 544.3145 | 0.087102 | 500.5961 | 0.021382 | 544.3145 | 0.079435 | 544.8338 | 0.041992 | 544.3145 | 0.067343 | 501.3269 | 7.9165e-05 | 539.07 | 0.0025189 | 500.5961 | 3.2667 | 539.07 | 2.2475 | 539.07 | -0.009735 | 501.3269 | 0.00025692 | 501.3269 | 0.00027035 | 544.3144 | 0.011908 | 544.3145 | -0.00097293 | 754.6086 | 1.528 | 544.3145 | 0.013789 | 753.8975 | 0.0015303 | 754.6086 | 0.017331 | 501.3269 | 1.2585
| 500.7101 | 0 | 544.5409 | 0.072098 | 500.7101 | 0 | 544.5409 | 0.043113 | 545.06 | 0.020059 | 544.5409 | 0.026935 | 501.4436 | 0.00016485 | 539.3 | -0.00083963 | 500.7101 | 3.3136 | 539.3 | 2.2715 | 539.3 | -0.013408 | 501.4436 | 0.00051953 | 501.4436 | 0.00050295 | 544.5409 | -0.014816 | 544.5409 | -0.0020265 | 754.7734 | 1.5315 | 544.5409 | -0.004161 | 754.0623 | 0 | 754.7734 | 0.018565 | 501.4436 | 1.2628
| 500.8242 | 0.0068403 | 544.7674 | 0.083246 | 500.8242 | 0.010091 | 544.7674 | 0.04395 | 545.2862 | 0.040255 | 544.7674 | 0.069828 | 501.5603 | 8.5685e-05 | 539.53 | 0.019871 | 500.8242 | 3.3483 | 539.53 | 2.1918 | 539.53 | -0.0053632 | 501.5603 | 0.00026871 | 501.5603 | 0.00025364 | 544.7674 | 0.014012 | 544.7674 | 0.0012704 | 754.9381 | 1.5513 | 544.7674 | 0.0075439 | 754.2271 | 0.00097375 | 754.9381 | 0.01739 | 501.5603 | 1.2618
| 500.9382 | 0 | 544.9939 | 0.075147 | 500.9382 | 0 | 544.9939 | -0.0069701 | 545.5123 | 0.016937 | 544.9939 | 0.025002 | 501.6771 | 0.00015228 | 539.75 | -0.015393 | 500.9382 | 3.3707 | 539.75 | 2.1822 | 539.75 | 0.0018072 | 501.6771 | 0.00052726 | 501.6771 | 0.00048602 | 544.9939 | -0.0096557 | 544.9939 | 0.0041963 | 755.1028 | 1.5522 | 544.9939 | -0.006801 | 754.3919 | 0 | 755.1028 | 0.01833 | 501.6771 | 1.2643
| 501.0522 | 0 | 545.2204 | 0.072031 | 501.0522 | 0.026525 | 545.2204 | 0.043797 | 545.7385 | 0.05097 | 545.2204 | 0.070942 | 501.7938 | 6.6592e-05 | 539.98 | -0.006437 | 501.0522 | 3.4261 | 539.98 | 2.1408 | 539.98 | 0.0033811 | 501.7938 | 0.00026546 | 501.7938 | 0.00025364 | 545.2204 | 0.010812 | 545.2204 | 0.0027007 | 755.2676 | 1.5913 | 545.2204 | -0.00058825 | 754.5567 | 0.00097375 | 755.2676 | 0.017155 | 501.7938 | 1.2637
| 501.1663 | 0 | 545.4469 | 0.075738 | 501.1663 | 0 | 545.4469 | 0.028921 | 545.9647 | 0.022553 | 545.4469 | 0.026326 | 501.9105 | 0.00013924 | 540.21 | -0.018192 | 501.1663 | 3.4553 | 540.21 | 2.1522 | 540.21 | 0.001982 | 501.9105 | 0.00052482 | 501.9105 | 0.00042679 | 545.4469 | -0.00046127 | 545.4469 | -0.00766 | 755.4323 | 1.6074 | 545.4469 | 0.0039399 | 754.7215 | 0 | 755.4323 | 0.018095 | 501.9105 | 1.2697
| 501.2803 | 0.017533 | 545.6734 | 0.073509 | 501.2803 | 0.024901 | 545.6734 | 0.077155 | 546.191 | 0.032725 | 545.6734 | 0.073485 | 502.0272 | 7.2646e-05 | 540.43 | 0.0047579 | 501.2803 | 3.4579 | 540.43 | 2.0754 | 540.43 | 0.0012825 | 502.0272 | 0.00027013 | 502.0272 | 0.00019853 | 545.6734 | 0.0099422 | 545.6734 | 0.0030045 | 755.597 | 1.6083 | 545.6734 | 0.0088718 | 754.8863 | 0.00097375 | 755.597 | 0.017272 | 502.0272 | 1.2749
| 501.3944 | 0 | 545.9 | 0.075064 | 501.3944 | 0 | 545.9 | 0.02614 | 546.4172 | 0.019254 | 545.9 | 0.026577 | 502.144 | 0.00014087 | 540.66 | -0.02211 | 501.3944 | 3.4558 | 540.66 | 2.0715 | 540.66 | -0.0093854 | 502.144 | 0.00051486 | 502.144 | 0.00049448 | 545.9 | -0.0052398 | 545.9 | -0.002595 | 755.7618 | 1.6066 | 545.9 | -0.0098614 | 755.0511 | 0 | 755.7618 | 0.018212 | 502.144 | 1.2867
| 501.5085 | 0.027041 | 546.1265 | 0.073709 | 501.5085 | 0.023277 | 546.1265 | 0.078431 | 546.6434 | 0.040834 | 546.1265 | 0.061506 | 502.2607 | 6.8222e-05 | 540.89 | 0.011475 | 501.5085 | 3.5168 | 540.89 | 2.0084 | 540.89 | 0.00023318 | 502.2607 | 0.00025326 | 502.2607 | 0.00030008 | 546.1265 | 0.0033726 | 546.1265 | 0.0060847 | 755.9265 | 1.6365 | 546.1265 | -0.0060639 | 755.2159 | 0.00097375 | 755.9265 | 0.017155 | 502.2607 | 1.2901
| 501.6225 | 0 | 546.3531 | 0.075512 | 501.6225 | 0 | 546.3531 | -0.0068678 | 546.8697 | 0.013785 | 546.3531 | 0.029869 | 502.3774 | 0.00013272 | 541.11 | -0.00027989 | 501.6225 | 3.4805 | 541.11 | 2.0076 | 541.11 | 0.0028565 | 502.3774 | 0.00051872 | 502.3774 | 0.00051553 | 546.3531 | -0.0049645 | 546.3531 | -0.0042004 | 756.0913 | 1.6506 | 546.3531 | -0.0022458 | 755.3808 | 0 | 756.0913 | 0.018682 | 502.3774 | 1.2916
| 501.7366 | 0.0010722 | 546.5797 | 0.067481 | 501.7366 | 0.025307 | 546.5797 | 0.040144 | 547.0959 | 0.025141 | 546.5797 | 0.060966 | 502.4942 | 6.4496e-05 | 541.34 | 0.017632 | 501.7366 | 3.5954 | 541.34 | 1.9565 | 541.34 | -0.0067623 | 502.4942 | 0.0002744 | 502.4942 | 0.0002198 | 546.5797 | 0.0095343 | 546.5797 | -0.0014713 | 756.2561 | 1.6779 | 546.5797 | 0.0026582 | 755.5456 | 0.00069566 | 756.2561 | 0.017448 | 502.4942 | 1.2828
| 501.8507 | 0 | 546.8063 | 0.069899 | 501.8507 | 0 | 546.8063 | -0.00060319 | 547.3222 | 0.0162 | 546.8063 | 0.02487 | 502.6109 | 0.00013505 | 541.57 | -0.012595 | 501.8507 | 3.6352 | 541.57 | 1.9539 | 541.57 | -0.0050134 | 502.6109 | 0.00056364 | 502.6109 | 0.00037819 | 546.8063 | -0.0075411 | 546.8063 | -0.0064991 | 756.4208 | 1.6754 | 546.8063 | -0.0056609 | 755.7104 | 0 | 756.4208 | 0.018388 | 502.6109 | 1.2816
| 501.9647 | 0.0095026 | 547.0329 | 0.073526 | 501.9647 | 0.013804 | 547.0329 | 0.038608 | 547.5485 | 0.029829 | 547.0329 | 0.06316 | 502.7277 | 7.055e-05 | 541.79 | 0.0036384 | 501.9647 | 3.7369 | 541.79 | 1.8821 | 541.79 | -0.0048385 | 502.7277 | 0.00029432 | 502.7277 | 0.00015839 | 547.0329 | 0.011339 | 547.0329 | 0.0035894 | 756.5856 | 1.707 | 547.0329 | -0.0031542 | 755.8752 | 0.00069566 | 756.5856 | 0.016978 | 502.7277 | 1.2784
| 502.0788 | 0 | 547.2595 | 0.064461 | 502.0788 | 0 | 547.2595 | 0.018871 | 547.7748 | 0.015051 | 547.2595 | 0.023683 | 502.8444 | 0.00016043 | 542.02 | 0.006437 | 502.0788 | 3.7264 | 542.02 | 1.9341 | 542.02 | 0.0032063 | 502.8444 | 0.0005173 | 502.8444 | 0.00040357 | 547.2595 | -0.0016006 | 547.2595 | -0.0019956 | 756.7504 | 1.7037 | 547.2595 | -0.0068129 | 756.0401 | 0 | 756.7504 | 0.018153 | 502.8444 | 1.2903
| 502.1929 | 0.014199 | 547.4861 | 0.076619 | 502.1929 | 0.034509 | 547.4861 | 0.036193 | 548.0011 | 0.026623 | 547.4861 | 0.067068 | 502.9612 | 8.9876e-05 | 542.25 | 0.015393 | 502.1929 | 3.7894 | 542.25 | 1.8189 | 542.25 | -0.0032645 | 502.9612 | 0.00022948 | 502.9612 | 0.00024518 | 547.4861 | 0.014267 | 547.4861 | -0.003449 | 756.9152 | 1.7355 | 547.4861 | -0.0073831 | 756.2049 | 0.00069566 | 756.9152 | 0.017213 | 502.9612 | 1.2997
| 502.307 | 0 | 547.7128 | 0.072504 | 502.307 | 0 | 547.7128 | 0.010275 | 548.2274 | 0.0059623 | 547.7128 | 0.022748 | 503.0779 | 0.00019745 | 542.47 | -0.026587 | 502.307 | 3.8034 | 542.47 | 1.8232 | 542.47 | 0.008628 | 503.0779 | 0.00048173 | 503.0779 | 0.00052812 | 547.7128 | -0.0092293 | 547.7128 | -0.00031876 | 757.08 | 1.7768 | 547.7128 | -0.0046236 | 756.3698 | 0 | 757.08 | 0.01833 | 503.0779 | 1.318
| 502.4211 | 0.015681 | 547.9394 | 0.072359 | 502.4211 | 0.024359 | 547.9394 | 0.060223 | 548.4538 | 0.037938 | 547.9394 | 0.056875 | 503.1947 | 0.0001078 | 542.7 | -0.027708 | 502.4211 | 3.8503 | 542.7 | 1.7675 | 542.7 | -0.00011659 | 503.1947 | 0.00025651 | 503.1947 | 0.00028315 | 547.9394 | 0.014203 | 547.9394 | 0.00046176 | 757.2448 | 1.8033 | 547.9394 | 0.0029619 | 756.5346 | 0.0004174 | 757.2448 | 0.017683 | 503.1947 | 1.3183
| 502.5351 | 0 | 548.1661 | 0.066716 | 502.5351 | 0 | 548.1661 | -0.0038516 | 548.6801 | 0.015267 | 548.1661 | 0.026444 | 503.3115 | 0.00021887 | 542.93 | -0.037783 | 502.5351 | 3.9103 | 542.93 | 1.7519 | 542.93 | -0.025125 | 503.3115 | 0.00051669 | 503.3115 | 0.00049015 | 548.1661 | -0.016273 | 548.1661 | -0.00065821 | 757.4096 | 1.7897 | 548.1661 | 0.0017541 | 756.6995 | 0 | 757.4096 | 0.019093 | 503.3115 | 1.3205
| 502.6492 | 0.0099464 | 548.3928 | 0.076502 | 502.6492 | 0.0077438 | 548.3928 | 0.055607 | 548.9065 | 0.032725 | 548.3928 | 0.063617 | 503.4282 | 0.00011106 | 543.15 | 0.0019591 | 502.6492 | 3.9285 | 543.15 | 1.728 | 543.15 | -0.012534 | 503.4282 | 0.00026363 | 503.4282 | 0.00020699 | 548.3928 | 0.010952 | 548.3928 | -0.00066018 | 757.5744 | 1.7857 | 548.3928 | 0.0023851 | 756.8643 | 0.001252 | 757.5744 | 0.018036 | 503.4282 | 1.3136
| 502.7633 | 0 | 548.6194 | 0.07585 | 502.7633 | 0 | 548.6194 | 0.0090174 | 549.1329 | 0.011745 | 548.6194 | 0.026294 | 503.545 | 0.00020373 | 543.38 | -0.02155 | 502.7633 | 3.9975 | 543.38 | 1.722 | 543.38 | -0.013058 | 503.545 | 0.00050815 | 503.545 | 0.00045218 | 548.6195 | -0.0033376 | 548.6194 | -0.0060403 | 757.7392 | 1.8342 | 548.6194 | 0.0047535 | 757.0292 | 0 | 757.7392 | 0.019387 | 503.545 | 1.3187
| 502.8774 | 0.0059529 | 548.8462 | 0.071741 | 502.8774 | 0.018946 | 548.8462 | 0.048981 | 549.3592 | 0.039386 | 548.8462 | 0.061149 | 503.6618 | 9.267e-05 | 543.61 | 0.043941 | 502.8774 | 4.0042 | 543.61 | 1.6497 | 543.61 | 0.013 | 503.6618 | 0.0002494 | 503.6618 | 0.0002493 | 548.8461 | 0.011263 | 548.8462 | 0.0067663 | 757.904 | 1.8059 | 548.8462 | 0.010165 | 757.1941 | 0.00013913 | 757.904 | 0.018388 | 503.6618 | 1.317
| 502.9915 | 0 | 549.0729 | 0.071977 | 502.9915 | 0 | 549.0729 | 0.0091715 | 549.5856 | 0.008696 | 549.0729 | 0.028987 | 503.7786 | 0.00018697 | 543.83 | -0.020991 | 502.9915 | 4.1019 | 543.83 | 1.6231 | 543.83 | 0.0011076 | 503.7786 | 0.0004866 | 503.7786 | 0.0004691 | 549.0729 | -0.0097672 | 549.0729 | -0.0089053 | 758.0688 | 1.8999 | 549.0729 | 0.0021331 | 757.359 | 0 | 758.0688 | 0.019622 | 503.7786 | 1.3272
| 503.1057 | 0.0028471 | 549.2996 | 0.070681 | 503.1057 | 0.015698 | 549.2996 | 0.05986 | 549.8121 | 0.034173 | 549.2996 | 0.061642 | 503.8954 | 9.43e-05 | 544.06 | -0.019871 | 503.1057 | 4.1431 | 544.06 | 1.5886 | 544.06 | 0.0053049 | 503.8954 | 0.00024005 | 503.8954 | 0.00022392 | 549.2996 | 0.014201 | 549.2996 | -0.0020776 | 758.2336 | 1.9323 | 549.2996 | -8.4742e-05 | 757.5239 | 0.00069566 | 758.2336 | 0.017918 | 503.8954 | 1.3277
| 503.2198 | 0 | 549.5263 | 0.066336 | 503.2198 | 0 | 549.5263 | 0.028608 | 550.0385 | 0.023457 | 549.5263 | 0.02879 | 504.0121 | 0.00017836 | 544.29 | -0.041141 | 503.2198 | 4.1734 | 544.29 | 1.5846 | 544.29 | -0.005713 | 504.0121 | 0.00051811 | 504.0121 | 0.00043937 | 549.5263 | -0.012151 | 549.5263 | -0.0021839 | 758.3985 | 1.9378 | 549.5263 | -0.0023803 | 757.6887 | 0 | 758.3985 | 0.018917 | 504.0121 | 1.3352
| 503.3339 | 0.0024034 | 549.7531 | 0.070175 | 503.3339 | 0.015428 | 549.7531 | 0.04939 | 550.2649 | 0.034463 | 549.7531 | 0.061869 | 504.1289 | 8.4055e-05 | 544.51 | 0.02211 | 503.3339 | 4.1538 | 544.51 | 1.5227 | 544.51 | -0.0034394 | 504.1289 | 0.00028334 | 504.1289 | 0.0002198 | 549.7531 | 0.013774 | 549.7531 | 0.0038741 | 758.5633 | 1.948 | 549.7531 | 0.0027718 | 757.8536 | 0.0004174 | 758.5633 | 0.01786 | 504.1289 | 1.3351
| 503.448 | 0 | 549.9798 | 0.069684 | 503.448 | 0 | 549.9798 | 0.018862 | 550.4914 | 0.005717 | 549.9798 | 0.026195 | 504.2457 | 0.00019721 | 544.74 | -0.020431 | 503.448 | 4.2282 | 544.74 | 1.5137 | 544.74 | 0.00058296 | 504.2457 | 0.00054901 | 504.2457 | 0.00051553 | 549.9799 | -0.0041073 | 549.9798 | -0.0011542 | 758.7281 | 1.9469 | 549.9798 | 0.0045271 | 758.0185 | 0 | 758.7281 | 0.019093 | 504.2457 | 1.3457
| 503.5621 | 0 | 550.2066 | 0.076395 | 503.5621 | 0.0098558 | 550.2066 | 0.048311 | 550.7178 | 0.043441 | 550.2066 | 0.061639 | 504.3625 | 0.00011316 | 544.97 | 0.0013994 | 503.5621 | 4.3136 | 544.97 | 1.4958 | 544.97 | 0.0063542 | 504.3625 | 0.00026871 | 504.3625 | 0.00029574 | 550.2066 | 0.01061 | 550.2066 | 0.0038839 | 758.893 | 1.978 | 550.2066 | -0.0011338 | 758.1834 | 0.00097375 | 758.893 | 0.018036 | 504.3625 | 1.3463
| 503.6762 | 0 | 550.4334 | 0.071577 | 503.6762 | 0 | 550.4334 | 0.015688 | 550.9443 | 0.0062286 | 550.4334 | 0.02709 | 504.4793 | 0.00023261 | 545.2 | 0.006437 | 503.6762 | 4.4087 | 545.2 | 1.4642 | 545.2 | -0.0071117 | 504.4793 | 0.00053417 | 504.4793 | 0.0005535 | 550.4334 | -0.0031885 | 550.4334 | -0.0014945 | 759.0578 | 1.9876 | 550.4334 | -0.0098604 | 758.3483 | 0 | 759.0578 | 0.018976 | 504.4793 | 1.3504
| 503.7904 | 0.0075059 | 550.6602 | 0.075076 | 503.7904 | 0.017187 | 550.6602 | 0.076354 | 551.1708 | 0.030988 | 550.6602 | 0.065293 | 504.5962 | 0.00011968 | 545.42 | -0.028827 | 503.7904 | 4.4767 | 545.42 | 1.3998 | 545.42 | -0.0022152 | 504.5962 | 0.0002683 | 504.5962 | 0.00025777 | 550.6602 | 0.0080282 | 550.6602 | 0.0033658 | 759.2227 | 2.0227 | 550.6602 | -0.0019387 | 758.5132 | 0.00069566 | 759.2227 | 0.018153 | 504.5962 | 1.3505
| 503.9045 | 0 | 550.887 | 0.052075 | 503.9045 | 0 | 550.887 | 0.014351 | 551.3973 | 0.014257 | 550.887 | 0.024671 | 504.713 | 0.00023098 | 545.65 | -0.014274 | 503.9045 | 4.4707 | 545.65 | 1.4131 | 545.65 | -0.005538 | 504.713 | 0.00052096 | 504.713 | 0.00047756 | 550.887 | -0.0078045 | 550.887 | -0.0036295 | 759.3875 | 2.043 | 550.887 | 0.0019375 | 758.6782 | 0 | 759.3875 | 0.019563 | 504.713 | 1.3585
| 504.0186 | 0.0077278 | 551.1139 | 0.068731 | 504.0186 | 0.018946 | 551.1139 | 0.033517 | 551.6238 | 0.037938 | 551.1139 | 0.062052 | 504.8298 | 0.00011153 | 545.88 | 0.042262 | 504.0186 | 4.5393 | 545.88 | 1.3498 | 545.88 | -0.0020404 | 504.8298 | 0.00025448 | 504.8298 | 0.00022392 | 551.1138 | 0.014986 | 551.1139 | 0.0054312 | 759.5524 | 2.0808 | 551.1139 | 0.0058684 | 758.8431 | 0.00097375 | 759.5524 | 0.0188 | 504.8298 | 1.3654
| 504.1328 | 0 | 551.3407 | 0.065025 | 504.1328 | 0 | 551.3407 | 0.017645 | 551.8503 | 0.012541 | 551.3407 | 0.022481 | 504.9466 | 0.00020886 | 546.1 | -0.0086761 | 504.1328 | 4.6128 | 546.1 | 1.3417 | 546.1 | -0.0053632 | 504.9466 | 0.00051161 | 504.9466 | 0.00050707 | 551.3407 | -0.0065871 | 551.3407 | 0.00087405 | 759.7172 | 2.0802 | 551.3407 | -0.0063373 | 759.008 | 0 | 759.7172 | 0.019916 | 504.9466 | 1.3745
| 504.2469 | 0.01815 | 551.5675 | 0.072583 | 504.2469 | 0.022465 | 551.5675 | 0.03569 | 552.0768 | 0.040544 | 551.5675 | 0.059342 | 505.0634 | 9.756e-05 | 546.33 | 0.012595 | 504.2469 | 4.6376 | 546.33 | 1.3022 | 546.33 | -0.00029147 | 505.0634 | 0.00026038 | 505.0634 | 0.00028727 | 551.5675 | 0.016131 | 551.5675 | 0.0030753 | 759.8821 | 2.1211 | 551.5675 | -0.0061665 | 759.1729 | 0.0004174 | 759.8821 | 0.018741 | 505.0634 | 1.3824
| 504.361 | 0 | 551.7944 | 0.070621 | 504.361 | 0 | 551.7944 | -0.012598 | 552.3034 | 0.015458 | 551.7944 | 0.030176 | 505.1803 | 0.00023843 | 546.56 | 0.0053177 | 504.361 | 4.6924 | 546.56 | 1.2572 | 546.56 | -0.0060627 | 505.1803 | 0.00052055 | 505.1803 | 0.00054092 | 551.7944 | -0.010656 | 551.7944 | -0.0048051 | 760.047 | 2.134 | 551.7944 | -0.010644 | 759.3379 | 0 | 760.047 | 0.019798 | 505.1803 | 1.3856
| 504.4752 | 0.020867 | 552.0213 | 0.073922 | 504.4752 | 0.012437 | 552.0213 | 0.047177 | 552.5299 | 0.039096 | 552.0213 | 0.062153 | 505.2971 | 0.00014087 | 546.78 | 0.019311 | 504.4752 | 4.8212 | 546.78 | 1.2274 | 546.78 | 0.01265 | 505.2971 | 0.00026403 | 505.2971 | 0.00026189 | 552.0213 | 0.011295 | 552.0213 | -0.000111 | 760.2118 | 2.1374 | 552.0213 | -0.0046315 | 759.5028 | 0.00097375 | 760.2118 | 0.018917 | 505.2971 | 1.3845
| 504.5894 | 0 | 552.2482 | 0.066942 | 504.5894 | 0 | 552.2482 | 0.013522 | 552.7565 | 0.0049365 | 552.2482 | 0.020952 | 505.4139 | 0.00027545 | 547.01 | -0.031627 | 504.5894 | 4.8048 | 547.01 | 1.2095 | 547.01 | 0.0089776 | 505.4139 | 0.00054941 | 505.4139 | 0.00048168 | 552.2482 | -0.004738 | 552.2482 | -0.0061752 | 760.3767 | 2.1378 | 552.2482 | -0.0017361 | 759.6677 | 0 | 760.3767 | 0.019916 | 505.4139 | 1.3863
| 504.7035 | 0.01039 | 552.4751 | 0.073341 | 504.7035 | 0.016645 | 552.4751 | 0.039759 | 552.9831 | 0.028078 | 552.4751 | 0.057919 | 505.5308 | 0.00013458 | 547.24 | 0.040022 | 504.7035 | 4.8277 | 547.24 | 1.1603 | 547.24 | 0.015448 | 505.5308 | 0.00029005 | 505.5308 | 0.00022392 | 552.4751 | 0.0075218 | 552.4751 | 0.0019708 | 760.5416 | 2.1856 | 552.4751 | 0.0079459 | 759.8327 | 0.00069566 | 760.5416 | 0.018447 | 505.5308 | 1.3902
| 504.8177 | 0 | 552.702 | 0.06874 | 504.8177 | 0 | 552.702 | 0.01503 | 553.2097 | 0.011363 | 552.702 | 0.023116 | 505.6476 | 0.00027382 | 547.47 | 0.0092359 | 504.8177 | 4.8084 | 547.47 | 1.1627 | 547.47 | 0.0047802 | 505.6476 | 0.00052726 | 505.6476 | 0.00046476 | 552.702 | -0.0080554 | 552.702 | -0.0041571 | 760.7065 | 2.1934 | 552.702 | -0.003382 | 759.9976 | 0 | 760.7065 | 0.01974 | 505.6476 | 1.403
| 504.9318 | 0.0068403 | 552.9289 | 0.070511 | 504.9318 | 0.015022 | 552.9289 | 0.052478 | 553.4362 | 0.037648 | 552.9289 | 0.056328 | 505.7644 | 0.00013924 | 547.69 | -0.00083963 | 504.9318 | 4.8439 | 547.69 | 1.0778 | 547.69 | -0.0060627 | 505.7644 | 0.00024432 | 505.7644 | 0.0002493 | 552.9289 | 0.011774 | 552.9289 | 0.0052798 | 760.8714 | 2.2514 | 552.9289 | 0.0025291 | 760.1626 | 0.00069566 | 760.8714 | 0.018858 | 505.7644 | 1.4113
| 505.046 | 0 | 553.1558 | 0.062552 | 505.046 | 0 | 553.1558 | 0.025 | 553.6629 | 0.020508 | 553.1558 | 0.021825 | 505.8813 | 0.00027661 | 547.92 | 0.0019591 | 505.046 | 4.9109 | 547.92 | 1.0771 | 547.92 | 0.0054798 | 505.8813 | 0.00049961 | 505.8813 | 0.00050707 | 553.1558 | -0.0074275 | 553.1558 | -0.0033536 | 761.0363 | 2.264 | 553.1558 | -0.0048382 | 760.3276 | 0 | 761.0363 | 0.020033 | 505.8813 | 1.4254
| 505.1602 | 0.018397 | 553.3828 | 0.071485 | 505.1602 | 0.015698 | 553.3828 | 0.059388 | 553.8895 | 0.045757 | 553.3828 | 0.061006 | 505.9981 | 0.00013761 | 548.15 | -0.0058775 | 505.1602 | 4.9451 | 548.15 | 1.0411 | 548.15 | 0.00513 | 505.9981 | 0.00026221 | 505.9981 | 0.00026189 | 553.3828 | 0.010301 | 553.3828 | 0.0043941 | 761.2012 | 2.2754 | 553.3828 | 0.011981 | 760.4925 | 0.00069566 | 761.2012 | 0.0188 | 505.9981 | 1.4232
| 505.2743 | 0 | 553.6097 | 0.060889 | 505.2743 | 0 | 553.6097 | 0.032396 | 554.1161 | 0.0095383 | 553.6097 | 0.024828 | 506.115 | 0.00026241 | 548.37 | -0.012035 | 505.2743 | 4.9557 | 548.37 | 1.0192 | 548.37 | -0.0032645 | 506.115 | 0.00050165 | 506.115 | 0.0004205 | 553.6097 | -0.017454 | 553.6097 | 0.0017036 | 761.3661 | 2.2962 | 553.6097 | -0.0047784 | 760.6575 | 0 | 761.3661 | 0.019798 | 506.115 | 1.4283
| 505.3885 | 0.012165 | 553.8367 | 0.069918 | 505.3885 | 0.012906 | 553.8367 | 0.062561 | 554.3428 | 0.032146 | 553.8367 | 0.059675 | 506.2319 | 0.0001248 | 548.6 | -0.0041982 | 505.3885 | 5.0089 | 548.6 | 0.97282 | 548.6 | -0.011659 | 506.2319 | 0.00024432 | 506.2319 | 0.00016273 | 553.8367 | 0.015413 | 553.8367 | 0.0064483 | 761.531 | 2.294 | 553.8367 | -0.0046752 | 760.8225 | 0.00069566 | 761.531 | 0.018682 | 506.2319 | 1.4231
| 505.5027 | 0 | 554.0637 | 0.061494 | 505.5027 | 0 | 554.0637 | 0.009717 | 554.5694 | 0.017627 | 554.0637 | 0.018687 | 506.3487 | 0.0002489 | 548.83 | -0.0097957 | 505.5027 | 4.9707 | 548.83 | 0.9784 | 548.83 | -0.0072872 | 506.3487 | 0.00050957 | 506.3487 | 0.00043308 | 554.0637 | -0.0054298 | 554.0637 | 0.0015109 | 761.6959 | 2.345 | 554.0637 | -0.0087815 | 760.9874 | 0 | 761.6959 | 0.019505 | 506.3487 | 1.4318
| 505.6169 | 0.0061749 | 554.2907 | 0.066284 | 505.6169 | 0.020841 | 554.2907 | 0.052485 | 554.7961 | 0.033884 | 554.2907 | 0.0562 | 506.4656 | 0.0001241 | 549.06 | -0.027708 | 505.6169 | 4.9837 | 549.06 | 0.9128 | 549.06 | -0.0036143 | 506.4656 | 0.00026586 | 506.4656 | 0.00027035 | 554.2907 | 0.0097744 | 554.2907 | 0.0052137 | 761.8609 | 2.3625 | 554.2907 | 0.0081918 | 761.1524 | 0.00097375 | 761.8609 | 0.017977 | 506.4656 | 1.4338
| 505.7311 | 0 | 554.5177 | 0.065064 | 505.7311 | 0 | 554.5177 | -0.019403 | 555.0228 | 0.010717 | 554.5177 | 0.022733 | 506.5825 | 0.00026078 | 549.28 | -0.017632 | 505.7311 | 4.9894 | 549.28 | 0.92148 | 549.28 | -0.0032645 | 506.5825 | 0.00053803 | 506.5825 | 0.0005535 | 554.5177 | -0.0010779 | 554.5177 | -0.0025971 | 762.0258 | 2.4075 | 554.5177 | -0.0022397 | 761.3174 | 0 | 762.0258 | 0.019622 | 506.5825 | 1.4462
| 505.8453 | 0 | 554.7447 | 0.06188 | 505.8453 | 0.01854 | 554.7447 | 0.05875 | 555.2495 | 0.044309 | 554.7447 | 0.058442 | 506.6993 | 0.00013668 | 549.51 | 0.02267 | 505.8453 | 5.017 | 549.51 | 0.88503 | 549.51 | 0.0037309 | 506.6993 | 0.00027298 | 506.6993 | 0.00028315 | 554.7447 | 0.012312 | 554.7447 | 0.0049789 | 762.1907 | 2.4291 | 554.7447 | 0.0052456 | 761.4824 | 0.00097375 | 762.1907 | 0.018741 | 506.6993 | 1.4479
| 505.9595 | 0 | 554.9718 | 0.063191 | 505.9595 | 0 | 554.9718 | 0.0044213 | 555.4762 | -0.00063814 | 554.9718 | 0.020312 | 506.8162 | 0.00027312 | 549.74 | -0.027148 | 505.9595 | 5.024 | 549.74 | 0.87914 | 549.74 | 0.0070537 | 506.8162 | 0.00054514 | 506.8162 | 0.00051553 | 554.9718 | -0.0067446 | 554.9718 | -0.0077498 | 762.3557 | 2.4175 | 554.9718 | -0.0067616 | 761.6474 | 0 | 762.3557 | 0.020797 | 506.8162 | 1.458
| 506.0736 | 0.013459 | 555.1988 | 0.065054 | 506.0736 | 0.022735 | 555.1988 | 0.047088 | 555.7029 | 0.034752 | 555.1988 | 0.057613 | 506.9331 | 0.00013621 | 549.96 | -0.034425 | 506.0736 | 4.9832 | 549.96 | 0.81852 | 549.96 | 0.00040807 | 506.9331 | 0.00027461 | 506.9331 | 0.0002493 | 555.1988 | 0.0030822 | 555.1988 | 0.00071541 | 762.5206 | 2.4591 | 555.1988 | -0.0027274 | 761.8124 | 0.00097375 | 762.5206 | 0.019505 | 506.9331 | 1.4606
| 506.1879 | 0 | 555.4259 | 0.058212 | 506.1879 | 0 | 555.4259 | -0.013241 | 555.9297 | 0.0082341 | 555.4259 | 0.020103 | 507.05 | 0.00030153 | 550.19 | 0.0058775 | 506.1879 | 4.9722 | 550.19 | 0.81455 | 550.19 | -0.007462 | 507.05 | 0.00052278 | 507.05 | 0.00050707 | 555.4259 | -0.0063697 | 555.4259 | -0.0085507 | 762.6855 | 2.4755 | 555.4259 | 0.0025819 | 761.9774 | 0 | 762.6855 | 0.020915 | 507.05 | 1.4681
| 506.3021 | 0.0063967 | 555.6529 | 0.069076 | 506.3021 | 0.014074 | 555.6529 | 0.038051 | 556.1564 | 0.037648 | 555.6529 | 0.059588 | 507.1669 | 0.00016532 | 550.42 | 0.0025189 | 506.3021 | 4.9834 | 550.42 | 0.79649 | 550.42 | 0.0025067 | 507.1669 | 0.00025042 | 507.1669 | 0.00027469 | 555.6529 | 0.010582 | 555.6529 | 0.0057021 | 762.8505 | 2.5348 | 555.6529 | 0.005645 | 762.1424 | 0.0004174 | 762.8505 | 0.019622 | 507.1669 | 1.4671
| 506.4163 | 0 | 555.88 | 0.066046 | 506.4163 | 0 | 555.88 | 0.024336 | 556.3832 | 0.010748 | 555.88 | 0.023353 | 507.2838 | 0.00032202 | 550.65 | -0.0041982 | 506.4163 | 5.0691 | 550.65 | 0.77468 | 550.65 | -0.008861 | 507.2838 | 0.00051018 | 507.2838 | 0.00047756 | 555.88 | -0.0066895 | 555.88 | 0.0025021 | 763.0154 | 2.5379 | 555.88 | -0.0071743 | 762.3075 | 0 | 763.0154 | 0.02115 | 507.2838 | 1.4724
| 506.5305 | 0.016175 | 556.1071 | 0.066685 | 506.5305 | 0.0089172 | 556.1071 | 0.062257 | 556.6099 | 0.040255 | 556.1071 | 0.054811 | 507.4007 | 0.0001567 | 550.87 | 0.027148 | 506.5305 | 5.0587 | 550.87 | 0.74011 | 550.87 | 0.0081029 | 507.4007 | 0.00026363 | 507.4007 | 0.0002198 | 556.1071 | 0.010139 | 556.1071 | 0.0085973 | 763.1804 | 2.5719 | 556.1071 | -0.0031201 | 762.4725 | 0.00097375 | 763.1804 | 0.019505 | 507.4007 | 1.4799
| 506.6447 | 0 | 556.3342 | 0.058528 | 506.6447 | 0 | 556.3342 | 0.0051404 | 556.8367 | 0.019598 | 556.3342 | 0.018525 | 507.5176 | 0.00032295 | 551.1 | -0.044499 | 506.6447 | 5.0928 | 551.1 | 0.74193 | 551.1 | -0.0016906 | 507.5176 | 0.00053905 | 507.5176 | 0.00047756 | 556.3342 | -0.0091927 | 556.3342 | -0.0024243 | 763.3454 | 2.5933 | 556.3342 | -0.0060838 | 762.6375 | 0 | 763.3454 | 0.020503 | 507.5176 | 1.4947
| 506.7589 | 0.0030689 | 556.5613 | 0.064236 | 506.7589 | 0.033562 | 556.5613 | 0.045435 | 557.0635 | 0.041992 | 556.5613 | 0.059855 | 507.6345 | 0.00016601 | 551.33 | -0.00083963 | 506.7589 | 5.0946 | 551.33 | 0.69069 | 551.33 | -0.0032645 | 507.6345 | 0.0002807 | 507.6345 | 0.00025777 | 556.5613 | 0.010232 | 556.5613 | 0.0021415 | 763.5103 | 2.6343 | 556.5613 | 0.008852 | 762.8025 | 0.00069566 | 763.5103 | 0.019328 | 507.6345 | 1.5012
| 506.8731 | 0 | 556.7885 | 0.061282 | 506.8731 | 0 | 556.7885 | -0.011609 | 557.2903 | 0.001789 | 556.7885 | 0.01497 | 507.7514 | 0.000329 | 551.55 | -0.032746 | 506.8731 | 5.0663 | 551.55 | 0.64187 | 551.55 | -0.0023901 | 507.7514 | 0.00055937 | 507.7514 | 0.0005663 | 556.7885 | -0.002723 | 556.7885 | -0.0019134 | 763.6753 | 2.6479 | 556.7885 | -0.0070677 | 762.9676 | 0 | 763.6753 | 0.021267 | 507.7514 | 1.5087
| 506.9874 | 0 | 557.0156 | 0.064532 | 506.9874 | 0.024359 | 557.0156 | 0.052393 | 557.5171 | 0.035042 | 557.0156 | 0.056958 | 507.8683 | 0.00016275 | 551.78 | -0.019311 | 506.9874 | 5.0684 | 551.78 | 0.64122 | 551.78 | -0.0013408 | 507.8683 | 0.00028578 | 507.8683 | 0.00030854 | 557.0156 | -0.0015402 | 557.0156 | 0.0013431 | 763.8403 | 2.6713 | 557.0156 | 0.0015219 | 763.1326 | 0.00097375 | 763.8403 | 0.020092 | 507.8683 | 1.5103
| 507.1016 | 0 | 557.2428 | 0.053715 | 507.1016 | 0 | 557.2428 | 0.0076906 | 557.744 | 0.0079944 | 557.2428 | 0.017226 | 507.9852 | 0.00028895 | 552.01 | -0.018192 | 507.1016 | 5.0517 | 552.01 | 0.62365 | 552.01 | -0.009735 | 507.9852 | 0.0005547 | 507.9852 | 0.00052812 | 557.2428 | -0.0067173 | 557.2428 | -0.0060134 | 764.0053 | 2.6995 | 557.2428 | -0.0065973 | 763.2976 | 0 | 764.0053 | 0.02115 | 507.9852 | 1.5187
| 507.2158 | 0.0079496 | 557.4699 | 0.066956 | 507.2158 | 0.014074 | 557.4699 | 0.047799 | 557.9708 | 0.034463 | 557.4699 | 0.052424 | 508.1021 | 0.0001262 | 552.24 | 0.037222 | 507.2158 | 5.0768 | 552.24 | 0.60687 | 552.24 | -0.002565 | 508.1021 | 0.00027582 | 508.1021 | 0.0002198 | 557.4699 | 0.013411 | 557.4699 | -0.0011167 | 764.1703 | 2.7158 | 557.4699 | 0.004436 | 763.4627 | 0.0004174 | 764.1703 | 0.019505 | 508.1021 | 1.5216
| 507.3301 | 0 | 557.6971 | 0.062221 | 507.3301 | 0 | 557.6971 | -0.01289 | 558.1977 | 0.019686 | 557.6971 | 0.015251 | 508.2191 | 0.00027708 | 552.46 | -0.018752 | 507.3301 | 5.1146 | 552.46 | 0.57996 | 552.46 | -0.010085 | 508.2191 | 0.00055693 | 508.2191 | 0.00042679 | 557.6971 | -0.0049953 | 557.6971 | -0.0028056 | 764.3352 | 2.7205 | 557.6971 | -0.0027519 | 763.6277 | 0 | 764.3352 | 0.021267 | 508.2191 | 1.529
| 507.4443 | 0.017039 | 557.9243 | 0.067835 | 507.4443 | 0.015292 | 557.9243 | 0.056514 | 558.4245 | 0.041413 | 557.9243 | 0.057375 | 508.336 | 0.00015111 | 552.69 | -0.0058775 | 507.4443 | 5.1019 | 552.69 | 0.53414 | 552.69 | -0.0023901 | 508.336 | 0.00028761 | 508.336 | 0.00020699 | 557.9243 | 0.00814 | 557.9243 | 0.005417 | 764.5003 | 2.7526 | 557.9243 | 0.0043772 | 763.7928 | 0.00097375 | 764.5003 | 0.020327 | 508.336 | 1.5343
| 507.5585 | 0 | 558.1515 | 0.057811 | 507.5585 | 0 | 558.1515 | 0.017425 | 558.6514 | 0.0056657 | 558.1515 | 0.01754 | 508.4529 | 0.00029547 | 552.92 | -0.014833 | 507.5585 | 5.1127 | 552.92 | 0.541 | 552.92 | -0.0099105 | 508.4529 | 0.00058153 | 508.4529 | 0.00046476 | 558.1515 | -0.0034363 | 558.1515 | -0.0023897 | 764.6653 | 2.8136 | 558.1515 | -0.0032971 | 763.9579 | 0 | 764.6653 | 0.021855 | 508.4529 | 1.5489
| 507.6728 | 0.0081715 | 558.3787 | 0.063449 | 507.6728 | 0.026254 | 558.3787 | 0.039408 | 558.8783 | 0.030988 | 558.3787 | 0.051905 | 508.5698 | 0.00014459 | 553.15 | 0.019311 | 507.6728 | 5.0389 | 553.15 | 0.49177 | 553.15 | -0.00029147 | 508.5698 | 0.00030144 | 508.5698 | 0.00025777 | 558.3787 | 0.0037845 | 558.3787 | 0.0049075 | 764.8302 | 2.8272 | 558.3787 | -0.00056194 | 764.1229 | 0.001252 | 764.8302 | 0.020386 | 508.5698 | 1.554
| 507.787 | 0 | 558.606 | 0.064645 | 507.787 | 0 | 558.606 | 0.0073056 | 559.1052 | -0.0019616 | 558.606 | 0.0206 | 508.6868 | 0.00031224 | 553.37 | -0.015393 | 507.787 | 5.0505 | 553.37 | 0.52279 | 553.37 | -0.0060627 | 508.6868 | 0.00056872 | 508.6868 | 0.00046476 | 558.606 | -0.003437 | 558.606 | 0.0029761 | 764.9953 | 2.8669 | 558.606 | 0.00043447 | 764.288 | 0 | 764.9953 | 0.021443 | 508.6868 | 1.5596
| 507.9013 | 0.016545 | 558.8332 | 0.071319 | 507.9013 | 0.015428 | 558.8332 | 0.041968 | 559.3321 | 0.047785 | 558.8332 | 0.051481 | 508.8037 | 0.00016764 | 553.6 | -0.014274 | 507.9013 | 5.0731 | 553.6 | 0.4272 | 553.6 | -0.00099105 | 508.8037 | 0.00027542 | 508.8037 | 0.00020699 | 558.8332 | 0.010263 | 558.8332 | 0.0039764 | 765.1603 | 2.8995 | 558.8332 | 0.0053244 | 764.4531 | 0.00097375 | 765.1603 | 0.020268 | 508.8037 | 1.5613
| 508.0156 | 0 | 559.0604 | 0.061075 | 508.0156 | 0 | 559.0604 | 0.040256 | 559.559 | 0.0078533 | 559.0604 | 0.015382 | 508.9207 | 0.00031503 | 553.83 | -0.019871 | 508.0156 | 5.1087 | 553.83 | 0.45902 | 553.83 | -0.01061 | 508.9207 | 0.0005362 | 508.9207 | 0.00045218 | 559.0604 | -0.0086535 | 559.0604 | -0.0021266 | 765.3253 | 2.9187 | 559.0604 | -0.0063093 | 764.6182 | 0 | 765.3253 | 0.021855 | 508.9207 | 1.5681
| 508.1298 | 0.010168 | 559.2877 | 0.066079 | 508.1298 | 0.018811 | 559.2877 | 0.043728 | 559.786 | 0.031856 | 559.2877 | 0.055667 | 509.0376 | 0.00014739 | 554.06 | -0.0013994 | 508.1298 | 5.0697 | 554.06 | 0.40516 | 554.06 | -0.008336 | 509.0376 | 0.0002683 | 509.0376 | 0.00024518 | 559.2877 | 0.010762 | 559.2877 | 0.0023014 | 765.4903 | 2.9602 | 559.2877 | -0.00098275 | 764.7833 | 0.0004174 | 765.4903 | 0.020973 | 509.0376 | 1.5718
| 508.2441 | 0 | 559.515 | 0.063006 | 508.2441 | 0 | 559.515 | -0.01145 | 560.0129 | 0.0067013 | 559.515 | 0.019524 | 509.1546 | 0.00031061 | 554.28 | -0.00027989 | 508.2441 | 5.0648 | 554.28 | 0.41876 | 554.28 | -0.002565 | 509.1546 | 0.00051242 | 509.1546 | 0.00049015 | 559.515 | -0.010182 | 559.515 | -0.0027114 | 765.6553 | 2.9854 | 559.515 | -0.0072673 | 764.9484 | 0 | 765.6553 | 0.022325 | 509.1546 | 1.5783
| 508.3584 | 0.0092808 | 559.7423 | 0.064158 | 508.3584 | 0.0065706 | 559.7423 | 0.041404 | 560.2399 | 0.03649 | 559.7423 | 0.053666 | 509.2715 | 0.00016322 | 554.51 | 0.031627 | 508.3584 | 5.1159 | 554.51 | 0.37678 | 554.51 | 0.0023318 | 509.2715 | 0.00024981 | 509.2715 | 0.0002493 | 559.7423 | -0.0072161 | 559.7423 | 0.00081598 | 765.8204 | 2.9951 | 559.7423 | 0.0012693 | 765.1134 | 0.00069566 | 765.8204 | 0.020738 | 509.2715 | 1.5813
| 508.4726 | 0 | 559.9696 | 0.058681 | 508.4726 | 0 | 559.9696 | -0.00052806 | 560.4669 | 0.0047123 | 559.9696 | 0.00988 | 509.3885 | 0.0003453 | 554.74 | -0.011475 | 508.4726 | 5.1485 | 554.74 | 0.35935 | 554.74 | 0.0030313 | 509.3885 | 0.00050917 | 509.3885 | 0.00044371 | 559.9696 | -0.0089311 | 559.9696 | -0.0059358 | 765.9854 | 3.0643 | 559.9696 | 0.0018277 | 765.2785 | 0 | 765.9854 | 0.021678 | 509.3885 | 1.5923
| 508.5869 | 0.019262 | 560.1969 | 0.064593 | 508.5869 | 0.014751 | 560.1969 | 0.026687 | 560.6938 | 0.030119 | 560.1969 | 0.056813 | 509.5055 | 0.00018208 | 554.97 | 0.012595 | 508.5869 | 5.0539 | 554.97 | 0.33532 | 554.97 | -0.0011659 | 509.5055 | 0.0002679 | 509.5055 | 0.00019853 | 560.1969 | 0.0082676 | 560.1969 | 0.0032526 | 766.1504 | 3.0607 | 560.1969 | -0.0042265 | 765.4437 | 0.00097375 | 766.1504 | 0.020503 | 509.5055 | 1.6027
| 508.7012 | 0 | 560.4242 | 0.063479 | 508.7012 | 0 | 560.4242 | -0.0050071 | 560.9208 | 0.0068166 | 560.4242 | 0.022022 | 509.6224 | 0.00036439 | 555.19 | 0.00083963 | 508.7012 | 5.0451 | 555.19 | 0.34905 | 555.19 | -0.0093854 | 509.6224 | 0.00053701 | 509.6224 | 0.00045218 | 560.4242 | -0.014902 | 560.4242 | -0.0011335 | 766.3155 | 3.1005 | 560.4242 | -0.0043578 | 765.6088 | 0 | 766.3155 | 0.021913 | 509.6224 | 1.6177
| 508.8155 | 0.0072841 | 560.6516 | 0.070214 | 508.8155 | 0.01854 | 560.6516 | 0.045341 | 561.1478 | 0.039386 | 560.6516 | 0.051632 | 509.7394 | 0.00018324 | 555.42 | 0.010355 | 508.8155 | 5.0958 | 555.42 | 0.29057 | 555.42 | 0.0021569 | 509.7394 | 0.00027623 | 509.7394 | 0.00025777 | 560.6516 | 0.010202 | 560.6516 | 0.0041153 | 766.4805 | 3.1162 | 560.6516 | 0.0029798 | 765.7739 | 0.00069566 | 766.4805 | 0.021326 | 509.7394 | 1.6244
| 508.9298 | 0 | 560.8789 | 0.054904 | 508.9298 | 0 | 560.8789 | -0.0080959 | 561.3749 | 0.014757 | 560.8789 | 0.016446 | 509.8564 | 0.00036696 | 555.65 | 0.015953 | 508.9298 | 5.0641 | 555.65 | 0.30997 | 555.65 | 0.0014574 | 509.8564 | 0.00055165 | 509.8564 | 0.00051553 | 560.8789 | -0.010637 | 560.8789 | -0.0025935 | 766.6456 | 3.1586 | 560.8789 | -0.0062936 | 765.939 | 0 | 766.6456 | 0.022383 | 509.8564 | 1.6286
| 509.0441 | 0.013705 | 561.1063 | 0.072182 | 509.0441 | 0.015969 | 561.1063 | 0.044707 | 561.6019 | 0.050681 | 561.1063 | 0.053579 | 509.9733 | 0.00018441 | 555.87 | -0.0030786 | 509.0441 | 5.1005 | 555.87 | 0.26192 | 555.87 | -0.01061 | 509.9733 | 0.00028151 | 509.9733 | 0.00025777 | 561.1063 | 0.01648 | 561.1063 | 0.0053263 | 766.8107 | 3.1799 | 561.1063 | 0.0016166 | 766.1041 | 0.00069566 | 766.8107 | 0.021502 | 509.9733 | 1.6277
| 509.1583 | 0 | 561.3336 | 0.057725 | 509.1583 | 0 | 561.3336 | -0.0017098 | 561.8289 | 0.005667 | 561.3336 | 0.018569 | 510.0903 | 0.00038209 | 556.1 | 0.010915 | 509.1583 | 5.1288 | 556.1 | 0.28476 | 556.1 | -0.00081612 | 510.0903 | 0.0005486 | 510.0903 | 0.00052812 | 561.3337 | -0.0055306 | 561.3336 | -0.00044891 | 766.9757 | 3.2423 | 561.3336 | -0.0032936 | 766.2692 | 0 | 766.9757 | 0.022501 | 510.0903 | 1.6316
| 509.2726 | 0.0063967 | 561.561 | 0.067155 | 509.2726 | 0.019217 | 561.561 | 0.05334 | 562.056 | 0.049233 | 561.561 | 0.053401 | 510.2073 | 0.00019838 | 556.33 | 0.0041982 | 509.2726 | 5.1601 | 556.33 | 0.25386 | 556.33 | -0.0015157 | 510.2073 | 0.0002679 | 510.2073 | 0.00027881 | 561.561 | 0.014494 | 561.561 | 0.0034452 | 767.1408 | 3.2662 | 561.561 | -0.007065 | 766.4344 | 0.00097375 | 767.1408 | 0.021678 | 510.2073 | 1.6363
| 509.387 | 0 | 561.7884 | 0.062097 | 509.387 | 0 | 561.7884 | -0.0041635 | 562.2831 | 0.014295 | 561.7884 | 0.015244 | 510.3243 | 0.00037836 | 556.56 | 0.038343 | 509.387 | 5.1164 | 556.56 | 0.26165 | 556.56 | 0.0046053 | 510.3243 | 0.00054006 | 510.3243 | 0.00053658 | 561.7884 | -0.0065509 | 561.7884 | -0.0039306 | 767.3059 | 3.3052 | 561.7884 | -0.0067901 | 766.5995 | 0 | 767.3059 | 0.022971 | 510.3243 | 1.6465
| 509.5013 | 0.015311 | 562.0158 | 0.06572 | 509.5013 | 0.011498 | 562.0158 | 0.035453 | 562.5101 | 0.029829 | 562.0158 | 0.055445 | 510.4413 | 0.00017998 | 556.79 | -0.0036384 | 509.5013 | 5.0998 | 556.79 | 0.22033 | 556.79 | 0.0023318 | 510.4413 | 0.00027318 | 510.4413 | 0.00026623 | 562.0158 | 0.01435 | 562.0158 | 0.0039421 | 767.4709 | 3.3358 | 562.0158 | 0.0057878 | 766.7646 | 0.00069566 | 767.4709 | 0.022207 | 510.4413 | 1.6555
| 509.6156 | 0 | 562.2433 | 0.059188 | 509.6156 | 0 | 562.2433 | 0.013901 | 562.7372 | 0.010504 | 562.2433 | 0.014344 | 510.5583 | 0.00035229 | 557.01 | -0.043941 | 509.6156 | 5.1202 | 557.01 | 0.22429 | 557.01 | -0.0022152 | 510.5583 | 0.00053905 | 510.5583 | 0.00049015 | 562.2433 | 5.6831e-05 | 562.2433 | -0.0013856 | 767.636 | 3.3989 | 562.2433 | -0.0011082 | 766.9298 | 0 | 767.636 | 0.023323 | 510.5583 | 1.6685
| 509.7299 | 0.012165 | 562.4707 | 0.064762 | 509.7299 | 0.028825 | 562.4707 | 0.026803 | 562.9643 | 0.031567 | 562.4707 | 0.044943 | 510.6753 | 0.0001723 | 557.24 | 0.028267 | 509.7299 | 5.0948 | 557.24 | 0.19247 | 557.24 | 0.0098522 | 510.6753 | 0.00026688 | 510.6753 | 0.00023672 | 562.4707 | 0.016626 | 562.4707 | 0.0021664 | 767.8011 | 3.4081 | 562.4707 | -0.0015188 | 767.0949 | 0.00097375 | 767.8011 | 0.02209 | 510.6753 | 1.6805
| 509.8442 | 0 | 562.6981 | 0.055192 | 509.8442 | 0 | 562.6981 | -0.013833 | 563.1915 | 0.0030897 | 562.6981 | 0.01353 | 510.7923 | 0.00034321 | 557.47 | -0.018752 | 509.8442 | 5.1311 | 557.47 | 0.18983 | 557.47 | -0.00064125 | 510.7923 | 0.00054291 | 510.7923 | 0.00048602 | 562.6982 | -0.0050134 | 562.6981 | -0.0057172 | 767.9662 | 3.4384 | 562.6981 | -0.01317 | 767.2601 | 0 | 767.9662 | 0.02303 | 510.7923 | 1.6932
| 509.9585 | 0.0046219 | 562.9256 | 0.061678 | 509.9585 | 0.02463 | 562.9256 | 0.037714 | 563.4186 | 0.042861 | 562.9256 | 0.051391 | 510.9093 | 0.0001709 | 557.7 | 0.0086761 | 509.9585 | 5.1336 | 557.7 | 0.15788 | 557.7 | 0.0088028 | 510.9093 | 0.00027725 | 510.9093 | 0.00025364 | 562.9256 | 0.017017 | 562.9256 | 0.001709 | 768.1313 | 3.4625 | 562.9256 | 0.0071323 | 767.4253 | 0.00069566 | 768.1313 | 0.021737 | 510.9093 | 1.6996
| 510.0729 | 0 | 563.1531 | 0.054764 | 510.0729 | 0 | 563.1531 | 0.00059341 | 563.6457 | 0.00052973 | 563.1531 | 0.011573 | 511.0263 | 0.00037464 | 557.92 | -0.0058775 | 510.0729 | 5.1308 | 557.92 | 0.17161 | 557.92 | -0.004139 | 511.0263 | 0.00053437 | 511.0263 | 0.00049448 | 563.1531 | -0.012934 | 563.1531 | -0.0042949 | 768.2964 | 3.4978 | 563.1531 | -0.0019203 | 767.5904 | 0 | 768.2964 | 0.022501 | 511.0263 | 1.7053
| 510.1872 | 0.012347 | 563.3806 | 0.06779 | 510.1872 | 0.019758 | 563.3806 | 0.072986 | 563.8729 | 0.042861 | 563.3806 | 0.056532 | 511.1433 | 0.00020373 | 558.15 | 0.02435 | 510.1872 | 5.1728 | 558.15 | 0.13544 | 558.15 | 0.0023318 | 511.1433 | 0.00025733 | 511.1433 | 0.00024518 | 563.3806 | 0.021163 | 563.3806 | 0.0050173 | 768.4615 | 3.5485 | 563.3806 | -0.0013587 | 767.7556 | 0.00069566 | 768.4615 | 0.021972 | 511.1433 | 1.7072
| 510.3015 | 0 | 563.6081 | 0.061795 | 510.3015 | 0 | 563.6081 | 0.0025924 | 564.1001 | 0.012543 | 563.6081 | 0.017104 | 511.2604 | 0.00040374 | 558.38 | -0.0075566 | 510.3015 | 5.2124 | 558.38 | 0.14125 | 558.38 | -0.0036143 | 511.2604 | 0.00052726 | 511.2604 | 0.0005663 | 563.6081 | -0.013099 | 563.6081 | 0.00034213 | 768.6266 | 3.5748 | 563.6081 | -0.0085706 | 767.9208 | 0 | 768.6266 | 0.023676 | 511.2604 | 1.718
| 510.4158 | 0.01039 | 563.8356 | 0.057424 | 510.4158 | 0.0096211 | 563.8356 | 0.039415 | 564.3272 | 0.023607 | 563.8356 | 0.051687 | 511.3774 | 0.00020001 | 558.61 | 0.0081163 | 510.4158 | 5.2158 | 558.61 | 0.13109 | 558.61 | 0.0070537 | 511.3774 | 0.00027034 | 511.3774 | 0.00032958 | 563.8356 | 0.0092519 | 563.8356 | 0.0027902 | 768.7917 | 3.5868 | 563.8356 | -0.00066204 | 768.0859 | 0.0004174 | 768.7917 | 0.022971 | 511.3774 | 1.7283
| 510.5302 | 0 | 564.0631 | 0.042032 | 510.5302 | 0 | 564.0631 | 0.0039278 | 564.5544 | 0.01244 | 564.0631 | 0.016044 | 511.4944 | 0.00039792 | 558.83 | -0.032746 | 510.5302 | 5.2478 | 558.83 | 0.12211 | 558.83 | -0.0043139 | 511.4944 | 0.00052766 | 511.4944 | 0.00056197 | 564.0631 | 0.0011291 | 564.0631 | 0.0009308 | 768.9568 | 3.6109 | 564.0631 | 0.0030081 | 768.2511 | 0 | 768.9568 | 0.024028 | 511.4944 | 1.7382
| 510.6445 | 0.010612 | 564.2906 | 0.059797 | 510.6445 | 0.014345 | 564.2906 | 0.056181 | 564.7816 | 0.030408 | 564.2906 | 0.051628 | 511.6114 | 0.00019791 | 559.06 | 0.0036384 | 510.6445 | 5.2864 | 559.06 | 0.1097 | 559.06 | 0.0012825 | 511.6114 | 0.00025794 | 511.6114 | 0.00024084 | 564.2906 | 0.012273 | 564.2906 | 0.0030325 | 769.1219 | 3.6931 | 564.2906 | -0.0080341 | 768.4163 | 0.00069566 | 769.1219 | 0.022795 | 511.6114 | 1.7385
| 510.7589 | 0 | 564.5182 | 0.046875 | 510.7589 | 0 | 564.5182 | -0.0058282 | 565.0088 | 0.0095198 | 564.5182 | 0.017467 | 511.7285 | 0.00040002 | 559.29 | -0.0047579 | 510.7589 | 5.284 | 559.29 | 0.11049 | 559.29 | 0.0084525 | 511.7285 | 0.0005234 | 511.7285 | 0.00047756 | 564.5181 | -0.0076545 | 564.5182 | -0.00075222 | 769.2871 | 3.7282 | 564.5182 | -0.0022749 | 768.5815 | 0 | 769.2871 | 0.024616 | 511.7285 | 1.7451
| 510.8732 | 0.0028471 | 564.7457 | 0.059646 | 510.8732 | 0.014074 | 564.7457 | 0.031243 | 565.236 | 0.0362 | 564.7457 | 0.052074 | 511.8455 | 0.0002021 | 559.52 | 0.011475 | 510.8732 | 5.3013 | 559.52 | 0.090422 | 559.52 | -0.0044887 | 511.8455 | 0.00026607 | 511.8455 | 0.00024518 | 564.7457 | 0.015299 | 564.7457 | 0.0090728 | 769.4522 | 3.7698 | 564.7457 | 0.0040322 | 768.7467 | 0.00069566 | 769.4522 | 0.023617 | 511.8455 | 1.7498
| 510.9876 | 0 | 564.9733 | 0.058931 | 510.9876 | 0 | 564.9733 | 0.0052029 | 565.4633 | 0.024595 | 564.9733 | 0.012529 | 511.9625 | 0.00038558 | 559.74 | 0.02211 | 510.9876 | 5.2523 | 559.74 | 0.096495 | 559.74 | -0.0037892 | 511.9625 | 0.00052949 | 511.9625 | 0.00049015 | 564.9733 | -0.0061974 | 564.9733 | 0.0044031 | 769.6173 | 3.7831 | 564.9733 | -0.0066032 | 768.9119 | 0 | 769.6173 | 0.024674 | 511.9625 | 1.7625
| 511.1019 | 0 | 565.2009 | 0.058721 | 511.1019 | 0.0065706 | 565.2009 | 0.038734 | 565.6905 | 0.034463 | 565.2009 | 0.052939 | 512.0796 | 0.00018371 | 559.97 | -0.023229 | 511.1019 | 5.2291 | 559.97 | 0.082897 | 559.97 | 0.011076 | 512.0796 | 0.00026363 | 512.0796 | 0.00024518 | 565.2009 | 0.0080131 | 565.2009 | 0.0052839 | 769.7825 | 3.8098 | 565.2009 | 0.0023776 | 769.0771 | 0.0004174 | 769.7825 | 0.022736 | 512.0796 | 1.7683
| 511.2163 | 0 | 565.4284 | 0.052216 | 511.2163 | 0 | 565.4284 | 0.025866 | 565.9178 | 0.0025964 | 565.4284 | 0.01717 | 512.1966 | 0.00037627 | 560.2 | 0.0058775 | 511.2163 | 5.2348 | 560.2 | 0.08092 | 560.2 | 0.0032063 | 512.1966 | 0.00054433 | 512.1966 | 0.00047756 | 565.4284 | -0.014909 | 565.4284 | 0.00066689 | 769.9476 | 3.8536 | 565.4284 | -0.0042607 | 769.2423 | 0 | 769.9476 | 0.024322 | 512.1966 | 1.7811
| 511.3307 | 0.016175 | 565.6561 | 0.069417 | 511.3307 | 0.013668 | 565.6561 | 0.055811 | 566.145 | 0.041124 | 565.6561 | 0.054029 | 512.3137 | 0.00019256 | 560.43 | 0.0097957 | 511.3307 | 5.3645 | 560.43 | 0.075635 | 560.43 | 5.8296e-05 | 512.3137 | 0.00028151 | 512.3137 | 0.00023238 | 565.6561 | 0.0040531 | 565.6561 | 0.0043479 | 770.1128 | 3.8729 | 565.6561 | 0.01225 | 769.4075 | 0.00097375 | 770.1128 | 0.023558 | 512.3137 | 1.7893
| 511.445 | 0 | 565.8837 | 0.064063 | 511.445 | 0 | 565.8837 | 0.0093322 | 566.3723 | 0.014081 | 565.8837 | 0.0067384 | 512.4307 | 0.00037953 | 560.66 | 0.015393 | 511.445 | 5.333 | 560.66 | 0.069562 | 560.66 | -0.0051883 | 512.4307 | 0.00056303 | 512.4307 | 0.00054092 | 565.8837 | -0.0053724 | 565.8837 | 0.0012893 | 770.2779 | 3.9538 | 565.8837 | -0.012564 | 769.5727 | 0 | 770.2779 | 0.025262 | 512.4307 | 1.8016
| 511.5594 | 0.015311 | 566.1113 | 0.06273 | 511.5594 | 0.011029 | 566.1113 | 0.060168 | 566.5996 | 0.047785 | 566.1113 | 0.053242 | 512.5478 | 0.00018697 | 560.88 | 0.034425 | 511.5594 | 5.3429 | 560.88 | 0.055306 | 560.88 | 0.011426 | 512.5478 | 0.00028355 | 512.5478 | 0.00030854 | 566.1113 | 0.011916 | 566.1113 | 0.0046375 | 770.4431 | 3.9635 | 566.1113 | 0.0088373 | 769.738 | 0.00069566 | 770.4431 | 0.023676 | 512.5478 | 1.8077
| 511.6738 | 0 | 566.3389 | 0.053596 | 511.6738 | 0 | 566.3389 | -0.048539 | 566.8269 | 0.0040573 | 566.3389 | 0.010681 | 512.6649 | 0.00036975 | 561.11 | -0.023229 | 511.6738 | 5.4424 | 561.11 | 0.056758 | 561.11 | -0.0076368 | 512.6649 | 0.00054006 | 512.6649 | 0.00049015 | 566.3389 | -0.0085986 | 566.3389 | -0.0043321 | 770.6082 | 4.0408 | 566.3389 | -0.0016387 | 769.9032 | 0 | 770.6082 | 0.025144 | 512.6649 | 1.8195
| 511.7882 | 0.0072841 | 566.5666 | 0.056466 | 511.7882 | 0.013141 | 566.5666 | 0.046389 | 567.0543 | 0.027548 | 566.5666 | 0.046316 | 512.7819 | 0.00018278 | 561.34 | 0.019871 | 511.7882 | 5.3801 | 561.34 | 0.03471 | 561.34 | 0.0016322 | 512.7819 | 0.00026261 | 512.7819 | 0.00018161 | 566.5666 | 0.007535 | 566.5666 | 0.0037037 | 770.7734 | 4.0759 | 566.5666 | -0.0026619 | 770.0684 | 0.00069566 | 770.7734 | 0.024204 | 512.7819 | 1.825
| 511.9026 | 0 | 566.7942 | 0.045754 | 511.9026 | 0 | 566.7942 | 0.0017725 | 567.2816 | 0.0079666 | 566.7942 | 0.010204 | 512.899 | 0.00036928 | 561.57 | -0.020431 | 511.9026 | 5.4065 | 561.57 | 0.046328 | 561.57 | -0.0079864 | 512.899 | 0.00050978 | 512.899 | 0.00042679 | 566.7943 | -0.010205 | 566.7942 | -0.0019319 | 770.9386 | 4.1074 | 566.7942 | -0.0096529 | 770.2337 | 0 | 770.9386 | 0.025438 | 512.899 | 1.8356
| 512.0169 | 0.0077278 | 567.0219 | 0.060847 | 512.0169 | 0.014074 | 567.0219 | 0.044431 | 567.5089 | 0.04373 | 567.0219 | 0.053232 | 513.0161 | 0.0001865 | 561.79 | 0.0025189 | 512.0169 | 5.4287 | 561.79 | 0.037747 | 561.79 | 0.010551 | 513.0161 | 0.00025591 | 513.0161 | 0.00024518 | 567.0219 | 0.010173 | 567.0219 | 0.0073708 | 771.1037 | 4.1253 | 567.0219 | -0.0017713 | 770.3989 | 0.00069566 | 771.1037 | 0.023911 | 513.0161 | 1.8328
| 512.1313 | 0 | 567.2496 | 0.05449 | 512.1313 | 0 | 567.2496 | -0.0049517 | 567.7363 | 0.007493 | 567.2496 | 0.013316 | 513.1331 | 0.00036486 | 562.02 | -0.014833 | 512.1313 | 5.4005 | 562.02 | 0.04382 | 562.02 | -0.008861 | 513.1331 | 0.00051405 | 513.1331 | 0.00050295 | 567.2496 | -0.010066 | 567.2496 | 0.0031654 | 771.2689 | 4.1539 | 567.2496 | -0.0060145 | 770.5641 | 0 | 771.2689 | 0.025027 | 513.1331 | 1.842
| 512.2457 | 0.0072841 | 567.4773 | 0.067819 | 512.2457 | 0.028825 | 567.4773 | 0.05156 | 567.9636 | 0.025247 | 567.4773 | 0.056972 | 513.2502 | 0.00017836 | 562.25 | 0.02435 | 512.2457 | 5.405 | 562.25 | 0.028769 | 562.25 | -0.0030897 | 513.2502 | 0.00026749 | 513.2502 | 0.00025777 | 567.4773 | 0.0059669 | 567.4773 | 0.0033623 | 771.4341 | 4.2089 | 567.4773 | 0.0051428 | 770.7294 | 0.00097375 | 771.4341 | 0.024087 | 513.2502 | 1.8461
| 512.3601 | 0 | 567.705 | 0.056392 | 512.3601 | 0 | 567.705 | -0.032134 | 568.191 | -0.00030171 | 567.705 | 0.0086554 | 513.3673 | 0.00039722 | 562.48 | -0.036664 | 512.3601 | 5.3828 | 562.48 | 0.024149 | 562.48 | -0.012183 | 513.3673 | 0.00053864 | 513.3673 | 0.00046476 | 567.705 | -0.0055784 | 567.705 | 0.0044609 | 771.5993 | 4.216 | 567.705 | 0.0014537 | 770.8946 | 0 | 771.5993 | 0.025556 | 513.3673 | 1.8593
| 512.4745 | 0.010612 | 567.9327 | 0.065172 | 512.4745 | 0.028825 | 567.9327 | 0.055898 | 568.4184 | 0.032146 | 567.9327 | 0.052328 | 513.4844 | 0.00021957 | 562.71 | -0.019311 | 512.4745 | 5.389 | 562.71 | 0.039595 | 562.71 | 0.0040807 | 513.4844 | 0.00028151 | 513.4844 | 0.00020699 | 567.9328 | 0.0071052 | 567.9327 | -0.0029069 | 771.7645 | 4.2846 | 567.9327 | 0.0013855 | 771.0599 | 0.00097375 | 771.7645 | 0.024498 | 513.4844 | 1.8658
| 512.5889 | 0 | 568.1605 | 0.058092 | 512.5889 | 0 | 568.1605 | -0.002877 | 568.6458 | 0.016193 | 568.1605 | 0.0072093 | 513.6015 | 0.00042563 | 562.93 | -0.015393 | 512.5889 | 5.3829 | 562.93 | 0.031806 | 562.93 | 0.0037309 | 513.6015 | 0.00054088 | 513.6015 | 0.00049015 | 568.1605 | -0.010973 | 568.1605 | 0.0023984 | 771.9297 | 4.337 | 568.1605 | -0.0040014 | 771.2252 | 0 | 771.9297 | 0.025732 | 513.6015 | 1.8795
| 512.7034 | 0.0090589 | 568.3882 | 0.05886 | 512.7034 | 0.030043 | 568.3882 | 0.058663 | 568.8732 | 0.044309 | 568.3882 | 0.054159 | 513.7186 | 0.00020699 | 563.16 | 0.010355 | 512.7034 | 5.4038 | 563.16 | 0.036031 | 563.16 | 0.0093272 | 513.7186 | 0.00026647 | 513.7186 | 0.00028315 | 568.3882 | 0.010661 | 568.3882 | 0.010192 | 772.0949 | 4.3769 | 568.3882 | 0.0054172 | 771.3904 | 0.00069566 | 772.0949 | 0.024557 | 513.7186 | 1.8878
| 512.8178 | 0 | 568.616 | 0.055377 | 512.8178 | 0 | 568.616 | -0.0090856 | 569.1006 | -0.0004758 | 568.616 | 0.0067918 | 513.8357 | 0.00041632 | 563.39 | -0.026587 | 512.8178 | 5.4167 | 563.39 | 0.020848 | 563.39 | -0.0023901 | 513.8357 | 0.0005423 | 513.8357 | 0.00049015 | 568.616 | -0.0062699 | 568.616 | 0.003436 | 772.2601 | 4.3972 | 568.616 | -0.0017527 | 771.5557 | 0 | 772.2601 | 0.026143 | 513.8357 | 1.9011
| 512.9322 | 0.0099464 | 568.8438 | 0.055679 | 512.9322 | 0.025983 | 568.8438 | -0.0048619 | 569.3281 | 0.028844 | 568.8438 | 0.05015 | 513.9528 | 0.00021025 | 563.62 | -0.010355 | 512.9322 | 5.4853 | 563.62 | 0.02032 | 563.62 | -0.005538 | 513.9528 | 0.00028111 | 513.9528 | 0.00020699 | 568.8438 | 0.0091209 | 568.8438 | 0.0041039 | 772.4253 | 4.4381 | 568.8438 | -0.0023157 | 771.721 | 0.001252 | 772.4253 | 0.024792 | 513.9528 | 1.9031
| 513.0466 | 0 | 569.0715 | 0.048455 | 513.0466 | 0 | 569.0715 | 0.0026001 | 569.5555 | 0.020501 | 569.0715 | 0.0072881 | 514.0699 | 0.0004105 | 563.84 | -0.0019591 | 513.0466 | 5.4438 | 563.84 | 0.023357 | 563.84 | 0.00093272 | 514.0699 | 0.00055978 | 514.0699 | 0.00050295 | 569.0716 | -0.012684 | 569.0715 | 0.0010082 | 772.5905 | 4.4662 | 569.0715 | -0.0047496 | 771.8863 | 0 | 772.5905 | 0.026848 | 514.0699 | 1.9096
| 513.161 | 0.0075059 | 569.2993 | 0.055357 | 513.161 | 0.024224 | 569.2993 | 0.024975 | 569.783 | 0.032725 | 569.2993 | 0.049036 | 514.187 | 0.00020047 | 564.07 | 0.0075566 | 513.161 | 5.4491 | 564.07 | 0.027317 | 564.07 | -0.0048385 | 514.187 | 0.00027908 | 514.187 | 0.00029574 | 569.2993 | 0.015434 | 569.2993 | 0.0045227 | 772.7557 | 4.5259 | 569.2993 | 0.0054078 | 772.0516 | 0.00013913 | 772.7557 | 0.025791 | 514.187 | 1.9042
| 513.2755 | 0 | 569.5271 | 0.063166 | 513.2755 | 0 | 569.5271 | -0.028924 | 570.0104 | 0.0062293 | 569.5271 | 0.011657 | 514.3041 | 0.00038209 | 564.3 | -0.040583 | 513.2755 | 5.359 | 564.3 | 0.014907 | 564.3 | -0.0046636 | 514.3041 | 0.00052949 | 514.3041 | 0.00057889 | 569.5272 | 0.0029622 | 569.5271 | 0.00066484 | 772.921 | 4.5521 | 569.5271 | -0.0019996 | 772.2168 | 0 | 772.921 | 0.027847 | 514.3041 | 1.9146
| 513.3899 | 0.0039563 | 569.755 | 0.060448 | 513.3899 | 0.021788 | 569.755 | 0.02151 | 570.2379 | 0.035621 | 569.755 | 0.04427 | 514.4212 | 0.00018255 | 564.53 | 0.0019591 | 513.3899 | 5.3225 | 564.53 | 0.02098 | 564.53 | 0.0011076 | 514.4212 | 0.00025082 | 514.4212 | 0.00028315 | 569.755 | 0.010425 | 569.755 | -0.0011798 | 773.0862 | 4.5581 | 569.755 | 0.0072093 | 772.3821 | 0.00097375 | 773.0862 | 0.026084 | 514.4212 | 1.9184
| 513.5044 | 0 | 569.9828 | 0.055197 | 513.5044 | 0 | 569.9828 | 0.0059347 | 570.4654 | -0.0095747 | 569.9828 | 0.010612 | 514.5383 | 0.00038768 | 564.76 | -0.019311 | 513.5044 | 5.3603 | 564.76 | 0.015568 | 564.76 | -0.0085115 | 514.5383 | 0.00051669 | 514.5383 | 0.00046476 | 569.9828 | -0.0052308 | 569.9828 | -0.00017094 | 773.2514 | 4.5742 | 569.9828 | -0.005765 | 772.5474 | 0 | 773.2514 | 0.027671 | 514.5383 | 1.9343
| 513.6188 | 0.0048437 | 570.2106 | 0.053859 | 513.6188 | 0.030314 | 570.2106 | 0.052533 | 570.6929 | 0.030988 | 570.2106 | 0.052361 | 514.6555 | 0.00020606 | 564.98 | -0.0047579 | 513.6188 | 5.3631 | 564.98 | 0.0068539 | 564.98 | 0.003556 | 514.6555 | 0.00026586 | 514.6555 | 0.00018161 | 570.2106 | 0.018769 | 570.2106 | 0.0037818 | 773.4167 | 4.6198 | 570.2106 | -0.0019795 | 772.7127 | 0.00069566 | 773.4167 | 0.026026 | 514.6555 | 1.9448
| 513.7332 | 0 | 570.4385 | 0.055632 | 513.7332 | 0 | 570.4385 | -0.0094747 | 570.9204 | -0.0078649 | 570.4385 | 0.010761 | 514.7726 | 0.00042214 | 565.21 | -0.023229 | 513.7332 | 5.3432 | 565.21 | 0.0069863 | 565.21 | 5.8296e-05 | 514.7726 | 0.00049738 | 514.7726 | 0.00037602 | 570.4385 | -0.0069281 | 570.4385 | -0.00073847 | 773.5819 | 4.6609 | 570.4385 | -0.010416 | 772.8781 | 0 | 773.5819 | 0.027729 | 514.7726 | 1.9698
| 513.8477 | 0.0046219 | 570.6664 | 0.059691 | 513.8477 | 0.02463 | 570.6664 | 0.053089 | 571.148 | 0.039386 | 570.6664 | 0.050384 | 514.8897 | 0.00021677 | 565.44 | -0.006437 | 513.8477 | 5.2979 | 565.44 | 0.011739 | 565.44 | -0.0060627 | 514.8897 | 0.00023151 | 514.8897 | 0.00019441 | 570.6664 | 0.016243 | 570.6664 | 0.0037906 | 773.7471 | 4.7033 | 570.6664 | 0.005015 | 773.0434 | 0.00069566 | 773.7471 | 0.026143 | 514.8897 | 1.9875
| 513.9621 | 0 | 570.8942 | 0.048568 | 513.9621 | 0 | 570.8942 | -0.011086 | 571.3755 | 0.010539 | 570.8942 | 0.0070458 | 515.0068 | 0.00043471 | 565.67 | 0.0025189 | 513.9621 | 5.2853 | 565.67 | 0.0065902 | 565.67 | 0.0079281 | 515.0068 | 0.00050815 | 515.0068 | 0.00049015 | 570.8942 | -0.0056584 | 570.8942 | -0.0024763 | 773.9124 | 4.7126 | 570.8942 | -0.0051883 | 773.2087 | 0 | 773.9124 | 0.027729 | 515.0068 | 2
| 514.0766 | 0.0046219 | 571.1221 | 0.059786 | 514.0766 | 0.014751 | 571.1221 | 0.034088 | 571.6031 | 0.02543 | 571.1221 | 0.047335 | 515.124 | 0.00021794 | 565.9 | -0.0069968 | 514.0766 | 5.2372 | 565.9 | 0.011211 | 565.9 | 0.011076 | 515.124 | 0.00027643 | 515.124 | 0.00029574 | 571.1221 | 0.014034 | 571.1221 | 0.008293 | 774.0776 | 4.7757 | 571.1221 | -0.0015325 | 773.374 | 0.00097375 | 774.0776 | 0.026378 | 515.124 | 2.003
| 514.1911 | 0 | 571.35 | 0.057531 | 514.1911 | 0 | 571.35 | -0.0076983 | 571.8306 | 0.0020481 | 571.35 | 0.0092826 | 515.2411 | 0.00043425 | 566.12 | 0.02155 | 514.1911 | 5.3002 | 566.12 | 0.012663 | 566.12 | 0.0023318 | 515.2411 | 0.00054006 | 515.2411 | 0.0005535 | 571.35 | -0.0094481 | 571.35 | -0.0066965 | 774.2429 | 4.8019 | 571.35 | 0.0024931 | 773.5393 | 0 | 774.2429 | 0.028023 | 515.2411 | 2.0097
| 514.3055 | 0.0075059 | 571.578 | 0.062438 | 514.3055 | 0.033832 | 571.578 | 0.028063 | 572.0582 | 0.042282 | 571.578 | 0.050887 | 515.3583 | 0.00021631 | 566.35 | -0.029387 | 514.3055 | 5.181 | 566.35 | 0.011079 | 566.35 | 0.0058296 | 515.3583 | 0.00026363 | 515.3583 | 0.00025777 | 571.5779 | 0.027955 | 571.578 | 0.012214 | 774.4082 | 4.8521 | 571.578 | -0.0048231 | 773.7047 | 0.00069566 | 774.4082 | 0.026437 | 515.3583 | 2.0153
| 514.42 | 0 | 571.8059 | 0.055073 | 514.42 | 0 | 571.8059 | -0.015758 | 572.2858 | 0.016859 | 571.8059 | 0.0098518 | 515.4754 | 0.00044123 | 566.58 | -0.0019591 | 514.42 | 5.1906 | 566.58 | 0.0011772 | 566.58 | -0.00011659 | 515.4754 | 0.00055795 | 515.4754 | 0.00050295 | 571.8059 | 0.0040909 | 571.8059 | -0.0022239 | 774.5734 | 4.8779 | 571.8059 | -0.002508 | 773.87 | 0 | 774.5734 | 0.027729 | 515.4754 | 2.0274
| 514.5345 | 0.0050655 | 572.0338 | 0.055851 | 514.5345 | 0.022735 | 572.0338 | 0.017928 | 572.5134 | 0.023432 | 572.0338 | 0.047815 | 515.5926 | 0.00022609 | 566.81 | 0.0086761 | 514.5345 | 5.1522 | 566.81 | 0.0017053 | 566.81 | 0.017547 | 515.5926 | 0.00029859 | 515.5926 | 0.00024518 | 572.0338 | 0.021892 | 572.0338 | 0.0093219 | 774.7387 | 4.9198 | 572.0338 | -6.5217e-05 | 774.0353 | 0.0004174 | 774.7387 | 0.026026 | 515.5926 | 2.0281
| 514.6489 | 0 | 572.2618 | 0.048344 | 514.6489 | 0 | 572.2618 | 0.0044654 | 572.741 | 0.0041103 | 572.2618 | 0.0053344 | 515.7097 | 0.00041585 | 567.04 | -0.058495 | 514.6489 | 5.1411 | 567.04 | 0.012927 | 567.04 | -0.00081612 | 515.7097 | 0.00057929 | 515.7097 | 0.00049015 | 572.2618 | -0.0075603 | 572.2618 | -0.0070034 | 774.904 | 4.9307 | 572.2618 | -0.0057967 | 774.2007 | 0 | 774.904 | 0.028317 | 515.7097 | 2.0377
| 514.7634 | 0.0050655 | 572.4897 | 0.05355 | 514.7634 | 0.029366 | 572.4897 | 0.033517 | 572.9686 | 0.031856 | 572.4897 | 0.042 | 515.8269 | 0.00019093 | 567.26 | -0.010915 | 514.7634 | 5.0868 | 567.26 | -0.0052918 | 567.26 | 0.0014574 | 515.8269 | 0.0002868 | 515.8269 | 0.00024518 | 572.4897 | 0.012919 | 572.4897 | 0.00058806 | 775.0693 | 5.0009 | 572.4897 | 0.0045645 | 774.366 | 0.00013913 | 775.0693 | 0.027024 | 515.8269 | 2.0449
| 514.8779 | 0 | 572.7177 | 0.060285 | 514.8779 | 0 | 572.7177 | -0.0093782 | 573.1963 | 0.017285 | 572.7177 | 0.0076988 | 515.944 | 0.00041376 | 567.49 | -0.023229 | 514.8779 | 5.0903 | 567.49 | 0.0024974 | 567.49 | -0.0048385 | 515.944 | 0.00052055 | 515.944 | 0.00049015 | 572.7177 | 0.0012051 | 572.7177 | -0.0013727 | 775.2345 | 5.013 | 572.7177 | -0.0056092 | 774.5314 | 0 | 775.2345 | 0.028904 | 515.944 | 2.0644
| 514.9924 | 0 | 572.9457 | 0.057031 | 514.9924 | 0.019487 | 572.9457 | 0.044174 | 573.4239 | 0.034752 | 572.9457 | 0.047631 | 516.0612 | 0.00022399 | 567.72 | 0.015393 | 514.9924 | 5.0457 | 567.72 | 0.010287 | 567.72 | 0.0049551 | 516.0612 | 0.00024147 | 516.0612 | 0.0002493 | 572.9457 | 0.011178 | 572.9457 | 0.0045059 | 775.3998 | 5.0527 | 572.9457 | 0.0002168 | 774.6967 | 0.00069566 | 775.3998 | 0.027377 | 516.0612 | 2.0775
| 515.1069 | 0 | 573.1737 | 0.055351 | 515.1069 | 0 | 573.1737 | -0.005549 | 573.6516 | 0.0048046 | 573.1737 | 0.0090963 | 516.1784 | 0.00041958 | 567.95 | -0.0086761 | 515.1069 | 5.0439 | 567.95 | 0.0084382 | 567.95 | -0.011135 | 516.1784 | 0.00049067 | 516.1784 | 0.00047322 | 573.1737 | -0.0067135 | 573.1737 | 0.0016936 | 775.5651 | 5.0844 | 573.1737 | -0.00091928 | 774.8621 | 0 | 775.5651 | 0.029433 | 516.1784 | 2.0899
| 515.2214 | 0.014323 | 573.4017 | 0.053245 | 515.2214 | 0.01624 | 573.4017 | 0.025663 | 573.8792 | 0.027108 | 573.4017 | 0.049486 | 516.2956 | 0.00019558 | 568.18 | 0.02155 | 515.2214 | 5.09 | 568.18 | 0.0089666 | 568.18 | -0.008336 | 516.2956 | 0.00025265 | 516.2956 | 0.00022826 | 573.4017 | 0.0070128 | 573.4017 | 0.0030056 | 775.7304 | 5.1434 | 573.4017 | 0.0095041 | 775.0275 | 0.00097375 | 775.7304 | 0.028141 | 516.2956 | 2.0941
| 515.3359 | 0 | 573.6297 | 0.054233 | 515.3359 | 0 | 573.6297 | -0.010142 | 574.1069 | 0.0034551 | 573.6297 | 0.012804 | 516.4127 | 0.00044123 | 568.41 | 0.0075566 | 515.3359 | 5.0093 | 568.41 | 0.0059299 | 568.41 | -0.016556 | 516.4127 | 0.00052726 | 516.4127 | 0.00051965 | 573.6297 | -0.0043154 | 573.6297 | -0.0028394 | 775.8957 | 5.1782 | 573.6297 | -0.0035691 | 775.1928 | 0 | 775.8957 | 0.029962 | 516.4127 | 2.0997
| 515.4504 | 0.021731 | 573.8578 | 0.054995 | 515.4504 | 0.014616 | 573.8578 | 0.05473 | 574.3346 | 0.030408 | 573.8578 | 0.044075 | 516.5299 | 0.00024658 | 568.63 | 0.015953 | 515.4504 | 5.0189 | 568.63 | 0.0032895 | 568.63 | -0.012183 | 516.5299 | 0.00027643 | 516.5299 | 0.00029574 | 573.8578 | 0.018675 | 573.8578 | 0.0025412 | 776.061 | 5.1766 | 573.8578 | 0.001062 | 775.3582 | 0.00069566 | 776.061 | 0.028552 | 516.5299 | 2.1011
| 515.5649 | 0 | 574.0858 | 0.047385 | 515.5649 | 0 | 574.0858 | -0.0019571 | 574.5623 | -0.0073028 | 574.0858 | 0.0094394 | 516.6471 | 0.00045497 | 568.86 | 0.013154 | 515.5649 | 5.0652 | 568.86 | -0.0010672 | 568.86 | -0.0043139 | 516.6471 | 0.0005551 | 516.6471 | 0.00054092 | 574.0858 | -0.0028204 | 574.0858 | 0.0011675 | 776.2263 | 5.2513 | 574.0858 | -0.0038907 | 775.5236 | 0 | 776.2263 | 0.030079 | 516.6471 | 2.1107
| 515.6794 | 0.0012942 | 574.3139 | 0.061264 | 515.6794 | 0.029366 | 574.3139 | 0.027134 | 574.79 | 0.043151 | 574.3139 | 0.051991 | 516.7643 | 0.00020932 | 569.09 | 0.0053177 | 515.6794 | 5.0589 | 569.09 | 0.0015733 | 569.09 | 0.0028565 | 516.7643 | 0.00027867 | 516.7643 | 0.00024518 | 574.3139 | 0.018952 | 574.3139 | 0.0013362 | 776.3917 | 5.2348 | 574.3139 | 0.0052597 | 775.689 | 0.0004174 | 776.3917 | 0.028199 | 516.7643 | 2.1207
| 515.7939 | 0 | 574.5419 | 0.051119 | 515.7939 | 0 | 574.5419 | -0.023795 | 575.0178 | -0.0027856 | 574.5419 | 0.0066 | 516.8815 | 0.00042074 | 569.32 | -0.033306 | 515.7939 | 5.0389 | 569.32 | -0.00040706 | 569.32 | -0.00064125 | 516.8815 | 0.00055083 | 516.8815 | 0.00042679 | 574.5419 | -0.0044239 | 574.5419 | -0.0036895 | 776.557 | 5.3 | 574.5419 | -0.0033763 | 775.8544 | 0 | 776.557 | 0.029844 | 516.8815 | 2.134
| 515.9085 | 0.012165 | 574.77 | 0.05322 | 515.9085 | 0.028148 | 574.77 | 0.053423 | 575.2455 | 0.028367 | 574.77 | 0.045925 | 516.9987 | 0.00021258 | 569.55 | 0.023229 | 515.9085 | 5.1199 | 569.55 | 0.0039496 | 569.55 | -0.0032645 | 516.9987 | 0.00027623 | 516.9987 | 0.00018161 | 574.77 | 0.0095085 | 574.77 | 0.0086181 | 776.7223 | 5.2658 | 574.77 | 0.0094091 | 776.0198 | 0.00013913 | 776.7223 | 0.028376 | 516.9987 | 2.1486
| 516.023 | 0 | 574.9981 | 0.042573 | 516.023 | 0 | 574.9981 | -0.023111 | 575.4733 | 0.0029786 | 574.9981 | 0.0059425 | 517.1159 | 0.00044077 | 569.77 | -0.0075566 | 516.023 | 5.1196 | 569.77 | 0.01055 | 569.77 | -0.01061 | 517.1159 | 0.0005177 | 517.1159 | 0.0004014 | 574.9981 | 0.0021917 | 574.9981 | 0.0017071 | 776.8876 | 5.3033 | 574.9981 | 0.0030649 | 776.1852 | 0 | 776.8876 | 0.030491 | 517.1159 | 2.1721
| 516.1375 | 0.017533 | 575.2262 | 0.049501 | 516.1375 | 0.0072746 | 575.2262 | 0.023253 | 575.701 | 0.030698 | 575.2262 | 0.050911 | 517.2331 | 0.00022865 | 570 | 0.028827 | 516.1375 | 5.1269 | 570 | -0.0030475 | 570 | -0.0013408 | 517.2331 | 0.00024655 | 517.2331 | 0.0002198 | 575.2262 | 0.016953 | 575.2262 | 0.0083867 | 777.053 | 5.3386 | 575.2262 | 0.0062724 | 776.3506 | 0.00069566 | 777.053 | 0.029316 | 517.2331 | 2.1917
| 516.252 | 0 | 575.4543 | 0.057139 | 516.252 | 0 | 575.4543 | -0.0046172 | 575.9288 | 0.00088363 | 575.4543 | 0.0094338 | 517.3503 | 0.00044402 | 570.23 | -0.026587 | 516.252 | 5.2099 | 570.23 | -0.0030475 | 570.23 | -0.0065873 | 517.3503 | 0.00048701 | 517.3503 | 0.00045218 | 575.4543 | -0.0042494 | 575.4543 | -0.0033361 | 777.2183 | 5.3495 | 575.4543 | -0.0066557 | 776.516 | 0 | 777.2183 | 0.031724 | 517.3503 | 2.208
| 516.3666 | 0 | 575.6825 | 0.049673 | 516.3666 | 0.012906 | 575.6825 | 0.022669 | 576.1566 | 0.027648 | 575.6825 | 0.048346 | 517.4675 | 0.00021677 | 570.46 | 0.0047579 | 516.3666 | 5.1579 | 570.46 | 0.0034215 | 570.46 | 0.001982 | 517.4675 | 0.00024757 | 517.4675 | 0.00024518 | 575.6825 | 0.010334 | 575.6825 | 0.0059289 | 777.3836 | 5.3849 | 575.6825 | 0.00056206 | 776.6814 | 0.00069566 | 777.3836 | 0.030256 | 517.4675 | 2.2067
| 516.4811 | 0 | 575.9106 | 0.051946 | 516.4811 | 0 | 575.9106 | -0.014963 | 576.3844 | 0.0058589 | 575.9106 | 0.0076107 | 517.5847 | 0.00042167 | 570.69 | -0.0019591 | 516.4811 | 5.1526 | 570.69 | 0.00078111 | 570.69 | 0.0093272 | 517.5847 | 0.00052055 | 517.5847 | 0.00042679 | 575.9106 | 0.0015095 | 575.9106 | -0.0017779 | 777.549 | 5.4345 | 575.9106 | -0.0064118 | 776.8468 | 0 | 777.549 | 0.032194 | 517.5847 | 2.2075
| 516.5956 | 0.0061749 | 576.1388 | 0.050834 | 516.5956 | 0.021653 | 576.1388 | 0.056143 | 576.6122 | 0.038228 | 576.1388 | 0.050034 | 517.7019 | 0.00020769 | 570.92 | 0.027708 | 516.5956 | 5.1839 | 570.92 | -0.00040706 | 570.92 | -0.0020404 | 517.7019 | 0.00027867 | 517.7019 | 0.00019441 | 576.1387 | 0.019355 | 576.1388 | 0.007749 | 777.7143 | 5.4215 | 576.1388 | 0.0054825 | 777.0122 | 0.00097375 | 777.7143 | 0.030373 | 517.7019 | 2.2
| 516.7102 | 0 | 576.3669 | 0.044911 | 516.7102 | 0 | 576.3669 | -0.011368 | 576.84 | -0.0016355 | 576.3669 | -0.0013607 | 517.8191 | 0.00042703 | 571.14 | -0.038343 | 516.7102 | 5.1624 | 571.14 | 0.0015733 | 571.14 | -0.0067623 | 517.8191 | 0.00054433 | 517.8191 | 0.0004142 | 576.3669 | -0.0062273 | 576.3669 | -0.0015225 | 777.8797 | 5.4685 | 576.3669 | -0.01469 | 777.1776 | 0 | 777.8797 | 0.032136 | 517.8191 | 2.199
| 516.8247 | 0.012165 | 576.5951 | 0.056799 | 516.8247 | 0.010091 | 576.5951 | 0.044688 | 577.0679 | 0.034752 | 576.5951 | 0.052919 | 517.9364 | 0.00022236 | 571.37 | 0.0081163 | 516.8247 | 5.1318 | 571.37 | 0.0085706 | 571.37 | 0.0058296 | 517.9364 | 0.00027034 | 517.9364 | 0.00023672 | 576.5951 | 0.018221 | 576.5951 | 0.0076421 | 778.045 | 5.5096 | 576.5951 | 0.0062132 | 777.3431 | 0.00069566 | 778.045 | 0.030608 | 517.9364 | 2.1996
| 516.9393 | 0 | 576.8233 | 0.046982 | 516.9393 | 0 | 576.8233 | -0.023504 | 577.2957 | -0.0052059 | 576.8233 | 0.006295 | 518.0536 | 0.00046242 | 571.6 | -0.011475 | 516.9393 | 5.1367 | 571.6 | -0.011629 | 571.6 | 0.0060044 | 518.0536 | 0.00053376 | 518.0536 | 0.00051965 | 576.8233 | -0.0034483 | 576.8233 | 0.0012422 | 778.2104 | 5.4567 | 576.8233 | -0.00062373 | 777.5085 | 0 | 778.2104 | 0.032958 | 518.0536 | 2.2184
| 517.0539 | 0.0075059 | 577.0515 | 0.056498 | 517.0539 | 0.020841 | 577.0515 | 0.041003 | 577.5236 | 0.038228 | 577.0515 | 0.050499 | 518.1708 | 0.00024611 | 571.83 | -0.027708 | 517.0539 | 5.1484 | 571.83 | 0.0088343 | 571.83 | 0.010377 | 518.1708 | 0.00026647 | 518.1708 | 0.00028727 | 577.0515 | 0.027031 | 577.0515 | 0.0018816 | 778.3758 | 5.4924 | 577.0515 | 0.0089684 | 777.6739 | 0.001252 | 778.3758 | 0.031372 | 518.1708 | 2.2404
| 517.1684 | 0 | 577.2797 | 0.05143 | 517.1684 | 0 | 577.2797 | -0.033011 | 577.7514 | -0.0007435 | 577.2797 | 0.0037961 | 518.2881 | 0.00047825 | 572.06 | -0.020991 | 517.1684 | 5.1599 | 572.06 | 0.00038506 | 572.06 | -0.0051883 | 518.2881 | 0.00050246 | 518.2881 | 0.00051553 | 577.2797 | -0.0073221 | 577.2797 | 0.0002868 | 778.5411 | 5.4885 | 577.2797 | 0.0032307 | 777.8394 | 0 | 778.5411 | 0.033369 | 518.2881 | 2.2646
| 517.283 | 0.0077278 | 577.5079 | 0.053197 | 517.283 | 0.021653 | 577.5079 | 0.060907 | 577.9793 | 0.026021 | 577.5079 | 0.047803 | 518.4053 | 0.00023633 | 572.29 | 0.0075566 | 517.283 | 5.1774 | 572.29 | 0.0021013 | 572.29 | 0.0026815 | 518.4053 | 0.00023802 | 518.4053 | 0.00023238 | 577.5079 | 0.025183 | 577.5079 | 0.0033396 | 778.7065 | 5.5039 | 577.5079 | 0.0046271 | 778.0048 | 0.00069566 | 778.7065 | 0.031724 | 518.4053 | 2.2772
| 517.3976 | 0 | 577.7362 | 0.051105 | 517.3976 | 0 | 577.7362 | -0.029679 | 578.2072 | 0.0086066 | 577.7362 | 0.0086931 | 518.5225 | 0.00046335 | 572.51 | -0.014274 | 517.3976 | 5.1192 | 572.51 | -0.012421 | 572.51 | 0.00023318 | 518.5225 | 0.0005053 | 518.5225 | 0.00047756 | 577.7361 | -0.0047502 | 577.7362 | 0.0035995 | 778.8719 | 5.5422 | 577.7362 | -0.0096228 | 778.1703 | 0 | 778.8719 | 0.034427 | 518.5225 | 2.294
| 517.5122 | 0.0026252 | 577.9644 | 0.046373 | 517.5122 | 0.019487 | 577.9644 | 0.056627 | 578.4351 | 0.016428 | 577.9644 | 0.051474 | 518.6398 | 0.00023098 | 572.74 | 0.0075566 | 517.5122 | 5.0531 | 572.74 | 0.00725 | 572.74 | 0.014574 | 518.6398 | 0.00027359 | 518.6398 | 0.00024518 | 577.9644 | 0.024259 | 577.9644 | 0.00028118 | 779.0373 | 5.5263 | 577.9644 | 0.013854 | 778.3357 | 0.00069566 | 779.0373 | 0.033252 | 518.6398 | 2.3009
| 517.6267 | 0 | 578.1927 | 0.042678 | 517.6267 | 0 | 578.1927 | -0.020807 | 578.663 | -0.00602 | 578.1927 | 0.0059551 | 518.757 | 0.00047103 | 572.97 | -0.025469 | 517.6267 | 5.0841 | 572.97 | -0.0062161 | 572.97 | 0.0088028 | 518.757 | 0.00055368 | 518.757 | 0.00043937 | 578.1927 | 0.0016594 | 578.1927 | -0.0014984 | 779.2026 | 5.5618 | 578.1927 | -0.0092293 | 778.5012 | 0 | 779.2026 | 0.035308 | 518.757 | 2.3141
| 517.7413 | 0.0092808 | 578.4209 | 0.053608 | 517.7413 | 0.013376 | 578.4209 | 0.044665 | 578.891 | 0.017782 | 578.4209 | 0.046472 | 518.8743 | 0.00024029 | 573.2 | -0.0019591 | 517.7413 | 5.0189 | 573.2 | 0.0024974 | 573.2 | -0.0016906 | 518.8743 | 0.00028761 | 518.8743 | 0.00019441 | 578.4209 | 0.019234 | 578.4209 | 0.0053989 | 779.3681 | 5.5914 | 578.4209 | 0.0051923 | 778.6667 | 0.0004174 | 779.3681 | 0.033134 | 518.8743 | 2.3136
| 517.8559 | 0 | 578.6492 | 0.051417 | 517.8559 | 0 | 578.6492 | -0.01228 | 579.1189 | 0.015913 | 578.6492 | 0.0065703 | 518.9915 | 0.00049502 | 573.43 | 0.016513 | 517.8559 | 5.061 | 573.43 | -0.0074043 | 573.43 | 0.0061793 | 518.9915 | 0.0005299 | 518.9915 | 0.0004142 | 578.6492 | 0.0010931 | 578.6492 | -0.0051106 | 779.5334 | 5.5778 | 578.6492 | -0.0058447 | 778.8321 | 0 | 779.5334 | 0.034427 | 518.9915 | 2.326
| 517.9705 | 0.0090589 | 578.8775 | 0.054097 | 517.9705 | 0.0093865 | 578.8775 | 0.05176 | 579.3469 | 0.029829 | 578.8775 | 0.0454 | 519.1088 | 0.00025519 | 573.66 | 0.013154 | 517.9705 | 5.014 | 573.66 | 0.0010452 | 573.66 | -0.002565 | 519.1088 | 0.00025306 | 519.1088 | 0.00022392 | 578.8775 | 0.011799 | 578.8775 | -0.0019333 | 779.6988 | 5.5725 | 578.8775 | 0.0031101 | 778.9976 | 0.00097375 | 779.6988 | 0.032606 | 519.1088 | 2.3273
| 518.0851 | 0 | 579.1058 | 0.045568 | 518.0851 | 0 | 579.1058 | 0.00096249 | 579.5748 | 0.0040201 | 579.1058 | 0.010255 | 519.2261 | 0.00049478 | 573.88 | -0.0086761 | 518.0851 | 4.9545 | 573.88 | -0.00582 | 573.88 | 0.0075785 | 519.2261 | 0.00050205 | 519.2261 | 0.0004563 | 579.1058 | 0.0063464 | 579.1058 | -0.0058315 | 779.8642 | 5.555 | 579.1058 | -0.013498 | 779.1631 | 0 | 779.8642 | 0.034721 | 519.2261 | 2.3377
| 518.1997 | 0.013459 | 579.3341 | 0.048317 | 518.1997 | 0.016375 | 579.3341 | 0.044698 | 579.8028 | 0.041413 | 579.3341 | 0.044571 | 519.3433 | 0.00024076 | 574.11 | 0.033864 | 518.1997 | 4.9879 | 574.11 | 0.0018373 | 574.11 | -0.00046636 | 519.3433 | 0.00025794 | 519.3433 | 0.00023672 | 579.3341 | 0.017001 | 579.3341 | 0.0092315 | 780.0296 | 5.5781 | 579.3341 | 0.0051367 | 779.3286 | 0.00013913 | 780.0296 | 0.033546 | 519.3433 | 2.3422
| 518.3143 | 0 | 579.5625 | 0.04521 | 518.3143 | 0 | 579.5625 | -0.020907 | 580.0308 | 0.0063542 | 579.5625 | 0.001827 | 519.4606 | 0.00048803 | 574.34 | -0.012595 | 518.3143 | 4.9875 | 574.34 | 0.01055 | 574.34 | 0.011251 | 519.4606 | 0.00049555 | 519.4606 | 0.00049448 | 579.5625 | -0.0026595 | 579.5625 | 0.003118 | 780.1951 | 5.5679 | 579.5625 | -0.0051837 | 779.4941 | 0 | 780.1951 | 0.034955 | 519.4606 | 2.3598
| 518.4289 | 0.015681 | 579.7908 | 0.055247 | 518.4289 | 0.0077438 | 579.7908 | 0.042233 | 580.2588 | 0.033015 | 579.7908 | 0.041094 | 519.5779 | 0.00026823 | 574.57 | 0.0081163 | 518.4289 | 4.9761 | 574.57 | 0.011607 | 574.57 | 0.021394 | 519.5779 | 0.00030896 | 519.5779 | 0.0003656 | 579.7908 | 0.023797 | 579.7908 | -0.0016051 | 780.3605 | 5.5746 | 579.7908 | -0.0034886 | 779.6595 | 0.00013913 | 780.3605 | 0.035425 | 519.5779 | 2.366
| 518.5435 | 0 | 580.0192 | 0.05702 | 518.5435 | 0 | 580.0192 | 0.040434 | 580.4868 | 0.042282 | 580.0192 | 0.044413 | 519.6951 | 0.00030898 | 574.8 | 0.0092359 | 518.5435 | 4.9402 | 574.8 | 0.0017053 | 574.8 | -0.00064125 | 519.6951 | 0.00037522 | 519.6951 | 0.0004142 | 580.0192 | 0.0199 | 580.0192 | 0.00097074 | 780.5259 | 5.5952 | 580.0192 | 0.00531 | 779.8251 | 0 | 780.5259 | 0.036013 | 519.6951 | 2.3664
| 518.6581 | 0.01039 | 580.2475 | 0.041682 | 518.6581 | 0.015292 | 580.2475 | -0.022032 | 580.7148 | -0.00065423 | 580.2475 | 0.0055572 | 519.8124 | 9.4998e-05 | 575.03 | -0.02435 | 518.6581 | 4.913 | 575.03 | 0.0023654 | 575.03 | 0.0084525 | 519.8124 | 0.00020448 | 519.8124 | 0.00023021 | 580.2475 | 0.006862 | 580.2475 | 0.0042013 | 780.6913 | 5.5995 | 580.2475 | -0.0073396 | 779.9905 | 0 | 780.6913 | 0.036894 | 519.8124 | 2.369
| 518.7727 | 0.0019999 | 580.4759 | 0.051883 | 518.7727 | 0 | 580.4759 | 0.032642 | 580.9428 | 0.032146 | 580.4759 | 0.049774 | 519.9297 | 0.0001262 | 575.26 | 0.018192 | 518.7727 | 4.9101 | 575.26 | 0.0023654 | 575.26 | 0.013875 | 519.9297 | 0.00018598 | 519.9297 | 0.00021546 | 580.4759 | 0.025876 | 580.4759 | -0.0043482 | 780.8568 | 5.6064 | 580.4759 | 0.0043405 | 780.1561 | 0 | 780.8568 | 0.03519 | 519.9297 | 2.382
| 518.8874 | 0.0092808 | 580.7043 | 0.044561 | 518.8874 | 0.0072746 | 580.7043 | -0.030255 | 581.1709 | 0.0072696 | 580.7043 | 0.0023442 | 520.047 | 0.00011921 | 575.48 | 0.019871 | 518.8874 | 4.8185 | 575.48 | -0.0039716 | 575.48 | 0.012825 | 520.047 | 0.00016789 | 520.047 | 0.00019441 | 580.7043 | 0.0054588 | 580.7043 | 0.0015005 | 781.0222 | 5.6044 | 580.7043 | -0.0042462 | 780.3216 | 0 | 781.0222 | 0.036953 | 520.047 | 2.409
| 519.002 | 0 | 580.9327 | 0.054925 | 519.002 | 0 | 580.9327 | 0.032069 | 581.3989 | 0.026813 | 580.9327 | 0.045593 | 520.1643 | 0.00012806 | 575.71 | -0.00027989 | 519.002 | 4.8312 | 575.71 | -0.0027834 | 575.71 | 0.013175 | 520.1643 | 0.00015936 | 520.1643 | 0.00018812 | 580.9327 | 0.020913 | 580.9327 | 0.0061056 | 781.1876 | 5.5753 | 580.9327 | -0.001418 | 780.4871 | 0 | 781.1876 | 0.036013 | 520.1643 | 2.4211
| 519.1166 | 0.011056 | 581.1611 | 0.039689 | 519.1166 | 0.022735 | 581.1611 | -0.0069382 | 581.627 | -0.0078851 | 581.1611 | 0.0088539 | 520.2816 | 0.00010897 | 575.94 | -0.029387 | 519.1166 | 4.7648 | 575.94 | -0.011101 | 575.94 | 0.0061793 | 520.2816 | 0.00016281 | 520.2816 | 0.00014993 | 581.1611 | -0.0026694 | 581.1611 | 0.0061713 | 781.3531 | 5.5566 | 581.1611 | -0.0051022 | 780.6526 | 0 | 781.3531 | 0.038363 | 520.2816 | 2.4376
| 519.2313 | 0 | 581.3895 | 0.046937 | 519.2313 | 0 | 581.3895 | 0.028155 | 581.8551 | 0.038517 | 581.3895 | 0.042204 | 520.3989 | 9.8724e-05 | 576.17 | -0.0097957 | 519.2313 | 4.6878 | 576.17 | -1.1002e-05 | 576.17 | 0.016322 | 520.3989 | 0.00015062 | 520.3989 | 0.00024518 | 581.3895 | 0.029342 | 581.3895 | 0.0064158 | 781.5185 | 5.5428 | 581.3895 | 0.0038015 | 780.8181 | 0 | 781.5185 | 0.037305 | 520.3989 | 2.4348
| 519.3459 | 0.0046219 | 581.618 | 0.036596 | 519.3459 | 0.015969 | 581.618 | -0.0036013 | 582.0832 | 0.010051 | 581.618 | 0.00719 | 520.5162 | 9.4998e-05 | 576.4 | -0.02435 | 519.3459 | 4.6067 | 576.4 | -1.1002e-05 | 576.4 | 0.038008 | 520.5162 | 0.00016139 | 520.5162 | 0.0002493 | 581.618 | -0.0039473 | 581.618 | -0.0012495 | 781.684 | 5.5014 | 581.618 | 0.00040557 | 780.9836 | 0 | 781.684 | 0.039303 | 520.5162 | 2.441
| 519.4606 | 0 | 581.8464 | 0.051251 | 519.4606 | 0 | 581.8464 | 0.040912 | 582.3113 | 0.034173 | 581.8464 | 0.050976 | 520.6335 | 9.267e-05 | 576.63 | -0.025469 | 519.4606 | 4.5974 | 576.63 | 0.0036855 | 576.63 | 0.034686 | 520.6335 | 0.00016078 | 520.6335 | 0.00024084 | 581.8464 | 0.02888 | 581.8464 | 0.0040818 | 781.8494 | 5.4979 | 581.8464 | 0.0050733 | 781.1492 | 0 | 781.8494 | 0.038069 | 520.6335 | 2.4338
| 519.5752 | 0.0070623 | 582.0749 | 0.041499 | 519.5752 | 0.023683 | 582.0749 | -0.01622 | 582.5394 | 0.0086322 | 582.0749 | 0.004096 | 520.7508 | 0.00010198 | 576.85 | -0.013714 | 519.5752 | 4.5613 | 576.85 | -0.011629 | 576.85 | 0.041856 | 520.7508 | 0.00018253 | 520.7508 | 0.00013301 | 582.0749 | 0.00010472 | 582.0749 | 0.0063387 | 782.0149 | 5.5105 | 582.0749 | -0.011256 | 781.3147 | 0 | 782.0149 | 0.039832 | 520.7508 | 2.4466
| 519.6898 | 0 | 582.3033 | 0.047246 | 519.6898 | 0 | 582.3033 | 0.025622 | 582.7675 | 0.032436 | 582.3033 | 0.047054 | 520.8681 | 8.4055e-05 | 577.08 | -0.010915 | 519.6898 | 4.5233 | 577.08 | -0.0046317 | 577.08 | 0.04343 | 520.8681 | 0.00015712 | 520.8681 | 0.00016273 | 582.3033 | 0.026569 | 582.3033 | 0.0026884 | 782.1803 | 5.5641 | 582.3033 | 0.0048701 | 781.4802 | 0 | 782.1803 | 0.038422 | 520.8681 | 2.4534
| 519.8045 | 0.0050655 | 582.5318 | 0.042429 | 519.8045 | 0.014345 | 582.5318 | 0.02529 | 582.9956 | 0.0097057 | 582.5318 | 0.0035378 | 520.9854 | 0.00010245 | 577.31 | -0.0019591 | 519.8045 | 4.4821 | 577.31 | -0.0011992 | 577.31 | 0.056371 | 520.9854 | 0.00014858 | 520.9854 | 0.00018161 | 582.5318 | 0.0061865 | 582.5318 | -0.0031859 | 782.3458 | 5.497 | 582.5318 | -0.0040467 | 781.6458 | 0 | 782.3458 | 0.040889 | 520.9854 | 2.466
| 519.9192 | 0 | 582.7603 | 0.046509 | 519.9192 | 0 | 582.7603 | 0.034087 | 583.2238 | 0.042282 | 582.7603 | 0.044429 | 521.1027 | 0.00011875 | 577.54 | -0.0086761 | 519.9192 | 4.4 | 577.54 | -0.0042357 | 577.54 | 0.054448 | 521.1027 | 0.00014635 | 521.1027 | 0.00024518 | 582.7603 | 0.0268 | 582.7603 | 0.0026203 | 782.5113 | 5.5058 | 582.7603 | 0.00010469 | 781.8113 | 0 | 782.5113 | 0.040067 | 521.1027 | 2.4649
| 520.0338 | 0.01457 | 582.9888 | 0.045327 | 520.0338 | 0.015292 | 582.9888 | -0.03823 | 583.452 | -0.0028374 | 582.9888 | 0.004142 | 521.2201 | 0.00015298 | 577.77 | -0.0069968 | 520.0338 | 4.4385 | 577.77 | 0.0006491 | 577.77 | 0.077185 | 521.2201 | 0.0001561 | 521.2201 | 0.00014993 | 582.9888 | 0.017889 | 582.9888 | 5.1104e-05 | 782.6768 | 5.4856 | 582.9888 | -0.0062528 | 781.9769 | 0 | 782.6768 | 0.040948 | 521.2201 | 2.4736
| 520.1485 | 0 | 583.2173 | 0.034413 | 520.1485 | 0 | 583.2173 | 0.059801 | 583.6801 | 0.0362 | 583.2173 | 0.040761 | 521.3374 | 0.00013598 | 578 | 0.030506 | 520.1485 | 4.3436 | 578 | 0.0060617 | 578 | 0.083651 | 521.3374 | 0.00017521 | 521.3374 | 0.00015644 | 583.2173 | 0.029573 | 583.2173 | 0.0045008 | 782.8423 | 5.4675 | 583.2173 | 0.017486 | 782.1425 | 0 | 782.8423 | 0.039068 | 521.3374 | 2.4835
| 520.2632 | 0.0090589 | 583.4459 | 0.038221 | 520.2632 | 0.022059 | 583.4459 | -0.025868 | 583.9083 | 0.0019104 | 583.4459 | 0.0018565 | 521.4547 | 0.00012946 | 578.23 | -0.019311 | 520.2632 | 4.287 | 578.23 | -0.013345 | 578.23 | 0.10237 | 521.4547 | 0.00015793 | 521.4547 | 0.00018812 | 583.4459 | 0.0085711 | 583.4459 | -0.0075572 | 783.0077 | 5.4451 | 583.4459 | -0.0053689 | 782.308 | 0 | 783.0077 | 0.041242 | 521.4547 | 2.499
| 520.3778 | 0 | 583.6744 | 0.052876 | 520.3778 | 0 | 583.6744 | 0.038334 | 584.1365 | 0.0362 | 583.6744 | 0.046476 | 521.572 | 0.00011386 | 578.46 | 0.0097957 | 520.3778 | 4.2729 | 578.46 | -0.0062161 | 578.46 | 0.091175 | 521.572 | 0.00014289 | 521.572 | 0.00025994 | 583.6744 | 0.021493 | 583.6744 | 0.0096585 | 783.1732 | 5.419 | 583.6744 | 0.0082779 | 782.4736 | 0 | 783.1732 | 0.040419 | 521.572 | 2.5065
| 520.4925 | 0.0019596 | 583.903 | 0.03743 | 520.4925 | 0.021653 | 583.903 | -0.0037624 | 584.3647 | 0.004589 | 583.903 | 0.0030007 | 521.6894 | 0.00011339 | 578.68 | -0.027148 | 520.4925 | 4.1929 | 578.68 | -0.0019913 | 578.68 | 0.11741 | 521.6894 | 0.00014818 | 521.6894 | 0.00020287 | 583.903 | 0.012881 | 583.903 | -0.010516 | 783.3387 | 5.419 | 583.903 | -0.0053912 | 782.6391 | 0 | 783.3387 | 0.042182 | 521.6894 | 2.5141
| 520.6072 | 0 | 584.1315 | 0.049925 | 520.6072 | 0 | 584.1315 | 0.039275 | 584.5929 | 0.034752 | 584.1315 | 0.046401 | 521.8067 | 0.00011921 | 578.91 | 0.015953 | 520.6072 | 4.1754 | 578.91 | 0.0044777 | 578.91 | 0.12615 | 521.8067 | 0.00016139 | 521.8067 | 0.00014581 | 584.1315 | 0.029111 | 584.1315 | 0.0020735 | 783.5042 | 5.423 | 584.1315 | 0.0080883 | 782.8047 | 0 | 783.5042 | 0.040595 | 521.8067 | 2.522
| 520.7219 | 0.0017378 | 584.3601 | 0.03307 | 520.7219 | 0.013141 | 584.3601 | -0.0077354 | 584.8212 | -0.0028251 | 584.3601 | -0.00046809 | 521.9241 | 0.00010734 | 579.14 | -0.033306 | 520.7219 | 4.0724 | 579.14 | 0.0014412 | 579.14 | 0.18509 | 521.9241 | 0.00017785 | 521.9241 | 0.0001035 | 584.3601 | 0.006559 | 584.3601 | 0.00084088 | 783.6697 | 5.4206 | 584.3601 | -0.00082711 | 782.9703 | 0 | 783.6697 | 0.04271 | 521.9241 | 2.5346
| 520.8366 | 0 | 584.5887 | 0.046538 | 520.8366 | 0 | 584.5887 | 0.051825 | 585.0494 | 0.038228 | 584.5887 | 0.044131 | 522.0414 | 0.00012736 | 579.37 | 0.018752 | 520.8366 | 4.0661 | 579.37 | 0.0011772 | 579.37 | 0.194 | 522.0414 | 0.00016789 | 522.0414 | 0.00016685 | 584.5887 | 0.028187 | 584.5887 | 0.0041207 | 783.8352 | 5.4189 | 584.5887 | 0.0049162 | 783.1359 | 0 | 783.8352 | 0.04177 | 522.0414 | 2.54
| 520.9513 | 0.011943 | 584.8173 | 0.042933 | 520.9513 | 0.021382 | 584.8173 | -0.01401 | 585.2777 | 0.0043065 | 584.8173 | 0.0029536 | 522.1588 | 0.0001106 | 579.6 | -0.018752 | 520.9513 | 4.0911 | 579.6 | -0.0093847 | 579.6 | 0.22881 | 522.1588 | 0.00017663 | 522.1588 | 0.00013105 | 584.8173 | 0.012211 | 584.8173 | 0.0042074 | 784.0007 | 5.3764 | 584.8173 | -0.0034194 | 783.3015 | 0 | 784.0007 | 0.04365 | 522.1588 | 2.5438
| 521.066 | 0 | 585.0459 | 0.045084 | 521.066 | 0 | 585.0459 | 0.046 | 585.5059 | 0.035042 | 585.0459 | 0.047261 | 522.2761 | 0.00011153 | 579.83 | -0.023229 | 521.066 | 4.0293 | 579.83 | 0.0034215 | 579.83 | 0.2358 | 522.2761 | 0.00017948 | 522.2761 | 0.00011825 | 585.0459 | 0.027031 | 585.0459 | 0.0073785 | 784.1662 | 5.38 | 585.0459 | -0.0071909 | 783.4671 | 0 | 784.1662 | 0.043768 | 522.2761 | 2.5402
| 521.1807 | 0.0095026 | 585.2745 | 0.038525 | 521.1807 | 0.0025812 | 585.2745 | -0.028833 | 585.7342 | -0.010574 | 585.2745 | -0.00072465 | 522.3935 | 0.00011106 | 580.06 | -0.00027989 | 521.1807 | 4.012 | 580.06 | -0.0031795 | 580.06 | 0.27988 | 522.3935 | 0.00019676 | 522.3935 | 9.5035e-05 | 585.2745 | 0.0097241 | 585.2745 | 0.00038189 | 784.3318 | 5.2819 | 585.2745 | -0.0021788 | 783.6327 | 0 | 784.3318 | 0.046177 | 522.3935 | 2.5386
| 521.2954 | 0 | 585.5032 | 0.046297 | 521.2954 | 0 | 585.5032 | 0.036073 | 585.9625 | 0.029829 | 585.5032 | 0.041045 | 522.5108 | 9.9888e-05 | 580.28 | 0.0075566 | 521.2954 | 4.0328 | 580.28 | -0.0091205 | 580.28 | 0.29299 | 522.5108 | 0.0001935 | 522.5108 | 0.00016056 | 585.5032 | 0.032807 | 585.5032 | 0.0016896 | 784.4973 | 5.2496 | 585.5032 | -0.0027926 | 783.7983 | 0 | 784.4973 | 0.045824 | 522.5108 | 2.5352
| 521.4101 | 0 | 585.7318 | 0.035933 | 521.4101 | 0.011029 | 585.7318 | -0.01492 | 586.1908 | -0.0077385 | 585.7318 | 0.001707 | 522.6282 | 0.00011921 | 580.51 | -0.0019591 | 521.4101 | 3.9832 | 580.51 | -0.0056876 | 580.51 | 0.35543 | 522.6282 | 0.00018537 | 522.6282 | 0.00019224 | 585.7318 | 0.0063083 | 585.7318 | -0.0014175 | 784.6628 | 5.196 | 585.7318 | -0.0073642 | 783.9639 | 0 | 784.6628 | 0.04741 | 522.6282 | 2.5355
| 521.5249 | 0 | 585.9605 | 0.031417 | 521.5249 | 0 | 585.9605 | 0.040182 | 586.4191 | 0.028369 | 585.9605 | 0.047892 | 522.7456 | 0.00010571 | 580.74 | 0.013714 | 521.5249 | 3.9683 | 580.74 | -0.0047637 | 580.74 | 0.36575 | 522.7456 | 0.00018883 | 522.7456 | 0.00018595 | 585.9605 | 0.034656 | 585.9605 | -9.6699e-05 | 784.8284 | 5.1935 | 585.9605 | 0.0066713 | 784.1295 | 0 | 784.8284 | 0.047175 | 522.7456 | 2.5497
| 521.6396 | 0.014817 | 586.1891 | 0.038246 | 521.6396 | 0.027742 | 586.1891 | -0.045207 | 586.6474 | 0.0016157 | 586.1891 | 0.0075383 | 522.8629 | 0.00013458 | 580.97 | -0.019871 | 521.6396 | 3.9692 | 580.97 | 0.00091312 | 580.97 | 0.44602 | 522.8629 | 0.0001931 | 522.8629 | 0.00015427 | 586.1891 | 0.019157 | 586.1891 | 0.0024559 | 784.9939 | 5.1897 | 586.1891 | -0.0019571 | 784.2951 | 0 | 784.9939 | 0.049819 | 522.8629 | 2.5701
| 521.7543 | 0 | 586.4178 | 0.046613 | 521.7543 | 0 | 586.4178 | 0.042637 | 586.8758 | 0.028236 | 586.4178 | 0.042737 | 522.9803 | 0.00012457 | 581.2 | 0.0053177 | 521.7543 | 3.9739 | 581.2 | -0.0054239 | 581.2 | 0.41332 | 522.9803 | 0.00018537 | 522.9803 | 0.00014147 | 586.4178 | 0.032807 | 586.4178 | 0.00075038 | 785.1594 | 5.1843 | 586.4178 | 0.00042567 | 784.4607 | 0 | 785.1594 | 0.048761 | 522.9803 | 2.5906
| 521.869 | 0.013459 | 586.6465 | 0.030211 | 521.869 | 0.012672 | 586.6465 | -0.025783 | 587.1041 | -0.005725 | 586.6465 | 0.0059749 | 523.0977 | 0.00013551 | 581.43 | -0.036664 | 521.869 | 3.9483 | 581.43 | -0.0030475 | 581.43 | 0.47575 | 523.0977 | 0.00017785 | 523.0977 | 0.00017336 | 586.6465 | 0.012474 | 586.6465 | -0.0034141 | 785.325 | 5.1312 | 586.6465 | 0.004829 | 784.6264 | 0 | 785.325 | 0.050406 | 523.0977 | 2.6008
| 521.9838 | 0 | 586.8752 | 0.05251 | 521.9838 | 0 | 586.8752 | 0.044687 | 587.3325 | 0.022924 | 586.8752 | 0.043414 | 523.2151 | 0.00012084 | 581.66 | 0.00083963 | 521.9838 | 3.8494 | 581.66 | -0.00040706 | 581.66 | 0.49411 | 523.2151 | 0.00016952 | 523.2151 | 0.00024518 | 586.8752 | 0.0335 | 586.8752 | 0.0028582 | 785.4905 | 5.0597 | 586.8752 | 0.0048573 | 784.792 | 0 | 785.4905 | 0.049055 | 523.2151 | 2.5993
| 522.0985 | 0.0010722 | 587.1039 | 0.042649 | 522.0985 | 0.013141 | 587.1039 | -0.025108 | 587.5608 | 0.004261 | 587.1039 | 0.0056815 | 523.3324 | 0.00012364 | 581.89 | -0.0075566 | 522.0985 | 3.8457 | 581.89 | -0.0031795 | 581.89 | 0.56126 | 523.3324 | 0.00019411 | 523.3324 | 0.00026406 | 587.1039 | 0.021401 | 587.1039 | 0.0037773 | 785.6561 | 4.987 | 587.1039 | 0.003814 | 784.9576 | 0 | 785.6561 | 0.051288 | 523.3324 | 2.5984
| 522.2133 | 0 | 587.3327 | 0.035666 | 522.2133 | 0 | 587.3327 | 0.036229 | 587.7892 | 0.020506 | 587.3327 | 0.039844 | 523.4498 | 0.00011875 | 582.12 | 0.0086761 | 522.2133 | 3.8448 | 582.12 | -0.0030475 | 582.12 | 0.55532 | 523.4498 | 0.00019411 | 523.4498 | 0.00022175 | 587.3327 | 0.032807 | 587.3327 | 0.0013655 | 785.8216 | 4.9769 | 587.3327 | 0.011395 | 785.1232 | 0 | 785.8216 | 0.049643 | 523.4498 | 2.5977
| 522.328 | 0.0068403 | 587.5614 | 0.043468 | 522.328 | 0.021653 | 587.5614 | 0.0083225 | 588.0176 | 0.0078199 | 587.5614 | 0.0056174 | 523.5672 | 0.00011595 | 582.34 | -0.037222 | 522.328 | 3.7319 | 582.34 | -0.0033115 | 582.34 | 0.62773 | 523.5672 | 0.00018781 | 523.5672 | 0.00014581 | 587.5614 | 0.020946 | 587.5614 | 0.0015643 | 785.9872 | 4.9413 | 587.5614 | 0.0016227 | 785.2889 | 0 | 785.9872 | 0.050289 | 523.5672 | 2.6029
| 522.4428 | 0 | 587.7902 | 0.04121 | 522.4428 | 0 | 587.7902 | 0.030287 | 588.246 | 0.024588 | 587.7902 | 0.040568 | 523.6846 | 0.00010361 | 582.57 | 0.013154 | 522.4428 | 3.7328 | 582.57 | -0.0060837 | 582.57 | 0.6641 | 523.6846 | 0.00017135 | 523.6846 | 0.00015839 | 587.7902 | 0.037197 | 587.7902 | 0.0012673 | 786.1527 | 4.8373 | 587.7902 | -0.0029129 | 785.4545 | 0 | 786.1527 | 0.049466 | 523.6846 | 2.6003
| 522.5575 | 0.014323 | 588.0189 | 0.02509 | 522.5575 | 0.0091518 | 588.0189 | -0.025338 | 588.4744 | 0.0019655 | 588.0189 | -0.00020625 | 523.802 | 0.00011013 | 582.8 | -0.023229 | 522.5575 | 3.651 | 582.8 | -0.0025194 | 582.8 | 0.74137 | 523.802 | 0.00016708 | 523.802 | 0.00022826 | 588.0189 | 0.012729 | 588.0189 | 0.0007109 | 786.3183 | 4.8212 | 588.0189 | -0.0066124 | 785.6202 | 0 | 786.3183 | 0.052463 | 523.802 | 2.6056
| 522.6723 | 0.0037776 | 588.2477 | 0.041757 | 522.6723 | 0 | 588.2477 | 0.026572 | 588.7028 | 0.016515 | 588.2477 | 0.042685 | 523.9194 | 0.00014087 | 583.03 | 0.0097957 | 522.6723 | 3.6177 | 583.03 | 0.0081745 | 583.03 | 0.74457 | 523.9194 | 0.00017928 | 523.9194 | 0.00025364 | 588.2477 | 0.03558 | 588.2477 | -0.00071095 | 786.4839 | 4.8022 | 588.2477 | 0.0084642 | 785.7858 | 0 | 786.4839 | 0.053226 | 523.9194 | 2.6059
| 522.787 | 0.0046219 | 588.4765 | 0.04652 | 522.787 | 0.0077438 | 588.4765 | -0.01652 | 588.9313 | 0.0058281 | 588.4765 | 0.0046953 | 524.0368 | 0.00014855 | 583.26 | -0.012035 | 522.787 | 3.6165 | 583.26 | -0.0078004 | 583.26 | 0.8159 | 524.0368 | 0.00018273 | 524.0368 | 0.00021546 | 588.4765 | 0.023797 | 588.4765 | 0.0018591 | 786.6495 | 4.768 | 588.4765 | -5.4937e-05 | 785.9515 | 0 | 786.6495 | 0.055341 | 524.0368 | 2.6235
| 522.9018 | 0 | 588.7053 | 0.049723 | 522.9018 | 0 | 588.7053 | 0.030259 | 589.1597 | 0.040544 | 588.7053 | 0.043957 | 524.1542 | 0.00013016 | 583.49 | -0.006437 | 522.9018 | 3.6073 | 583.49 | -0.0041036 | 583.49 | 0.85996 | 524.1542 | 0.0001624 | 524.1542 | 0.00013518 | 588.7053 | 0.042742 | 588.7053 | 0.0085904 | 786.815 | 4.7602 | 588.7053 | -0.0014184 | 786.1172 | 0 | 786.815 | 0.05493 | 524.1542 | 2.633
| 523.0166 | 0.0035126 | 588.9341 | 0.033746 | 523.0166 | 0.016645 | 588.9341 | -0.031385 | 589.3882 | 0.013 | 588.9341 | 0.0017151 | 524.2717 | 0.00011479 | 583.72 | -0.013154 | 523.0166 | 3.5762 | 583.72 | -0.0062161 | 583.72 | 0.93044 | 524.2717 | 0.00017419 | 524.2717 | 0.00015839 | 588.9341 | 0.01153 | 588.9341 | -0.0088121 | 786.9806 | 4.669 | 588.9341 | -0.0032694 | 786.2828 | 0 | 786.9806 | 0.057221 | 524.2717 | 2.6486
| 523.1313 | 0 | 589.1629 | 0.042601 | 523.1313 | 0 | 589.1629 | 0.028698 | 589.6167 | 0.025669 | 589.1629 | 0.046174 | 524.3891 | 0.00011013 | 583.95 | -0.019311 | 523.1313 | 3.5321 | 583.95 | -0.0014632 | 583.95 | 0.946 | 524.3891 | 0.00016932 | 524.3891 | 0.00013105 | 589.1629 | 0.039045 | 589.1629 | -6.5973e-05 | 787.1462 | 4.638 | 589.1629 | 0.012976 | 786.4485 | 0 | 787.1462 | 0.057104 | 524.3891 | 2.6495
| 523.2461 | 0.0075059 | 589.3917 | 0.037884 | 523.2461 | 0.03072 | 589.3917 | -0.0026551 | 589.8451 | 0.0035444 | 589.3917 | 0.0039575 | 524.5065 | 0.00013784 | 584.18 | -0.020991 | 523.2461 | 3.4471 | 584.18 | 0.0034215 | 584.18 | 1.0198 | 524.5065 | 0.00018395 | 524.5065 | 0.00019007 | 589.3918 | 0.02449 | 589.3917 | -0.0050017 | 787.3118 | 4.6028 | 589.3917 | 0.002726 | 786.6142 | 0 | 787.3118 | 0.05869 | 524.5065 | 2.6527
| 523.3609 | 0 | 589.6206 | 0.046851 | 523.3609 | 0 | 589.6206 | 0.03145 | 590.0736 | 0.017523 | 589.6206 | 0.041443 | 524.6239 | 0.0001248 | 584.4 | 0.039462 | 523.3609 | 3.4889 | 584.4 | 0.0036855 | 584.4 | 1.0509 | 524.6239 | 0.00017175 | 524.6239 | 0.00011825 | 589.6206 | 0.037659 | 589.6206 | 0.0028535 | 787.4774 | 4.5518 | 589.6206 | 0.0067726 | 786.7799 | 0 | 787.4774 | 0.058455 | 524.6239 | 2.6541
| 523.4757 | 0.0081715 | 589.8494 | 0.036851 | 523.4757 | 0.0077438 | 589.8494 | -0.0015184 | 590.3021 | -0.0093949 | 589.8494 | 0.0040966 | 524.7413 | 0.00012969 | 584.63 | -0.029946 | 523.4757 | 3.4257 | 584.63 | -0.0062161 | 584.63 | 1.126 | 524.7413 | 0.00016749 | 524.7413 | 0.0001649 | 589.8495 | 0.028418 | 589.8494 | -0.0078425 | 787.643 | 4.5076 | 589.8494 | 0.0032829 | 786.9455 | 0 | 787.643 | 0.060746 | 524.7413 | 2.6612
| 523.5905 | 0 | 590.0783 | 0.035316 | 523.5905 | 0 | 590.0783 | 0.044034 | 590.5307 | 0.01849 | 590.0783 | 0.036027 | 524.8588 | 0.00011223 | 584.86 | 0.025469 | 523.5905 | 3.4565 | 584.86 | 0.00038506 | 584.86 | 1.1529 | 524.8588 | 0.00017277 | 524.8588 | 0.0001035 | 590.0783 | 0.046438 | 590.0783 | 0.0019027 | 787.8086 | 4.5103 | 590.0783 | 0.0051498 | 787.1112 | 0 | 787.8086 | 0.06057 | 524.8588 | 2.6621
| 523.7053 | 0.017286 | 590.3072 | 0.037062 | 523.7053 | 0.021382 | 590.3072 | -0.021744 | 590.7592 | -0.0017202 | 590.3072 | 0.0020721 | 524.9762 | 0.00014203 | 585.09 | -0.0013994 | 523.7053 | 3.3791 | 585.09 | -0.0042357 | 585.09 | 1.2557 | 524.9762 | 0.00017074 | 524.9762 | 0.00013951 | 590.3072 | 0.022471 | 590.3072 | 0.00042806 | 787.9742 | 4.4277 | 590.3072 | 0.0016089 | 787.2769 | 0 | 787.9742 | 0.062274 | 524.9762 | 2.6652
| 523.8201 | 0 | 590.5361 | 0.03546 | 523.8201 | 0 | 590.5361 | 0.037074 | 590.9877 | 0.02925 | 590.5361 | 0.036458 | 525.0936 | 0.00015135 | 585.32 | 0.020431 | 523.8201 | 3.3643 | 585.32 | -0.0037076 | 585.32 | 1.261 | 525.0936 | 0.00018497 | 525.0936 | 0.00011196 | 590.5361 | 0.04459 | 590.5361 | 0.0041392 | 788.1398 | 4.3857 | 590.5361 | -0.0013884 | 787.4426 | 0 | 788.1398 | 0.062332 | 525.0936 | 2.6603
| 523.9349 | 0.0019596 | 590.765 | 0.029239 | 523.9349 | 0.016916 | 590.765 | -0.016553 | 591.2163 | 0.0060729 | 590.765 | 0.0033034 | 525.2111 | 0.00015717 | 585.55 | -0.02379 | 523.9349 | 3.3433 | 585.55 | -0.0035756 | 585.55 | 1.3806 | 525.2111 | 0.00018395 | 525.2111 | 0.00013105 | 590.765 | 0.030959 | 590.765 | 0.0014301 | 788.3055 | 4.3829 | 590.765 | -0.0031834 | 787.6083 | 0 | 788.3055 | 0.064565 | 525.2111 | 2.6638
| 524.0497 | 0 | 590.9939 | 0.048633 | 524.0497 | 0 | 590.9939 | 0.031414 | 591.4449 | 0.035911 | 590.9939 | 0.04174 | 525.3285 | 0.00014529 | 585.78 | 0.023229 | 524.0497 | 3.3058 | 585.78 | 0.005798 | 585.78 | 1.3626 | 525.3285 | 0.00017419 | 525.3285 | 0.00013301 | 590.9939 | 0.050366 | 590.9939 | 0.008818 | 788.4711 | 4.3177 | 590.9939 | 0.0054349 | 787.774 | 0 | 788.4711 | 0.064741 | 525.3285 | 2.6632
| 524.1645 | 0.016175 | 591.2228 | 0.025818 | 524.1645 | 0.0070399 | 591.2228 | -0.029636 | 591.6734 | -0.00010999 | 591.2228 | -0.002272 | 525.446 | 0.00013924 | 586.01 | 0.0069968 | 524.1645 | 3.3111 | 586.01 | 0.007646 | 586.01 | 1.4464 | 525.446 | 0.00018395 | 525.446 | 0.00016685 | 591.2228 | 0.029804 | 591.2228 | 0.00079284 | 788.6367 | 4.2741 | 591.2228 | -0.0032065 | 787.9397 | 0 | 788.6367 | 0.065916 | 525.446 | 2.6748
| 524.2794 | 0 | 591.4518 | 0.040279 | 524.2794 | 0 | 591.4518 | 0.027442 | 591.902 | 0.027033 | 591.4518 | 0.038483 | 525.5634 | 0.00015135 | 586.24 | -0.0030786 | 524.2794 | 3.2694 | 586.24 | -0.0075362 | 586.24 | 1.5031 | 525.5634 | 0.00017948 | 525.5634 | 0.00018161 | 591.4518 | 0.05337 | 591.4518 | 0.0024858 | 788.8023 | 4.2335 | 591.4518 | 0.0059948 | 788.1055 | 0 | 788.8023 | 0.065916 | 525.5634 | 2.6806
| 524.3942 | 0 | 591.6807 | 0.03328 | 524.3942 | 0.011498 | 591.6807 | -0.02436 | 592.1306 | -0.0035603 | 591.6807 | 0.0017871 | 525.6809 | 0.00013505 | 586.47 | -0.041141 | 524.3942 | 3.287 | 586.47 | -0.0021233 | 586.47 | 1.6342 | 525.6809 | 0.00021424 | 525.6809 | 0.00016273 | 591.6807 | 0.036966 | 591.6807 | -0.00088423 | 788.968 | 4.1446 | 591.6807 | -0.011769 | 788.2712 | 0 | 788.968 | 0.067796 | 525.6809 | 2.6858
| 524.509 | 0 | 591.9097 | 0.036032 | 524.509 | 0 | 591.9097 | 0.042306 | 592.3592 | 0.01796 | 591.9097 | 0.036692 | 525.7983 | 0.00013435 | 586.69 | 0.0041982 | 524.509 | 3.3154 | 586.69 | -0.0014632 | 586.69 | 1.6697 | 525.7983 | 0.00018212 | 525.7983 | 0.00016902 | 591.9097 | 0.052214 | 591.9097 | 0.0029003 | 789.1336 | 4.1362 | 591.9097 | 0.0036389 | 788.4369 | 0 | 789.1336 | 0.067972 | 525.7983 | 2.6737
| 524.6238 | 0.00085042 | 592.1386 | 0.032105 | 524.6238 | 0.0042239 | 592.1386 | -0.0044212 | 592.5879 | -0.0040738 | 592.1386 | -0.00012699 | 525.9158 | 0.00012038 | 586.92 | -0.020991 | 524.6238 | 3.2762 | 586.92 | -0.0041036 | 586.92 | 1.7776 | 525.9158 | 0.0001746 | 525.9158 | 0.00015427 | 592.1386 | 0.033731 | 592.1386 | 0.0040918 | 789.2993 | 4.0764 | 592.1386 | -0.0055627 | 788.6026 | 0 | 789.2993 | 0.069617 | 525.9158 | 2.6699
| 524.7387 | 0.006444 | 592.3676 | 0.038029 | 524.7387 | 0 | 592.3676 | 0.020054 | 592.8165 | 0.029829 | 592.3676 | 0.040541 | 526.0333 | 0.00011921 | 587.15 | -0.0058775 | 524.7387 | 3.2547 | 587.15 | 0.0022334 | 587.15 | 1.7949 | 526.0333 | 0.00015102 | 526.0333 | 0.00014993 | 592.3676 | 0.053832 | 592.3676 | 0.001924 | 789.4649 | 4.0128 | 592.3676 | 0.0034912 | 788.7684 | 0 | 789.4649 | 0.068736 | 526.0333 | 2.6699
| 524.8535 | 0 | 592.5966 | 0.035066 | 524.8535 | 0.024359 | 592.5966 | -0.0055721 | 593.0451 | -0.0012891 | 592.5966 | 0.0037096 | 526.1507 | 0.00012294 | 587.38 | 0.0025189 | 524.8535 | 3.2402 | 587.38 | -0.0042357 | 587.38 | 1.9004 | 526.1507 | 0.00017094 | 526.1507 | 8.8743e-05 | 592.5966 | 0.035811 | 592.5966 | -0.0025146 | 789.6305 | 3.9728 | 592.5966 | 0.00046156 | 788.9341 | 0 | 789.6305 | 0.070557 | 526.1507 | 2.6795
| 524.9684 | 0 | 592.8256 | 0.037435 | 524.9684 | 0 | 592.8256 | 0.043664 | 593.2738 | 0.025152 | 592.8256 | 0.038258 | 526.2682 | 0.00013062 | 587.61 | 0.0075566 | 524.9684 | 3.1473 | 587.61 | 0.0039496 | 587.61 | 1.9231 | 526.2682 | 0.00017785 | 526.2682 | 9.0912e-05 | 592.8256 | 0.06238 | 592.8256 | 0.0058452 | 789.7962 | 3.9571 | 592.8256 | 0.0036919 | 789.0998 | 0 | 789.7962 | 0.070851 | 526.2682 | 2.6831
| 525.0832 | 0.0086152 | 593.0547 | 0.030013 | 525.0832 | 0.010325 | 593.0547 | -0.013355 | 593.5024 | -0.0024382 | 593.0547 | 0.0011611 | 526.3857 | 0.00013505 | 587.84 | -0.0019591 | 525.0832 | 3.1557 | 587.84 | 0.0081745 | 587.84 | 2.0433 | 526.3857 | 0.00018395 | 526.3857 | 8.0281e-05 | 593.0547 | 0.031421 | 593.0547 | -0.0023036 | 789.9619 | 3.8693 | 593.0547 | -0.0084474 | 789.2656 | 0 | 789.9619 | 0.072672 | 526.3857 | 2.6899
| 525.1981 | 0 | 593.2837 | 0.038815 | 525.1981 | 0 | 593.2837 | 0.039345 | 593.7311 | 0.022345 | 593.2837 | 0.030481 | 526.5032 | 0.00013295 | 588.07 | -0.02379 | 525.1981 | 3.1927 | 588.07 | 0.0015733 | 588.07 | 2.0842 | 526.5032 | 0.00016606 | 526.5032 | 0.00010133 | 593.2837 | 0.060763 | 593.2837 | 0.002338 | 790.1275 | 3.8381 | 593.2837 | 0.00039067 | 789.4313 | 0 | 790.1275 | 0.072848 | 526.5032 | 2.6894
| 525.3129 | 0.0050655 | 593.5127 | 0.039903 | 525.3129 | 0.0065706 | 593.5127 | -0.024958 | 593.9598 | 0.0036523 | 593.5127 | 0.0010493 | 526.6206 | 0.00013831 | 588.3 | -0.040022 | 525.3129 | 3.1552 | 588.3 | 0.0006491 | 588.3 | 2.2179 | 526.6206 | 0.00017236 | 526.6206 | 0.00012476 | 593.5127 | 0.043666 | 593.5127 | 0.0043469 | 790.2932 | 3.7703 | 593.5127 | 0.0019057 | 789.5971 | 0 | 790.2932 | 0.074435 | 526.6206 | 2.6852
| 525.4278 | 0 | 593.7418 | 0.041668 | 525.4278 | 0 | 593.7418 | 0.056213 | 594.1885 | 0.022768 | 593.7418 | 0.040886 | 526.7381 | 0.0001432 | 588.53 | -0.014274 | 525.4278 | 3.1343 | 588.53 | -0.0022553 | 588.53 | 2.2134 | 526.7381 | 0.00015997 | 526.7381 | 0.00012671 | 593.7418 | 0.065846 | 593.7418 | 0.0027834 | 790.4589 | 3.7072 | 593.7418 | 0.0071944 | 789.7628 | 0 | 790.4589 | 0.075257 | 526.7381 | 2.6739
| 525.5426 | 0.024324 | 593.9708 | 0.032638 | 525.5426 | 0.0086826 | 593.9708 | -0.010715 | 594.4172 | -0.006411 | 593.9708 | 0.0059467 | 526.8556 | 0.00016764 | 588.76 | -0.023229 | 525.5426 | 3.1457 | 588.76 | 0.018076 | 588.76 | 2.4007 | 526.8556 | 0.00017277 | 526.8556 | 0.00012671 | 593.9708 | 0.043435 | 593.9708 | 7.3666e-05 | 790.6245 | 3.6924 | 593.9708 | -0.00091187 | 789.9286 | 0 | 790.6245 | 0.076667 | 526.8556 | 2.6765
| 525.6575 | 0 | 594.1999 | 0.035007 | 525.6575 | 0 | 594.1999 | 0.033766 | 594.646 | 0.033304 | 594.1999 | 0.037956 | 526.9731 | 0.00015624 | 588.99 | -0.032185 | 525.6575 | 3.1438 | 588.99 | -0.0055558 | 588.99 | 2.4112 | 526.9731 | 0.0001746 | 526.9731 | 9.2865e-05 | 594.1999 | 0.070466 | 594.1999 | 0.0044635 | 790.7902 | 3.6093 | 594.1999 | 0.0083035 | 790.0944 | 0 | 790.7902 | 0.076491 | 526.9731 | 2.6788
| 525.7724 | 0 | 594.429 | 0.034977 | 525.7724 | 0.024901 | 594.429 | -0.016738 | 594.8747 | 0.0057584 | 594.429 | 0.0032861 | 527.0906 | 0.00016089 | 589.21 | -0.040583 | 525.7724 | 3.1476 | 589.21 | -0.00582 | 589.21 | 2.5118 | 527.0906 | 0.00019676 | 527.0906 | 0.00012042 | 594.429 | 0.061456 | 594.429 | -0.00046598 | 790.9559 | 3.5544 | 594.429 | -0.010426 | 790.2601 | 0 | 790.9559 | 0.077548 | 527.0906 | 2.6824
| 525.8873 | 0 | 594.6581 | 0.028244 | 525.8873 | 0 | 594.6581 | 0.027615 | 595.1034 | 0.025074 | 594.6581 | 0.031768 | 527.2081 | 0.00014296 | 589.44 | 0.02267 | 525.8873 | 3.1304 | 589.44 | 0.00012102 | 589.44 | 2.5957 | 527.2081 | 0.00019635 | 527.2081 | 0.00013105 | 594.6581 | 0.067463 | 594.6581 | -0.0020599 | 791.1216 | 3.5221 | 594.6581 | 0.0049886 | 790.4259 | 0 | 791.1216 | 0.077842 | 527.2081 | 2.6741
| 526.0022 | 0.0012942 | 594.8872 | 0.029893 | 526.0022 | 0.0089172 | 594.8872 | -0.021962 | 595.3322 | 0.0035763 | 594.8872 | 0.0050796 | 527.3256 | 0.00014157 | 589.67 | -0.020991 | 526.0022 | 3.0976 | 589.67 | -0.00040706 | 589.67 | 2.719 | 527.3256 | 0.00017521 | 527.3256 | 0.00015427 | 594.8872 | 0.052676 | 594.8872 | 0.0026354 | 791.2873 | 3.4493 | 594.8872 | 0.0029797 | 790.5917 | 0 | 791.2873 | 0.079193 | 527.3256 | 2.6828
| 526.117 | 0 | 595.1163 | 0.038258 | 526.117 | 0 | 595.1163 | 0.035203 | 595.561 | 0.024206 | 595.1163 | 0.033881 | 527.4431 | 0.00014972 | 589.9 | 0.034425 | 526.117 | 3.0616 | 589.9 | 0.00025304 | 589.9 | 2.7622 | 527.4431 | 0.00015997 | 527.4431 | 0.00016273 | 595.1163 | 0.072315 | 595.1163 | -0.0015192 | 791.453 | 3.4202 | 595.1163 | 0.0095827 | 790.7575 | 0 | 791.453 | 0.079076 | 527.4431 | 2.6849
| 526.2319 | 0.017286 | 595.3455 | 0.034331 | 526.2319 | 0.012906 | 595.3455 | -0.0072766 | 595.7898 | 0.0062367 | 595.3455 | 0.0027095 | 527.5606 | 0.00014529 | 590.13 | -0.0019591 | 526.2319 | 3.0484 | 590.13 | -0.0015952 | 590.13 | 2.8524 | 527.5606 | 0.00017745 | 527.5606 | 0.00022609 | 595.3455 | 0.055218 | 595.3455 | -0.0068919 | 791.6187 | 3.3609 | 595.3455 | -0.004449 | 790.9233 | 0 | 791.6187 | 0.079722 | 527.5606 | 2.6999
| 526.3468 | 0 | 595.5746 | 0.030812 | 526.3468 | 0 | 595.5746 | 0.025202 | 596.0186 | 0.017849 | 595.5746 | 0.038982 | 527.6781 | 0.00014902 | 590.36 | 0.010915 | 526.3468 | 3.0439 | 590.36 | -0.0011992 | 590.36 | 2.9203 | 527.6781 | 0.00019452 | 527.6781 | 0.00023455 | 595.5746 | 0.073701 | 595.5746 | 0.0024523 | 791.7844 | 3.2917 | 595.5746 | 0.00061727 | 791.0891 | 0.024624 | 791.7844 | 0.080133 | 527.6781 | 2.6939
| 526.4617 | 0.015681 | 595.8038 | 0.034699 | 526.4617 | 0.010794 | 595.8038 | -0.014547 | 596.2474 | -0.002919 | 595.8038 | -0.0010931 | 527.7956 | 0.00012853 | 590.59 | -0.0075566 | 526.4617 | 3.0417 | 590.59 | -0.0015952 | 590.59 | 3.1165 | 527.7956 | 0.00019676 | 527.7956 | 0.00018812 | 595.8038 | 0.055449 | 595.8038 | -0.0069376 | 791.9501 | 3.2819 | 595.8038 | -0.0034099 | 791.2549 | 0 | 791.9501 | 0.081132 | 527.7956 | 2.698
| 526.5766 | 0 | 596.0329 | 0.036444 | 526.5766 | 0 | 596.0329 | 0.027442 | 596.4762 | 0.028882 | 596.0329 | 0.032736 | 527.9132 | 0.00012573 | 590.82 | 0.018192 | 526.5766 | 2.9791 | 590.82 | 0.006722 | 590.82 | 3.1438 | 527.9132 | 0.00017216 | 527.9132 | 0.00013518 | 596.0329 | 0.080632 | 596.0329 | 0.00062112 | 792.1158 | 3.2215 | 596.0329 | 0.0045322 | 791.4207 | 0.064691 | 792.1158 | 0.081778 | 527.9132 | 2.6849
| 526.6916 | 0.020126 | 596.2621 | 0.033596 | 526.6916 | 0.015969 | 596.2621 | -0.010711 | 596.705 | -1.2164e-05 | 596.2621 | 0.0019654 | 528.0307 | 0.00012806 | 591.05 | -0.030506 | 526.6916 | 2.9687 | 591.05 | -0.011497 | 591.05 | 3.2526 | 528.0307 | 0.00016789 | 528.0307 | 8.8743e-05 | 596.2621 | 0.059839 | 596.2621 | -7.4042e-05 | 792.2815 | 3.1802 | 596.2621 | -0.0030949 | 791.5865 | 0.0079297 | 792.2815 | 0.082424 | 528.0307 | 2.6834
| 526.8065 | 0 | 596.4913 | 0.037732 | 526.8065 | 0 | 596.4913 | 0.03697 | 596.9338 | 0.019677 | 596.4913 | 0.034813 | 528.1482 | 0.00014483 | 591.28 | 0.0069968 | 526.8065 | 2.9387 | 591.28 | -0.0035756 | 591.28 | 3.3145 | 528.1482 | 0.00017094 | 528.1482 | 0.0001163 | 596.4913 | 0.079939 | 596.4913 | 0.0021724 | 792.4472 | 3.1049 | 596.4913 | 0.0056088 | 791.7523 | 0.090011 | 792.4472 | 0.083541 | 528.1482 | 2.6714
| 526.9214 | 0.01039 | 596.7205 | 0.031034 | 526.9214 | 0.032885 | 596.7205 | -0.018449 | 597.1627 | 0.0055171 | 596.7205 | 0.0050083 | 528.2657 | 0.00016858 | 591.51 | -0.030506 | 526.9214 | 2.9415 | 591.51 | -0.011761 | 591.51 | 3.4854 | 528.2657 | 0.00018253 | 528.2657 | 0.00013735 | 596.7205 | 0.067925 | 596.7205 | -0.00015659 | 792.613 | 3.0346 | 596.7205 | -0.0054361 | 791.9181 | 0.069421 | 792.613 | 0.083834 | 528.2657 | 2.6771
| 527.0363 | 0 | 596.9497 | 0.037505 | 527.0363 | 0 | 596.9497 | 0.028962 | 597.3916 | 0.027457 | 596.9497 | 0.038469 | 528.3833 | 0.00017719 | 591.74 | -0.019871 | 527.0363 | 2.9143 | 591.74 | 0.0046097 | 591.74 | 3.5623 | 528.3833 | 0.00016362 | 528.3833 | 0.00018161 | 596.9497 | 0.086408 | 596.9497 | 0.002376 | 792.7787 | 2.9885 | 596.9497 | -0.00092014 | 792.0839 | 0.13481 | 792.7787 | 0.084657 | 528.3833 | 2.6676
| 527.1512 | 0.00085042 | 597.179 | 0.02627 | 527.1512 | 0.013804 | 597.179 | -0.023526 | 597.6204 | 0.0011949 | 597.179 | 0.0022038 | 528.5008 | 0.00017789 | 591.97 | -0.0069968 | 527.1512 | 2.8767 | 591.97 | -0.0074043 | 591.97 | 3.6533 | 528.5008 | 0.0001685 | 528.5008 | 0.00021133 | 597.179 | 0.065383 | 597.179 | 0.0017871 | 792.9444 | 2.917 | 597.179 | -0.0087681 | 792.2497 | 0.071926 | 792.9444 | 0.084539 | 528.5008 | 2.669
| 527.2662 | 0 | 597.4082 | 0.035799 | 527.2662 | 0 | 597.4082 | 0.013886 | 597.8493 | 0.018118 | 597.4082 | 0.040741 | 528.6183 | 0.00013761 | 592.19 | 0.020431 | 527.2662 | 2.8179 | 592.19 | 0.0047417 | 592.19 | 3.7581 | 528.6183 | 0.00017745 | 528.6183 | 0.00021133 | 597.4082 | 0.093339 | 597.4082 | 0.0077931 | 793.1102 | 2.8534 | 597.4082 | 0.0032671 | 792.4156 | 0.097802 | 793.1102 | 0.085597 | 528.6183 | 2.6647
| 527.3811 | 0.0083934 | 597.6374 | 0.02794 | 527.3811 | 0.03099 | 597.6374 | -0.009851 | 598.0782 | -0.0011793 | 597.6374 | -0.0018824 | 528.7359 | 0.00013831 | 592.42 | -0.015953 | 527.3811 | 2.8319 | 592.42 | -0.0085925 | 592.42 | 3.8737 | 528.7359 | 0.00020346 | 528.7359 | 0.00020287 | 597.6374 | 0.076473 | 597.6374 | 0.0010426 | 793.2759 | 2.8178 | 597.6374 | -0.002065 | 792.5814 | 0.10865 | 793.2759 | 0.085127 | 528.7359 | 2.6713
| 527.496 | 0 | 597.8667 | 0.033306 | 527.496 | 0 | 597.8667 | 0.031669 | 598.3071 | 0.027619 | 597.8667 | 0.038029 | 528.8534 | 0.00011665 | 592.65 | -0.006437 | 527.496 | 2.8102 | 592.65 | -0.0018593 | 592.65 | 3.9312 | 528.8534 | 0.0001931 | 528.8534 | 0.00016273 | 597.8667 | 0.088949 | 597.8667 | 0.00057189 | 793.4416 | 2.781 | 597.8667 | 0.0026044 | 792.7472 | 0.14649 | 793.4416 | 0.086008 | 528.8534 | 2.6693
| 527.611 | 0.019756 | 598.096 | 0.030571 | 527.611 | 0.011733 | 598.096 | -0.013447 | 598.536 | 0.003514 | 598.096 | 0.001829 | 528.971 | 0.0001432 | 592.88 | 0.0013994 | 527.611 | 2.7942 | 592.88 | -0.0051598 | 592.88 | 4.0802 | 528.971 | 0.00018456 | 528.971 | 0.0001649 | 598.096 | 0.078091 | 598.096 | -0.0016484 | 793.6074 | 2.6973 | 598.096 | -0.0067174 | 792.9131 | 0.1273 | 793.6074 | 0.085656 | 528.971 | 2.6702
| 527.7259 | 0 | 598.3253 | 0.036023 | 527.7259 | 0 | 598.3253 | 0.037307 | 598.765 | 0.025463 | 598.3253 | 0.034075 | 529.0885 | 0.00012201 | 593.11 | -0.0075566 | 527.7259 | 2.8118 | 593.11 | -0.0018593 | 593.11 | 4.1474 | 529.0885 | 0.00017379 | 529.0885 | 0.00012888 | 598.3253 | 0.094032 | 598.3253 | 0.0013287 | 793.7731 | 2.69 | 598.3253 | 0.0087417 | 793.0789 | 0.149 | 793.7731 | 0.087242 | 529.0885 | 2.6711
| 527.8409 | 0.0055093 | 598.5546 | 0.03257 | 527.8409 | 0.019217 | 598.5546 | 0.0067701 | 598.9939 | -0.0012623 | 598.5546 | 0.0027037 | 529.2061 | 0.00013016 | 593.34 | 0.011475 | 527.8409 | 2.7468 | 593.34 | -0.0084602 | 593.34 | 4.2556 | 529.2061 | 0.00017236 | 529.2061 | 0.00014147 | 598.5545 | 0.083866 | 598.5546 | -0.00041348 | 793.9389 | 2.6508 | 598.5546 | 0.00029093 | 793.2447 | 0.17766 | 793.9389 | 0.086537 | 529.2061 | 2.6783
| 527.9559 | 0 | 598.7839 | 0.034548 | 527.9559 | 0 | 598.7839 | 0.046247 | 599.2229 | 0.020335 | 598.7839 | 0.031484 | 529.3237 | 0.00013714 | 593.57 | -0.0019591 | 527.9559 | 2.7411 | 593.57 | -0.0034436 | 593.57 | 4.35 | 529.3237 | 0.00015793 | 529.3237 | 9.7205e-05 | 598.7839 | 0.1072 | 598.7839 | 0.0039946 | 794.1047 | 2.5931 | 598.7839 | 0.0033794 | 793.4106 | 0.17293 | 794.1047 | 0.087947 | 529.3237 | 2.6757
| 528.0708 | 0.010612 | 599.0132 | 0.032384 | 528.0708 | 0.0082132 | 599.0132 | 0.0019366 | 599.4518 | 0.00055417 | 599.0132 | -0.0011426 | 529.4412 | 0.00014529 | 593.8 | -0.0092359 | 528.0708 | 2.7198 | 593.8 | -0.010572 | 593.8 | 4.4897 | 529.4412 | 0.00017094 | 529.4412 | 0.00012042 | 599.0132 | 0.094494 | 599.0132 | -0.0018895 | 794.2704 | 2.5419 | 599.0132 | -0.0098569 | 793.5765 | 0.18434 | 794.2704 | 0.086713 | 529.4412 | 2.6737
| 528.1858 | 0 | 599.2425 | 0.033922 | 528.1858 | 0 | 599.2425 | 0.021598 | 599.6808 | 0.029829 | 599.2425 | 0.029668 | 529.5588 | 0.00014739 | 594.03 | 0.0097957 | 528.1858 | 2.6875 | 594.03 | 0.0019693 | 594.03 | 4.5329 | 529.5588 | 0.00015753 | 529.5588 | 0.00014581 | 599.2425 | 0.10905 | 599.2425 | 0.0079405 | 794.4362 | 2.4727 | 599.2425 | 0.0010193 | 793.7423 | 0.21856 | 794.4362 | 0.088299 | 529.5588 | 2.6728
| 528.3007 | 0.017039 | 599.4718 | 0.025333 | 528.3007 | 0.013804 | 599.4718 | 0.002046 | 599.9098 | -0.00019072 | 599.4718 | 0.00092516 | 529.6764 | 0.00013435 | 594.26 | 0.017072 | 528.3007 | 2.6637 | 594.26 | 0.00012102 | 594.26 | 4.6576 | 529.6764 | 0.00016789 | 529.6764 | 0.00018378 | 599.4719 | 0.08918 | 599.4718 | -0.0044691 | 794.602 | 2.4193 | 599.4718 | -0.0049198 | 793.9082 | 0.16653 | 794.602 | 0.086772 | 529.6764 | 2.6765
| 528.4157 | 0 | 599.7012 | 0.033383 | 528.4157 | 0 | 599.7012 | 0.030845 | 600.1388 | 0.02697 | 599.7012 | 0.030822 | 529.7939 | 0.00013831 | 594.49 | 0.0069968 | 528.4157 | 2.6421 | 594.49 | -0.0039716 | 594.49 | 4.7578 | 529.7939 | 0.00016037 | 529.7939 | 0.00019007 | 599.7012 | 0.11875 | 599.7012 | 0.0030453 | 794.7677 | 2.358 | 599.7012 | -0.0018561 | 794.0741 | 0.25056 | 794.7677 | 0.088358 | 529.7939 | 2.6665
| 528.5307 | 0.015681 | 599.9306 | 0.030935 | 528.5307 | 0.019758 | 599.9306 | -0.01142 | 600.3678 | -0.0015342 | 599.9306 | 0.00053705 | 529.9115 | 0.0001404 | 594.72 | -0.012035 | 528.5307 | 2.6437 | 594.72 | -0.0063479 | 594.72 | 4.8883 | 529.9115 | 0.00015854 | 529.9115 | 0.00020504 | 599.9306 | 0.099115 | 599.9306 | 0.0005284 | 794.9335 | 2.3741 | 599.9306 | -0.0086101 | 794.2399 | 0.23247 | 794.9335 | 0.086596 | 529.9115 | 2.6555
| 528.6457 | 0 | 600.1599 | 0.031559 | 528.6457 | 0 | 600.1599 | 0.032244 | 600.5968 | 0.022284 | 600.1599 | 0.032388 | 530.0291 | 0.00013947 | 594.95 | -0.031067 | 528.6457 | 2.626 | 594.95 | 0.0056657 | 594.95 | 4.9236 | 530.0291 | 0.00015671 | 530.0291 | 0.00018378 | 600.1599 | 0.11806 | 600.1599 | 0.0043876 | 795.0993 | 2.3172 | 600.1599 | 0.0054137 | 794.4058 | 0.28339 | 795.0993 | 0.088593 | 530.0291 | 2.6399
| 528.7607 | 0.0024034 | 600.3893 | 0.022113 | 528.7607 | 0.016645 | 600.3893 | 0.0048903 | 600.8258 | -0.0047345 | 600.3893 | -0.0032535 | 530.1467 | 0.0001269 | 595.18 | -0.016513 | 528.7607 | 2.5996 | 595.18 | 0.00091312 | 595.18 | 5.0749 | 530.1467 | 0.00015956 | 530.1467 | 0.0002007 | 600.3893 | 0.099808 | 600.3893 | -0.0068773 | 795.2651 | 2.2731 | 600.3893 | -0.010876 | 794.5717 | 0.24304 | 795.2651 | 0.086831 | 530.1467 | 2.6362
| 528.8757 | 0 | 600.6187 | 0.037419 | 528.8757 | 0 | 600.6187 | 0.043361 | 601.0549 | 0.020151 | 600.6187 | 0.03625 | 530.2643 | 0.00011805 | 595.41 | 0.00027989 | 528.8757 | 2.6203 | 595.41 | 0.0064578 | 595.41 | 5.034 | 530.2643 | 0.00016139 | 530.2643 | 0.00015427 | 600.6187 | 0.12291 | 600.6187 | 0.0048092 | 795.4309 | 2.2191 | 600.6187 | 0.0075575 | 794.7376 | 0.3012 | 795.4309 | 0.089181 | 530.2643 | 2.6291
| 528.9907 | 0 | 600.8481 | 0.029926 | 528.9907 | 0.035186 | 600.8481 | 0.006248 | 601.284 | 0.0065419 | 600.8481 | 0.0012682 | 530.3819 | 0.00013272 | 595.64 | -0.02267 | 528.9907 | 2.6424 | 595.64 | -0.0063479 | 595.64 | 5.2113 | 530.3819 | 0.0001746 | 530.3819 | 0.00017749 | 600.8481 | 0.11413 | 600.8481 | 0.0050725 | 795.5967 | 2.1735 | 600.8481 | -0.003287 | 794.9035 | 0.31539 | 795.5967 | 0.086596 | 530.3819 | 2.6328
| 529.1057 | 0 | 601.0775 | 0.034341 | 529.1057 | 0 | 601.0775 | 0.034955 | 601.513 | 0.023564 | 601.0775 | 0.031822 | 530.4995 | 0.00013505 | 595.87 | 0.014833 | 529.1057 | 2.5932 | 595.87 | -0.00093515 | 595.87 | 5.2299 | 530.4995 | 0.0001935 | 530.4995 | 0.00016273 | 601.0775 | 0.12707 | 601.0775 | 0.0010177 | 795.7625 | 2.1382 | 601.0775 | 0.00029031 | 795.0694 | 0.31761 | 795.7625 | 0.088946 | 530.4995 | 2.6384
| 529.2207 | 0.0032908 | 601.307 | 0.030414 | 529.2207 | 0.0072746 | 601.307 | -0.0093008 | 601.7421 | 0.0058079 | 601.307 | 0.0023299 | 530.617 | 0.00015111 | 596.1 | 0.013714 | 529.2207 | 2.539 | 596.1 | -0.0062161 | 596.1 | 5.2694 | 530.617 | 0.00020834 | 530.617 | 0.00016273 | 601.307 | 0.11898 | 601.307 | 0.0066569 | 795.9283 | 2.1044 | 601.307 | -0.0037583 | 795.2353 | 0.34432 | 795.9283 | 0.086478 | 530.617 | 2.6494
| 529.3357 | 0 | 601.5364 | 0.033781 | 529.3357 | 0 | 601.5364 | 0.020086 | 601.9712 | 0.024622 | 601.5364 | 0.033222 | 530.7346 | 0.00015996 | 596.32 | -0.030506 | 529.3357 | 2.5812 | 596.32 | -0.0038396 | 596.32 | 5.2538 | 530.7346 | 0.00020489 | 530.7346 | 0.00012671 | 601.5364 | 0.13677 | 601.5364 | 0.0023869 | 796.0941 | 2.0454 | 601.5364 | 0.0026468 | 795.4012 | 0.31066 | 796.0941 | 0.089122 | 530.7346 | 2.6523
| 529.4507 | 0 | 601.7659 | 0.027327 | 529.4507 | 0.012202 | 601.7659 | -0.0055016 | 602.2003 | -0.0030076 | 601.7659 | 0.00080893 | 530.8523 | 0.00019908 | 596.55 | 0.0092359 | 529.4507 | 2.5672 | 596.55 | 0.0051378 | 596.55 | 5.3796 | 530.8523 | 0.00018212 | 530.8523 | 0.00018161 | 601.7659 | 0.12153 | 601.7659 | -0.0017233 | 796.2599 | 2.0025 | 601.7659 | -0.0045791 | 795.5671 | 0.36324 | 796.2599 | 0.086302 | 530.8523 | 2.6539
| 529.5657 | 0 | 601.9953 | 0.028572 | 529.5657 | 0 | 601.9953 | 0.024886 | 602.4294 | 0.016462 | 601.9953 | 0.031091 | 530.9699 | 0.00019093 | 596.78 | -0.0069968 | 529.5657 | 2.5947 | 596.78 | -0.0043677 | 596.78 | 5.3406 | 530.9699 | 0.00016505 | 530.9699 | 0.00019441 | 601.9953 | 0.14093 | 601.9953 | -0.00033964 | 796.4257 | 1.9691 | 601.9953 | -0.0018374 | 795.733 | 0.3613 | 796.4257 | 0.088887 | 530.9699 | 2.6486
| 529.6807 | 0.016545 | 602.2248 | 0.026162 | 529.6807 | 0.023683 | 602.2248 | -0.021119 | 602.6585 | -0.01318 | 602.2248 | 0.0016139 | 531.0875 | 0.00016858 | 597.01 | -0.029946 | 529.6807 | 2.5586 | 597.01 | -1.1002e-05 | 597.01 | 5.3271 | 531.0875 | 0.00016525 | 531.0875 | 0.00019658 | 602.2248 | 0.12753 | 602.2248 | -0.00097814 | 796.5915 | 1.913 | 602.2248 | -0.0033807 | 795.8989 | 0.3549 | 796.5915 | 0.086067 | 531.0875 | 2.6406
| 529.7958 | 0 | 602.4543 | 0.0269 | 529.7958 | 0 | 602.4543 | 0.028606 | 602.8877 | 0.029829 | 602.4543 | 0.026483 | 531.2051 | 0.00013668 | 597.24 | 0.010355 | 529.7958 | 2.5178 | 597.24 | -0.0064798 | 597.24 | 5.3279 | 531.2051 | 0.00015143 | 531.2051 | 0.00021133 | 602.4543 | 0.14047 | 602.4543 | 0.0014144 | 796.7574 | 1.8837 | 602.4543 | -0.0016846 | 796.0648 | 0.32179 | 796.7574 | 0.088887 | 531.2051 | 2.6366
| 529.9108 | 0.0090589 | 602.6838 | 0.028205 | 529.9108 | 0.023953 | 602.6838 | -0.012037 | 603.1168 | 0.00023983 | 602.6838 | 0.00019365 | 531.3227 | 0.00012643 | 597.47 | -0.0047579 | 529.9108 | 2.4974 | 597.47 | -0.0026514 | 597.47 | 5.2902 | 531.3227 | 0.00016281 | 531.3227 | 0.00023238 | 602.6838 | 0.13423 | 602.6838 | 0.0089704 | 796.9232 | 1.8396 | 602.6838 | 0.00070922 | 796.2307 | 0.37827 | 796.9232 | 0.085656 | 531.3227 | 2.6405
| 530.0258 | 0 | 602.9133 | 0.030587 | 530.0258 | 0 | 602.9133 | 0.03927 | 603.346 | 0.019018 | 602.9133 | 0.032962 | 531.4403 | 0.00012131 | 597.7 | 0.015393 | 530.0258 | 2.5162 | 597.7 | -1.1002e-05 | 597.7 | 5.3236 | 531.4403 | 0.0001681 | 531.4403 | 0.00026406 | 602.9133 | 0.14902 | 602.9133 | 0.0041973 | 797.089 | 1.8353 | 602.9133 | 8.3749e-05 | 796.3967 | 0.38884 | 797.089 | 0.088476 | 531.4403 | 2.6451
| 530.1409 | 0.0006286 | 603.1428 | 0.03151 | 530.1409 | 0 | 603.1428 | -0.011215 | 603.5751 | 0.0048727 | 603.1428 | 0.0013291 | 531.558 | 0.00013551 | 597.93 | -0.0041982 | 530.1409 | 2.4875 | 597.93 | 0.0050058 | 597.93 | 5.3285 | 531.558 | 0.00018456 | 531.558 | 0.00019658 | 603.1428 | 0.14209 | 603.1428 | -0.0023924 | 797.2549 | 1.7906 | 603.1428 | -0.0021568 | 796.5626 | 0.3165 | 797.2549 | 0.084892 | 531.558 | 2.646
| 530.2559 | 0 | 603.3724 | 0.033029 | 530.2559 | 0 | 603.3724 | 0.010779 | 603.8043 | 0.02548 | 603.3724 | 0.031872 | 531.6756 | 0.00014087 | 598.16 | 0.027708 | 530.2559 | 2.4932 | 598.16 | -0.00067108 | 598.16 | 5.2532 | 531.6756 | 0.00018029 | 531.6756 | 0.00017966 | 603.3724 | 0.16103 | 603.3724 | 0.00040367 | 797.4207 | 1.714 | 603.3724 | -0.0012865 | 796.7286 | 0.41889 | 797.4207 | 0.087947 | 531.6756 | 2.6258
| 530.371 | 0.012841 | 603.6019 | 0.033591 | 530.371 | 0.022735 | 603.6019 | -0.002555 | 604.0335 | 0.0044114 | 603.6019 | 0.0024739 | 531.7932 | 0.00014366 | 598.39 | -0.015393 | 530.371 | 2.4965 | 598.39 | -0.015193 | 598.39 | 5.2664 | 531.7932 | 0.00016667 | 531.7932 | 0.00015644 | 603.6019 | 0.15295 | 603.6019 | -3.5669e-05 | 797.5865 | 1.7145 | 603.6019 | -0.004564 | 796.8945 | 0.36575 | 797.5865 | 0.084539 | 531.7932 | 2.6137
| 530.486 | 0 | 603.8315 | 0.034796 | 530.486 | 0 | 603.8315 | 0.026556 | 604.2627 | 0.026705 | 603.8315 | 0.030372 | 531.9108 | 0.00014296 | 598.62 | 0.023229 | 530.486 | 2.489 | 598.62 | 0.00091312 | 598.62 | 5.1516 | 531.9108 | 0.00016505 | 531.9108 | 0.0001649 | 603.8315 | 0.16704 | 603.8315 | 0.010263 | 797.7524 | 1.6696 | 603.8315 | 0.0035126 | 797.0604 | 0.41416 | 797.7524 | 0.088006 | 531.9108 | 2.5941
| 530.6011 | 0.012165 | 604.061 | 0.030406 | 530.6011 | 0.01056 | 604.061 | -0.011401 | 604.4919 | -0.0048078 | 604.061 | 0.004558 | 532.0285 | 0.00015763 | 598.85 | 0.0092359 | 530.6011 | 2.4974 | 598.85 | 0.0017053 | 598.85 | 5.0569 | 532.0285 | 0.00018985 | 532.0285 | 0.00016273 | 604.0611 | 0.15318 | 604.061 | -0.00073946 | 797.9182 | 1.6301 | 604.061 | -0.0033951 | 797.2264 | 0.3421 | 797.9182 | 0.084598 | 532.0285 | 2.5953
| 530.7162 | 0 | 604.2906 | 0.033376 | 530.7162 | 0 | 604.2906 | 0.012129 | 604.7211 | 0.020367 | 604.2906 | 0.031623 | 532.1461 | 0.00015344 | 599.08 | 0.025469 | 530.7162 | 2.527 | 599.08 | -0.0031795 | 599.08 | 4.9786 | 532.1461 | 0.0001998 | 532.1461 | 0.00013735 | 604.2906 | 0.16981 | 604.2906 | 0.0033579 | 798.0841 | 1.6362 | 604.2906 | 0.0025965 | 797.3923 | 0.3574 | 798.0841 | 0.088064 | 532.1461 | 2.5912
| 530.8312 | 0.010612 | 604.5202 | 0.028688 | 530.8312 | 0.022329 | 604.5202 | -0.011234 | 604.9504 | 0.0022024 | 604.5202 | -0.0034676 | 532.2638 | 0.00014739 | 599.31 | -0.024908 | 530.8312 | 2.4892 | 599.31 | -0.0027834 | 599.31 | 4.9661 | 532.2638 | 0.00018883 | 532.2638 | 8.8743e-05 | 604.5202 | 0.16126 | 604.5202 | -0.0020456 | 798.25 | 1.5646 | 604.5202 | -0.0062934 | 797.5583 | 0.32624 | 798.25 | 0.084069 | 532.2638 | 2.6033
| 530.9463 | 0 | 604.7498 | 0.03148 | 530.9463 | 0.00094079 | 604.7498 | 0.021586 | 605.1796 | 0.02295 | 604.7498 | 0.033789 | 532.3814 | 0.00012457 | 599.54 | -0.0075566 | 530.9463 | 2.4723 | 599.54 | -0.0047637 | 599.54 | 4.819 | 532.3814 | 0.00017704 | 532.3814 | 6.7696e-05 | 604.7498 | 0.18598 | 604.7498 | 0.00010562 | 798.4158 | 1.5594 | 604.7498 | -0.001146 | 797.7243 | 0.35239 | 798.4158 | 0.087359 | 532.3814 | 2.6036
| 531.0614 | 0.011277 | 604.9794 | 0.027729 | 531.0614 | 0.017187 | 604.9794 | -0.0058713 | 605.4089 | -0.0013522 | 604.9794 | 0.0012434 | 532.4991 | 0.00012457 | 599.77 | -0.017632 | 531.0614 | 2.4794 | 599.77 | -0.0034436 | 599.77 | 4.7412 | 532.4991 | 0.0001622 | 532.4991 | 0.00014798 | 604.9794 | 0.16773 | 604.9794 | 0.0025153 | 798.5817 | 1.4872 | 604.9794 | -0.0041439 | 797.8902 | 0.37632 | 798.5817 | 0.083188 | 532.4991 | 2.6062
| 531.1765 | 0 | 605.2091 | 0.037808 | 531.1765 | 0 | 605.2091 | 0.02707 | 605.6382 | 0.018987 | 605.2091 | 0.033517 | 532.6167 | 0.00012038 | 600 | -0.00083963 | 531.1765 | 2.4138 | 600 | 0.00091312 | 600 | 4.6477 | 532.6167 | 0.00017521 | 532.6167 | 0.00015839 | 605.2091 | 0.19915 | 605.2091 | 0.008935 | 798.7476 | 1.4722 | 605.2091 | 0.0085764 | 798.0562 | 0.55579 | 798.7476 | 0.086831 | 532.6167 | 2.5871
| 531.2916 | 0 | 605.4387 | 0.027129 | 531.2916 | 0.017322 | 605.4387 | -0.013492 | 605.8674 | -0.0068411 | 605.4387 | -0.00086509 | 532.7344 | 0.00015181 | 600.23 | -0.02435 | 531.2916 | 2.4537 | 600.23 | 0.0038176 | 600.23 | 4.5438 | 532.7344 | 0.00015651 | 532.7344 | 0.00013105 | 605.4387 | 0.18414 | 605.4387 | -0.0026447 | 798.9135 | 1.4472 | 605.4387 | 5.9651e-05 | 798.2222 | 0.41388 | 798.9135 | 0.082777 | 532.7344 | 2.5736
| 531.4067 | 0 | 605.6683 | 0.032219 | 531.4067 | 0 | 605.6683 | 0.036044 | 606.0967 | 0.020667 | 605.6683 | 0.031018 | 532.852 | 0.00016601 | 600.46 | 0.041141 | 531.4067 | 2.4134 | 600.46 | 0.0088343 | 600.46 | 4.4137 | 532.852 | 0.00015997 | 532.852 | 4.8602e-05 | 605.6684 | 0.20031 | 605.6683 | 0.0013749 | 799.0793 | 1.4257 | 605.6683 | 0.0039592 | 798.3882 | 0.53687 | 799.0793 | 0.086772 | 532.852 | 2.553
| 531.5217 | 0.020867 | 605.898 | 0.027051 | 531.5217 | 0.0093865 | 605.898 | -0.010913 | 606.326 | 0.00082178 | 605.898 | 0.0010167 | 532.9697 | 0.00017021 | 600.69 | -0.0036384 | 531.5217 | 2.414 | 600.69 | -0.0027834 | 600.69 | 4.3036 | 532.9697 | 0.00015671 | 532.9697 | 8.462e-05 | 605.898 | 0.18506 | 605.898 | 0.0052127 | 799.2452 | 1.3872 | 605.898 | -0.0096171 | 798.5542 | 0.46091 | 799.2452 | 0.082659 | 532.9697 | 2.5516
| 531.6368 | 0 | 606.1277 | 0.032645 | 531.6368 | 0 | 606.1277 | 0.023588 | 606.5554 | 0.025537 | 606.1277 | 0.030548 | 533.0874 | 0.00015228 | 600.92 | 0.042262 | 531.6368 | 2.3932 | 600.92 | 0.00025304 | 600.92 | 4.1695 | 533.0874 | 0.00016789 | 533.0874 | 0.00013951 | 606.1277 | 0.21879 | 606.1277 | 0.0045749 | 799.4111 | 1.3611 | 606.1277 | 0.0058669 | 798.7201 | 0.47899 | 799.4111 | 0.086713 | 533.0874 | 2.5427
| 531.752 | 0 | 606.3574 | 0.025779 | 531.752 | 0.011968 | 606.3574 | -0.019053 | 606.7847 | 0.0038498 | 606.3574 | 0.00098941 | 533.2051 | 0.00016438 | 601.15 | 0.0053177 | 531.752 | 2.3486 | 601.15 | -0.0070082 | 601.15 | 4.0401 | 533.2051 | 0.00016789 | 533.2051 | 0.00016902 | 606.3574 | 0.20678 | 606.3574 | 0.00031886 | 799.577 | 1.313 | 606.3574 | -0.0034412 | 798.8861 | 0.4751 | 799.577 | 0.082366 | 533.2051 | 2.5522
| 531.8671 | 0 | 606.5871 | 0.026619 | 531.8671 | 0 | 606.5871 | 0.025757 | 607.014 | 0.032725 | 606.5871 | 0.028283 | 533.3227 | 0.0001432 | 601.38 | 0.015953 | 531.8671 | 2.3256 | 601.38 | -0.0083283 | 601.38 | 3.9112 | 533.3227 | 0.00015997 | 533.3227 | 0.00016056 | 606.587 | 0.21417 | 606.5871 | -0.00065845 | 799.7429 | 1.2802 | 606.5871 | 0.0073413 | 799.0521 | 0.64343 | 799.7429 | 0.086478 | 533.3227 | 2.55
| 531.9822 | 0.0041782 | 606.8168 | 0.028205 | 531.9822 | 0.0018773 | 606.8168 | -0.017724 | 607.2434 | 0.0014805 | 606.8168 | -0.0025346 | 533.4404 | 0.00014459 | 601.61 | -0.014274 | 531.9822 | 2.3327 | 601.61 | -0.00080314 | 601.61 | 3.7874 | 533.4404 | 0.00016525 | 533.4404 | 0.00011825 | 606.8167 | 0.20932 | 606.8168 | 0.0027066 | 799.9088 | 1.2535 | 606.8168 | 1.8702e-05 | 799.2181 | 0.6554 | 799.9088 | 0.082189 | 533.4404 | 2.5581
| 532.0973 | 0 | 607.0465 | 0.025432 | 532.0973 | 0 | 607.0465 | 0.037468 | 607.4727 | 0.021462 | 607.0465 | 0.028839 | 533.5581 | 0.00014157 | 601.84 | 0.027148 | 532.0973 | 2.2995 | 601.84 | 0.0011772 | 601.84 | 3.5907 | 533.5581 | 0.0001622 | 533.5581 | 0.00010979 | 607.0465 | 0.23127 | 607.0465 | 0.00062708 | 800.0747 | 1.2305 | 607.0465 | -0.0028914 | 799.3841 | 0.74917 | 800.0747 | 0.086889 | 533.5581 | 2.5491
| 532.2124 | 0.0077278 | 607.2762 | 0.022854 | 532.2124 | 0.024901 | 607.2762 | -0.012064 | 607.7021 | -0.0077803 | 607.2762 | -0.0012146 | 533.6758 | 0.00016089 | 602.07 | 0.029946 | 532.2124 | 2.3135 | 602.07 | 0.0038176 | 602.07 | 3.4782 | 533.6758 | 0.00016932 | 533.6758 | 0.00013951 | 607.2762 | 0.21949 | 607.2762 | -0.0016807 | 800.2406 | 1.2096 | 607.2762 | -0.0064694 | 799.5501 | 0.74583 | 800.2406 | 0.082777 | 533.6758 | 2.5488
| 532.3276 | 0 | 607.5059 | 0.02906 | 532.3276 | 0 | 607.5059 | 0.029723 | 607.9315 | 0.024516 | 607.5059 | 0.027214 | 533.7935 | 0.00018092 | 602.3 | -0.012035 | 532.3276 | 2.3078 | 602.3 | 0.0015733 | 602.3 | 3.3535 | 533.7935 | 0.00017175 | 533.7935 | 0.00013951 | 607.5059 | 0.24629 | 607.5059 | 0.005684 | 800.4065 | 1.1845 | 607.5059 | 0.0014588 | 799.7162 | 0.70409 | 800.4065 | 0.087301 | 533.7935 | 2.5393
| 532.4427 | 0.01039 | 607.7357 | 0.023756 | 532.4427 | 0.01056 | 607.7357 | 0.0043478 | 608.1609 | -0.0023435 | 607.7357 | -0.0020847 | 533.9112 | 0.0001588 | 602.53 | 0.013154 | 532.4427 | 2.2936 | 602.53 | -0.0050278 | 602.53 | 3.2527 | 533.9112 | 0.00019411 | 533.9112 | 0.00017119 | 607.7357 | 0.23704 | 607.7357 | -0.0012071 | 800.5724 | 1.1692 | 607.7357 | -0.0060775 | 799.8822 | 0.7027 | 800.5724 | 0.083012 | 533.9112 | 2.5295
| 532.5578 | 0 | 607.9654 | 0.041402 | 532.5578 | 0 | 607.9654 | 0.017356 | 608.3903 | 0.024179 | 607.9654 | 0.035182 | 534.0289 | 0.00015437 | 602.76 | 0.011475 | 532.5578 | 2.3195 | 602.76 | 0.0024974 | 602.76 | 3.0952 | 534.0289 | 0.00019533 | 534.0289 | 0.00016056 | 607.9655 | 0.25229 | 607.9654 | 0.0071687 | 800.7383 | 1.159 | 607.9654 | -0.0058212 | 800.0482 | 0.72579 | 800.7383 | 0.087771 | 534.0289 | 2.5128
| 532.673 | 0 | 608.1952 | 0.026609 | 532.673 | 0.011029 | 608.1952 | 0.0091273 | 608.6197 | 0.0024707 | 608.1952 | -0.001818 | 534.1466 | 0.00015298 | 602.99 | 0.0097957 | 532.673 | 2.2958 | 602.99 | -0.012289 | 602.99 | 3.028 | 534.1466 | 0.00018598 | 534.1466 | 0.00022392 | 608.1952 | 0.24698 | 608.1952 | 0.0025256 | 800.9043 | 1.1028 | 608.1952 | -0.0030665 | 800.2142 | 0.68461 | 800.9043 | 0.084128 | 534.1466 | 2.508
| 532.7881 | 0 | 608.425 | 0.028743 | 532.7881 | 0 | 608.425 | 0.038793 | 608.8491 | 0.012582 | 608.425 | 0.032065 | 534.2642 | 0.00015624 | 603.22 | -0.026587 | 532.7881 | 2.3004 | 603.22 | -0.0099126 | 603.22 | 2.8491 | 534.2642 | 0.00016078 | 534.2642 | 0.00017749 | 608.425 | 0.26292 | 608.425 | -0.00048116 | 801.0702 | 1.077 | 608.425 | -0.0025326 | 800.3803 | 0.77755 | 801.0702 | 0.088828 | 534.2642 | 2.5026
| 532.9033 | 0.008837 | 608.6548 | 0.030606 | 532.9033 | 0.0091518 | 608.6548 | -0.0088041 | 609.0786 | 0.0029258 | 608.6548 | -0.0013214 | 534.3819 | 0.0001751 | 603.45 | -0.0058775 | 532.9033 | 2.2873 | 603.45 | -0.00053907 | 603.45 | 2.7344 | 534.3819 | 0.00017074 | 534.3819 | 0.00017336 | 608.6548 | 0.25784 | 608.6548 | -0.0043632 | 801.2361 | 1.0651 | 608.6548 | -0.00411 | 800.5463 | 0.7002 | 801.2361 | 0.084774 | 534.3819 | 2.5011
| 533.0184 | 0 | 608.8846 | 0.032512 | 533.0184 | 0 | 608.8846 | 0.031859 | 609.308 | 0.021502 | 608.8846 | 0.029614 | 534.4997 | 0.00015926 | 603.68 | 0.017072 | 533.0184 | 2.277 | 603.68 | -0.0034436 | 603.68 | 2.6197 | 534.4997 | 0.00018456 | 534.4997 | 0.00012888 | 608.8846 | 0.28279 | 608.8846 | 0.00076568 | 801.4021 | 1.0513 | 608.8846 | 0.0049591 | 800.7123 | 0.76837 | 801.4021 | 0.089651 | 534.4997 | 2.4929
| 533.1336 | 0 | 609.1144 | 0.026062 | 533.1336 | 0.015022 | 609.1144 | -0.002371 | 609.5375 | 0.0038656 | 609.1144 | -0.0030676 | 534.6174 | 0.00017882 | 603.91 | -0.010915 | 533.1336 | 2.2846 | 603.91 | -0.00053907 | 603.91 | 2.5214 | 534.6174 | 0.00018822 | 534.6174 | 0.0001521 | 609.1144 | 0.26777 | 609.1144 | 0.00049615 | 801.568 | 1.0201 | 609.1144 | 0.0036052 | 800.8784 | 0.78589 | 801.568 | 0.085714 | 534.6174 | 2.4906
| 533.2487 | 0 | 609.3442 | 0.028626 | 533.2487 | 0.0063506 | 609.3442 | 0.042251 | 609.767 | 0.01355 | 609.3442 | 0.030813 | 534.7351 | 0.00015624 | 604.14 | 0.036104 | 533.2487 | 2.1982 | 604.14 | 0.0021013 | 604.14 | 2.3448 | 534.7351 | 0.00017277 | 534.7351 | 0.0001521 | 609.3442 | 0.29503 | 609.3442 | 0.0014268 | 801.7339 | 1.0269 | 609.3442 | -0.001658 | 801.0444 | 0.84683 | 801.7339 | 0.091119 | 534.7351 | 2.478
| 533.3639 | 0.0010722 | 609.5741 | 0.023531 | 533.3639 | 0 | 609.5741 | -0.022639 | 609.9964 | 0.00056467 | 609.5741 | -0.009654 | 534.8528 | 0.00016927 | 604.36 | -0.0086761 | 533.3639 | 2.2266 | 604.36 | -0.0029155 | 604.36 | 2.2215 | 534.8528 | 0.00015956 | 534.8528 | 0.00013951 | 609.5741 | 0.2784 | 609.5741 | -0.0034757 | 801.8999 | 0.98661 | 609.5741 | -0.004296 | 801.2105 | 0.83959 | 801.8999 | 0.086948 | 534.8528 | 2.4717
| 533.4791 | 0 | 609.8039 | 0.031466 | 533.4791 | 0 | 609.8039 | 0.033955 | 610.226 | 0.01498 | 609.8039 | 0.030943 | 534.9705 | 0.00016741 | 604.59 | 0.015393 | 533.4791 | 2.1701 | 604.59 | 0.0011772 | 604.59 | 2.1345 | 534.9705 | 0.00015529 | 534.9705 | 0.00023672 | 609.8039 | 0.30173 | 609.8039 | 0.00029557 | 802.0658 | 0.94809 | 609.8039 | 0.0053925 | 801.3765 | 0.88077 | 802.0658 | 0.092705 | 534.9705 | 2.4556
| 533.5943 | 0.018768 | 610.0338 | 0.0269 | 533.5943 | 0.018946 | 610.0338 | -0.042365 | 610.4555 | 8.2111e-05 | 610.0338 | -0.00056586 | 535.0883 | 0.00017347 | 604.82 | -0.011475 | 533.5943 | 2.1323 | 604.82 | 0.0011772 | 604.82 | 2.051 | 535.0883 | 0.00016525 | 535.0883 | 0.0002135 | 610.0338 | 0.30127 | 610.0338 | -6.2087e-05 | 802.2318 | 0.92875 | 610.0338 | -0.0025476 | 801.5426 | 0.94588 | 802.2318 | 0.089357 | 535.0883 | 2.4544
| 533.7095 | 0 | 610.2637 | 0.028959 | 533.7095 | 0 | 610.2637 | 0.0048898 | 610.685 | 0.026597 | 610.2637 | 0.027921 | 535.206 | 0.00015274 | 605.05 | 0.017072 | 533.7095 | 2.0902 | 605.05 | 0.00078111 | 605.05 | 1.9 | 535.206 | 0.00016667 | 535.206 | 0.00024301 | 610.2637 | 0.3223 | 610.2637 | 0.001141 | 802.3977 | 0.91003 | 610.2637 | 0.0040604 | 801.7087 | 0.99096 | 802.3977 | 0.094585 | 535.206 | 2.4454
| 533.8247 | 0.0068403 | 610.4936 | 0.022489 | 533.8247 | 0.015428 | 610.4936 | -0.018284 | 610.9145 | -0.0043106 | 610.4936 | -0.0027328 | 535.3237 | 0.0001269 | 605.28 | 0.0036384 | 533.8247 | 2.1006 | 605.28 | -0.0035756 | 605.28 | 1.8449 | 535.3237 | 0.00018253 | 535.3237 | 0.00012476 | 610.4936 | 0.30543 | 610.4936 | 0.004047 | 802.5637 | 0.89365 | 610.4936 | 0.00066061 | 801.8747 | 0.98567 | 802.5637 | 0.091296 | 535.3237 | 2.4474
| 533.9398 | 0 | 610.7235 | 0.028665 | 533.9398 | 0 | 610.7235 | 0.036395 | 611.144 | 0.018596 | 610.7235 | 0.031126 | 535.4415 | 0.00011828 | 605.51 | 0.020431 | 533.9398 | 2.0942 | 605.51 | -0.0039716 | 605.51 | 1.7283 | 535.4415 | 0.00017704 | 535.4415 | 0.00013105 | 610.7235 | 0.3387 | 610.7235 | 0.0066678 | 802.7297 | 0.85693 | 610.7235 | -0.0023773 | 802.0408 | 1.009 | 802.7297 | 0.095584 | 535.4415 | 2.4375
| 534.055 | 0.00040678 | 610.9534 | 0.014982 | 534.055 | 0.013668 | 610.9534 | -0.025652 | 611.3736 | 0.0031063 | 610.9534 | -0.0050025 | 535.5592 | 0.0001262 | 605.74 | -0.033306 | 534.055 | 2.0435 | 605.74 | -0.0060837 | 605.74 | 1.6235 | 535.5592 | 0.00017236 | 535.5592 | 0.0001035 | 610.9534 | 0.32207 | 610.9534 | 0.0041985 | 802.8956 | 0.85335 | 610.9534 | 0.0016417 | 802.2069 | 1.0319 | 802.8956 | 0.092353 | 535.5592 | 2.4289
| 534.1702 | 0 | 611.1833 | 0.032537 | 534.1702 | 0 | 611.1833 | 0.04731 | 611.6032 | 0.022325 | 611.1833 | 0.030964 | 535.6769 | 0.00015996 | 605.97 | 0.036664 | 534.1702 | 2.0292 | 605.97 | 0.0031575 | 605.97 | 1.5244 | 535.6769 | 0.0001557 | 535.6769 | 0.00014993 | 611.1833 | 0.35626 | 611.1833 | -0.0031385 | 803.0616 | 0.85004 | 611.1833 | 0.0052141 | 802.3729 | 1.0474 | 803.0616 | 0.096113 | 535.6769 | 2.4156
| 534.2854 | 0.0061749 | 611.4132 | 0.027245 | 534.2854 | 0.0028159 | 611.4132 | -0.016501 | 611.8327 | -0.00043458 | 611.4132 | -0.003405 | 535.7947 | 0.0001907 | 606.2 | -0.015953 | 534.2854 | 1.9824 | 606.2 | 0.0031575 | 606.2 | 1.496 | 535.7947 | 0.00016464 | 535.7947 | 0.00020504 | 611.4132 | 0.33385 | 611.4132 | -0.002499 | 803.2276 | 0.82503 | 611.4132 | -0.0011607 | 802.539 | 1.0408 | 803.2276 | 0.093234 | 535.7947 | 2.3995
| 534.4007 | 0 | 611.6432 | 0.024395 | 534.4007 | 0 | 611.6432 | 0.013764 | 612.0623 | 0.011241 | 611.6432 | 0.031111 | 535.9124 | 0.00020979 | 606.43 | 0.0069968 | 534.4007 | 1.9481 | 606.43 | -0.0055558 | 606.43 | 1.3588 | 535.9124 | 0.00017236 | 535.9124 | 0.00023455 | 611.6431 | 0.36365 | 611.6432 | 0.0030616 | 803.3936 | 0.81948 | 611.6432 | 0.0080769 | 802.7051 | 1.1226 | 803.3936 | 0.096407 | 535.9124 | 2.3858
| 534.5159 | 0.0026252 | 611.8731 | 0.026064 | 534.5159 | 0.023683 | 611.8731 | -0.025489 | 612.2919 | -0.0047237 | 611.8731 | -0.0068423 | 536.0302 | 0.0002028 | 606.66 | -0.041701 | 534.5159 | 1.9218 | 606.66 | -0.0078004 | 606.66 | 1.2925 | 536.0302 | 0.00018314 | 536.0302 | 0.00021763 | 611.8731 | 0.35949 | 611.8731 | -0.0017183 | 803.5596 | 0.778 | 611.8731 | 0.0048617 | 802.8712 | 1.0934 | 803.5596 | 0.094409 | 536.0302 | 2.3863
| 534.6311 | 0 | 612.1031 | 0.027367 | 534.6311 | 0 | 612.1031 | 0.037579 | 612.5215 | 0.018314 | 612.1031 | 0.02965 | 536.1479 | 0.00018744 | 606.89 | -0.0013994 | 534.6311 | 1.8802 | 606.89 | -0.0063479 | 606.89 | 1.1786 | 536.1479 | 0.00015956 | 536.1479 | 0.00019658 | 612.1031 | 0.38306 | 612.1031 | 0.0036271 | 803.7255 | 0.77284 | 612.1031 | 0.0033637 | 803.0373 | 1.1415 | 803.7255 | 0.096465 | 536.1479 | 2.3974
| 534.7463 | 0.0068403 | 612.333 | 0.023156 | 534.7463 | 0.015022 | 612.333 | -0.018138 | 612.7511 | 0.00051203 | 612.333 | -0.0042474 | 536.2657 | 0.00018115 | 607.12 | -0.020991 | 534.7463 | 1.8845 | 607.12 | -0.0041036 | 607.12 | 1.1319 | 536.2657 | 0.00016098 | 536.2657 | 0.00019658 | 612.333 | 0.38052 | 612.333 | 0.0027552 | 803.8915 | 0.75832 | 612.333 | -0.0045819 | 803.2034 | 1.1548 | 803.8915 | 0.095055 | 536.2657 | 2.4036
| 534.8615 | 0 | 612.563 | 0.02656 | 534.8615 | 0 | 612.563 | 0.050679 | 612.9808 | 0.019975 | 612.563 | 0.028738 | 536.3835 | 0.00018115 | 607.35 | 0.050097 | 534.8615 | 1.8572 | 607.35 | 0.0069863 | 607.35 | 1.0387 | 536.3835 | 0.00015509 | 536.3835 | 0.00021763 | 612.563 | 0.40478 | 612.563 | 0.0091384 | 804.0575 | 0.73808 | 612.563 | 0.0020397 | 803.3695 | 1.2097 | 804.0575 | 0.095349 | 536.3835 | 2.3872
| 534.9768 | 0.0024034 | 612.793 | 0.024751 | 534.9768 | 0.015428 | 612.793 | -0.018586 | 613.2104 | -0.0051647 | 612.793 | -0.0030867 | 536.5012 | 0.00018045 | 607.58 | -0.0081163 | 534.9768 | 1.8423 | 607.58 | -0.0063479 | 607.58 | 0.99638 | 536.5012 | 0.00017135 | 536.5012 | 0.00017749 | 612.793 | 0.39738 | 612.793 | -8.5729e-05 | 804.2235 | 0.74066 | 612.793 | -0.0021966 | 803.5356 | 1.1535 | 804.2235 | 0.095643 | 536.5012 | 2.3652
| 535.092 | 0 | 613.023 | 0.031515 | 535.092 | 0 | 613.023 | 0.031561 | 613.4401 | 0.025079 | 613.023 | 0.030098 | 536.619 | 0.00016648 | 607.81 | -0.017072 | 535.092 | 1.8256 | 607.81 | -0.00027504 | 607.81 | 0.88831 | 536.619 | 0.00018842 | 536.619 | 0.00014581 | 613.023 | 0.42696 | 613.023 | 0.0043858 | 804.3895 | 0.73118 | 613.023 | 0.0016349 | 803.7017 | 1.2645 | 804.3895 | 0.095525 | 536.619 | 2.3465
| 535.2073 | 0.0070623 | 613.2531 | 0.021317 | 535.2073 | 0.022735 | 613.2531 | -0.025789 | 613.6697 | -0.0036131 | 613.2531 | -0.00050195 | 536.7368 | 0.00017673 | 608.05 | -0.025469 | 535.2073 | 1.8342 | 608.05 | -0.0010672 | 608.05 | 0.85683 | 536.7368 | 0.00020489 | 536.7368 | 9.7205e-05 | 613.2531 | 0.40847 | 613.2531 | -0.0028396 | 804.5555 | 0.71195 | 613.2531 | -0.003552 | 803.8679 | 1.2286 | 804.5555 | 0.096759 | 536.7368 | 2.3459
| 535.3225 | 0 | 613.4831 | 0.027838 | 535.3225 | 0 | 613.4831 | 0.038142 | 613.8994 | 0.01945 | 613.4831 | 0.030297 | 536.8545 | 0.00017766 | 608.28 | -0.026029 | 535.3225 | 1.8382 | 608.28 | -0.0093847 | 608.28 | 0.75139 | 536.8545 | 0.00020448 | 536.8545 | 9.2865e-05 | 613.4831 | 0.44382 | 613.4831 | -0.0020515 | 804.7216 | 0.68415 | 613.4831 | -0.0027939 | 804.034 | 1.2976 | 804.7216 | 0.092999 | 536.8545 | 2.3527
| 535.4378 | 0 | 613.7131 | 0.016683 | 535.4378 | 0.0093865 | 613.7131 | -0.0007906 | 614.1291 | -0.01249 | 613.7131 | -0.002499 | 536.9723 | 0.0001723 | 608.51 | 0.010355 | 535.4378 | 1.8094 | 608.51 | 0.0010452 | 608.51 | 0.74648 | 536.9723 | 0.00019127 | 536.9723 | 9.9375e-05 | 613.7131 | 0.42973 | 613.7131 | 0.00036602 | 804.8876 | 0.67422 | 613.7131 | 0.00082894 | 804.2001 | 1.3031 | 804.8876 | 0.094762 | 536.9723 | 2.3667
| 535.553 | 0 | 613.9432 | 0.027063 | 535.553 | 0 | 613.9432 | 0.0032782 | 614.3588 | 0.018698 | 613.9432 | 0.025788 | 537.0901 | 0.0001723 | 608.74 | 0.014274 | 535.553 | 1.7455 | 608.74 | -0.0072719 | 608.74 | 0.62353 | 537.0901 | 0.0001807 | 537.0901 | 0.00011825 | 613.9432 | 0.47571 | 613.9432 | 0.0015733 | 805.0536 | 0.67332 | 613.9432 | -0.00098051 | 804.3662 | 1.3243 | 805.0536 | 0.091354 | 537.0901 | 2.3638
| 535.6683 | 0.00018483 | 614.1732 | 0.026489 | 535.6683 | 0.016645 | 614.1732 | -0.011709 | 614.5885 | -0.003181 | 614.1732 | -0.0012661 | 537.2079 | 0.00016112 | 608.97 | 0.0047579 | 535.6683 | 1.7596 | 608.97 | 0.0030255 | 608.97 | 0.60464 | 537.2079 | 0.00017663 | 537.2079 | 0.0001035 | 614.1733 | 0.45399 | 614.1732 | 0.0011277 | 805.2196 | 0.63268 | 614.1732 | -0.0055955 | 804.5324 | 1.3329 | 805.2196 | 0.095232 | 537.2079 | 2.3586
| 535.7836 | 0 | 614.4033 | 0.026249 | 535.7836 | 0 | 614.4033 | 0.037998 | 614.8182 | 0.018669 | 614.4033 | 0.025747 | 537.3257 | 0.0001723 | 609.2 | -0.0058775 | 535.7836 | 1.7681 | 609.2 | -0.011893 | 609.2 | 0.50915 | 537.3257 | 0.00017704 | 537.3257 | 9.2865e-05 | 614.4033 | 0.48264 | 614.4033 | 0.0042723 | 805.3856 | 0.63066 | 614.4033 | 0.0013005 | 804.6985 | 1.4072 | 805.3856 | 0.089886 | 537.3257 | 2.3371
| 535.8988 | 0 | 614.6334 | 0.022845 | 535.8988 | 0.01854 | 614.6334 | -0.0218 | 615.048 | -0.0025375 | 614.6334 | -0.00055781 | 537.4434 | 0.00016275 | 609.43 | -0.024908 | 535.8988 | 1.7358 | 609.43 | 0.00012102 | 609.43 | 0.46648 | 537.4434 | 0.00018395 | 537.4434 | 7.8111e-05 | 614.6334 | 0.47778 | 614.6334 | 0.0015719 | 805.5517 | 0.60678 | 614.6334 | -0.0023437 | 804.8647 | 1.3897 | 805.5517 | 0.092705 | 537.4434 | 2.3267
| 536.0141 | 0 | 614.8635 | 0.029369 | 536.0141 | 0 | 614.8635 | 0.016777 | 615.2777 | 0.023612 | 614.8635 | 0.031957 | 537.5612 | 0.00014902 | 609.66 | 0.0081163 | 536.0141 | 1.7413 | 609.66 | 0.0055338 | 609.66 | 0.41611 | 537.5612 | 0.00017745 | 537.5612 | 0.00010784 | 614.8635 | 0.51036 | 614.8635 | 0.0032789 | 805.7177 | 0.60885 | 614.8635 | 0.0013193 | 805.0308 | 1.4195 | 805.7177 | 0.088182 | 537.5612 | 2.3082
| 536.1294 | 0.0063967 | 615.0936 | 0.025857 | 536.1294 | 0.020705 | 615.0936 | -0.020119 | 615.5074 | -0.0077706 | 615.0936 | -0.003982 | 537.679 | 0.00015391 | 609.89 | -0.02211 | 536.1294 | 1.7084 | 609.89 | 0.007646 | 609.89 | 0.4009 | 537.679 | 0.00016789 | 537.679 | 0.00012671 | 615.0936 | 0.49765 | 615.0936 | 0.0012607 | 805.8837 | 0.60453 | 615.0936 | 0.0017585 | 805.197 | 1.4139 | 805.8837 | 0.092177 | 537.679 | 2.3003
| 536.2447 | 0 | 615.3237 | 0.025167 | 536.2447 | 0 | 615.3237 | 0.030183 | 615.7372 | 0.024302 | 615.3237 | 0.030487 | 537.7968 | 0.00015018 | 610.12 | 0.010355 | 536.2447 | 1.7287 | 610.12 | -0.0079322 | 610.12 | 0.29351 | 537.7968 | 0.00016098 | 537.7968 | 0.00013518 | 615.3237 | 0.52954 | 615.3237 | 0.0033187 | 806.0498 | 0.59584 | 615.3237 | 0.0033106 | 805.3631 | 1.4974 | 806.0498 | 0.086831 | 537.7968 | 2.2916
| 536.36 | 0.0048437 | 615.5539 | 0.023932 | 536.36 | 0.011264 | 615.5539 | -0.033374 | 615.967 | -0.0079329 | 615.5539 | -0.0051481 | 537.9147 | 0.00017021 | 610.35 | -0.0086761 | 536.36 | 1.7419 | 610.35 | 0.0022334 | 610.35 | 0.28092 | 537.9147 | 0.00015509 | 537.9147 | 0.00016902 | 615.5539 | 0.52237 | 615.5539 | 0.00057199 | 806.2158 | 0.57106 | 615.5539 | -0.0055701 | 805.5293 | 1.4809 | 806.2158 | 0.089357 | 537.9147 | 2.2952
| 536.4753 | 0.00022221 | 615.784 | 0.029953 | 536.4753 | 0 | 615.784 | 0.034643 | 616.1968 | 0.029829 | 615.784 | 0.027779 | 538.0325 | 0.0001588 | 610.58 | -0.010915 | 536.4753 | 1.7083 | 610.58 | -0.0060837 | 610.58 | 0.24297 | 538.0325 | 0.0001561 | 538.0325 | 0.00018161 | 615.784 | 0.55726 | 615.784 | 0.0010683 | 806.3819 | 0.56619 | 615.784 | -0.0035676 | 805.6954 | 1.5488 | 806.3819 | 0.083893 | 538.0325 | 2.2995
| 536.5906 | 0.0030689 | 616.0142 | 0.024083 | 536.5906 | 0.011264 | 616.0142 | -0.008538 | 616.4266 | -0.0083509 | 616.0142 | -0.0023383 | 538.1503 | 0.00013714 | 610.81 | -0.02155 | 536.5906 | 1.7075 | 610.81 | -0.0029155 | 610.81 | 0.21517 | 538.1503 | 0.00016078 | 538.1503 | 0.00019658 | 616.0142 | 0.55564 | 616.0142 | -0.00010592 | 806.5479 | 0.54841 | 616.0142 | -0.0028913 | 805.8616 | 1.4629 | 806.5479 | 0.087066 | 538.1503 | 2.3081
| 536.7059 | 0 | 616.2443 | 0.029798 | 536.7059 | 0 | 616.2443 | 0.0081603 | 616.6564 | 0.019068 | 616.2443 | 0.029358 | 538.2681 | 0.00013947 | 611.04 | 0.011475 | 536.7059 | 1.712 | 611.04 | 0.010683 | 611.04 | 0.169 | 538.2681 | 0.00017521 | 538.2681 | 0.00016685 | 616.2443 | 0.58037 | 616.2443 | 0.00020008 | 806.714 | 0.53759 | 616.2443 | 0.0078409 | 806.0278 | 1.5675 | 806.714 | 0.082131 | 538.2681 | 2.31
| 536.8212 | 0.0006286 | 616.4745 | 0.025805 | 536.8212 | 0.015292 | 616.4745 | -0.010125 | 616.8862 | -0.0020904 | 616.4745 | -0.005269 | 538.3859 | 0.000156 | 611.27 | -0.012595 | 536.8212 | 1.6817 | 611.27 | -0.0064798 | 611.27 | 0.14731 | 538.3859 | 0.0001935 | 538.3859 | 0.0001521 | 616.4745 | 0.57251 | 616.4745 | 0.00012408 | 806.88 | 0.52722 | 616.4745 | -0.0033303 | 806.194 | 1.5296 | 806.88 | 0.084951 | 538.3859 | 2.3107
| 536.9365 | 0 | 616.7047 | 0.022853 | 536.9365 | 0 | 616.7047 | 0.039037 | 617.116 | 0.01794 | 616.7047 | 0.031896 | 538.5037 | 0.00017393 | 611.5 | -0.012595 | 536.9365 | 1.6762 | 611.5 | 0.0017053 | 611.5 | 0.13052 | 538.5037 | 0.00019106 | 538.5037 | 0.00017966 | 616.7047 | 0.62103 | 616.7047 | 0.0027831 | 807.0461 | 0.51921 | 616.7047 | 0.0062656 | 806.3601 | 1.6062 | 807.0461 | 0.080897 | 538.5037 | 2.2957
| 537.0518 | 0.0044001 | 616.9349 | 0.027757 | 537.0518 | 0.0086826 | 616.9349 | -0.03516 | 617.3459 | 0.0025611 | 616.9349 | -0.0039033 | 538.6215 | 0.00018278 | 611.73 | -0.017072 | 537.0518 | 1.6461 | 611.73 | 0.0032895 | 611.73 | 0.10306 | 538.6215 | 0.00019635 | 538.6215 | 0.00019224 | 616.9349 | 0.59238 | 616.9349 | 0.0015685 | 807.2122 | 0.4997 | 616.9349 | -0.0030835 | 806.5263 | 1.6011 | 807.2122 | 0.083893 | 538.6215 | 2.2779
| 537.1671 | 0 | 617.1651 | 0.029269 | 537.1671 | 0 | 617.1651 | 0.0097566 | 617.5757 | 0.026387 | 617.1651 | 0.03101 | 538.7394 | 0.00017137 | 611.96 | 0.012595 | 537.1671 | 1.6706 | 611.96 | -0.0095165 | 611.96 | 0.062493 | 538.7394 | 0.00017501 | 538.7394 | 0.00020287 | 617.1651 | 0.64945 | 617.1651 | 0.0051994 | 807.3783 | 0.48518 | 617.1651 | 0.0047944 | 806.6925 | 1.6443 | 807.3783 | 0.081015 | 538.7394 | 2.2598
| 537.2825 | 0.0006286 | 617.3953 | 0.023978 | 537.2825 | 0.010794 | 617.3953 | -0.01803 | 617.8056 | -0.0071619 | 617.3953 | -0.0060868 | 538.8572 | 0.00018208 | 612.19 | -0.010355 | 537.2825 | 1.664 | 612.19 | -0.011761 | 612.19 | 0.075082 | 538.8572 | 0.00017887 | 538.8572 | 0.00018161 | 617.3953 | 0.64413 | 617.3953 | -0.0043989 | 807.5443 | 0.48837 | 617.3953 | -0.003923 | 806.8587 | 1.6688 | 807.5443 | 0.083834 | 538.8572 | 2.2539
| 537.3978 | 0 | 617.6256 | 0.031077 | 537.3978 | 0 | 617.6256 | 0.038418 | 618.0355 | 0.018581 | 617.6256 | 0.029333 | 538.975 | 0.00016252 | 612.42 | -0.02267 | 537.3978 | 1.6348 | 612.42 | 0.0050058 | 612.42 | 0.055497 | 538.975 | 0.0001681 | 538.975 | 0.00014364 | 617.6255 | 0.67162 | 617.6256 | 0.0060103 | 807.7104 | 0.47974 | 617.6256 | 0.0069348 | 807.0249 | 1.7152 | 807.7104 | 0.081661 | 538.975 | 2.2452
| 537.5131 | 0.0032908 | 617.8558 | 0.021467 | 537.5131 | 0.020164 | 617.8558 | -0.015907 | 618.2654 | 0.00085496 | 617.8558 | -0.0024421 | 539.0929 | 0.00015763 | 612.65 | -0.0019591 | 537.5131 | 1.6436 | 612.65 | 0.00725 | 612.65 | 0.054972 | 539.0929 | 0.00017663 | 539.0929 | 0.00017119 | 617.8558 | 0.66446 | 617.8558 | 0.0013023 | 807.8765 | 0.46247 | 617.8558 | 0.00080527 | 807.1911 | 1.6888 | 807.8765 | 0.084951 | 539.0929 | 2.241
| 537.6285 | 0 | 618.086 | 0.028818 | 537.6285 | 0 | 618.086 | 0.022618 | 618.4953 | 0.018218 | 618.086 | 0.029835 | 539.2107 | 0.00014739 | 612.88 | 0.043381 | 537.6285 | 1.6062 | 612.88 | -0.0079322 | 612.88 | 0.021919 | 539.2107 | 0.00016993 | 539.2107 | 0.00022392 | 618.0861 | 0.7072 | 618.086 | 0.0060693 | 808.0426 | 0.44991 | 618.086 | 0.0025551 | 807.3573 | 1.7422 | 808.0426 | 0.083776 | 539.2107 | 2.2346
| 537.7438 | 0.00085042 | 618.3163 | 0.015003 | 537.7438 | 0.019893 | 618.3163 | -0.018676 | 618.7252 | 0.0021944 | 618.3163 | -0.0091815 | 539.3286 | 0.00016206 | 613.11 | -0.02379 | 537.7438 | 1.6186 | 613.11 | -0.0060837 | 613.11 | 0.02804 | 539.3286 | 0.00017501 | 539.3286 | 0.00023455 | 618.3163 | 0.6908 | 618.3163 | 0.0020291 | 808.2087 | 0.44173 | 618.3163 | -0.0022191 | 807.5235 | 1.7113 | 808.2087 | 0.087418 | 539.3286 | 2.2403
| 537.8592 | 0 | 618.5466 | 0.027204 | 537.8592 | 0 | 618.5466 | 0.044231 | 618.9551 | 0.017302 | 618.5466 | 0.027756 | 539.4464 | 0.00016485 | 613.34 | 0.02379 | 537.8592 | 1.6188 | 613.34 | -0.0023874 | 613.34 | 0.020695 | 539.4464 | 0.00015793 | 539.4464 | 0.00020287 | 618.5466 | 0.73978 | 618.5466 | 0.0093478 | 808.3748 | 0.45451 | 618.5466 | -0.0012602 | 807.6897 | 1.8059 | 808.3748 | 0.085949 | 539.4464 | 2.2364
| 537.9745 | 0.01039 | 618.7769 | 0.017251 | 537.9745 | 0.001408 | 618.7769 | -0.026029 | 619.185 | -0.01185 | 618.7769 | -0.0050001 | 539.5643 | 0.00014948 | 613.57 | 0.012595 | 537.9745 | 1.5831 | 613.57 | -0.0025194 | 613.57 | 0.015623 | 539.5643 | 0.00015753 | 539.5643 | 0.00013951 | 618.7769 | 0.73585 | 618.7769 | -0.00019483 | 808.5409 | 0.41751 | 618.7769 | -0.011381 | 807.856 | 1.8368 | 808.5409 | 0.089592 | 539.5643 | 2.2348
| 538.0899 | 0 | 619.0072 | 0.024861 | 538.0899 | 0 | 619.0072 | 0.043892 | 619.415 | 0.026832 | 619.0072 | 0.030201 | 539.6821 | 0.0001404 | 613.8 | -0.013154 | 538.0899 | 1.5359 | 613.8 | 0.006722 | 613.8 | 0.017897 | 539.6821 | 0.0001557 | 539.6821 | 0.00018812 | 619.0072 | 0.77166 | 619.0072 | 0.010201 | 808.707 | 0.41297 | 619.0072 | 0.0089262 | 808.0222 | 1.8833 | 808.707 | 0.088652 | 539.6821 | 2.2256
| 538.2053 | 0.0032908 | 619.2375 | 0.0077636 | 538.2053 | 0.0091518 | 619.2375 | -0.0072906 | 619.6449 | -0.0089199 | 619.2375 | -0.011347 | 539.8 | 0.00014576 | 614.03 | -0.010915 | 538.2053 | 1.558 | 614.03 | -0.0089886 | 614.03 | 0.0028565 | 539.8 | 0.00017318 | 539.8 | 0.00015427 | 619.2375 | 0.76173 | 619.2375 | -0.0052003 | 808.8731 | 0.40607 | 619.2375 | -0.0015064 | 808.1884 | 1.8246 | 808.8731 | 0.094879 | 539.8 | 2.2216
| 538.3207 | 0 | 619.4678 | 0.03162 | 538.3207 | 0 | 619.4678 | 0.030973 | 619.8749 | 0.016536 | 619.4678 | 0.030028 | 539.9178 | 0.00014785 | 614.26 | -0.02155 | 538.3207 | 1.5817 | 614.26 | -0.0025194 | 614.26 | 0.015274 | 539.9178 | 0.00015427 | 539.9178 | 0.00015644 | 619.4678 | 0.81279 | 619.4678 | 0.0048588 | 809.0392 | 0.40999 | 619.4678 | 0.0091514 | 808.3546 | 1.9214 | 809.0392 | 0.094997 | 539.9178 | 2.2135
| 538.436 | 0.0066185 | 619.6981 | 0.026655 | 538.436 | 0.023277 | 619.6981 | -0.019999 | 620.1049 | 0.0042861 | 619.6981 | -0.0062314 | 540.0357 | 0.00013295 | 614.49 | -0.019871 | 538.436 | 1.5669 | 614.49 | 0.0036855 | 614.49 | 0.010202 | 540.0357 | 0.0001746 | 540.0357 | 0.00012042 | 619.6981 | 0.80586 | 619.6981 | -0.001446 | 809.2053 | 0.39267 | 619.6981 | 0.0019757 | 808.5209 | 1.9089 | 809.2053 | 0.10169 | 540.0357 | 2.2088
| 538.5514 | 0 | 619.9285 | 0.026534 | 538.5514 | 0 | 619.9285 | 0.0089831 | 620.3348 | 0.023142 | 619.9285 | 0.025663 | 540.1536 | 0.00012946 | 614.72 | 0.027708 | 538.5514 | 1.5342 | 614.72 | -0.0017272 | 614.72 | 0.016148 | 540.1536 | 0.00015854 | 540.1536 | 0.00017749 | 619.9285 | 0.83404 | 619.9285 | 0.006504 | 809.3714 | 0.39116 | 619.9285 | -0.00054809 | 808.6871 | 1.9659 | 809.3714 | 0.099285 | 540.1536 | 2.2052
| 538.6668 | 0.0070623 | 620.1588 | 0.020576 | 538.6668 | 0.022329 | 620.1588 | -0.013327 | 620.5648 | -0.0011897 | 620.1588 | -0.0048504 | 540.2714 | 0.00014366 | 614.95 | -0.013154 | 538.6668 | 1.4893 | 614.95 | -0.006744 | 614.95 | -0.0067623 | 540.2714 | 0.00017602 | 540.2714 | 0.0001521 | 620.1588 | 0.85091 | 620.1588 | 0.00038036 | 809.5376 | 0.37686 | 620.1588 | -0.0027535 | 808.8533 | 1.9576 | 809.5376 | 0.10481 | 540.2714 | 2.2058
| 538.7822 | 0 | 620.3892 | 0.02323 | 538.7822 | 0 | 620.3892 | 0.020272 | 620.7948 | 0.027658 | 620.3892 | 0.031142 | 540.3893 | 0.00014902 | 615.18 | -0.011475 | 538.7822 | 1.5071 | 615.18 | -0.00053907 | 615.18 | 0.00075785 | 540.3893 | 0.00016667 | 540.3893 | 0.00014798 | 620.3892 | 0.88626 | 620.3892 | 0.00064804 | 809.7037 | 0.3754 | 620.3892 | -0.00034048 | 809.0196 | 2.0093 | 809.7037 | 0.10211 | 540.3893 | 2.1925
| 538.8976 | 0.0077278 | 620.6196 | 0.022917 | 538.8976 | 0.021111 | 620.6196 | -0.022425 | 621.0249 | -0.0044434 | 620.6196 | -0.009231 | 540.5072 | 0.00016485 | 615.41 | -0.026029 | 538.8976 | 1.5034 | 615.41 | 0.00025304 | 615.41 | 0.0042556 | 540.5072 | 0.00017074 | 540.5072 | 0.00010784 | 620.6196 | 0.88048 | 620.6196 | 0.0020934 | 809.8698 | 0.35875 | 620.6196 | -0.0045002 | 809.1858 | 1.9681 | 809.8698 | 0.1108 | 540.5072 | 2.1794
| 539.013 | 0 | 620.85 | 0.027552 | 539.013 | 0 | 620.85 | 0.0093646 | 621.2549 | 0.020735 | 620.85 | 0.02989 | 540.6251 | 0.0001744 | 615.64 | -0.0092359 | 539.013 | 1.5034 | 615.64 | 0.0017053 | 615.64 | 0.0021569 | 540.6251 | 0.00017643 | 540.6251 | 0.00012888 | 620.85 | 0.91768 | 620.85 | 0.0067128 | 810.0359 | 0.35825 | 620.85 | 0.0039536 | 809.3521 | 2.0861 | 810.0359 | 0.11004 | 540.6251 | 2.164
| 539.1284 | 0 | 621.0804 | 0.0039718 | 539.1284 | 0.013668 | 621.0804 | -0.024025 | 621.485 | -0.014386 | 621.0804 | -0.0083949 | 540.7429 | 0.00020327 | 615.87 | 0.019311 | 539.1284 | 1.5058 | 615.87 | 0.0065902 | 615.87 | 0.011251 | 540.7429 | 0.00017521 | 540.7429 | 0.00016902 | 621.0804 | 0.92091 | 621.0804 | 0.0025442 | 810.2021 | 0.35264 | 621.0804 | -0.0033095 | 809.5184 | 2.0947 | 810.2021 | 0.12302 | 540.7429 | 2.169
| 539.2438 | 0 | 621.3108 | 0.031753 | 539.2438 | 0 | 621.3108 | 0.023646 | 621.715 | 0.033015 | 621.3108 | 0.029734 | 540.8608 | 0.00019233 | 616.1 | -0.04562 | 539.2438 | 1.4906 | 616.1 | 0.0061941 | 616.1 | 0.015973 | 540.8608 | 0.00017216 | 540.8608 | 0.00019853 | 621.3108 | 0.95742 | 621.3108 | 0.0063316 | 810.3682 | 0.35073 | 621.3108 | 0.00060676 | 809.6846 | 2.1604 | 810.3682 | 0.12079 | 540.8608 | 2.1591
| 539.3592 | 0.0057311 | 621.5412 | 0.021786 | 539.3592 | 0.020435 | 621.5412 | -0.0206 | 621.9451 | -0.0048775 | 621.5412 | -0.0052009 | 540.9787 | 0.00016532 | 616.34 | 0.010355 | 539.3592 | 1.4832 | 616.34 | 0.0031575 | 616.34 | 0.0018072 | 540.9787 | 0.00019066 | 540.9787 | 0.00023238 | 621.5412 | 0.96573 | 621.5412 | 0.0020811 | 810.5344 | 0.34692 | 621.5412 | -0.0041371 | 809.8509 | 2.1142 | 810.5344 | 0.13336 | 540.9787 | 2.1589
| 539.4746 | 0 | 621.7716 | 0.027313 | 539.4746 | 0 | 621.7716 | 0.033673 | 622.1751 | 0.026716 | 621.7716 | 0.033532 | 541.0966 | 0.00014646 | 616.57 | -0.014833 | 539.4746 | 1.4587 | 616.57 | 0.0036855 | 616.57 | 0.0056546 | 541.0966 | 0.00020407 | 541.0966 | 0.0002007 | 621.7716 | 1.017 | 621.7716 | 0.0073963 | 810.7005 | 0.32338 | 621.7716 | 0.0017012 | 810.0172 | 2.1821 | 810.7005 | 0.12748 | 541.0966 | 2.1503
| 539.5901 | 0.0037345 | 622.0021 | 0.020378 | 539.5901 | 0.019217 | 622.0021 | -0.041373 | 622.4052 | -0.0011035 | 622.0021 | -0.0054439 | 541.2145 | 0.00013621 | 616.8 | 0.018752 | 539.5901 | 1.4604 | 616.8 | -0.0030475 | 616.8 | -0.0051883 | 541.2145 | 0.00019879 | 541.2145 | 0.00018161 | 622.0021 | 1.008 | 622.0021 | 0.0017064 | 810.8667 | 0.32977 | 622.0021 | -0.0025133 | 810.1834 | 2.2408 | 810.8667 | 0.14029 | 541.2145 | 2.1609
| 539.7055 | 0 | 622.2325 | 0.028363 | 539.7055 | 0 | 622.2325 | 0.027351 | 622.6353 | 0.026163 | 622.2325 | 0.032412 | 541.3324 | 0.00015274 | 617.03 | 0.014833 | 539.7055 | 1.4236 | 617.03 | -0.0071401 | 617.03 | 0.0081029 | 541.3324 | 0.00017318 | 541.3324 | 0.00017119 | 622.2325 | 1.0531 | 622.2325 | 0.0067571 | 811.0328 | 0.31485 | 622.2325 | 0.003919 | 810.3497 | 2.2617 | 811.0328 | 0.13354 | 541.3324 | 2.1575
| 539.8209 | 0.0032908 | 622.463 | 0.018564 | 539.8209 | 0.001408 | 622.463 | -0.026918 | 622.8654 | -0.0059584 | 622.463 | -0.0084751 | 541.4503 | 0.00015391 | 617.26 | -0.0092359 | 539.8209 | 1.4342 | 617.26 | 0.0010452 | 617.26 | 0.0030313 | 541.4503 | 0.00017602 | 541.4503 | 0.00021763 | 622.463 | 1.0581 | 622.463 | 0.0019374 | 811.199 | 0.30263 | 622.463 | -0.0014034 | 810.516 | 2.2767 | 811.199 | 0.14805 | 541.4503 | 2.1568
| 539.9364 | 0 | 622.6935 | 0.025448 | 539.9364 | 0 | 622.6935 | 0.032317 | 623.0956 | 0.026547 | 622.6935 | 0.032518 | 541.5682 | 0.00016811 | 617.49 | 0.023229 | 539.9364 | 1.4244 | 617.49 | -0.0027834 | 617.49 | 0.0046053 | 541.5682 | 0.00018131 | 541.5682 | 0.00018595 | 622.6934 | 1.1136 | 622.6935 | 0.0078388 | 811.3651 | 0.30258 | 622.6935 | 0.0063041 | 810.6823 | 2.3613 | 811.3651 | 0.14064 | 541.5682 | 2.1412
| 540.0518 | 0.0039563 | 622.9239 | 0.026841 | 540.0518 | 0.0042239 | 622.9239 | -0.032471 | 623.3257 | -0.0077614 | 622.9239 | -0.0035839 | 541.6861 | 0.0001709 | 617.72 | -0.0030786 | 540.0518 | 1.4445 | 617.72 | -0.0013312 | 617.72 | -0.0036143 | 541.6861 | 0.00019066 | 541.6861 | 0.00013301 | 622.9239 | 1.1081 | 622.9239 | 0.004202 | 811.5313 | 0.29002 | 622.9239 | 0.0018191 | 810.8486 | 2.3012 | 811.5313 | 0.15398 | 541.6861 | 2.1287
| 540.1673 | 0 | 623.1544 | 0.024606 | 540.1673 | 0 | 623.1544 | 0.044546 | 623.5558 | 0.019393 | 623.1544 | 0.032166 | 541.804 | 0.0001865 | 617.95 | 0.012035 | 540.1673 | 1.4261 | 617.95 | -0.0042357 | 617.95 | -0.0093854 | 541.804 | 0.00019127 | 541.804 | 8.8743e-05 | 623.1544 | 1.154 | 623.1544 | 0.0045343 | 811.6975 | 0.29271 | 623.1544 | -0.0013972 | 811.0149 | 2.3744 | 811.6975 | 0.14458 | 541.804 | 2.1116
| 540.2827 | 0.016545 | 623.3849 | 0.022156 | 540.2827 | 0.011029 | 623.3849 | -0.026354 | 623.786 | -0.0079339 | 623.3849 | -0.0046877 | 541.922 | 0.0001709 | 618.18 | -0.014833 | 540.2827 | 1.3872 | 618.18 | -0.0078004 | 618.18 | -0.0051883 | 541.922 | 0.0001996 | 541.922 | 0.00015839 | 623.385 | 1.1584 | 623.3849 | 0.0029261 | 811.8636 | 0.28906 | 623.3849 | -0.004137 | 811.1812 | 2.4332 | 811.8636 | 0.15751 | 541.922 | 2.1136
| 540.3982 | 0 | 623.6155 | 0.028436 | 540.3982 | 0 | 623.6155 | 0.012229 | 624.0162 | 0.014394 | 623.6155 | 0.031834 | 542.0399 | 0.00017463 | 618.41 | -0.0092359 | 540.3982 | 1.4109 | 618.41 | -0.0038396 | 618.41 | 0.00058296 | 542.0399 | 0.00020875 | 542.0399 | 0.00017532 | 623.6155 | 1.2134 | 623.6155 | 0.0088293 | 812.0298 | 0.2783 | 623.6155 | 0.002613 | 811.3475 | 2.4528 | 812.0298 | 0.15046 | 542.0399 | 2.1118
| 540.5136 | 0.0077278 | 623.846 | 0.021083 | 540.5136 | 0.020435 | 623.846 | -0.013092 | 624.2463 | -0.0037724 | 623.846 | -0.0098128 | 542.1578 | 0.00017766 | 618.64 | -0.027148 | 540.5136 | 1.4154 | 618.64 | -0.0037076 | 618.64 | -0.0060627 | 542.1578 | 0.00017358 | 542.1578 | 0.00022392 | 623.846 | 1.2143 | 623.846 | 0.0020271 | 812.196 | 0.27841 | 623.846 | 0.0031301 | 811.5138 | 2.4405 | 812.196 | 0.16285 | 542.1578 | 2.1153
| 540.6291 | 0 | 624.0765 | 0.026379 | 540.6291 | 0 | 624.0765 | 0.017955 | 624.4765 | 0.030408 | 624.0765 | 0.035361 | 542.2757 | 0.00017719 | 618.87 | 0.0036384 | 540.6291 | 1.423 | 618.87 | 0.0031575 | 618.87 | -0.0046636 | 542.2757 | 0.00015387 | 542.2757 | 0.00024084 | 624.0765 | 1.2735 | 624.0765 | 0.011231 | 812.3622 | 0.27253 | 624.0765 | 0.0076325 | 811.6801 | 2.5013 | 812.3622 | 0.15574 | 542.2757 | 2.1049
| 540.7446 | 0.016792 | 624.3071 | 0.023958 | 540.7446 | 0.014074 | 624.3071 | -0.0088942 | 624.7067 | 0.00044522 | 624.3071 | -0.0075407 | 542.3936 | 0.00018976 | 619.1 | -0.057934 | 540.7446 | 1.4327 | 619.1 | -0.0088562 | 619.1 | -0.010959 | 542.3936 | 0.00013964 | 542.3936 | 0.0002556 | 624.3071 | 1.292 | 624.3071 | -0.0002514 | 812.5284 | 0.27634 | 624.3071 | -0.0047117 | 811.8464 | 2.5501 | 812.5284 | 0.16491 | 542.3936 | 2.1019
| 540.8601 | 0 | 624.5377 | 0.020872 | 540.8601 | 0 | 624.5377 | 0.036106 | 624.9369 | 0.02164 | 624.5377 | 0.034121 | 542.5116 | 0.00016485 | 619.33 | -0.010355 | 540.8601 | 1.4284 | 619.33 | -0.00040706 | 619.33 | 0.0018072 | 542.5116 | 0.00013761 | 542.5116 | 0.0002135 | 624.5377 | 1.3463 | 624.5377 | 0.0025339 | 812.6946 | 0.24786 | 624.5377 | 0.0093102 | 812.0127 | 2.6509 | 812.6946 | 0.15715 | 542.5116 | 2.0869
| 540.9755 | 0.014323 | 624.7682 | 0.012852 | 540.9755 | 0.021653 | 624.7682 | -0.02906 | 625.1671 | 0.002985 | 624.7682 | -0.0086053 | 542.6295 | 0.00017137 | 619.56 | -0.02267 | 540.9755 | 1.4017 | 619.56 | -0.0091205 | 619.56 | -0.014108 | 542.6295 | 0.00016708 | 542.6295 | 0.00014993 | 624.7682 | 1.3333 | 624.7682 | -0.0025342 | 812.8608 | 0.25268 | 624.7682 | -0.0026942 | 812.179 | 2.6263 | 812.8608 | 0.16514 | 542.6295 | 2.0768
| 541.091 | 0 | 624.9988 | 0.027488 | 541.091 | 0 | 624.9988 | 0.027346 | 625.3974 | 0.02829 | 624.9988 | 0.03672 | 542.7474 | 0.0001588 | 619.79 | 0.014833 | 541.091 | 1.421 | 619.79 | -0.0019913 | 619.79 | -0.00081612 | 542.7474 | 0.00017521 | 542.7474 | 0.00023238 | 624.9988 | 1.3957 | 624.9988 | 0.01011 | 813.027 | 0.22577 | 624.9988 | 0.0049426 | 812.3454 | 2.6843 | 813.027 | 0.15815 | 542.7474 | 2.0654
| 541.2065 | 0 | 625.2294 | 0.020429 | 541.2065 | 0.011498 | 625.2294 | -0.02418 | 625.6276 | 0.0056478 | 625.2294 | -0.0065756 | 542.8654 | 0.00017882 | 620.02 | 0.0036384 | 541.2065 | 1.4095 | 620.02 | -0.0091205 | 620.02 | 0.0025067 | 542.8654 | 0.00019208 | 542.8654 | 0.00020699 | 625.2294 | 1.3925 | 625.2294 | -0.00090448 | 813.1932 | 0.21489 | 625.2294 | -0.0041684 | 812.5117 | 2.7307 | 813.1932 | 0.16479 | 542.8654 | 2.0661
| 541.322 | 0 | 625.46 | 0.023756 | 541.322 | 0 | 625.46 | 0.0067929 | 625.8579 | 0.02179 | 625.46 | 0.033521 | 542.9833 | 0.0001886 | 620.26 | 0.030506 | 541.322 | 1.4277 | 620.26 | -0.0035756 | 620.26 | 0.016847 | 542.9833 | 0.00019635 | 542.9833 | 0.00023455 | 625.46 | 1.4567 | 625.46 | -0.00038161 | 813.3594 | 0.22874 | 625.46 | 0.000797 | 812.678 | 2.7561 | 813.3594 | 0.15815 | 542.9833 | 2.0677
| 541.4375 | 0 | 625.6906 | 0.015043 | 541.4375 | 0.0063359 | 625.6906 | -0.013321 | 626.0881 | 0.0032269 | 625.6906 | -0.0088074 | 543.1013 | 0.00018371 | 620.49 | -0.020431 | 541.4375 | 1.4093 | 620.49 | -0.0022553 | 620.49 | 0.0021569 | 543.1013 | 0.00018497 | 543.1013 | 0.00017749 | 625.6906 | 1.4724 | 625.6906 | 0.0027471 | 813.5256 | 0.19706 | 625.6906 | -0.0048896 | 812.8444 | 2.7332 | 813.5256 | 0.16356 | 543.1013 | 2.0838
| 541.553 | 0 | 625.9213 | 0.028398 | 541.553 | 0 | 625.9213 | 0.0075946 | 626.3184 | 0.02639 | 625.9213 | 0.032972 | 543.2192 | 0.00017603 | 620.72 | 0.012595 | 541.553 | 1.3785 | 620.72 | -0.0075362 | 620.72 | 0.0067039 | 543.2192 | 0.00017663 | 543.2192 | 0.00019441 | 625.9213 | 1.5211 | 625.9213 | -7.5394e-05 | 813.6918 | 0.21271 | 625.9213 | 0.0039331 | 813.0107 | 2.8246 | 813.6918 | 0.15768 | 543.2192 | 2.092
| 541.6685 | 0.021731 | 626.1519 | 0.015846 | 541.6685 | 0.02463 | 626.1519 | -0.011721 | 626.5487 | -0.0044013 | 626.1519 | -0.011259 | 543.3372 | 0.00015181 | 620.95 | -0.010355 | 541.6685 | 1.3595 | 620.95 | 0.0038176 | 620.95 | 0.0014574 | 543.3372 | 0.00017216 | 543.3372 | 0.00018812 | 626.1519 | 1.5251 | 626.1519 | 0.0016029 | 813.858 | 0.2094 | 626.1519 | -0.005892 | 813.1771 | 2.8169 | 813.858 | 0.16162 | 543.3372 | 2.092
| 541.7841 | 0 | 626.3826 | 0.022649 | 541.7841 | 0 | 626.3826 | 0.036399 | 626.779 | 0.022584 | 626.3826 | 0.029176 | 543.4552 | 0.00013947 | 621.18 | -0.0097957 | 541.7841 | 1.376 | 621.18 | -0.0041036 | 621.18 | 0.0033811 | 543.4552 | 0.00015529 | 543.4552 | 0.00012888 | 626.3826 | 1.5671 | 626.3826 | 0.011226 | 814.0242 | 0.19886 | 626.3826 | 0.0040979 | 813.3434 | 2.9083 | 814.0242 | 0.15698 | 543.4552 | 2.0693
| 541.8996 | 0 | 626.6132 | 0.023594 | 541.8996 | 0.020164 | 626.6132 | -0.024471 | 627.0093 | -0.0013665 | 626.6132 | -0.0098913 | 543.5731 | 0.00014576 | 621.41 | 0.025469 | 541.8996 | 1.3522 | 621.41 | -0.0027834 | 621.41 | -0.011834 | 543.5731 | 0.00015224 | 543.5731 | 0.00012476 | 626.6132 | 1.5946 | 626.6132 | 0.0030561 | 814.1905 | 0.19331 | 626.6132 | -0.0071538 | 813.5098 | 2.8873 | 814.1905 | 0.16033 | 543.5731 | 2.0501
| 542.0151 | 0 | 626.8439 | 0.028725 | 542.0151 | 0 | 626.8439 | 0.031447 | 627.2396 | 0.01465 | 626.8439 | 0.033019 | 543.6911 | 0.00017952 | 621.64 | -0.012035 | 542.0151 | 1.3495 | 621.64 | -0.010441 | 621.64 | -0.0064125 | 543.6911 | 0.00013496 | 543.6911 | 0.0001035 | 626.8439 | 1.6711 | 626.8439 | 0.0071476 | 814.3567 | 0.18944 | 626.8439 | 0.0023977 | 813.6762 | 2.9579 | 814.3567 | 0.1568 | 543.6911 | 2.0331
| 542.1306 | 0.014199 | 627.0746 | 0.020025 | 542.1306 | 0.0065706 | 627.0746 | -0.029936 | 627.4699 | -0.018013 | 627.0746 | -0.01047 | 543.809 | 0.00021351 | 621.87 | -0.014274 | 542.1306 | 1.3281 | 621.87 | -0.0056876 | 621.87 | -0.0060627 | 543.809 | 0.00014818 | 543.809 | 0.00016056 | 627.0746 | 1.6637 | 627.0746 | -0.0012967 | 814.5229 | 0.18535 | 627.0746 | -0.0086708 | 813.8425 | 3.0256 | 814.5229 | 0.15897 | 543.809 | 2.0321
| 542.2462 | 0 | 627.3053 | 0.024395 | 542.2462 | 0 | 627.3053 | 0.012576 | 627.7003 | 0.030698 | 627.3053 | 0.033696 | 543.927 | 0.00019302 | 622.1 | 0.015953 | 542.2462 | 1.3299 | 622.1 | -0.0018593 | 622.1 | -0.0015157 | 543.927 | 0.00016098 | 543.927 | 0.00014147 | 627.3053 | 1.6974 | 627.3053 | 0.0047574 | 814.6892 | 0.19022 | 627.3053 | 0.010568 | 814.0089 | 3.0842 | 814.6892 | 0.15786 | 543.927 | 2.0283
| 542.3617 | 0.010834 | 627.536 | 0.022448 | 542.3617 | 0.010091 | 627.536 | -0.033618 | 627.9306 | -0.0040753 | 627.536 | -0.0062061 | 544.045 | 0.00017998 | 622.33 | -0.042262 | 542.3617 | 1.3368 | 622.33 | -0.0070082 | 622.33 | -0.010959 | 544.045 | 0.0001685 | 544.045 | 0.00016902 | 627.536 | 1.7374 | 627.536 | 0.0041918 | 814.8554 | 0.19813 | 627.536 | 0.0048076 | 814.1753 | 3.1066 | 814.8554 | 0.15974 | 544.045 | 2.0358
| 542.4773 | 0 | 627.7667 | 0.024248 | 542.4773 | 0 | 627.7667 | 0.040664 | 628.161 | 0.02954 | 627.7667 | 0.0343 | 544.163 | 0.00015228 | 622.56 | 0.02267 | 542.4773 | 1.3324 | 622.56 | 0.00025304 | 622.56 | -0.0029147 | 544.163 | 0.00017175 | 544.163 | 0.00016902 | 627.7667 | 1.8074 | 627.7667 | 0.011036 | 815.0217 | 0.20676 | 627.7667 | 0.00033671 | 814.3416 | 3.1635 | 815.0217 | 0.16162 | 544.163 | 2.0322
| 542.5928 | 0.0072841 | 627.9974 | 0.018724 | 542.5928 | 0.016916 | 627.9974 | -0.039729 | 628.3914 | -0.0068241 | 627.9974 | -0.012778 | 544.2809 | 0.00016089 | 622.79 | 0.00083963 | 542.5928 | 1.3433 | 622.79 | 0.0027614 | 622.79 | 0.0060044 | 544.2809 | 0.00018029 | 544.2809 | 0.0002007 | 627.9974 | 1.8173 | 627.9974 | 0.0027635 | 815.1879 | 0.20368 | 627.9974 | -0.003499 | 814.508 | 3.1695 | 815.1879 | 0.16168 | 544.2809 | 2.0285
| 542.7084 | 0 | 628.2282 | 0.025111 | 542.7084 | 0 | 628.2282 | 0.0059056 | 628.6218 | 0.024657 | 628.2282 | 0.031803 | 544.3989 | 0.00016601 | 623.02 | -0.0092359 | 542.7084 | 1.2978 | 623.02 | -0.0034436 | 623.02 | -0.00099105 | 544.3989 | 0.00017074 | 544.3989 | 0.00020287 | 628.2282 | 1.8894 | 628.2282 | 0.010245 | 815.3542 | 0.21349 | 628.2282 | 0.0060579 | 814.6744 | 3.2372 | 815.3542 | 0.16714 | 544.3989 | 2.0131
| 542.8239 | 0.0039563 | 628.4589 | 0.012543 | 542.8239 | 0.0032853 | 628.4589 | -0.0075552 | 628.8522 | -0.0058244 | 628.4589 | -0.0027937 | 544.5169 | 0.00019396 | 623.25 | -0.006437 | 542.8239 | 1.3109 | 623.25 | -0.0011992 | 623.25 | 0.007229 | 544.5169 | 0.00014899 | 544.5169 | 0.00017336 | 628.4589 | 1.9118 | 628.4589 | 0.0041334 | 815.5204 | 0.21641 | 628.4589 | -0.0054749 | 814.8408 | 3.2209 | 815.5204 | 0.16708 | 544.5169 | 2.0045
| 542.9395 | 0 | 628.6897 | 0.024166 | 542.9395 | 0 | 628.6897 | 0.0038925 | 629.0826 | 0.03678 | 628.6897 | 0.034873 | 544.6349 | 0.00020397 | 623.49 | 0.00083963 | 542.9395 | 1.2841 | 623.49 | -0.0075362 | 623.49 | 0.0058296 | 544.6349 | 0.00011687 | 544.6349 | 0.00014581 | 628.6897 | 1.9835 | 628.6897 | 0.0028744 | 815.6867 | 0.16842 | 628.6897 | -0.0027036 | 815.0072 | 3.2136 | 815.6867 | 0.17536 | 544.6349 | 1.9936
| 543.0551 | 0.0028471 | 628.9205 | 0.017493 | 543.0551 | 0.019758 | 628.9205 | -0.017125 | 629.313 | -0.01292 | 628.9205 | -0.0077232 | 544.7529 | 0.00018767 | 623.72 | 0.00027989 | 543.0551 | 1.2906 | 623.72 | -0.0026514 | 623.72 | -0.0085115 | 544.7529 | 0.00014005 | 544.7529 | 0.0001163 | 628.9204 | 1.9865 | 628.9205 | 0.0021291 | 815.8529 | 0.21528 | 628.9205 | -0.0028948 | 815.1736 | 3.2546 | 815.8529 | 0.17219 | 544.7529 | 1.9943
| 543.1707 | 0 | 629.1512 | 0.024435 | 543.1707 | 0 | 629.1512 | 0.032155 | 629.5434 | 0.015966 | 629.1512 | 0.035055 | 544.8709 | 0.00016159 | 623.95 | -0.0036384 | 543.1707 | 1.2718 | 623.95 | -0.0026514 | 623.95 | -0.002565 | 544.8709 | 0.00016037 | 544.8709 | 0.00012888 | 629.1512 | 2.0551 | 629.1512 | 0.005633 | 816.0192 | 0.15905 | 629.1512 | 0.0049033 | 815.34 | 3.3146 | 816.0192 | 0.1786 | 544.8709 | 1.9884
| 543.2862 | 0.01457 | 629.382 | 0.015449 | 543.2862 | 0.037351 | 629.382 | -0.019366 | 629.7738 | -0.0041347 | 629.382 | -0.0029165 | 544.9889 | 0.00015181 | 624.18 | -0.015393 | 543.2862 | 1.3006 | 624.18 | -0.015325 | 624.18 | -0.0034394 | 544.9889 | 0.00018171 | 544.9889 | 0.00014364 | 629.382 | 2.0867 | 629.382 | -1.0105e-05 | 816.1855 | 0.2034 | 629.382 | -0.004743 | 815.5064 | 3.3723 | 816.1855 | 0.17196 | 544.9889 | 1.993
| 543.4018 | 0 | 629.6128 | 0.025448 | 543.4018 | 0 | 629.6128 | -0.0097059 | 630.0043 | 0.017553 | 629.6128 | 0.034234 | 545.1069 | 0.00015344 | 624.41 | 0.0058775 | 543.4018 | 1.2654 | 624.41 | -0.006744 | 624.41 | -0.00081612 | 545.1069 | 0.00017501 | 545.1069 | 0.00015839 | 629.6128 | 2.1516 | 629.6128 | 0.010588 | 816.3517 | 0.15838 | 629.6128 | 0.0013056 | 815.6728 | 3.4732 | 816.3517 | 0.18059 | 545.1069 | 1.9896
| 543.5174 | 0.018644 | 629.8436 | 0.01789 | 543.5174 | 0.010091 | 629.8436 | -0.037137 | 630.2348 | -0.0017113 | 629.8436 | -0.0075424 | 545.2249 | 0.00015181 | 624.64 | 0.023229 | 543.5174 | 1.2351 | 624.64 | 0.0015733 | 624.64 | 0.00075785 | 545.2249 | 0.00017948 | 545.2249 | 0.00014798 | 629.8437 | 2.1833 | 629.8436 | -0.0036959 | 816.518 | 0.14649 | 629.8436 | -0.0014126 | 815.8392 | 3.4332 | 816.518 | 0.17771 | 545.2249 | 1.998
| 543.633 | 0 | 630.0745 | 0.026937 | 543.633 | 0 | 630.0745 | 0.037767 | 630.4652 | 0.026521 | 630.0745 | 0.034679 | 545.3429 | 0.00014855 | 624.87 | 0.013154 | 543.633 | 1.2405 | 624.87 | 0.0040816 | 624.87 | 0.0033811 | 545.3429 | 0.00016505 | 545.3429 | 0.00017119 | 630.0745 | 2.2344 | 630.0745 | 0.0060483 | 816.6843 | 0.15474 | 630.0745 | -0.0035144 | 816.0056 | 3.5205 | 816.6843 | 0.1914 | 545.3429 | 1.9932
| 543.7486 | 0 | 630.3053 | 0.016653 | 543.7486 | 0.014751 | 630.3053 | -0.04094 | 630.6957 | 0.0042434 | 630.3053 | -0.009135 | 545.4609 | 0.00017952 | 625.1 | -0.018752 | 543.7486 | 1.2531 | 625.1 | -0.0096484 | 625.1 | -0.012183 | 545.4609 | 0.0001561 | 545.4609 | 0.00014798 | 630.3053 | 2.2861 | 630.3053 | -0.00096079 | 816.8506 | 0.14218 | 630.3053 | -0.0099621 | 816.1721 | 3.5156 | 816.8506 | 0.1877 | 545.4609 | 1.9901
| 543.8642 | 0 | 630.5362 | 0.023986 | 543.8642 | 0 | 630.5362 | 0.016908 | 630.9262 | 0.01802 | 630.5362 | 0.031992 | 545.5789 | 0.00018581 | 625.33 | 0.0086761 | 543.8642 | 1.253 | 625.33 | -0.0022553 | 625.33 | -0.011484 | 545.5789 | 0.00015387 | 545.5789 | 0.00012888 | 630.5362 | 2.3633 | 630.5362 | 0.011262 | 817.0169 | 0.16202 | 630.5362 | 0.00035563 | 816.3385 | 3.5282 | 817.0169 | 0.19851 | 545.5789 | 1.9757
| 543.9799 | 0.011056 | 630.767 | 0.017716 | 543.9799 | 0.011029 | 630.767 | -0.022498 | 631.1567 | -3.4359e-06 | 630.767 | -0.011846 | 545.6969 | 0.00019419 | 625.56 | 0.012035 | 543.9799 | 1.2449 | 625.56 | 0.0036855 | 625.56 | -0.014108 | 545.6969 | 0.00016667 | 545.6969 | 0.00010979 | 630.767 | 2.3718 | 630.767 | -0.0028896 | 817.1831 | 0.15322 | 630.767 | 0.002145 | 816.5049 | 3.5184 | 817.1831 | 0.19158 | 545.6969 | 1.9693
| 544.0955 | 0 | 630.9979 | 0.021546 | 544.0955 | 0 | 630.9979 | 0.019913 | 631.3872 | 0.033304 | 630.9979 | 0.028163 | 545.815 | 0.00019256 | 625.79 | 0.00083963 | 544.0955 | 1.2307 | 625.79 | -0.0013312 | 625.79 | 0.0028565 | 545.815 | 0.00017948 | 545.815 | 0.00013301 | 630.9979 | 2.4361 | 630.9979 | 0.0076263 | 817.3494 | 0.17621 | 630.9979 | -0.00069494 | 816.6713 | 3.5717 | 817.3494 | 0.2018 | 545.815 | 1.9633
| 544.2111 | 0 | 631.2288 | 0.014527 | 544.2111 | 0.0086826 | 631.2288 | -0.04619 | 631.6178 | -0.0028349 | 631.2288 | -0.0088787 | 545.933 | 0.00021421 | 626.03 | 0.00083963 | 544.2111 | 1.2271 | 626.03 | -0.0029155 | 626.03 | -0.010085 | 545.933 | 0.0001746 | 545.933 | 0.00016273 | 631.2288 | 2.537 | 631.2288 | 0.0012077 | 817.5157 | 0.14677 | 631.2288 | -0.0076935 | 816.8378 | 3.5774 | 817.5157 | 0.1964 | 545.933 | 1.9676
| 544.3267 | 0 | 631.4597 | 0.02435 | 544.3267 | 0 | 631.4597 | 0.016546 | 631.8483 | 0.028243 | 631.4597 | 0.028791 | 546.051 | 0.0002212 | 626.26 | -0.012595 | 544.3267 | 1.2285 | 626.26 | -0.0015952 | 626.26 | -0.0064125 | 546.051 | 0.0001685 | 546.051 | 0.00013951 | 631.4597 | 2.6151 | 631.4597 | 0.0038411 | 817.682 | 0.17318 | 631.4597 | 0.0009894 | 817.0042 | 3.6802 | 817.682 | 0.20539 | 546.051 | 1.968
| 544.4424 | 0 | 631.6906 | 0.017915 | 544.4424 | 0.030314 | 631.6906 | -0.033656 | 632.0788 | -0.0086004 | 631.6906 | -0.0046935 | 546.169 | 0.00021305 | 626.49 | -0.0092359 | 544.4424 | 1.2133 | 626.49 | -0.0066122 | 626.49 | 0.00075785 | 546.169 | 0.00017216 | 546.169 | 0.0001649 | 631.6906 | 2.5869 | 631.6906 | 0.0013677 | 817.8483 | 0.11583 | 631.6906 | -0.007284 | 817.1707 | 3.6631 | 817.8483 | 0.20033 | 546.169 | 1.9738
| 544.558 | 0 | 631.9215 | 0.021347 | 544.558 | 0 | 631.9215 | 0.0080707 | 632.3094 | 0.033304 | 631.9215 | 0.027554 | 546.2871 | 0.00019582 | 626.72 | -0.0086761 | 544.558 | 1.2175 | 626.72 | -0.0055558 | 626.72 | -0.00064125 | 546.2871 | 0.00017521 | 546.2871 | 0.00017336 | 631.9215 | 2.7068 | 631.9215 | 0.0084534 | 818.0147 | 0.16735 | 631.9215 | 0.0066654 | 817.3371 | 3.6512 | 818.0147 | 0.20633 | 546.2871 | 1.9664
| 544.6736 | 0.0010722 | 632.1524 | 0.0098279 | 544.6736 | 0.016645 | 632.1524 | -0.020751 | 632.54 | -0.013214 | 632.1524 | -0.011059 | 546.4051 | 0.00018813 | 626.95 | 0.012035 | 544.6736 | 1.2002 | 626.95 | -0.0084602 | 626.95 | -0.012009 | 546.4051 | 0.00017236 | 546.4051 | 0.0002135 | 632.1524 | 2.7052 | 632.1524 | 0.004129 | 818.181 | 0.11218 | 632.1524 | -0.0054513 | 817.5036 | 3.7538 | 818.181 | 0.20409 | 546.4051 | 1.9641
| 544.7893 | 0 | 632.3833 | 0.023924 | 544.7893 | 0 | 632.3833 | 0.027928 | 632.7706 | 0.018717 | 632.3833 | 0.033855 | 546.5232 | 0.00016159 | 627.18 | -0.00027989 | 544.7893 | 1.2051 | 627.18 | 0.0026294 | 627.18 | 5.8296e-05 | 546.5232 | 0.00016647 | 546.5232 | 0.00020916 | 632.3833 | 2.8076 | 632.3833 | 0.010706 | 818.3473 | 0.11857 | 632.3833 | -0.0056166 | 817.67 | 3.8324 | 818.3473 | 0.20815 | 546.5232 | 1.9591
| 544.9049 | 0 | 632.6143 | 0.018222 | 544.9049 | 0.0039893 | 632.6143 | -0.03187 | 633.0012 | -0.0023961 | 632.6143 | -0.010851 | 546.6412 | 0.000173 | 627.41 | -0.040022 | 544.9049 | 1.192 | 627.41 | -0.0026514 | 627.41 | -0.013758 | 546.6412 | 0.00018456 | 546.6412 | 0.00021546 | 632.6143 | 2.8318 | 632.6143 | 0.0054251 | 818.5136 | 0.10618 | 632.6143 | -0.012639 | 817.8365 | 3.7999 | 818.5136 | 0.20644 | 546.6412 | 1.9567
| 545.0206 | 0 | 632.8452 | 0.020581 | 545.0206 | 0 | 632.8452 | 0.028348 | 633.2318 | 0.017886 | 632.8452 | 0.030385 | 546.7592 | 0.00017347 | 627.64 | 0.033306 | 545.0206 | 1.179 | 627.64 | 0.0011772 | 627.64 | -0.0060627 | 546.7592 | 0.00018029 | 546.7592 | 0.00015427 | 632.8452 | 2.9014 | 632.8452 | 0.010806 | 818.6799 | 0.10899 | 632.8452 | -0.0012731 | 818.003 | 3.8121 | 818.6799 | 0.20644 | 546.7592 | 1.9502
| 545.1363 | 0.0055093 | 633.0762 | 0.025601 | 545.1363 | 0.0063359 | 633.0762 | -0.03146 | 633.4624 | 0.0005322 | 633.0762 | -0.0081201 | 546.8773 | 0.00017929 | 627.87 | 0.015393 | 545.1363 | 1.2125 | 627.87 | -0.0025194 | 627.87 | -0.0034394 | 546.8773 | 0.00017216 | 546.8773 | 0.00017532 | 633.0762 | 2.9661 | 633.0762 | 0.0050108 | 818.8463 | 0.085777 | 633.0762 | -0.0049521 | 818.1694 | 3.8614 | 818.8463 | 0.20433 | 546.8773 | 1.9427
| 545.2519 | 0 | 633.3072 | 0.028495 | 545.2519 | 0 | 633.3072 | 0.026942 | 633.693 | 0.02925 | 633.3072 | 0.033757 | 546.9954 | 0.00016043 | 628.1 | 0.014833 | 545.2519 | 1.1982 | 628.1 | 0.0060617 | 628.1 | 0.0095019 | 546.9954 | 0.00017643 | 546.9954 | 0.00017119 | 633.3072 | 3.0451 | 633.3072 | 0.0078606 | 819.0126 | 0.099849 | 633.3072 | 0.0023818 | 818.3359 | 3.8964 | 819.0126 | 0.20339 | 546.9954 | 1.9364
| 545.3676 | 0.0044001 | 633.5382 | 0.015506 | 545.3676 | 0.017863 | 633.5382 | -0.016096 | 633.9236 | 0.0051978 | 633.5382 | -0.0059662 | 547.1134 | 0.00016415 | 628.33 | -0.017072 | 545.3676 | 1.1866 | 628.33 | -0.011497 | 628.33 | -0.0093854 | 547.1134 | 0.00018456 | 547.1134 | 0.00018595 | 633.5382 | 3.0871 | 633.5382 | -0.00021647 | 819.1789 | 0.07434 | 633.5382 | 0.0014268 | 818.5024 | 3.9374 | 819.1789 | 0.20251 | 547.1134 | 1.9389
| 545.4833 | 0 | 633.7692 | 0.019255 | 545.4833 | 0 | 633.7692 | 0.027868 | 634.1543 | 0.0263 | 633.7692 | 0.03525 | 547.2315 | 0.00015298 | 628.57 | -0.0069968 | 545.4833 | 1.1992 | 628.57 | -0.0099126 | 628.57 | 0.0032063 | 547.2315 | 0.00017846 | 547.2315 | 0.0001521 | 633.7692 | 3.1398 | 633.7692 | 0.0049965 | 819.3453 | 0.080788 | 633.7692 | -0.006991 | 818.6689 | 3.9921 | 819.3453 | 0.20163 | 547.2315 | 1.9403
| 545.599 | 0.0075059 | 634.0002 | 0.014832 | 545.599 | 0.026254 | 634.0002 | -0.016677 | 634.3849 | -0.007675 | 634.0002 | -0.011356 | 547.3495 | 0.0001567 | 628.8 | -0.032185 | 545.599 | 1.2013 | 628.8 | -0.0071401 | 628.8 | 0.0053049 | 547.3495 | 0.00014858 | 547.3495 | 0.00013518 | 634.0002 | 3.201 | 634.0002 | -0.00067833 | 819.5116 | 0.073331 | 634.0002 | -0.0044779 | 818.8353 | 3.9029 | 819.5116 | 0.2018 | 547.3495 | 1.9458
| 545.7147 | 0 | 634.2312 | 0.021523 | 545.7147 | 0 | 634.2312 | 0.017831 | 634.6156 | 0.021292 | 634.2312 | 0.031019 | 547.4676 | 0.00014413 | 629.03 | -0.030506 | 545.7147 | 1.1958 | 629.03 | -0.0043677 | 629.03 | 0.0044305 | 547.4676 | 0.00014472 | 547.4676 | 0.00020504 | 634.2312 | 3.3773 | 634.2312 | 0.010632 | 819.678 | 0.089758 | 634.2312 | 0.0026007 | 819.0018 | 4.0274 | 819.678 | 0.20039 | 547.4676 | 1.9437
| 545.8303 | 0.020126 | 634.4622 | 0.0063882 | 545.8303 | 0.0091518 | 634.4622 | -0.0048136 | 634.8463 | -0.0032647 | 634.4622 | -0.014489 | 547.5857 | 0.00016322 | 629.26 | -0.012035 | 545.8303 | 1.1857 | 629.26 | 0.00012102 | 629.26 | -0.007462 | 547.5857 | 0.00016789 | 547.5857 | 0.00017749 | 634.4623 | 3.3521 | 634.4622 | 0.00075971 | 819.8443 | 0.090767 | 634.4622 | -0.005226 | 819.1683 | 4.0509 | 819.8443 | 0.1998 | 547.5857 | 1.9438
| 545.946 | 0 | 634.6933 | 0.022255 | 545.946 | 0 | 634.6933 | 0.041648 | 635.077 | 0.02464 | 634.6933 | 0.029477 | 547.7037 | 0.00017556 | 629.49 | 0.0081163 | 545.946 | 1.1586 | 629.49 | -0.010309 | 629.49 | 0.0047802 | 547.7037 | 0.00018029 | 547.7037 | 0.00020916 | 634.6933 | 3.4385 | 634.6933 | 0.0071128 | 820.0107 | 0.099849 | 634.6933 | 0.0014159 | 819.3348 | 4.0895 | 820.0107 | 0.19792 | 547.7037 | 1.9354
| 546.0617 | 0 | 634.9243 | 0.016819 | 546.0617 | 0.005632 | 634.9243 | -0.041699 | 635.3077 | -0.00094582 | 634.9243 | -0.0071683 | 547.8218 | 0.00019512 | 629.72 | -0.023229 | 546.0617 | 1.1615 | 629.72 | -0.006744 | 629.72 | -0.0069371 | 547.8218 | 0.00018253 | 547.8218 | 0.00018595 | 634.9244 | 3.5335 | 634.9243 | 0.0046435 | 820.177 | 0.081909 | 634.9243 | -0.0072634 | 819.5013 | 4.0849 | 820.177 | 0.19798 | 547.8218 | 1.9305
| 546.1775 | 0 | 635.1554 | 0.024033 | 546.1775 | 0 | 635.1554 | 0.038381 | 635.5384 | 0.023291 | 635.1554 | 0.032071 | 547.9399 | 0.00018534 | 629.95 | -0.018752 | 546.1775 | 1.172 | 629.95 | 0.00025304 | 629.95 | -0.0099105 | 547.9399 | 0.00017074 | 547.9399 | 0.00020287 | 635.1554 | 3.624 | 635.1554 | 0.0088312 | 820.3434 | 0.094019 | 635.1554 | 0.011122 | 819.6678 | 4.1384 | 820.3434 | 0.1964 | 547.9399 | 1.9192
| 546.2932 | 0.0095026 | 635.3865 | 0.019267 | 546.2932 | 0.0053973 | 635.3865 | -0.016 | 635.7691 | -0.015953 | 635.3865 | -0.0059494 | 548.058 | 0.00017929 | 630.18 | -0.00083963 | 546.2932 | 1.1611 | 630.18 | -1.1002e-05 | 630.18 | -0.0029147 | 548.058 | 0.00018923 | 548.058 | 0.00012259 | 635.3865 | 3.6566 | 635.3865 | 0.0052392 | 820.5097 | 0.085665 | 635.3865 | -0.0059949 | 819.8343 | 4.1594 | 820.5097 | 0.19587 | 548.058 | 1.9184
| 546.4089 | 0 | 635.6176 | 0.017603 | 546.4089 | 0 | 635.6176 | 0.044293 | 635.9999 | 0.035332 | 635.6176 | 0.03599 | 548.1761 | 0.00015065 | 630.41 | 0.0030786 | 546.4089 | 1.1726 | 630.41 | 0.0006491 | 630.41 | -0.0060627 | 548.1761 | 0.00018253 | 548.1761 | 8.462e-05 | 635.6176 | 3.7527 | 635.6176 | 0.0078197 | 820.6761 | 0.10002 | 635.6176 | 0.0083912 | 820.0009 | 4.26 | 820.6761 | 0.19322 | 548.1761 | 1.9173
| 546.5246 | 0.0070623 | 635.8487 | 0.017758 | 546.5246 | 0.025171 | 635.8487 | -0.021717 | 636.2306 | -0.0099975 | 635.8487 | -0.00927 | 548.2941 | 0.00015949 | 630.65 | -0.0086761 | 546.5246 | 1.1654 | 630.65 | -0.012421 | 630.65 | -0.002565 | 548.2941 | 0.00017419 | 548.2941 | 0.00014147 | 635.8487 | 3.8558 | 635.8487 | 0.0041943 | 820.8425 | 0.097102 | 635.8487 | -0.00074086 | 820.1674 | 4.2593 | 820.8425 | 0.19322 | 548.2941 | 1.923
| 546.6403 | 0 | 636.0798 | 0.0078722 | 546.6403 | 0 | 636.0798 | 0.020313 | 636.4614 | 0.013521 | 636.0798 | 0.026481 | 548.4122 | 0.00015065 | 630.88 | -0.012595 | 546.6403 | 1.16 | 630.88 | -0.0052918 | 630.88 | 0.0012825 | 548.4122 | 0.00014208 | 548.4122 | 0.00018595 | 636.0798 | 3.9641 | 636.0798 | 0.0070875 | 821.0088 | 0.083759 | 636.0798 | 0.0027208 | 820.3339 | 4.3658 | 821.0088 | 0.19129 | 548.4122 | 1.9164
| 546.7561 | 0.0090589 | 636.3109 | 0.015172 | 546.7561 | 0.01624 | 636.3109 | -0.029174 | 636.6921 | -0.0058519 | 636.3109 | -0.010909 | 548.5303 | 0.0001886 | 631.11 | -0.015953 | 546.7561 | 1.1627 | 631.11 | 0.0019693 | 631.11 | -0.0034394 | 548.5303 | 0.00015997 | 548.5303 | 0.00020916 | 636.3109 | 3.9983 | 636.3109 | 0.0060638 | 821.1752 | 0.098167 | 636.3109 | -0.0011104 | 820.5004 | 4.244 | 821.1752 | 0.19287 | 548.5303 | 1.9178
| 546.8718 | 0 | 636.542 | 0.022296 | 546.8718 | 0 | 636.542 | 0.032775 | 636.9229 | 0.019018 | 636.542 | 0.030468 | 548.6484 | 0.00019139 | 631.34 | -0.012035 | 546.8718 | 1.1542 | 631.34 | 0.0021013 | 631.34 | 0.0033811 | 548.6484 | 0.0001557 | 548.6484 | 0.00013951 | 636.542 | 4.0718 | 636.542 | 0.0067651 | 821.3416 | 0.089478 | 636.542 | -0.001887 | 820.667 | 4.4281 | 821.3416 | 0.1914 | 548.6484 | 1.9103
| 546.9876 | 0.013088 | 636.7732 | 0.011396 | 546.9876 | 0.020164 | 636.7732 | -0.015224 | 637.1537 | 0.00023235 | 636.7732 | -0.011569 | 548.7665 | 0.00020373 | 631.57 | -0.0097957 | 546.9876 | 1.1541 | 631.57 | 0.00078111 | 631.57 | -0.0039641 | 548.7665 | 0.00018395 | 548.7665 | 0.00013735 | 636.7732 | 4.1478 | 636.7732 | 0.0072501 | 821.508 | 0.098784 | 636.7732 | -9.4745e-06 | 820.8335 | 4.337 | 821.508 | 0.19346 | 548.7665 | 1.9179
| 547.1033 | 0 | 637.0043 | 0.026697 | 547.1033 | 0 | 637.0043 | 0.012009 | 637.3845 | 0.025651 | 637.0043 | 0.032812 | 548.8846 | 0.00017882 | 631.8 | 0.050657 | 547.1033 | 1.1447 | 631.8 | 0.0017053 | 631.8 | -0.0048385 | 548.8846 | 0.00017379 | 548.8846 | 0.0001035 | 637.0043 | 4.2707 | 637.0043 | 0.017079 | 821.6744 | 0.097551 | 637.0043 | 0.008791 | 821 | 4.4437 | 821.6744 | 0.19187 | 548.8846 | 1.9117
| 547.2191 | 0.0061749 | 637.2355 | 0.016003 | 547.2191 | 0.0082132 | 637.2355 | -0.04178 | 637.6153 | -0.0037407 | 637.2355 | -0.011845 | 549.0027 | 0.0001865 | 632.03 | -0.0013994 | 547.2191 | 1.129 | 632.03 | -0.006744 | 632.03 | -0.0015157 | 549.0027 | 0.00019452 | 549.0027 | 0.0001035 | 637.2355 | 4.3081 | 637.2355 | 0.012224 | 821.8408 | 0.097214 | 637.2355 | -0.0058694 | 821.1666 | 4.4886 | 821.8408 | 0.19499 | 549.0027 | 1.919
| 547.3348 | 0 | 637.4667 | 0.01842 | 547.3348 | 0 | 637.4667 | 0.047515 | 637.8461 | 0.037359 | 637.4667 | 0.029378 | 549.1209 | 0.00016206 | 632.26 | 0.0019591 | 547.3348 | 1.1343 | 632.26 | 0.0023654 | 632.26 | 0.0012825 | 549.1209 | 0.00015143 | 549.1209 | 8.245e-05 | 637.4667 | 4.4599 | 637.4667 | 0.016735 | 822.0072 | 0.081685 | 637.4667 | 0.0069825 | 821.3331 | 4.5494 | 822.0072 | 0.19322 | 549.1209 | 1.9121
| 547.4506 | 0 | 637.6978 | 0.017035 | 547.4506 | 0.017863 | 637.6978 | -0.030543 | 638.077 | 0.00078315 | 637.6978 | -0.0065476 | 549.239 | 0.00016741 | 632.5 | -0.02435 | 547.4506 | 1.1069 | 632.5 | -0.011497 | 632.5 | -0.0081612 | 549.239 | 0.00014858 | 549.239 | 7.3988e-05 | 637.6979 | 4.4962 | 637.6978 | 0.0015145 | 822.1735 | 0.092449 | 637.6978 | -0.0022563 | 821.4996 | 4.5484 | 822.1735 | 0.19575 | 549.239 | 1.9118
| 547.5664 | 0 | 637.929 | 0.015172 | 547.5664 | 0 | 637.929 | 0.042377 | 638.3078 | 0.026713 | 637.929 | 0.023137 | 549.3571 | 0.00017789 | 632.73 | 0.0025189 | 547.5664 | 1.1056 | 632.73 | 0.0038176 | 632.73 | -0.0062376 | 549.3571 | 0.00014045 | 549.3571 | 0.00010133 | 637.929 | 4.5722 | 637.929 | 0.010605 | 822.34 | 0.077088 | 637.929 | 0.0048962 | 821.6662 | 4.6451 | 822.34 | 0.19334 | 549.3571 | 1.9004
| 547.6821 | 0.012594 | 638.1602 | 0.019658 | 547.6821 | 0.010325 | 638.1602 | -0.0053978 | 638.5386 | -0.00016716 | 638.1602 | -0.0068447 | 549.4752 | 0.00018534 | 632.96 | -0.0069968 | 547.6821 | 1.1107 | 632.96 | -0.0074043 | 632.96 | -0.004139 | 549.4752 | 0.00016932 | 549.4752 | 0.00012888 | 638.1603 | 4.6563 | 638.1602 | 0.0029241 | 822.5064 | 0.087123 | 638.1602 | -0.0042348 | 821.8328 | 4.6934 | 822.5064 | 0.19593 | 549.4752 | 1.9035
| 547.7979 | 0 | 638.3915 | 0.02319 | 547.7979 | 0 | 638.3915 | 0.021086 | 638.7695 | 0.021251 | 638.3915 | 0.031835 | 549.5933 | 0.00019954 | 633.19 | 0.0025189 | 547.7979 | 1.0807 | 633.19 | 0.0017053 | 633.19 | 0.0042556 | 549.5933 | 0.00017602 | 549.5933 | 0.0001521 | 638.3915 | 4.7504 | 638.3915 | 0.0081231 | 822.6728 | 0.078826 | 638.3915 | 0.0097284 | 821.9993 | 4.7873 | 822.6728 | 0.19381 | 549.5933 | 1.9042
| 547.9137 | 0.0030689 | 638.6227 | 0.013547 | 547.9137 | 0.021382 | 638.6227 | -0.031458 | 639.0004 | -0.0098633 | 638.6227 | -0.012037 | 549.7115 | 0.00012201 | 633.42 | -0.042262 | 547.9137 | 1.1102 | 633.42 | -0.011893 | 633.42 | -0.0039641 | 549.7115 | 0.00012033 | 549.7115 | 9.2865e-05 | 638.6227 | 4.8601 | 638.6227 | 0.0091933 | 822.8392 | 0.087123 | 638.6227 | 0.0015082 | 822.1659 | 4.717 | 822.8392 | 0.19516 | 549.7115 | 1.9096
| 548.0295 | 0 | 638.8539 | 0.018989 | 548.0295 | 0 | 638.8539 | 0.0045095 | 639.2313 | -0.013213 | 638.8539 | -0.0051321 | 549.8296 | 0.00034484 | 633.65 | -0.02155 | 548.0295 | 1.0954 | 633.65 | -0.0060837 | 633.65 | -0.009735 | 549.8296 | 0.00032806 | 549.8296 | 0.00029791 | 638.8539 | 4.9213 | 638.8539 | 0.010216 | 823.0056 | 0.0883 | 638.8539 | 0.0043108 | 822.3325 | 4.8502 | 823.0056 | 0.19857 | 549.8296 | 1.9103
| 548.1453 | 0.0095026 | 639.0852 | 0.020896 | 548.1453 | 0.028825 | 639.0852 | 0.024888 | 639.4622 | 0.024195 | 639.0852 | 0.033291 | 549.9477 | 0.00027219 | 633.88 | 0.028267 | 548.1453 | 1.0715 | 633.88 | 0.0064578 | 633.88 | 0.0093272 | 549.9477 | 0.00027176 | 549.9477 | 0.00025777 | 639.0852 | 5.1117 | 639.0852 | 0.0082053 | 823.172 | 0.077088 | 639.0852 | 0.016828 | 822.499 | 4.9964 | 823.172 | 0.20063 | 549.9477 | 1.9064
| 548.2611 | 0 | 639.3164 | 0.015299 | 548.2611 | 0 | 639.3164 | -0.041012 | 639.6931 | 0.0024361 | 639.3164 | -0.0072478 | 550.0658 | 0.00053297 | 634.11 | -0.0086761 | 548.2611 | 1.0694 | 634.11 | -1.1002e-05 | 634.11 | -0.0064125 | 550.0658 | 0.00054514 | 550.0658 | 0.00051553 | 639.3164 | 5.1452 | 639.3164 | 0.008673 | 823.3384 | 0.088525 | 639.3164 | -0.0041725 | 822.6656 | 5.0547 | 823.3384 | 0.20662 | 550.0658 | 1.9079
| 548.3769 | 0.0052875 | 639.5477 | 0.022159 | 548.3769 | 0.019217 | 639.5477 | 0.028615 | 639.924 | 0.020859 | 639.5477 | 0.027046 | 550.184 | 0.00026334 | 634.35 | -0.0058775 | 548.3769 | 1.045 | 634.35 | -0.0039716 | 634.35 | -0.0058878 | 550.184 | 0.00028213 | 550.184 | 0.00025777 | 639.5477 | 5.3088 | 639.5477 | 0.021778 | 823.5049 | 0.075798 | 639.5477 | 0.011962 | 822.8322 | 5.1021 | 823.5049 | 0.20386 | 550.184 | 1.9028
| 548.4927 | 0 | 639.779 | 0.018883 | 548.4927 | 0 | 639.779 | -0.041433 | 640.1549 | -0.0046707 | 639.779 | -0.008186 | 550.3021 | 0.00050293 | 634.58 | -0.013154 | 548.4927 | 1.0397 | 634.58 | -0.0013312 | 634.58 | -0.009735 | 550.3021 | 0.00053518 | 550.3021 | 0.00051553 | 639.779 | 5.3601 | 639.779 | 0.0066743 | 823.6713 | 0.090094 | 639.779 | -0.0012872 | 822.9988 | 5.1696 | 823.6713 | 0.20967 | 550.3021 | 1.9098
| 548.6085 | 0.0037345 | 640.0103 | 0.028851 | 548.6085 | 0.022329 | 640.0103 | 0.026408 | 640.3859 | 0.029829 | 640.0103 | 0.033459 | 550.4203 | 0.00024332 | 634.81 | 0.024908 | 548.6085 | 1.035 | 634.81 | 0.0015733 | 634.81 | 0.0018072 | 550.4203 | 0.00026221 | 550.4203 | 0.00025777 | 640.0103 | 5.4437 | 640.0103 | 0.011294 | 823.8377 | 0.076583 | 640.0103 | 0.0055975 | 823.1654 | 5.17 | 823.8377 | 0.2058 | 550.4203 | 1.9102
| 548.7243 | 0 | 640.2416 | 0.014101 | 548.7243 | 0 | 640.2416 | -0.030891 | 640.6168 | -0.0083079 | 640.2416 | -0.015729 | 550.5384 | 0.00053716 | 635.04 | -0.02435 | 548.7243 | 1.0279 | 635.04 | -0.00040706 | 635.04 | -0.01061 | 550.5384 | 0.00051445 | 550.5384 | 0.0005535 | 640.2416 | 5.5601 | 640.2416 | 0.0054851 | 824.0042 | 0.088917 | 640.2416 | -0.0020716 | 823.332 | 5.2205 | 824.0042 | 0.21214 | 550.5384 | 1.9131
| 548.8402 | 0.013088 | 640.4729 | 0.017065 | 548.8402 | 0.016916 | 640.4729 | 0.021711 | 640.8478 | 0.022801 | 640.4729 | 0.024626 | 550.6566 | 0.00029757 | 635.27 | 0.020431 | 548.8402 | 1.0151 | 635.27 | -0.00053907 | 635.27 | 0.0026815 | 550.6566 | 0.00026078 | 550.6566 | 0.00030008 | 640.4729 | 5.6285 | 640.4729 | 0.016736 | 824.1706 | 0.083983 | 640.4729 | 0.0067219 | 823.4986 | 5.2846 | 824.1706 | 0.20944 | 550.6566 | 1.9014
| 548.956 | 0 | 640.7042 | 0.021797 | 548.956 | 0 | 640.7042 | -0.048532 | 641.0788 | -0.0059347 | 640.7042 | -0.01216 | 550.7747 | 0.00055555 | 635.5 | -0.018752 | 548.956 | 0.99723 | 635.5 | -0.0033115 | 635.5 | -0.0078116 | 550.7747 | 0.00054433 | 550.7747 | 0.00055784 | 640.7042 | 5.7496 | 640.7042 | 0.0063671 | 824.337 | 0.090263 | 640.7042 | -0.0056124 | 823.6652 | 5.3741 | 824.337 | 0.21614 | 550.7747 | 1.8991
| 549.0719 | 0.0075059 | 640.9356 | 0.016184 | 549.0719 | 0.013668 | 640.9356 | 0.036586 | 641.3097 | 0.017472 | 640.9356 | 0.026153 | 550.8929 | 0.00025962 | 635.73 | -0.010355 | 549.0719 | 0.97617 | 635.73 | 0.0092303 | 635.73 | -0.0027399 | 550.8929 | 0.00028924 | 550.8929 | 0.00026189 | 640.9356 | 5.8554 | 640.9356 | 0.012744 | 824.5035 | 0.081124 | 640.9356 | 0.010065 | 823.8318 | 5.468 | 824.5035 | 0.21232 | 550.8929 | 1.8983
| 549.1877 | 0 | 641.1669 | 0.0007378 | 549.1877 | 0 | 641.1669 | -0.0316 | 641.5407 | -0.0027614 | 641.1669 | -0.011119 | 551.011 | 0.00049711 | 635.96 | -0.057934 | 549.1877 | 0.97063 | 635.96 | -0.0046317 | 635.96 | 0.0012825 | 551.011 | 0.00053803 | 551.011 | 0.00050295 | 641.1669 | 5.9864 | 641.1669 | 0.010618 | 824.6699 | 0.088917 | 641.1669 | -0.00043029 | 823.9984 | 5.4893 | 824.6699 | 0.21766 | 551.011 | 1.9101
| 549.3035 | 0.0092808 | 641.3983 | 0.026122 | 549.3035 | 0.018269 | 641.3983 | 0.033441 | 641.7717 | 0.027769 | 641.3983 | 0.032128 | 551.1292 | 0.00024006 | 636.2 | 0.013714 | 549.3035 | 0.94348 | 636.2 | -0.0021233 | 636.2 | 0.0028565 | 551.1292 | 0.00024879 | 551.1292 | 0.00024518 | 641.3983 | 6.0335 | 641.3983 | 0.013553 | 824.8364 | 0.076975 | 641.3983 | 0.0092636 | 824.165 | 5.5479 | 824.8364 | 0.21355 | 551.1292 | 1.9124
| 549.4194 | 0 | 641.6296 | 0.016633 | 549.4194 | 0 | 641.6296 | -0.032188 | 642.0028 | -0.010136 | 641.6296 | -0.009818 | 551.2474 | 0.0005211 | 636.43 | -0.0092359 | 549.4194 | 0.94008 | 636.43 | -0.0023874 | 636.43 | 0.001982 | 551.2474 | 0.00052157 | 551.2474 | 0.00051553 | 641.6296 | 6.1398 | 641.6296 | 0.0095359 | 825.0029 | 0.089478 | 641.6296 | -0.0028777 | 824.3316 | 5.6401 | 825.0029 | 0.21949 | 551.2474 | 1.9154
| 549.5353 | 0.013088 | 641.861 | 0.022313 | 549.5353 | 0.022059 | 641.861 | 0.020354 | 642.2338 | 0.032725 | 641.861 | 0.033712 | 551.3655 | 0.0002836 | 636.66 | 0.034425 | 549.5353 | 0.91792 | 636.66 | 0.0030255 | 636.66 | 0.0047802 | 551.3655 | 0.0002744 | 551.3655 | 0.00028727 | 641.861 | 6.2567 | 641.861 | 0.0099182 | 825.1693 | 0.081236 | 641.861 | 0.007455 | 824.4982 | 5.7309 | 825.1693 | 0.21766 | 551.3655 | 1.9136
| 549.6511 | 0 | 642.0924 | -9.9937e-05 | 549.6511 | 0 | 642.0924 | -0.025773 | 642.4648 | -0.0024115 | 642.0924 | -0.007567 | 551.4837 | 0.00058233 | 636.89 | -0.0025189 | 549.6511 | 0.92049 | 636.89 | 0.0028934 | 636.89 | 0.0021569 | 551.4837 | 0.00055307 | 551.4837 | 0.00057043 | 642.0924 | 6.3556 | 642.0924 | 0.005487 | 825.3358 | 0.091047 | 642.0924 | -0.0029137 | 824.6648 | 5.7355 | 825.3358 | 0.22383 | 551.4837 | 1.9117
| 549.767 | 0.0006286 | 642.3238 | 0.026543 | 549.767 | 0.015969 | 642.3238 | 0.058007 | 642.6959 | 0.027251 | 642.3238 | 0.031241 | 551.6019 | 0.00030292 | 637.12 | 0.0058775 | 549.767 | 0.91232 | 637.12 | -0.0055558 | 637.12 | -0.0093854 | 551.6019 | 0.00028151 | 551.6019 | 0.00030008 | 642.3238 | 6.4478 | 642.3238 | 0.016154 | 825.5023 | 0.082301 | 642.3238 | 0.016343 | 824.8315 | 5.8086 | 825.5023 | 0.22166 | 551.6019 | 1.905
| 549.8829 | 0 | 642.5552 | 0.017614 | 549.8829 | 0 | 642.5552 | -0.032361 | 642.9269 | -0.0056514 | 642.5552 | -0.0094124 | 551.7201 | 0.0005665 | 637.35 | -0.017632 | 549.8829 | 0.89164 | 637.35 | -0.0092523 | 637.35 | -0.0027399 | 551.7201 | 0.00053092 | 551.7201 | 0.00051553 | 642.5552 | 6.57 | 642.5552 | 0.013907 | 825.6687 | 0.090375 | 642.5552 | 0.0019678 | 824.9981 | 5.8826 | 825.6687 | 0.2256 | 551.7201 | 1.901
| 549.9987 | 0.0050655 | 642.7866 | 0.010008 | 549.9987 | 0.020841 | 642.7866 | 0.045002 | 643.158 | 0.02056 | 642.7866 | 0.028611 | 551.8382 | 0.0002666 | 637.58 | -0.0086761 | 549.9987 | 0.9013 | 637.58 | -0.0039716 | 637.58 | -0.0050134 | 551.8382 | 0.00025794 | 551.8382 | 0.00023672 | 642.7866 | 6.7082 | 642.7866 | 0.017763 | 825.8352 | 0.0846 | 642.7866 | 0.0078241 | 825.1647 | 6.032 | 825.8352 | 0.22389 | 551.8382 | 1.8985
| 550.1146 | 0 | 643.0181 | 0.013296 | 550.1146 | 0 | 643.0181 | -0.040761 | 643.3891 | -0.0092096 | 643.0181 | -0.010224 | 551.9564 | 0.00053786 | 637.82 | -0.014274 | 550.1146 | 0.87529 | 637.82 | -0.0054239 | 637.82 | -0.0023901 | 551.9564 | 0.00051587 | 551.9564 | 0.00049448 | 643.0181 | 6.7802 | 643.0181 | 0.013516 | 826.0017 | 0.09144 | 643.0181 | 0.00445 | 825.3314 | 5.9747 | 826.0017 | 0.22883 | 551.9564 | 1.8982
| 550.2305 | 0.018397 | 643.2495 | 0.01717 | 550.2305 | 0.013804 | 643.2495 | 0.00068065 | 643.6202 | 0.015821 | 643.2495 | 0.026411 | 552.0746 | 0.00027428 | 638.05 | 0.027148 | 550.2305 | 0.87513 | 638.05 | 0.0017053 | 638.05 | -0.0053632 | 552.0746 | 0.00026688 | 552.0746 | 0.00026189 | 643.2495 | 6.9397 | 643.2495 | 0.019108 | 826.1682 | 0.082021 | 643.2495 | 0.0044364 | 825.498 | 6.123 | 826.1682 | 0.22889 | 552.0746 | 1.8939
| 550.3464 | 0 | 643.4809 | 0.014796 | 550.3464 | 0 | 643.4809 | -0.052785 | 643.8513 | -0.00042314 | 643.4809 | -0.014507 | 552.1928 | 0.00055951 | 638.28 | -0.006437 | 550.3464 | 0.86548 | 638.28 | -0.0060837 | 638.28 | -0.0076368 | 552.1928 | 0.00051405 | 552.1928 | 0.00047756 | 643.481 | 7.1245 | 643.4809 | 0.01113 | 826.3347 | 0.087347 | 643.4809 | -0.0025903 | 825.6647 | 6.1402 | 826.3347 | 0.23382 | 552.1928 | 1.8963
| 550.4623 | 0 | 643.7124 | 0.029199 | 550.4623 | 0.020435 | 643.7124 | 0.019589 | 644.0824 | 0.024113 | 643.7124 | 0.035277 | 552.311 | 0.00028663 | 638.51 | 0.014274 | 550.4623 | 0.87573 | 638.51 | 0.0030255 | 638.51 | -0.009735 | 552.311 | 0.00025468 | 552.311 | 0.0002198 | 643.7124 | 7.2677 | 643.7124 | 0.017101 | 826.5011 | 0.083479 | 643.7124 | -0.0059293 | 825.8313 | 6.2435 | 826.5011 | 0.23411 | 552.311 | 1.9002
| 550.5782 | 0 | 643.9439 | 0.015695 | 550.5782 | 0 | 643.9439 | -0.033023 | 644.3135 | 0.002739 | 643.9439 | -0.0088785 | 552.4292 | 0.0005821 | 638.74 | -0.017632 | 550.5782 | 0.83997 | 638.74 | -0.0074043 | 638.74 | 0.0053049 | 552.4292 | 0.00051872 | 552.4292 | 0.00047756 | 643.9439 | 7.3183 | 643.9439 | 0.014087 | 826.6676 | 0.089365 | 643.9439 | 0.0047939 | 825.998 | 6.256 | 826.6676 | 0.23746 | 552.4292 | 1.9075
| 550.6941 | 0.0066185 | 644.1754 | 0.019948 | 550.6941 | 0.011029 | 644.1754 | 0.029463 | 644.5447 | 0.014894 | 644.1754 | 0.029262 | 552.5474 | 0.0002964 | 638.97 | -0.00027989 | 550.6941 | 0.86218 | 638.97 | 0.0043457 | 638.97 | -0.0058878 | 552.5474 | 0.00026586 | 552.5474 | 0.00025777 | 644.1754 | 7.4288 | 644.1754 | 0.01927 | 826.8341 | 0.084656 | 644.1754 | 0.0012001 | 826.1646 | 6.3333 | 826.8341 | 0.23817 | 552.5474 | 1.904
| 550.81 | 0 | 644.4069 | 0.012735 | 550.81 | 0 | 644.4069 | -0.041408 | 644.7758 | -0.0066027 | 644.4069 | -0.01317 | 552.6656 | 0.00057022 | 639.21 | -0.038343 | 550.81 | 0.85489 | 639.21 | -0.014137 | 639.21 | 0.008628 | 552.6656 | 0.00053803 | 552.6656 | 0.00049015 | 644.4069 | 7.5789 | 644.4069 | 0.012158 | 827.0006 | 0.090094 | 644.4069 | -0.010716 | 826.3313 | 6.426 | 827.0006 | 0.24134 | 552.6656 | 1.9048
| 550.926 | 0 | 644.6384 | 0.019717 | 550.926 | 0.024901 | 644.6384 | 0.023617 | 645.007 | 0.013866 | 644.6384 | 0.032698 | 552.7838 | 0.00027428 | 639.44 | -0.011475 | 550.926 | 0.84847 | 639.44 | 0.0006491 | 639.44 | 0.0044305 | 552.7838 | 0.00027501 | 552.7838 | 0.00023238 | 644.6384 | 7.6725 | 644.6384 | 0.012722 | 827.1671 | 0.083086 | 644.6384 | 0.0018363 | 826.498 | 6.4752 | 827.1671 | 0.24269 | 552.7838 | 1.9017
| 551.0419 | 0 | 644.8699 | 0.0074955 | 551.0419 | 0 | 644.8699 | -0.032164 | 645.2381 | -0.016399 | 644.8699 | -0.012905 | 552.902 | 0.00056533 | 639.67 | -0.02211 | 551.0419 | 0.83931 | 639.67 | -0.00027504 | 639.67 | -0.0099105 | 552.902 | 0.00052157 | 552.902 | 0.00043937 | 644.8699 | 7.8289 | 644.8699 | 0.013833 | 827.3336 | 0.083367 | 644.8699 | -0.011354 | 826.6646 | 6.515 | 827.3336 | 0.24516 | 552.902 | 1.9114
| 551.1578 | 0.0028471 | 645.1014 | 0.020773 | 551.1578 | 0.0086826 | 645.1014 | 0.015406 | 645.4693 | 0.025136 | 645.1014 | 0.033602 | 553.0202 | 0.00030036 | 639.9 | 0.010355 | 551.1578 | 0.85396 | 639.9 | 0.0039496 | 639.9 | 0.0023318 | 553.0202 | 0.00025021 | 553.0202 | 0.00020699 | 645.1014 | 7.9433 | 645.1014 | 0.016751 | 827.5001 | 0.084376 | 645.1014 | 0.0028404 | 826.8313 | 6.5676 | 827.5001 | 0.24698 | 553.0202 | 1.9106
| 551.2738 | 0 | 645.333 | 0.010737 | 551.2738 | 0 | 645.333 | -0.038855 | 645.7005 | -0.011845 | 645.333 | -0.016201 | 553.1385 | 0.00055462 | 640.13 | -0.031067 | 551.2738 | 0.8392 | 640.13 | -0.0013312 | 640.13 | 0.0033811 | 553.1385 | 0.00051831 | 553.1385 | 0.00046476 | 645.3329 | 8.1025 | 645.333 | 0.011433 | 827.6667 | 0.088973 | 645.333 | -0.004471 | 826.998 | 6.7476 | 827.6667 | 0.24939 | 553.1385 | 1.9144
| 551.3897 | 0.0068403 | 645.5645 | 0.018342 | 551.3897 | 0.0039893 | 645.5645 | 0.033484 | 645.9317 | 0.017695 | 645.5645 | 0.023415 | 553.2567 | 0.00026404 | 640.36 | -0.019311 | 551.3897 | 0.7962 | 640.36 | -0.0047637 | 640.36 | -0.004139 | 553.2567 | 0.00027176 | 553.2567 | 0.00025777 | 645.5645 | 8.2533 | 645.5645 | 0.018327 | 827.8332 | 0.083086 | 645.5645 | 0.0040108 | 827.1647 | 6.6603 | 827.8332 | 0.25144 | 553.2567 | 1.9024
| 551.5057 | 0 | 645.7961 | 0.013383 | 551.5057 | 0 | 645.7961 | -0.041626 | 646.1629 | -0.01544 | 645.7961 | -0.012748 | 553.3749 | 0.00054484 | 640.59 | -0.0075566 | 551.5057 | 0.80009 | 640.59 | -0.0039716 | 640.59 | -0.014282 | 553.3749 | 0.00054331 | 553.3749 | 0.00051553 | 645.7961 | 8.4118 | 645.7961 | 0.011836 | 827.9997 | 0.082806 | 645.7961 | -0.0063051 | 827.3314 | 6.7129 | 827.9997 | 0.25385 | 553.3749 | 1.9015
| 551.6216 | 0.010612 | 646.0276 | 0.018774 | 551.6216 | 0.021653 | 646.0276 | 0.0014013 | 646.3941 | 0.021347 | 646.0276 | 0.025962 | 553.4931 | 0.00029547 | 640.83 | 0.0075566 | 551.6216 | 0.80475 | 640.83 | -0.0019913 | 640.83 | 0.010377 | 553.4931 | 0.00027582 | 553.4931 | 0.00025777 | 646.0276 | 8.541 | 646.0276 | 0.014122 | 828.1662 | 0.080956 | 646.0276 | 0.0040346 | 827.4981 | 6.7763 | 828.1662 | 0.25673 | 553.4931 | 1.8947
| 551.7376 | 0 | 646.2592 | 0.021542 | 551.7376 | 0 | 646.2592 | -0.03733 | 646.6254 | -0.0032433 | 646.2592 | -0.0062417 | 553.6113 | 0.00056603 | 641.06 | -0.00027989 | 551.7376 | 0.78994 | 641.06 | -0.0068759 | 641.06 | -0.00064125 | 553.6113 | 0.00053803 | 553.6113 | 0.00051553 | 646.2592 | 8.5886 | 646.2592 | 0.010822 | 828.3328 | 0.083367 | 646.2592 | -0.0041774 | 827.6648 | 6.7693 | 828.3328 | 0.25849 | 553.6113 | 1.8957
| 551.8535 | 0.0072841 | 646.4908 | 0.019841 | 551.8535 | 0.010091 | 646.4908 | 0.015144 | 646.8566 | 0.016758 | 646.4908 | 0.028942 | 553.7296 | 0.00027638 | 641.29 | -0.0081163 | 551.8535 | 0.76411 | 641.29 | -0.0026514 | 641.29 | 0.0014574 | 553.7296 | 0.00026586 | 553.7296 | 0.00025777 | 646.4908 | 8.8055 | 646.4908 | 0.023144 | 828.4993 | 0.070472 | 646.4908 | 0.010652 | 827.8315 | 6.8564 | 828.4993 | 0.26037 | 553.7296 | 1.8916
| 551.9695 | 0 | 646.7224 | 0.02064 | 551.9695 | 0 | 646.7224 | -0.030644 | 647.0879 | 0.0018033 | 646.7224 | -0.0073167 | 553.8478 | 0.00056417 | 641.52 | -0.0013994 | 551.9695 | 0.78451 | 641.52 | 0.0075142 | 641.52 | 0.0033811 | 553.8478 | 0.00051689 | 553.8478 | 0.00059169 | 646.7224 | 8.9402 | 646.7224 | 0.023006 | 828.6658 | 0.081685 | 646.7224 | -0.0013891 | 827.9982 | 6.9307 | 828.6658 | 0.26202 | 553.8478 | 1.8988
| 552.0855 | 0.0035126 | 646.954 | 0.021511 | 552.0855 | 0.021382 | 646.954 | 0.017654 | 647.3191 | 0.017752 | 646.954 | 0.028808 | 553.966 | 0.00029594 | 641.75 | -0.00083963 | 552.0855 | 0.78062 | 641.75 | 0.0024974 | 641.75 | -0.004139 | 553.966 | 0.00025692 | 553.966 | 0.00033392 | 646.954 | 9.0925 | 646.954 | 0.015554 | 828.8324 | 0.081236 | 646.954 | 0.011112 | 828.1649 | 6.9862 | 828.8324 | 0.26772 | 553.966 | 1.8986
| 552.2015 | 0 | 647.1856 | 0.014209 | 552.2015 | 0 | 647.1856 | -0.03474 | 647.5504 | 0.0011466 | 647.1856 | -0.012464 | 554.0843 | 0.00057232 | 641.98 | -0.017632 | 552.2015 | 0.77612 | 641.98 | -0.0084602 | 641.98 | 0.014224 | 554.0843 | 0.00050449 | 554.0843 | 0.00060428 | 647.1856 | 9.2657 | 647.1856 | 0.016909 | 828.9989 | 0.085553 | 647.1856 | 0.0035095 | 828.3316 | 6.9496 | 828.9989 | 0.27242 | 554.0843 | 1.9033
| 552.3174 | 0.016175 | 647.4173 | 0.026044 | 552.3174 | 0.021788 | 647.4173 | 0.027441 | 647.7817 | 0.028041 | 647.4173 | 0.027147 | 554.2025 | 0.00027964 | 642.22 | -0.012595 | 552.3174 | 0.77612 | 642.22 | 0.0090985 | 642.22 | 0.0037309 | 554.2025 | 0.00025042 | 554.2025 | 0.00027035 | 647.4173 | 9.4187 | 647.4173 | 0.023218 | 829.1654 | 0.068734 | 647.4173 | 0.0049452 | 828.4983 | 7.0288 | 829.1654 | 0.27876 | 554.2025 | 1.9036
| 552.4334 | 0 | 647.6489 | 0.0228 | 552.4334 | 0 | 647.6489 | -0.0051672 | 648.013 | -0.0012515 | 647.6489 | -0.0077841 | 554.3208 | 0.00055253 | 642.45 | -0.013154 | 552.4334 | 0.74919 | 642.45 | -0.012421 | 642.45 | -0.009735 | 554.3208 | 0.00052278 | 554.3208 | 0.00051553 | 647.6489 | 9.6375 | 647.6489 | 0.021605 | 829.332 | 0.081012 | 647.6489 | -0.0022735 | 828.665 | 7.0685 | 829.332 | 0.28123 | 554.3208 | 1.9125
| 552.5494 | 0.011721 | 647.8806 | 0.02015 | 552.5494 | 0.014345 | 647.8806 | 0.03456 | 648.2443 | 0.037359 | 647.8806 | 0.031295 | 554.439 | 0.00027661 | 642.68 | -0.00027989 | 552.5494 | 0.72022 | 642.68 | 0.005402 | 642.68 | 0.00093272 | 554.439 | 0.00027826 | 554.439 | 0.00024518 | 647.8806 | 9.8803 | 647.8806 | 0.021946 | 829.4985 | 0.081629 | 647.8806 | -0.0052295 | 828.8317 | 7.1741 | 829.4985 | 0.28376 | 554.439 | 1.9135
| 552.6654 | 0 | 648.1122 | 0.015014 | 552.6654 | 0 | 648.1122 | -0.034624 | 648.4756 | -0.015203 | 648.1122 | -0.013839 | 554.5573 | 0.00058233 | 642.91 | 0.014274 | 552.6654 | 0.72379 | 642.91 | -0.0080641 | 642.91 | -0.0072872 | 554.5573 | 0.0005484 | 554.5573 | 0.00052812 | 648.1122 | 9.9549 | 648.1122 | 0.016804 | 829.6651 | 0.074228 | 648.1122 | -0.0089173 | 828.9985 | 7.0938 | 829.6651 | 0.28352 | 554.5573 | 1.9141
| 552.7814 | 0.0050655 | 648.3439 | 0.024398 | 552.7814 | 0.0079785 | 648.3439 | 0.019373 | 648.7069 | 0.020499 | 648.3439 | 0.032307 | 554.6755 | 0.00030944 | 643.14 | -0.0086761 | 552.7814 | 0.72423 | 643.14 | 0.00725 | 643.14 | -0.0092106 | 554.6755 | 0.00027399 | 554.6755 | 0.00028315 | 648.3439 | 10.2694 | 648.3439 | 0.026207 | 829.8316 | 0.06851 | 648.3439 | 0.0058778 | 829.1652 | 7.1996 | 829.8316 | 0.2844 | 554.6755 | 1.908
| 552.8975 | 0 | 648.5756 | 0.013548 | 552.8975 | 0 | 648.5756 | -0.036859 | 648.9383 | -0.014179 | 648.5756 | -0.013999 | 554.7938 | 0.00057884 | 643.37 | -0.0047579 | 552.8975 | 0.70854 | 643.37 | -0.010176 | 643.37 | -0.00081612 | 554.7938 | 0.00056872 | 554.7938 | 0.0005535 | 648.5756 | 10.4496 | 648.5756 | 0.019772 | 829.9982 | 0.066211 | 648.5756 | -0.010268 | 829.3319 | 7.2705 | 829.9982 | 0.28387 | 554.7938 | 1.9115
| 553.0135 | 0.013952 | 648.8073 | 0.017015 | 553.0135 | 0.01854 | 648.8073 | 0.011785 | 649.1696 | 0.0051192 | 648.8073 | 0.022867 | 554.9121 | 0.00027545 | 643.61 | -0.014274 | 553.0135 | 0.6945 | 643.61 | 0.00051708 | 643.61 | 0.0039058 | 554.9121 | 0.00030001 | 554.9121 | 0.00027035 | 648.8073 | 10.6561 | 648.8073 | 0.02314 | 830.1648 | 0.070864 | 648.8073 | 0.0055351 | 829.4986 | 7.3048 | 830.1648 | 0.28534 | 554.9121 | 1.9095
| 553.1295 | 0 | 649.039 | 0.011805 | 553.1295 | 0 | 649.039 | -0.025322 | 649.401 | -0.0064002 | 649.039 | -0.015215 | 555.0303 | 0.00053669 | 643.84 | -0.014833 | 553.1295 | 0.68451 | 643.84 | 0.0010452 | 643.84 | -0.0048385 | 555.0303 | 0.00056364 | 555.0303 | 0.00051553 | 649.039 | 10.7393 | 649.039 | 0.017949 | 830.3314 | 0.066043 | 649.039 | -0.0012081 | 829.6654 | 7.2101 | 830.3314 | 0.28758 | 555.0303 | 1.9151
| 553.2455 | 0.0046219 | 649.2707 | 0.014923 | 553.2455 | 0.01624 | 649.2707 | 0.017928 | 649.6323 | 0.02272 | 649.2707 | 0.027657 | 555.1486 | 0.00026823 | 644.07 | -0.010355 | 553.2455 | 0.71523 | 644.07 | -0.011101 | 644.07 | -0.0062376 | 555.1486 | 0.00026607 | 555.1486 | 0.00024518 | 649.2707 | 10.986 | 649.2707 | 0.025836 | 830.4979 | 0.056288 | 649.2707 | 0.0084382 | 829.8321 | 7.3257 | 830.4979 | 0.2911 | 555.1486 | 1.9163
| 553.3615 | 0 | 649.5025 | 0.016995 | 553.3615 | 0 | 649.5025 | -0.030215 | 649.8637 | -0.00049802 | 649.5025 | -0.01179 | 555.2669 | 0.00054927 | 644.3 | -0.010355 | 553.3615 | 0.69795 | 644.3 | -0.0075362 | 644.3 | -0.0020404 | 555.2669 | 0.0005299 | 555.2669 | 0.00054092 | 649.5024 | 11.1157 | 649.5025 | 0.020543 | 830.6645 | 0.070584 | 649.5025 | -0.0073082 | 829.9989 | 7.2424 | 830.6645 | 0.2928 | 555.2669 | 1.9178
| 553.4776 | 0.0066185 | 649.7342 | 0.016966 | 553.4776 | 0.025848 | 649.7342 | 0.047192 | 650.0951 | 0.02654 | 649.7342 | 0.030381 | 555.3851 | 0.00028569 | 644.53 | 0.014833 | 553.4776 | 0.71556 | 644.53 | -0.0050278 | 644.53 | 0.0054798 | 555.3851 | 0.00026973 | 555.3851 | 0.00029574 | 649.7342 | 11.5232 | 649.7342 | 0.018078 | 830.8311 | 0.075798 | 649.7342 | 0.00010862 | 830.1656 | 7.3758 | 830.8311 | 0.29292 | 555.3851 | 1.9158
| 553.5936 | 0 | 649.9659 | 0.014039 | 553.5936 | 0 | 649.9659 | -0.030413 | 650.3265 | 0.0026869 | 649.9659 | -0.013043 | 555.5034 | 0.00058769 | 644.76 | -0.00083963 | 553.5936 | 0.68144 | 644.76 | -0.00027504 | 644.76 | 0.0042556 | 555.5034 | 0.00051242 | 555.5034 | 0.00052812 | 649.9659 | 11.6524 | 649.9659 | 0.027345 | 830.9977 | 0.052532 | 649.9659 | -0.0026493 | 830.3324 | 7.3205 | 830.9977 | 0.2928 | 555.5034 | 1.9181
| 553.7097 | 0.0061749 | 650.1977 | 0.019302 | 553.7097 | 0.0044586 | 650.1977 | 0.0090358 | 650.5579 | 0.025648 | 650.1977 | 0.030037 | 555.6217 | 0.00030642 | 645 | 0.0075566 | 553.7097 | 0.68457 | 645 | -0.0023874 | 645 | 0.012476 | 555.6217 | 0.00024838 | 555.6217 | 0.00023672 | 650.1977 | 11.9111 | 650.1977 | 0.031226 | 831.1642 | 0.059035 | 650.1977 | 0.005115 | 830.4992 | 7.2879 | 831.1642 | 0.2931 | 555.6217 | 1.9228
| 553.8257 | 0 | 650.4295 | 0.018561 | 553.8257 | 0 | 650.4295 | -0.046604 | 650.7894 | 0.0020825 | 650.4295 | -0.0058085 | 555.74 | 0.00055718 | 645.23 | -0.025469 | 553.8257 | 0.67426 | 645.23 | -0.0011992 | 645.23 | 0.00513 | 555.74 | 0.00051059 | 555.74 | 0.00048168 | 650.4295 | 12.0172 | 650.4295 | 0.01917 | 831.3308 | 0.045916 | 650.4295 | -0.0089444 | 830.6659 | 7.3987 | 831.3308 | 0.29457 | 555.74 | 1.9394
| 553.9418 | 0.016175 | 650.6613 | 0.020555 | 553.9418 | 0.0093865 | 650.6613 | 0.025674 | 651.0208 | 0.031856 | 650.6613 | 0.030536 | 555.8583 | 0.00025379 | 645.46 | 0.0058775 | 553.9418 | 0.6827 | 645.46 | -0.0025194 | 645.46 | 0.003556 | 555.8583 | 0.00026871 | 555.8583 | 0.00025364 | 650.6613 | 12.3302 | 650.6613 | 0.033791 | 831.4974 | 0.049897 | 650.6613 | -8.2942e-06 | 830.8327 | 7.388 | 831.4974 | 0.29645 | 555.8583 | 1.9441
| 554.0579 | 0 | 650.893 | 0.015895 | 554.0579 | 0 | 650.893 | -0.050342 | 651.2523 | 0.0013505 | 650.893 | -0.01223 | 555.9765 | 0.00055253 | 645.69 | -0.013714 | 554.0579 | 0.66318 | 645.69 | -0.010837 | 645.69 | -0.00011659 | 555.9765 | 0.00051343 | 555.9765 | 0.0004691 | 650.8931 | 12.4878 | 650.893 | 0.025947 | 831.664 | 0.058923 | 650.893 | -0.011579 | 830.9995 | 7.3784 | 831.664 | 0.29903 | 555.9765 | 1.9569
| 554.1739 | 0.025312 | 651.1249 | 0.014759 | 554.1739 | 0.0082132 | 651.1249 | 0.020076 | 651.4837 | 0.025935 | 651.1249 | 0.029191 | 556.0948 | 0.00030129 | 645.92 | 0.0092359 | 554.1739 | 0.65281 | 645.92 | -0.0044997 | 645.92 | -0.0034394 | 556.0948 | 0.0002494 | 556.0948 | 0.00023021 | 651.1249 | 12.8316 | 651.1249 | 0.029975 | 831.8306 | 0.055671 | 651.1249 | 0.0055412 | 831.1662 | 7.4078 | 831.8306 | 0.30044 | 556.0948 | 1.9515
| 554.29 | 0 | 651.3567 | 0.010773 | 554.29 | 0 | 651.3567 | -0.0069287 | 651.7152 | -0.00633 | 651.3567 | -0.010971 | 556.2131 | 0.00058 | 646.16 | -0.012595 | 554.29 | 0.67673 | 646.16 | 0.0036855 | 646.16 | -0.009735 | 556.2131 | 0.00051669 | 556.2131 | 0.00045847 | 651.3567 | 13.0296 | 651.3567 | 0.024628 | 831.9972 | 0.060212 | 651.3567 | -0.01009 | 831.333 | 7.374 | 831.9972 | 0.30244 | 556.2131 | 1.9507
| 554.4061 | 0.0044001 | 651.5885 | 0.019167 | 554.4061 | 0.0053973 | 651.5885 | 0.042474 | 651.9466 | 0.019986 | 651.5885 | 0.026953 | 556.3314 | 0.00027871 | 646.39 | -0.014274 | 554.4061 | 0.66043 | 646.39 | -0.0035756 | 646.39 | -0.00099105 | 556.3314 | 0.00027156 | 556.3314 | 0.00023867 | 651.5885 | 13.2276 | 651.5885 | 0.029719 | 832.1638 | 0.058643 | 651.5885 | 0.0034479 | 831.4998 | 7.4334 | 832.1638 | 0.3032 | 556.3314 | 1.9366
| 554.5222 | 0 | 651.8203 | 0.0097516 | 554.5222 | 0 | 651.8203 | -0.026944 | 652.1781 | -0.0030785 | 651.8203 | -0.012862 | 556.4497 | 0.00059188 | 646.62 | 0.011475 | 554.5222 | 0.65138 | 646.62 | -0.0048957 | 646.62 | -0.012883 | 556.4497 | 0.00052055 | 556.4497 | 0.00045218 | 651.8203 | 13.433 | 651.8203 | 0.023966 | 832.3304 | 0.046421 | 651.8203 | -0.0021007 | 831.6666 | 7.4547 | 832.3304 | 0.30508 | 556.4497 | 1.9323
| 554.6383 | 0.021731 | 652.0522 | 0.019147 | 554.6383 | 0.021653 | 652.0522 | 0.038783 | 652.4096 | 0.016736 | 652.0522 | 0.027704 | 556.568 | 0.00031457 | 646.85 | -0.035543 | 554.6383 | 0.65451 | 646.85 | -0.0047637 | 646.85 | -0.012183 | 556.568 | 0.00025225 | 556.568 | 0.00022392 | 652.0522 | 13.7243 | 652.0522 | 0.031576 | 832.497 | 0.054045 | 652.0522 | 0.00018635 | 831.8334 | 7.4912 | 832.497 | 0.30538 | 556.568 | 1.9313
| 554.7544 | 0 | 652.284 | 0.018621 | 554.7544 | 0 | 652.284 | -0.035281 | 652.6412 | 0.0025473 | 652.284 | -0.014359 | 556.6863 | 0.00060073 | 647.08 | -0.02267 | 554.7544 | 0.62242 | 647.08 | -0.013609 | 647.08 | -0.013233 | 556.6863 | 0.00049311 | 556.6863 | 0.0004563 | 652.284 | 14.102 | 652.284 | 0.025361 | 832.6636 | 0.045524 | 652.284 | 0.0061135 | 832.0002 | 7.4883 | 832.6636 | 0.30802 | 556.6863 | 1.9313
| 554.8705 | 0.0039563 | 652.5159 | 0.016686 | 554.8705 | 0.016916 | 652.5159 | 0.0096376 | 652.8727 | 0.017916 | 652.5159 | 0.026249 | 556.8047 | 0.00028779 | 647.31 | -0.018192 | 554.8705 | 0.62664 | 647.31 | 0.0031575 | 647.31 | 0.0058296 | 556.8047 | 0.00024229 | 556.8047 | 0.00023672 | 652.5159 | 14.3356 | 652.5159 | 0.037019 | 832.8303 | 0.042272 | 652.5159 | 0.0049232 | 832.167 | 7.4999 | 832.8303 | 0.30978 | 556.8047 | 1.9288
| 554.9866 | 0 | 652.7478 | 0.013577 | 554.9866 | 0 | 652.7478 | -0.047846 | 653.1042 | -0.0034028 | 652.7478 | -0.010163 | 556.923 | 0.00056976 | 647.55 | -0.031627 | 554.9866 | 0.63624 | 647.55 | -0.0050278 | 647.55 | -0.012358 | 556.923 | 0.00051242 | 556.923 | 0.00047756 | 652.7478 | 14.435 | 652.7478 | 0.034538 | 832.9969 | 0.055503 | 652.7478 | -0.0037509 | 832.3338 | 7.5559 | 832.9969 | 0.31313 | 556.923 | 1.9279
| 555.1027 | 0.012165 | 652.9797 | 0.023397 | 555.1027 | 0.0049279 | 652.9797 | 0.025974 | 653.3357 | 0.026282 | 652.9797 | 0.027994 | 557.0413 | 0.00028779 | 647.78 | 0.02267 | 555.1027 | 0.61513 | 647.78 | -0.00582 | 647.78 | 0.016498 | 557.0413 | 0.00027074 | 557.0413 | 0.00024518 | 652.9796 | 14.7898 | 652.9797 | 0.028811 | 833.1635 | 0.066548 | 652.9797 | 0.0047295 | 832.5006 | 7.5989 | 833.1635 | 0.31342 | 557.0413 | 1.929
| 555.2188 | 0 | 653.2115 | 0.0099242 | 555.2188 | 0 | 653.2115 | -0.03929 | 653.5673 | 0.00034947 | 653.2115 | -0.01507 | 557.1596 | 0.0005509 | 648.01 | -0.038637 | 555.2188 | 0.63504 | 648.01 | -0.0014532 | 648.01 | -0.003416 | 557.1596 | 0.00052157 | 557.1596 | 0.00047756 | 653.2115 | 14.8374 | 653.2115 | 0.035207 | 833.3302 | 0.050289 | 653.2115 | -0.0038957 | 832.6674 | 7.5896 | 833.3302 | 0.31483 | 557.1596 | 1.9375
| 555.335 | 0 | 653.4435 | 0.018581 | 555.335 | 0.020164 | 653.4435 | 0.023954 | 653.7989 | 0.02767 | 653.4435 | 0.029425 | 557.2779 | 0.00027265 | 648.24 | 0.004238 | 555.335 | 0.62149 | 648.24 | -0.0024101 | 648.24 | 0.0012947 | 557.2779 | 0.00025225 | 557.2779 | 0.00023238 | 653.4435 | 15.102 | 653.4435 | 0.035022 | 833.4968 | 0.050682 | 653.4435 | 0.010766 | 832.8342 | 7.7214 | 833.4968 | 0.31366 | 557.2779 | 1.9401
| 555.4511 | 0 | 653.6754 | 0.0072469 | 555.4511 | 0 | 653.6754 | -0.030431 | 654.0304 | -0.011846 | 653.6754 | -0.01735 | 557.3963 | 0.0005523 | 648.47 | -0.025047 | 555.4511 | 0.60032 | 648.47 | -0.0095691 | 648.47 | -0.0076787 | 557.3963 | 0.000511 | 557.3963 | 0.00051553 | 653.6754 | 15.5169 | 653.6754 | 0.031299 | 833.6634 | 0.045524 | 653.6754 | -0.0082166 | 833.001 | 7.6934 | 833.6634 | 0.31448 | 557.3963 | 1.9466
| 555.5672 | 0.0090589 | 653.9073 | 0.015492 | 555.5672 | 0.024359 | 653.9073 | 0.036845 | 654.262 | 0.026315 | 653.9073 | 0.03529 | 557.5146 | 0.00028895 | 648.71 | -0.003075 | 555.5672 | 0.61046 | 648.71 | 0.006714 | 648.71 | 0.001281 | 557.5146 | 0.00026017 | 557.5146 | 0.00028315 | 653.9073 | 15.8473 | 653.9073 | 0.038714 | 833.8301 | 0.057465 | 653.9073 | -0.0026517 | 833.1679 | 7.6729 | 833.8301 | 0.31348 | 557.5146 | 1.9524
| 555.6834 | 0 | 654.1392 | 0.011377 | 555.6834 | 0 | 654.1392 | -0.05003 | 654.4936 | -0.0043564 | 654.1392 | -0.018082 | 557.6329 | 0.00057255 | 648.94 | -0.03231 | 555.6834 | 0.60262 | 648.94 | -0.0053122 | 648.94 | 0.00076077 | 557.6329 | 0.00050876 | 557.6329 | 0.00059169 | 654.1392 | 15.872 | 654.1392 | 0.034159 | 833.9967 | 0.041095 | 654.1392 | -0.0021904 | 833.3347 | 7.6238 | 833.9967 | 0.31566 | 557.6329 | 1.9604
| 555.7995 | 0.0039563 | 654.3712 | 0.0049667 | 555.7995 | 0.025983 | 654.3712 | 0.017793 | 654.7252 | 0.0084905 | 654.3712 | 0.024111 | 557.7513 | 0.00028895 | 649.17 | -0.0014054 | 555.7995 | 0.59132 | 649.17 | -0.0037235 | 649.17 | 0.00093669 | 557.7513 | 0.00025082 | 557.7513 | 0.00030854 | 654.3712 | 15.9559 | 654.3712 | 0.032783 | 834.1633 | 0.043393 | 654.3712 | 0.0082701 | 833.5015 | 7.6921 | 834.1633 | 0.31648 | 557.7513 | 1.9642
| 555.9157 | 0 | 654.6032 | 0.015984 | 555.9157 | 0 | 654.6032 | -0.058192 | 654.9568 | 0.0010769 | 654.6032 | -0.019297 | 557.8696 | 0.00055555 | 649.4 | 0.00027893 | 555.9157 | 0.55901 | 649.4 | -0.0082999 | 649.4 | -0.00063905 | 557.8696 | 0.00047603 | 557.8696 | 0.00052812 | 654.6032 | 16.5312 | 654.6032 | 0.036697 | 834.33 | 0.043842 | 654.6032 | -0.00054498 | 833.6684 | 7.7176 | 834.33 | 0.31912 | 557.8696 | 1.9662
| 556.0318 | 0.0092808 | 654.8351 | 0.016909 | 556.0318 | 0.011029 | 654.8351 | 0.0067818 | 655.1885 | 0.033594 | 654.8351 | 0.02513 | 557.9879 | 0.0002666 | 649.63 | -0.0165 | 556.0318 | 0.56872 | 649.63 | 0.0039467 | 649.63 | 0.013689 | 557.9879 | 0.00022663 | 557.9879 | 0.0002198 | 654.8351 | 16.7636 | 654.8351 | 0.040978 | 834.4966 | 0.041824 | 654.8351 | 0.0042514 | 833.8352 | 7.7614 | 834.4966 | 0.31989 | 557.9879 | 1.9619
| 556.148 | 0 | 655.0671 | 0.0047643 | 556.148 | 0 | 655.0671 | -0.068079 | 655.4201 | -0.0069583 | 655.0671 | -0.018854 | 558.1063 | 0.00055509 | 649.87 | -0.0031005 | 556.148 | 0.5657 | 649.87 | -0.0014736 | 649.87 | -0.013327 | 558.1063 | 0.0004675 | 558.1063 | 0.00042679 | 655.0671 | 17.1436 | 655.0671 | 0.026344 | 834.6633 | 0.029658 | 655.0671 | 0.0042635 | 834.002 | 7.7546 | 834.6633 | 0.32224 | 558.1063 | 1.9613
| 556.2642 | 0.011721 | 655.2991 | 0.016501 | 556.2642 | 0.017187 | 655.2991 | 0.022114 | 655.6517 | 0.02925 | 655.2991 | 0.024286 | 558.2246 | 0.00029268 | 650.1 | -0.0041891 | 556.2642 | 0.5583 | 650.1 | -0.0018552 | 650.1 | -0.0018614 | 558.2246 | 0.0002429 | 558.2246 | 0.00020699 | 655.2991 | 17.346 | 655.2991 | 0.046054 | 834.83 | 0.038067 | 655.2991 | 0.0059553 | 834.1689 | 7.8613 | 834.83 | 0.32288 | 558.2246 | 1.9469
| 556.3803 | 0 | 655.5311 | 0.0038943 | 556.3803 | 0 | 655.5311 | -0.022772 | 655.8834 | -0.013921 | 655.5311 | -0.022002 | 558.343 | 0.00057628 | 650.33 | -0.01225 | 556.3803 | 0.55857 | 650.33 | -0.0028358 | 650.33 | -0.0035156 | 558.343 | 0.00050307 | 558.343 | 0.00043937 | 655.5311 | 17.5919 | 655.5311 | 0.037081 | 834.9966 | 0.039525 | 655.5311 | -0.0095904 | 834.3357 | 7.7259 | 834.9966 | 0.32517 | 558.343 | 1.9442
| 556.4965 | 0.011721 | 655.7631 | 0.019185 | 556.4965 | 0.026525 | 655.7631 | 0.024369 | 656.1151 | 0.02254 | 655.7631 | 0.024779 | 558.4613 | 0.00028895 | 650.56 | 0.015079 | 556.4965 | 0.5561 | 650.56 | 0.0049037 | 650.56 | 0.0081093 | 558.4613 | 0.00026322 | 558.4613 | 0.00023238 | 655.7631 | 17.7785 | 655.7631 | 0.044964 | 835.1633 | 0.047991 | 655.7631 | 0.010937 | 834.5026 | 7.9094 | 835.1633 | 0.32594 | 558.4613 | 1.9451
| 556.6127 | 0 | 655.9951 | 0.0087905 | 556.6127 | 0 | 655.9951 | -0.030198 | 656.3468 | -0.024648 | 655.9951 | -0.017011 | 558.5797 | 0.00054578 | 650.79 | 0.010104 | 556.6127 | 0.55062 | 650.79 | -0.0076107 | 650.79 | 0.010295 | 558.5797 | 0.00051343 | 558.5797 | 0.0005535 | 655.9951 | 18.0932 | 655.9951 | 0.043692 | 835.33 | 0.040478 | 655.9951 | -0.0062102 | 834.6694 | 7.8898 | 835.33 | 0.32811 | 558.5797 | 1.9602
| 556.7289 | 0.011721 | 656.2272 | 0.0080769 | 556.7289 | 0.011968 | 656.2272 | -0.015099 | 656.5784 | 0.011157 | 656.2272 | 0.023957 | 558.698 | 0.00026241 | 651.03 | 0.064653 | 556.7289 | 0.57558 | 651.03 | 0.0026758 | 651.03 | 0.0082464 | 558.698 | 0.00025367 | 558.698 | 0.00032112 | 656.2272 | 18.321 | 656.2272 | 0.047239 | 835.4966 | 0.035881 | 656.2272 | 0.0006706 | 834.8363 | 7.9259 | 835.4966 | 0.3277 | 558.698 | 1.977
| 556.8451 | 0 | 656.4592 | 0.0018169 | 556.8451 | 0 | 656.4592 | -0.028349 | 656.8102 | -0.0093647 | 656.4592 | -0.014586 | 558.8164 | 0.00051062 | 651.26 | -0.0080166 | 556.8451 | 0.55994 | 651.26 | -0.008555 | 651.26 | 0.00080397 | 558.8164 | 0.00053193 | 558.8164 | 0.0005535 | 656.4592 | 18.6084 | 656.4592 | 0.039783 | 835.6633 | 0.035993 | 656.4592 | -0.0073323 | 835.0032 | 7.9722 | 835.6633 | 0.32858 | 558.8164 | 1.9893
| 556.9613 | 0.0099464 | 656.6913 | 0.011935 | 556.9613 | 0.023006 | 656.6913 | -0.010029 | 657.0419 | 0.01517 | 656.6913 | 0.028084 | 558.9348 | 0.000251 | 651.49 | 0.031928 | 556.9613 | 0.55051 | 651.49 | 0.0021812 | 651.49 | -0.0028409 | 558.9348 | 0.00028294 | 558.9348 | 0.00023238 | 656.6913 | 18.8995 | 656.6913 | 0.049843 | 835.83 | 0.040198 | 656.6913 | 0.0018833 | 835.17 | 7.9618 | 835.83 | 0.32758 | 558.9348 | 1.9876
| 557.0775 | 0 | 656.9233 | 0.0084521 | 557.0775 | 0 | 656.9233 | -0.052352 | 657.2736 | -0.011852 | 656.9233 | -0.016947 | 559.0531 | 0.00051504 | 651.72 | 0.022901 | 557.0775 | 0.55248 | 651.72 | -0.00045627 | 651.72 | -0.016205 | 559.0531 | 0.00054413 | 559.0531 | 0.00049015 | 656.9233 | 19.2842 | 656.9233 | 0.041926 | 835.9967 | 0.045356 | 656.9233 | -0.0060582 | 835.3369 | 7.9076 | 835.9967 | 0.33046 | 559.0531 | 1.9835
| 557.1937 | 0.014817 | 657.1554 | 0.011853 | 557.1937 | 0.021111 | 657.1554 | 0.013329 | 657.5053 | 0.015564 | 657.1554 | 0.021944 | 559.1715 | 0.00026567 | 651.95 | -0.014969 | 557.1937 | 0.53323 | 651.95 | 0.0092105 | 651.95 | 0.011517 | 559.1715 | 0.00026322 | 559.1715 | 0.00025777 | 657.1554 | 19.607 | 657.1554 | 0.048397 | 836.1634 | 0.044571 | 657.1554 | 0.0093747 | 835.5038 | 8.0884 | 836.1634 | 0.33117 | 559.1715 | 1.9724
| 557.3099 | 0 | 657.3875 | -0.0049798 | 557.3099 | 0 | 657.3875 | -0.027408 | 657.7371 | -0.01049 | 657.3875 | -0.021906 | 559.2899 | 0.00055881 | 652.19 | -0.032023 | 557.3099 | 0.52879 | 652.19 | -0.004953 | 652.19 | -0.016208 | 559.2899 | 0.00052949 | 559.2899 | 0.0004691 | 657.3875 | 19.7169 | 657.3875 | 0.043799 | 836.33 | 0.043169 | 657.3875 | -0.0025975 | 835.6707 | 7.9811 | 836.33 | 0.3341 | 559.2899 | 1.9719
| 557.4262 | 0 | 657.6196 | 0.005964 | 557.4262 | 0.025307 | 657.6196 | 0.00038975 | 657.9688 | 0.019415 | 657.6196 | 0.022119 | 559.4083 | 0.00029501 | 652.42 | -0.0099463 | 557.4262 | 0.52763 | 652.42 | -0.0020023 | 652.42 | 0.0053362 | 559.4083 | 0.00027216 | 559.4083 | 0.00021133 | 657.6196 | 19.9796 | 657.6196 | 0.052265 | 836.4967 | 0.035881 | 657.6196 | 0.0017747 | 835.8375 | 8.0274 | 836.4967 | 0.33387 | 559.4083 | 1.9703
| 557.5424 | 0 | 657.8517 | 0.00046895 | 557.5424 | 0 | 657.8517 | -0.025998 | 658.2006 | -0.0063921 | 657.8517 | -0.015925 | 559.5266 | 0.00057395 | 652.65 | -0.035562 | 557.5424 | 0.53647 | 652.65 | -0.01143 | 652.65 | -0.0061001 | 559.5266 | 0.0005423 | 559.5266 | 0.00048168 | 657.8517 | 20.1025 | 657.8517 | 0.043179 | 836.6634 | 0.036554 | 657.8517 | -0.0055155 | 836.0044 | 8.01 | 836.6634 | 0.33651 | 559.5266 | 1.978
| 557.6586 | 0.015681 | 658.0838 | 0.0066169 | 557.6586 | 0.019487 | 658.0838 | 0.028607 | 658.4324 | 0.0048016 | 658.0838 | 0.017209 | 559.645 | 0.00028174 | 652.88 | -0.023628 | 557.6586 | 0.52588 | 652.88 | 0.00069364 | 652.88 | -0.0046099 | 559.645 | 0.0002744 | 559.645 | 0.00030008 | 658.0838 | 20.1919 | 658.0838 | 0.048427 | 836.8301 | 0.03717 | 658.0838 | -0.0008595 | 836.1713 | 8.1482 | 836.8301 | 0.33769 | 559.645 | 1.9946
| 557.7749 | 0 | 658.3159 | 0.0026805 | 557.7749 | 0 | 658.3159 | -0.034322 | 658.6641 | -0.01247 | 658.3159 | -0.014902 | 559.7634 | 0.00056277 | 653.12 | -0.0092388 | 557.7749 | 0.51727 | 653.12 | 0.0058929 | 653.12 | 0.011794 | 559.7634 | 0.00051486 | 559.7634 | 0.00053246 | 658.316 | 20.1596 | 658.3159 | 0.048734 | 836.9968 | 0.03846 | 658.3159 | 0.0038951 | 836.3382 | 8.1052 | 836.9968 | 0.34121 | 559.7634 | 2.0123
| 557.8911 | 0 | 658.5481 | 0.0047552 | 557.8911 | 0.015022 | 658.5481 | -0.015618 | 658.8959 | 0.016347 | 658.5481 | 0.016801 | 559.8818 | 0.00028453 | 653.35 | 0.0026681 | 557.8911 | 0.50443 | 653.35 | -0.0030882 | 653.35 | -0.012165 | 559.8818 | 0.00024473 | 559.8818 | 0.00026623 | 658.5481 | 20.6938 | 658.5481 | 0.056782 | 837.1635 | 0.039637 | 658.5481 | 0.0021042 | 836.5051 | 8.2158 | 837.1635 | 0.34221 | 559.8818 | 2.0179
| 558.0074 | 0 | 658.7802 | 0.0010749 | 558.0074 | 0 | 658.7802 | -0.042568 | 659.1277 | -0.010282 | 658.7802 | -0.017548 | 560.0002 | 0.00056859 | 653.58 | 0.032636 | 558.0074 | 0.50141 | 653.58 | 0.0067842 | 653.58 | -0.0041644 | 560.0002 | 0.00050632 | 560.0002 | 0.00053246 | 658.7802 | 20.922 | 658.7802 | 0.053214 | 837.3302 | 0.036441 | 658.7802 | -0.00011447 | 836.672 | 8.1439 | 837.3302 | 0.3445 | 560.0002 | 2.0118
| 558.1236 | 0.0068403 | 659.0124 | 0.0096191 | 558.1236 | 0.012906 | 659.0124 | 0.033775 | 659.3596 | 0.011382 | 659.0124 | 0.023625 | 560.1186 | 0.00028663 | 653.81 | 0.017909 | 558.1236 | 0.4979 | 653.81 | 0.0041433 | 653.81 | 0.0013454 | 560.1186 | 0.0002616 | 560.1186 | 0.00030637 | 659.0124 | 21.1884 | 659.0124 | 0.054965 | 837.4969 | 0.035376 | 659.0124 | 0.012474 | 836.8389 | 8.1757 | 837.4969 | 0.34486 | 560.1186 | 1.9903
| 558.2399 | 0 | 659.2446 | -0.00079149 | 558.2399 | 0 | 659.2446 | -0.051697 | 659.5914 | -0.021135 | 659.2446 | -0.024265 | 560.237 | 0.00055299 | 654.04 | -0.013339 | 558.2399 | 0.49642 | 654.04 | 0.00054765 | 654.04 | 0.007656 | 560.237 | 0.00052523 | 560.237 | 0.00059798 | 659.2446 | 21.1734 | 659.2446 | 0.052901 | 837.6637 | 0.034984 | 659.2446 | -0.0061127 | 837.0058 | 8.2465 | 837.6637 | 0.3475 | 560.237 | 1.9765
| 558.3561 | 0.015681 | 659.4767 | 0.010902 | 558.3561 | 0.012906 | 659.4767 | 0.021 | 659.8232 | 0.010778 | 659.4767 | 0.019107 | 560.3554 | 0.00026893 | 654.28 | -0.028239 | 558.3561 | 0.49132 | 654.28 | -0.0060408 | 654.28 | -0.0058818 | 560.3554 | 0.00026464 | 560.3554 | 0.00030203 | 659.4767 | 21.5294 | 659.4767 | 0.064211 | 837.8304 | 0.027976 | 659.4767 | 0.0084161 | 837.1727 | 8.2806 | 837.8304 | 0.3482 | 560.3554 | 1.9634
| 558.4724 | 0 | 659.7089 | 0.001973 | 558.4724 | 0 | 659.7089 | -0.0059548 | 660.0551 | -0.0080243 | 659.7089 | -0.014262 | 560.4738 | 0.00055742 | 654.51 | -0.013305 | 558.4724 | 0.49313 | 654.51 | -0.0011273 | 654.51 | -0.011393 | 560.4738 | 0.00052421 | 560.4738 | 0.00060428 | 659.7089 | 21.8552 | 659.7089 | 0.050924 | 837.9971 | 0.040983 | 659.7089 | 0.0075905 | 837.3397 | 8.2911 | 837.9971 | 0.35049 | 560.4738 | 1.9732
| 558.5887 | 0.0072841 | 659.9411 | 0.0088589 | 558.5887 | 0.021653 | 659.9411 | 0.0096668 | 660.287 | 0.010332 | 659.9411 | 0.020858 | 560.5922 | 0.00029151 | 654.74 | 0.01875 | 558.5887 | 0.5013 | 654.74 | -0.0056271 | 654.74 | -0.0019837 | 560.5922 | 0.00026038 | 560.5922 | 0.00031266 | 659.9411 | 22.0795 | 659.9411 | 0.06124 | 838.1638 | 0.029153 | 659.9411 | 0.0078399 | 837.5066 | 8.3396 | 838.1638 | 0.35091 | 560.5922 | 1.9848
| 558.705 | 0 | 660.1733 | 0.008015 | 558.705 | 0 | 660.1733 | -0.019629 | 660.5188 | -0.0027783 | 660.1733 | -0.014755 | 560.7106 | 0.00055346 | 654.97 | 0.027904 | 558.705 | 0.47695 | 654.97 | 0.00054266 | 654.97 | -0.0096661 | 560.7106 | 0.00051669 | 560.7106 | 0.00053246 | 660.1733 | 22.1571 | 660.1733 | 0.061782 | 838.3306 | 0.030162 | 660.1733 | 0.001981 | 837.6735 | 8.3141 | 838.3306 | 0.35449 | 560.7106 | 2.0077
| 558.8213 | 0.017039 | 660.4056 | 0.0049593 | 558.8213 | 0.013804 | 660.4056 | 0.027457 | 660.7507 | 0.01278 | 660.4056 | 0.018948 | 560.829 | 0.00026497 | 655.2 | -0.016917 | 558.8213 | 0.48946 | 655.2 | -0.0015516 | 655.2 | 0.0034 | 560.829 | 0.00025733 | 560.829 | 0.00022826 | 660.4056 | 22.2477 | 660.4056 | 0.060123 | 838.4973 | 0.04429 | 660.4056 | 0.00022362 | 837.8405 | 8.4039 | 838.4973 | 0.3559 | 560.829 | 2.0202
| 558.9376 | 0 | 660.6378 | 0.0079257 | 558.9376 | 0 | 660.6378 | -0.017947 | 660.9826 | -0.012546 | 660.6378 | -0.013872 | 560.9474 | 0.00053343 | 655.44 | -0.026134 | 558.9376 | 0.47119 | 655.44 | -0.0013967 | 655.44 | 0.0074009 | 560.9474 | 0.00050165 | 560.9474 | 0.00050707 | 660.6378 | 22.4815 | 660.6378 | 0.067204 | 838.664 | 0.026126 | 660.6378 | -0.0038239 | 838.0074 | 8.3876 | 838.664 | 0.36007 | 560.9474 | 2.0299
| 559.0539 | 0.023089 | 660.87 | 0.0062133 | 559.0539 | 0.0096211 | 660.87 | 0.030467 | 661.2145 | 0.011845 | 660.87 | 0.021392 | 561.0659 | 0.00027056 | 655.67 | 0.0067601 | 559.0539 | 0.46894 | 655.67 | -0.0074981 | 655.67 | -0.01004 | 561.0659 | 0.00024594 | 561.0659 | 0.00029162 | 660.87 | 22.6296 | 660.87 | 0.068074 | 838.8308 | 0.034479 | 660.87 | 0.0041784 | 838.1743 | 8.4723 | 838.8308 | 0.36054 | 561.0659 | 2.0223
| 559.1702 | 0 | 661.1023 | 8.8936e-05 | 559.1702 | 0 | 661.1023 | -0.036518 | 661.4464 | -0.010375 | 661.1023 | -0.018193 | 561.1843 | 0.00050526 | 655.9 | -0.017218 | 559.1702 | 0.46993 | 655.9 | -0.0023516 | 655.9 | -0.0030392 | 561.1843 | 0.00050734 | 561.1843 | 0.00054504 | 661.1023 | 23.0399 | 661.1023 | 0.06655 | 838.9975 | 0.024612 | 661.1023 | -0.0058842 | 838.3413 | 8.4363 | 838.9975 | 0.36424 | 561.1843 | 2.0171
| 559.2865 | 0.015434 | 661.3346 | 0.0089743 | 559.2865 | 0.019893 | 661.3346 | 0.0043856 | 661.6783 | 0.014401 | 661.3346 | 0.018838 | 561.3027 | 0.00024029 | 656.13 | 0.01792 | 559.2865 | 0.45364 | 656.13 | 0.009113 | 656.13 | -0.0010072 | 561.3027 | 0.00026322 | 561.3027 | 0.00026189 | 661.3346 | 22.8274 | 661.3346 | 0.071119 | 839.1642 | 0.032853 | 661.3346 | -0.0011664 | 838.5082 | 8.5463 | 839.1642 | 0.36483 | 561.3027 | 2.0106
| 559.4028 | 0 | 661.5668 | 0.00325 | 559.4028 | 0 | 661.5668 | -0.035611 | 661.9103 | -0.010298 | 661.5668 | -0.015062 | 561.4211 | 0.00053181 | 656.37 | -0.023412 | 559.4028 | 0.46307 | 656.37 | -0.013184 | 656.37 | 0.0030552 | 561.4211 | 0.00050835 | 561.4211 | 0.00050295 | 661.5668 | 22.9695 | 661.5668 | 0.066116 | 839.331 | 0.026406 | 661.5668 | -0.0073341 | 838.6752 | 8.4555 | 839.331 | 0.36882 | 561.4211 | 2.0138
| 559.5191 | 0.0063967 | 661.7991 | 0.010965 | 559.5191 | 0.016645 | 661.7991 | 0.0053342 | 662.1422 | 0.016418 | 661.7991 | 0.020545 | 561.5396 | 0.00029827 | 656.6 | 0.0047181 | 559.5191 | 0.46395 | 656.6 | -0.00027275 | 656.6 | 0.0045669 | 561.5396 | 0.00024838 | 561.5396 | 0.00024518 | 661.7991 | 22.9265 | 661.7991 | 0.076985 | 839.4977 | 0.029153 | 661.7991 | 0.012609 | 838.8421 | 8.5616 | 839.4977 | 0.37 | 561.5396 | 2.0148
| 559.6355 | 0 | 662.0314 | 0.01026 | 559.6355 | 0 | 662.0314 | -0.056469 | 662.3742 | -0.011728 | 662.0314 | -0.017776 | 561.658 | 0.00056766 | 656.83 | -0.012327 | 559.6355 | 0.44892 | 656.83 | 0.0085175 | 656.83 | -0.009357 | 561.658 | 0.00050957 | 561.658 | 0.00052812 | 662.0314 | 22.9697 | 662.0314 | 0.070711 | 839.6645 | 0.025733 | 662.0314 | -0.0042549 | 839.0091 | 8.5437 | 839.6645 | 0.37323 | 561.658 | 2.0239
| 559.7518 | 0.011056 | 662.2637 | 0.0092925 | 559.7518 | 0.011968 | 662.2637 | 0.02579 | 662.6061 | 0.017564 | 662.2637 | 0.020093 | 561.7764 | 0.00027545 | 657.06 | 0.025596 | 559.7518 | 0.46115 | 657.06 | -0.0039056 | 657.06 | -0.0025223 | 561.7764 | 0.00026322 | 561.7764 | 0.00028315 | 662.2637 | 23.0746 | 662.2637 | 0.079274 | 839.8312 | 0.038067 | 662.2637 | 0.010792 | 839.176 | 8.7161 | 839.8312 | 0.37329 | 561.7764 | 2.0408
| 559.8682 | 0 | 662.496 | 0.0092457 | 559.8682 | 0 | 662.496 | -0.043375 | 662.8381 | -0.013146 | 662.496 | -0.016387 | 561.8949 | 0.00055299 | 657.3 | -0.018421 | 559.8682 | 0.4402 | 657.3 | -0.0042907 | 657.3 | 0.0041806 | 561.8949 | 0.00051262 | 561.8949 | 0.00050295 | 662.496 | 23.1037 | 662.496 | 0.071416 | 839.998 | 0.028592 | 662.496 | -0.0022695 | 839.343 | 8.6489 | 839.998 | 0.3754 | 561.8949 | 2.0559
| 559.9845 | 0.0070623 | 662.7284 | 0.0022854 | 559.9845 | 0.0025812 | 662.7284 | -0.01015 | 663.0701 | 0.014904 | 662.7284 | 0.022103 | 562.0133 | 0.00027987 | 657.53 | -0.0036587 | 559.9845 | 0.43032 | 657.53 | -0.0065162 | 657.53 | -0.00082066 | 562.0133 | 0.00025123 | 562.0133 | 0.0002198 | 662.7283 | 23.0501 | 662.7284 | 0.085036 | 840.1648 | 0.022874 | 662.7284 | -0.0030153 | 839.51 | 8.7255 | 840.1648 | 0.37593 | 562.0133 | 2.0568
| 560.1009 | 0 | 662.9607 | 0.0042123 | 560.1009 | 0 | 662.9607 | -0.037421 | 663.3021 | -0.026204 | 662.9607 | -0.017619 | 562.1318 | 0.00055136 | 657.76 | -0.040829 | 560.1009 | 0.4374 | 657.76 | -0.0097073 | 657.76 | -0.013314 | 562.1318 | 0.00051445 | 562.1318 | 0.00045218 | 662.9607 | 23.0686 | 662.9607 | 0.079587 | 840.3315 | 0.026238 | 662.9607 | 0.00050669 | 839.6769 | 8.6798 | 840.3315 | 0.37828 | 562.1318 | 2.053
| 560.2172 | 0.013088 | 663.193 | 0.01014 | 560.2172 | 0.021653 | 663.193 | 0.030476 | 663.5341 | 0.016139 | 663.193 | 0.019808 | 562.2502 | 0.00027265 | 657.99 | -0.0030905 | 560.2172 | 0.42594 | 657.99 | -0.0054448 | 657.99 | 0.0063787 | 562.2502 | 0.00026647 | 562.2502 | 0.00024518 | 663.193 | 23.0871 | 663.193 | 0.082571 | 840.4983 | 0.029489 | 663.193 | 0.0044435 | 839.8439 | 8.7497 | 840.4983 | 0.37822 | 562.2502 | 2.0421
| 560.3336 | 0 | 663.4254 | -0.0038807 | 560.3336 | 0 | 663.4254 | -0.037767 | 663.7661 | -0.015119 | 663.4254 | -0.014388 | 562.3687 | 0.00056277 | 658.22 | -0.049899 | 560.3336 | 0.40888 | 658.22 | 0.0092973 | 658.22 | -0.0011744 | 562.3687 | 0.0005301 | 562.3687 | 0.00051553 | 663.4254 | 22.8863 | 663.4254 | 0.081081 | 840.6651 | 0.030274 | 663.4254 | -0.003891 | 840.0109 | 8.7958 | 840.6651 | 0.37922 | 562.3687 | 2.0455
| 560.4499 | 0.010834 | 663.6578 | 0.0079219 | 560.4499 | 0.012906 | 663.6578 | -0.0072507 | 663.9982 | 0.016776 | 663.6578 | 0.019461 | 562.4871 | 0.00029221 | 658.46 | 0.039439 | 560.4499 | 0.42407 | 658.46 | -0.00014294 | 658.46 | 0.0067 | 562.4871 | 0.00026647 | 562.4871 | 0.00028315 | 663.6577 | 23.0593 | 663.6578 | 0.084293 | 840.8319 | 0.036385 | 663.6578 | 0.011211 | 840.1779 | 8.8288 | 840.8319 | 0.3794 | 562.4871 | 2.0432
| 560.5663 | 0 | 663.8901 | 0.0049363 | 560.5663 | 0 | 663.8901 | -0.037291 | 664.2302 | -0.010487 | 663.8901 | -0.013527 | 562.6056 | 0.00054927 | 658.69 | -0.042262 | 560.5663 | 0.40515 | 658.69 | 0.0055338 | 658.69 | 0.00040807 | 562.6056 | 0.00054433 | 562.6056 | 0.00051965 | 663.8901 | 22.6296 | 663.8901 | 0.078033 | 840.9986 | 0.033582 | 663.8901 | -0.0042475 | 840.3448 | 8.7788 | 840.9986 | 0.38222 | 562.6056 | 2.0557
| 560.6827 | 0.0041782 | 664.1225 | 0.0098374 | 560.6827 | 0.023277 | 664.1225 | -0.007357 | 664.4622 | 0.020647 | 664.1225 | 0.024619 | 562.724 | 0.00025845 | 658.92 | 0.00083963 | 560.6827 | 0.41442 | 658.92 | 0.0059299 | 658.92 | 0.011076 | 562.724 | 0.0002807 | 562.724 | 0.0002493 | 664.1225 | 22.536 | 664.1225 | 0.09229 | 841.1654 | 0.03532 | 664.1225 | -0.00089364 | 840.5118 | 8.9061 | 841.1654 | 0.3841 | 562.724 | 2.0628
| 560.7991 | 0 | 664.3549 | 0.0068749 | 560.7991 | 0 | 664.3549 | -0.014583 | 664.6943 | -0.0084189 | 664.3549 | -0.016479 | 562.8425 | 0.00051457 | 659.15 | -0.00083963 | 560.7991 | 0.40844 | 659.15 | -0.0092523 | 659.15 | -0.0060627 | 562.8425 | 0.00056364 | 562.8425 | 0.00043091 | 664.3549 | 22.3669 | 664.3549 | 0.087428 | 841.3322 | 0.025341 | 664.3549 | -0.0045642 | 840.6788 | 8.8289 | 841.3322 | 0.3871 | 562.8425 | 2.0781
| 560.9155 | 0.015311 | 664.5873 | 0.0070184 | 560.9155 | 0.011968 | 664.5873 | 0.01918 | 664.9264 | 0.001269 | 664.5873 | 0.016111 | 562.961 | 0.00025845 | 659.39 | -0.046181 | 560.9155 | 0.3973 | 659.39 | -0.011101 | 659.39 | 0.0016322 | 562.961 | 0.00028334 | 562.961 | 0.00018595 | 664.5873 | 22.1544 | 664.5873 | 0.092639 | 841.499 | 0.027415 | 664.5873 | -0.0029307 | 840.8458 | 8.9976 | 841.499 | 0.38798 | 562.961 | 2.0769
| 561.0319 | 0 | 664.8197 | 0.0093659 | 561.0319 | 0 | 664.8197 | -0.021839 | 665.1585 | -0.018821 | 664.8197 | -0.012336 | 563.0794 | 0.00052971 | 659.62 | -0.019871 | 561.0319 | 0.39302 | 659.62 | -0.0033115 | 659.62 | -0.013583 | 563.0794 | 0.00054474 | 563.0794 | 0.0004563 | 664.8197 | 21.9573 | 664.8197 | 0.091966 | 841.6658 | 0.030723 | 664.8197 | -0.0028536 | 841.0128 | 8.9736 | 841.6658 | 0.38986 | 563.0794 | 2.077
| 561.1483 | 0.021484 | 665.0522 | 0.010275 | 561.1483 | 0.016645 | 665.0522 | 0.015804 | 665.3905 | 0.0084183 | 665.0522 | 0.023367 | 563.1979 | 0.00027312 | 659.85 | -0.029387 | 561.1483 | 0.37953 | 659.85 | 0.0056657 | 659.85 | 0.0077533 | 563.1979 | 0.0002618 | 563.1979 | 0.00027469 | 665.0522 | 21.7487 | 665.0522 | 0.099096 | 841.8326 | 0.026911 | 665.0522 | 0.003023 | 841.1798 | 8.9698 | 841.8326 | 0.39039 | 563.1979 | 2.0614
| 561.2647 | 0 | 665.2846 | 0.00028718 | 561.2647 | 0 | 665.2846 | -0.016789 | 665.6226 | -0.019392 | 665.2846 | -0.018985 | 563.3164 | 0.00054904 | 660.08 | -0.0047579 | 561.2647 | 0.38957 | 660.08 | -0.0027834 | 660.08 | -0.017605 | 563.3164 | 0.00050591 | 563.3164 | 0.00049015 | 665.2846 | 21.4633 | 665.2846 | 0.099835 | 841.9994 | 0.029377 | 665.2846 | -0.0073612 | 841.3468 | 9.0431 | 841.9994 | 0.39244 | 563.3164 | 2.0638
| 561.3811 | 0.01039 | 665.5171 | -0.002235 | 561.3811 | 0.0077438 | 665.5171 | -0.0012842 | 665.8548 | 0.01249 | 665.5171 | 0.018239 | 563.4349 | 0.00027801 | 660.32 | -0.012035 | 561.3811 | 0.39637 | 660.32 | -0.0079322 | 660.32 | -0.0069371 | 563.4349 | 0.00024432 | 563.4349 | 0.0002198 | 665.5171 | 21.2873 | 665.5171 | 0.10256 | 842.1662 | 0.029097 | 665.5171 | 0.0054802 | 841.5139 | 9.1382 | 842.1662 | 0.39274 | 563.4349 | 2.0622
| 561.4975 | 0 | 665.7495 | 0.004425 | 561.4975 | 0 | 665.7495 | -0.013419 | 666.0869 | -0.0023117 | 665.7495 | -0.017712 | 563.5534 | 0.00057581 | 660.55 | -0.027148 | 561.4975 | 0.39505 | 660.55 | -0.0039716 | 660.55 | 0.011076 | 563.5534 | 0.00049961 | 563.5534 | 0.00043937 | 665.7495 | 20.9479 | 665.7495 | 0.10088 | 842.333 | 0.030274 | 665.7495 | -0.0075394 | 841.6809 | 9.16 | 842.333 | 0.39597 | 563.5534 | 2.0762
| 561.614 | 0.015434 | 665.982 | 0.009779 | 561.614 | 0.015428 | 665.982 | 0.026114 | 666.319 | 0.011259 | 665.982 | 0.018712 | 563.6718 | 0.00029967 | 660.78 | 0.018752 | 561.614 | 0.37207 | 660.78 | 0.0023654 | 660.78 | 0.0053049 | 563.6718 | 0.00025509 | 563.6718 | 0.0002198 | 665.982 | 20.6559 | 665.982 | 0.10831 | 842.4998 | 0.028705 | 665.982 | 0.009019 | 841.8479 | 9.0797 | 842.4998 | 0.3972 | 563.6718 | 2.0801
| 561.7304 | 0 | 666.2145 | 0.0057922 | 561.7304 | 0 | 666.2145 | -0.046088 | 666.5512 | -0.0044602 | 666.2145 | -0.016376 | 563.7903 | 0.00054159 | 661.01 | -0.0058775 | 561.7304 | 0.36543 | 661.01 | -0.011893 | 661.01 | 0.0011076 | 563.7903 | 0.00049961 | 563.7903 | 0.00043937 | 666.2145 | 20.2446 | 666.2145 | 0.097193 | 842.6666 | 0.025621 | 666.2145 | -0.0010506 | 842.0149 | 9.251 | 842.6666 | 0.40172 | 563.7903 | 2.0901
| 561.8468 | 0.0090589 | 666.447 | 0.010872 | 561.8468 | 0.01854 | 666.447 | 0.024708 | 666.7833 | 0.017481 | 666.447 | 0.018939 | 563.9088 | 0.00024285 | 661.25 | -0.0092359 | 561.8468 | 0.37564 | 661.25 | -0.00040706 | 661.25 | 0.00513 | 563.9088 | 0.00024432 | 563.9088 | 0.0002198 | 666.447 | 19.9364 | 666.447 | 0.11019 | 842.8334 | 0.031564 | 666.447 | 0.0011266 | 842.1819 | 9.2355 | 842.8334 | 0.40349 | 563.9088 | 2.0866
| 561.9633 | 0 | 666.6795 | -0.00078154 | 561.9633 | 0 | 666.6795 | -0.022913 | 667.0155 | -0.020166 | 666.6795 | -0.018446 | 564.0273 | 0.00053343 | 661.48 | -0.0092359 | 561.9633 | 0.37558 | 661.48 | -0.0039716 | 661.48 | -0.00029147 | 564.0273 | 0.00049535 | 564.0273 | 0.00039077 | 666.6795 | 19.537 | 666.6795 | 0.1022 | 843.0002 | 0.034591 | 666.6795 | -0.00010684 | 842.349 | 9.2513 | 843.0002 | 0.40842 | 564.0273 | 2.0792
| 562.0797 | 0.0041782 | 666.912 | 0.004744 | 562.0797 | 0.022735 | 666.912 | 0.014269 | 667.2477 | 0.013755 | 666.912 | 0.014823 | 564.1458 | 0.00029105 | 661.71 | -0.014274 | 562.0797 | 0.37739 | 661.71 | -0.0022553 | 661.71 | 0.0044305 | 564.1458 | 0.00025225 | 564.1458 | 0.00017119 | 666.912 | 19.1343 | 666.912 | 0.11195 | 843.1671 | 0.026742 | 666.912 | 0.0038183 | 842.516 | 9.3588 | 843.1671 | 0.41036 | 564.1458 | 2.0671
| 562.1962 | 0 | 667.1445 | 0.0045973 | 562.1962 | 0 | 667.1445 | -0.023371 | 667.4798 | -0.015264 | 667.1445 | -0.014755 | 564.2643 | 0.00056254 | 661.94 | -0.0019591 | 562.1962 | 0.36905 | 661.94 | -0.0031795 | 661.94 | 5.8296e-05 | 564.2643 | 0.00049453 | 564.2643 | 0.00040357 | 667.1445 | 18.7059 | 667.1445 | 0.11419 | 843.3339 | 0.020687 | 667.1445 | -0.0047969 | 842.683 | 9.3155 | 843.3339 | 0.41406 | 564.2643 | 2.0614
| 562.3126 | 0.013705 | 667.377 | 0.0066574 | 562.3126 | 0.021111 | 667.377 | 0.006308 | 667.712 | 0.0073766 | 667.377 | 0.020814 | 564.3828 | 0.00027219 | 662.18 | 0.028267 | 562.3126 | 0.36428 | 662.18 | -0.0014632 | 662.18 | 0.0025067 | 564.3828 | 0.00024411 | 564.3828 | 0.00023238 | 667.377 | 18.2441 | 667.377 | 0.12318 | 843.5007 | 0.026014 | 667.377 | 0.0043626 | 842.8501 | 9.2904 | 843.5007 | 0.41424 | 564.3828 | 2.0658
| 562.4291 | 0 | 667.6096 | 0.00017901 | 562.4291 | 0 | 667.6096 | -0.057422 | 667.9442 | -0.013946 | 667.6096 | -0.023197 | 564.5013 | 0.0005658 | 662.41 | -0.032746 | 562.4291 | 0.37185 | 662.41 | -0.013609 | 662.41 | -0.0078116 | 564.5013 | 0.00051262 | 564.5013 | 0.0004142 | 667.6096 | 17.7832 | 667.6096 | 0.10714 | 843.6675 | 0.031564 | 667.6096 | -0.0061294 | 843.0171 | 9.3793 | 843.6675 | 0.41518 | 564.5013 | 2.077
| 562.5456 | 0.0070623 | 667.8421 | 0.0040623 | 562.5456 | 0.014751 | 667.8421 | 0.027863 | 668.1765 | 0.015651 | 667.8421 | 0.014242 | 564.6198 | 0.00029431 | 662.64 | 0.018192 | 562.5456 | 0.35353 | 662.64 | -0.0041036 | 662.64 | 0.0032063 | 564.6198 | 0.00027034 | 564.6198 | 0.00018161 | 667.8421 | 17.3308 | 667.8421 | 0.11675 | 843.8344 | 0.031564 | 667.8421 | 0.0062595 | 843.1842 | 9.4935 | 843.8344 | 0.41465 | 564.6198 | 2.0919
| 562.6621 | 0 | 668.0747 | 0.0012838 | 562.6621 | 0 | 668.0747 | -0.024637 | 668.4087 | -0.024049 | 668.0747 | -0.017683 | 564.7383 | 0.00056743 | 662.87 | 0.030506 | 562.6621 | 0.35704 | 662.87 | -0.00080314 | 662.87 | 0.0046053 | 564.7383 | 0.00051445 | 564.7383 | 0.00045218 | 668.0747 | 16.8267 | 668.0747 | 0.12207 | 844.0012 | 0.024836 | 668.0747 | -0.00083505 | 843.3512 | 9.4936 | 844.0012 | 0.41706 | 564.7383 | 2.1058
| 562.7785 | 0.011721 | 668.3072 | 0.0099015 | 562.7785 | 0.01854 | 668.3072 | -0.006787 | 668.6409 | 0.0047752 | 668.3072 | 0.015667 | 564.8569 | 0.00027382 | 663.11 | -0.018752 | 562.7785 | 0.36554 | 663.11 | -0.0062161 | 663.11 | -0.00064125 | 564.8569 | 0.00024473 | 564.8569 | 0.00027035 | 668.3072 | 16.3909 | 668.3072 | 0.1275 | 844.168 | 0.037338 | 668.3072 | 0.0062517 | 843.5183 | 9.5728 | 844.168 | 0.41876 | 564.8569 | 2.1055
| 562.895 | 0 | 668.5398 | 0.001228 | 562.895 | 0 | 668.5398 | -0.038426 | 668.8732 | -0.012185 | 668.5398 | -0.020028 | 564.9754 | 0.00051597 | 663.34 | -0.0075566 | 562.895 | 0.34536 | 663.34 | 0.0052698 | 663.34 | -0.0030897 | 564.9754 | 0.00049697 | 564.9754 | 0.00049015 | 668.5398 | 15.9071 | 668.5398 | 0.11684 | 844.3349 | 0.030274 | 668.5398 | -0.0064737 | 843.6853 | 9.6447 | 844.3349 | 0.4217 | 564.9754 | 2.0996
| 563.0115 | 0 | 668.7724 | 0.007876 | 563.0115 | 0.018811 | 668.7724 | 0.024977 | 669.1054 | 0.0071288 | 668.7724 | 0.015332 | 565.0939 | 0.00024611 | 663.57 | -0.027148 | 563.0115 | 0.35962 | 663.57 | 0.0022334 | 663.57 | 0.0030313 | 565.0939 | 0.00025408 | 565.0939 | 0.0002198 | 668.7724 | 15.4485 | 668.7724 | 0.13108 | 844.5017 | 0.026742 | 668.7724 | 0.0038959 | 843.8524 | 9.7208 | 844.5017 | 0.42276 | 565.0939 | 2.0831
| 563.128 | 0 | 669.005 | 0.0033125 | 563.128 | 0 | 669.005 | -0.036967 | 669.3377 | -0.0087211 | 669.005 | -0.011444 | 565.2124 | 0.00050456 | 663.8 | -0.014833 | 563.128 | 0.35391 | 663.8 | 0.0038176 | 663.8 | 0.00040807 | 565.2124 | 0.00050774 | 565.2124 | 0.00043937 | 669.005 | 14.9578 | 669.005 | 0.12962 | 844.6686 | 0.02136 | 669.005 | -0.008602 | 844.0195 | 9.7783 | 844.6686 | 0.42534 | 565.2124 | 2.0761
| 563.2445 | 0.011943 | 669.2376 | 0.012273 | 563.2445 | 0.02463 | 669.2376 | 0.014088 | 669.57 | 0.013247 | 669.2376 | 0.021433 | 565.3309 | 0.00026241 | 664.04 | -0.006437 | 563.2445 | 0.32879 | 664.04 | -0.00093515 | 664.04 | 0.0058296 | 565.3309 | 0.00025611 | 565.3309 | 0.0002198 | 669.2376 | 14.4833 | 669.2376 | 0.13718 | 844.8355 | 0.032124 | 669.2376 | 0.0074443 | 844.1866 | 9.9047 | 844.8355 | 0.42693 | 565.3309 | 2.0726
| 563.361 | 0 | 669.4703 | 0.0043748 | 563.361 | 0 | 669.4703 | -0.047901 | 669.8023 | -0.0096942 | 669.4703 | -0.021047 | 565.4495 | 0.00049641 | 664.27 | -0.018752 | 563.361 | 0.33773 | 664.27 | -0.0050278 | 664.27 | -0.013058 | 565.4495 | 0.00051628 | 565.4495 | 0.00042679 | 669.4703 | 13.9858 | 669.4703 | 0.13596 | 845.0023 | 0.023154 | 669.4703 | -0.0059478 | 844.3536 | 9.8 | 845.0023 | 0.42922 | 565.4495 | 2.0776
| 563.4776 | 0.0099464 | 669.7029 | 0.00878 | 563.4776 | 0.030449 | 669.7029 | 0.0028076 | 670.0346 | 0.012104 | 669.7029 | 0.019111 | 565.568 | 0.00023866 | 664.5 | 0.027148 | 563.4776 | 0.34481 | 664.5 | -0.0043677 | 664.5 | 0.0095019 | 565.568 | 0.00026221 | 565.568 | 0.00020699 | 669.7029 | 13.5161 | 669.7029 | 0.1415 | 845.1692 | 0.019622 | 669.7029 | 0.0006255 | 844.5207 | 9.9537 | 845.1692 | 0.4301 | 565.568 | 2.0847
| 563.5941 | 0 | 669.9355 | 0.0045247 | 563.5941 | 0 | 669.9355 | -0.026326 | 670.2669 | -0.015374 | 669.9355 | -0.018021 | 565.6865 | 0.00049595 | 664.73 | 0.015953 | 563.5941 | 0.34102 | 664.73 | -0.00067108 | 664.73 | 0.0012825 | 565.6865 | 0.00049738 | 565.6865 | 0.00042679 | 669.9355 | 13.0564 | 669.9355 | 0.13607 | 845.336 | 0.02422 | 669.9355 | -0.00050864 | 844.6878 | 9.9413 | 845.336 | 0.43198 | 565.6865 | 2.1007
| 563.7106 | 0.0028471 | 670.1682 | 0.0053531 | 563.7106 | 0.019893 | 670.1682 | 0.00929 | 670.4992 | 0.013729 | 670.1682 | 0.013752 | 565.8051 | 0.00025845 | 664.97 | 0.0069968 | 563.7106 | 0.33005 | 664.97 | 0.0026294 | 664.97 | 0.0063542 | 565.8051 | 0.00023619 | 565.8051 | 0.0002198 | 670.1682 | 12.5811 | 670.1682 | 0.15158 | 845.5029 | 0.03846 | 670.1682 | -0.0020725 | 844.8549 | 10.0647 | 845.5029 | 0.43386 | 565.8051 | 2.115
| 563.8271 | 0 | 670.4009 | 0.00035239 | 563.8271 | 0 | 670.4009 | -0.063035 | 670.7315 | -0.010341 | 670.4009 | -0.018241 | 565.9236 | 0.0005211 | 665.2 | -0.059613 | 563.8271 | 0.34722 | 665.2 | -0.0015952 | 665.2 | -0.015856 | 565.9236 | 0.00048274 | 565.9236 | 0.00046476 | 670.4009 | 12.0888 | 670.4009 | 0.14097 | 845.6698 | 0.024612 | 670.4009 | -0.012129 | 845.022 | 10.0426 | 845.6698 | 0.43703 | 565.9236 | 2.1228
| 563.9437 | 0.0072841 | 670.6335 | 0.0074596 | 563.9437 | 0.014074 | 670.6335 | 0.018074 | 670.9639 | 0.015788 | 670.6335 | 0.015126 | 566.0421 | 0.00026451 | 665.43 | -0.033864 | 563.9437 | 0.31634 | 665.43 | 0.014247 | 665.43 | 0.00058296 | 566.0421 | 0.00024696 | 566.0421 | 0.00024518 | 670.6335 | 11.6909 | 670.6335 | 0.15318 | 845.8366 | 0.027191 | 670.6335 | 0.003224 | 845.1891 | 10.1178 | 845.8366 | 0.43915 | 566.0421 | 2.1156
| 564.0602 | 0 | 670.8662 | -0.003157 | 564.0602 | 0 | 670.8662 | -0.019632 | 671.1962 | -0.0067005 | 670.8662 | -0.020751 | 566.1607 | 0.00054764 | 665.67 | -0.038904 | 564.0602 | 0.33367 | 665.67 | -0.010044 | 665.67 | 0.0067039 | 566.1607 | 0.00045815 | 566.1607 | 0.00051553 | 670.8662 | 11.2376 | 670.8662 | 0.15366 | 846.0035 | 0.026911 | 670.8662 | -0.0060485 | 845.3562 | 10.1711 | 846.0035 | 0.4422 | 566.1607 | 2.1001
| 564.1768 | 0.0046219 | 671.0989 | 0.0082466 | 564.1768 | 0.01854 | 671.0989 | -0.00091703 | 671.4286 | 0.015182 | 671.0989 | 0.018619 | 566.2792 | 0.000285 | 665.9 | 0.013714 | 564.1768 | 0.33192 | 665.9 | 0.0010452 | 665.9 | 0.0074037 | 566.2792 | 0.00021159 | 566.2792 | 0.00027035 | 671.0989 | 10.8458 | 671.0989 | 0.15153 | 846.1704 | 0.029882 | 671.0989 | -0.0010615 | 845.5233 | 10.2364 | 846.1704 | 0.44379 | 566.2792 | 2.0863
| 564.2934 | 0 | 671.3316 | 0.0012914 | 564.2934 | 0 | 671.3316 | -0.039974 | 671.661 | -0.013645 | 671.3316 | -0.016044 | 566.3978 | 0.00055253 | 666.13 | -0.029387 | 564.2934 | 0.32122 | 666.13 | -0.0031795 | 666.13 | -0.008861 | 566.3978 | 0.00046953 | 566.3978 | 0.00052812 | 671.3316 | 10.4071 | 671.3316 | 0.1602 | 846.3373 | 0.022482 | 671.3316 | 0.0058103 | 845.6904 | 10.3381 | 846.3373 | 0.44678 | 566.3978 | 2.0833
| 564.4099 | 0.0059529 | 671.5643 | 0.0055781 | 564.4099 | 0.017187 | 671.5643 | 0.022902 | 671.8934 | 0.018805 | 671.5643 | 0.016902 | 566.5163 | 0.00027498 | 666.36 | -0.019871 | 564.4099 | 0.30652 | 666.36 | -0.0070082 | 666.36 | -0.0037892 | 566.5163 | 0.00025794 | 566.5163 | 0.00025777 | 671.5643 | 10.0219 | 671.5643 | 0.15471 | 846.5041 | 0.026238 | 671.5643 | -0.00046749 | 845.8575 | 10.432 | 846.5041 | 0.44855 | 566.5163 | 2.085
| 564.5265 | 0 | 671.7971 | 0.0043012 | 564.5265 | 0 | 671.7971 | -0.019091 | 672.1258 | -0.019084 | 671.7971 | -0.018551 | 566.6349 | 0.00055067 | 666.6 | -0.042262 | 564.5265 | 0.31766 | 666.6 | -0.0034436 | 666.6 | -0.013058 | 566.6349 | 0.00048965 | 566.6349 | 0.00043937 | 671.7971 | 9.6102 | 671.7971 | 0.16596 | 846.671 | 0.027864 | 671.7971 | -0.0059286 | 846.0246 | 10.4939 | 846.671 | 0.45307 | 566.6349 | 2.0985
| 564.6431 | 0.0072841 | 672.0298 | 0.0063478 | 564.6431 | 0.0049279 | 672.0298 | -0.0072942 | 672.3582 | 0.019369 | 672.0298 | 0.013741 | 566.7535 | 0.00028243 | 666.83 | -0.0058775 | 564.6431 | 0.29846 | 666.83 | 0.0069863 | 666.83 | 0.00023318 | 566.7535 | 0.00023294 | 566.7535 | 0.00018161 | 672.0298 | 9.2616 | 672.0298 | 0.17278 | 846.8379 | 0.023659 | 672.0298 | 0.003543 | 846.1917 | 10.6365 | 846.8379 | 0.45583 | 566.7535 | 2.1013
| 564.7596 | 0 | 672.2625 | -0.0031943 | 564.7596 | 0 | 672.2625 | -0.028876 | 672.5906 | -0.011793 | 672.2625 | -0.01847 | 566.872 | 0.0005162 | 667.06 | 0.016513 | 564.7596 | 0.30268 | 667.06 | -0.0078004 | 667.06 | -0.0018654 | 566.872 | 0.0004738 | 566.872 | 0.0004014 | 672.2625 | 8.885 | 672.2625 | 0.17471 | 847.0048 | 0.024612 | 672.2625 | -0.0045412 | 846.3588 | 10.6522 | 847.0048 | 0.46012 | 566.872 | 2.1144
| 564.8762 | 0.019262 | 672.4953 | 0.0038176 | 564.8762 | 0.019758 | 672.4953 | 0.016854 | 672.823 | 0.015629 | 672.4953 | 0.019204 | 566.9906 | 0.00024076 | 667.29 | 0.020431 | 564.8762 | 0.31321 | 667.29 | -0.0042357 | 667.29 | 0.00058296 | 566.9906 | 0.0002429 | 566.9906 | 0.0002198 | 672.4953 | 8.5666 | 672.4953 | 0.17829 | 847.1717 | 0.024948 | 672.4953 | -0.011589 | 846.526 | 10.8402 | 847.1717 | 0.46165 | 566.9906 | 2.1157
| 564.9928 | 0 | 672.7281 | 0.0026896 | 564.9928 | 0 | 672.7281 | -0.030202 | 673.0554 | -0.016976 | 672.7281 | -0.019778 | 567.1092 | 0.0004878 | 667.53 | 0.0075566 | 564.9928 | 0.28963 | 667.53 | 0.0013092 | 667.53 | -0.0036143 | 567.1092 | 0.00049067 | 567.1092 | 0.00047756 | 672.7281 | 8.1923 | 672.7281 | 0.17481 | 847.3386 | 0.022089 | 672.7281 | -0.016029 | 846.6931 | 10.8723 | 847.3386 | 0.4647 | 567.1092 | 2.1235
| 565.1094 | 0.0037345 | 672.9608 | 0.0061862 | 565.1094 | 0.025983 | 672.9608 | 0.020398 | 673.2879 | 0.010077 | 672.9608 | 0.010263 | 567.2277 | 0.00024867 | 667.76 | 0.040583 | 565.1094 | 0.2961 | 667.76 | 0.0060617 | 667.76 | 0.0058296 | 567.2277 | 0.00025225 | 567.2277 | 0.00025777 | 672.9608 | 7.9225 | 672.9608 | 0.17977 | 847.5055 | 0.025341 | 672.9608 | 0.0069758 | 846.8602 | 10.9531 | 847.5055 | 0.46658 | 567.2277 | 2.1267
| 565.226 | 0 | 673.1936 | 0.0011876 | 565.226 | 0 | 673.1936 | -0.039202 | 673.5203 | -0.010943 | 673.1936 | -0.01666 | 567.3463 | 0.00051667 | 667.99 | -0.015393 | 565.226 | 0.29972 | 667.99 | -0.0035756 | 667.99 | 0.0056546 | 567.3463 | 0.00048965 | 567.3463 | 0.00049015 | 673.1936 | 7.5685 | 673.1936 | 0.18751 | 847.6724 | 0.028873 | 673.1936 | -0.0089504 | 847.0273 | 11.0167 | 847.6724 | 0.46928 | 567.3463 | 2.1346
| 565.3426 | 0 | 673.4264 | 0.005402 | 565.3426 | 0.020705 | 673.4264 | 0.0056278 | 673.7528 | 0.0057975 | 673.4264 | 0.015711 | 567.4649 | 0.00027219 | 668.23 | 0.048418 | 565.3426 | 0.30822 | 668.23 | 0.00078111 | 668.23 | 0.001982 | 567.4649 | 0.00024046 | 567.4649 | 0.00023238 | 673.4264 | 7.2666 | 673.4264 | 0.19271 | 847.8393 | 0.024332 | 673.4264 | 0.0025998 | 847.1945 | 11.1638 | 847.8393 | 0.47158 | 567.4649 | 2.1314
| 565.4593 | 0 | 673.6592 | 0.0035762 | 565.4593 | 0 | 673.6592 | -0.049907 | 673.9853 | -0.0042692 | 673.6592 | -0.016879 | 567.5835 | 0.00055509 | 668.46 | 0.0013994 | 565.4593 | 0.27964 | 668.46 | 0.0055338 | 668.46 | -0.0085115 | 567.5835 | 0.00049961 | 567.5835 | 0.00051553 | 673.6592 | 6.9836 | 673.6592 | 0.19609 | 848.0062 | 0.022986 | 673.6592 | -0.0040886 | 847.3616 | 11.2282 | 848.0062 | 0.47398 | 567.5835 | 2.1323
| 565.5759 | 0.019509 | 673.892 | 0.007569 | 565.5759 | 0.021382 | 673.892 | -0.0074718 | 674.2178 | 0.012205 | 673.892 | 0.018741 | 567.7021 | 0.00028686 | 668.69 | -0.0075566 | 565.5759 | 0.28211 | 668.69 | -0.0018593 | 668.69 | 0.0075785 | 567.7021 | 0.00026221 | 567.7021 | 0.00028315 | 673.8921 | 6.6807 | 673.892 | 0.19551 | 848.1731 | 0.024332 | 673.892 | 0.0063445 | 847.5288 | 11.3647 | 848.1731 | 0.47445 | 567.7021 | 2.1252
| 565.6925 | 0 | 674.1249 | 3.849e-05 | 565.6925 | 0 | 674.1249 | -0.046424 | 674.4503 | -0.016864 | 674.1249 | -0.023133 | 567.8207 | 0.00055346 | 668.92 | -0.020991 | 565.6925 | 0.28836 | 668.92 | 0.00038506 | 668.92 | 0.017372 | 567.8207 | 0.00047095 | 567.8207 | 0.00046476 | 674.1249 | 6.4235 | 674.1249 | 0.19912 | 848.3401 | 0.034703 | 674.1249 | -0.0050071 | 847.6959 | 11.4257 | 848.3401 | 0.47581 | 567.8207 | 2.128
| 565.8091 | 0.0081715 | 674.3577 | 0.010516 | 565.8091 | 0.015022 | 674.3577 | 0.024861 | 674.6828 | 0.011991 | 674.3577 | 0.01678 | 567.9392 | 0.00026986 | 669.16 | -0.013154 | 565.8091 | 0.29347 | 669.16 | -0.0038396 | 669.16 | -0.0027399 | 567.9392 | 0.00020956 | 567.9392 | 0.00019853 | 674.3577 | 6.1576 | 674.3577 | 0.2151 | 848.507 | 0.027808 | 674.3577 | 0.00069662 | 847.8631 | 11.5194 | 848.507 | 0.4768 | 567.9392 | 2.1297
| 565.9258 | 0 | 674.5906 | 0.0068636 | 565.9258 | 0 | 674.5906 | -0.019507 | 674.9153 | -0.014105 | 674.5906 | -0.021267 | 568.0578 | 0.00053553 | 669.39 | -0.030506 | 565.9258 | 0.2859 | 669.39 | -0.0075362 | 669.39 | 0.0033811 | 568.0578 | 0.00044575 | 568.0578 | 0.00038036 | 674.5906 | 5.9118 | 674.5906 | 0.21605 | 848.6739 | 0.03134 | 674.5906 | -0.00025282 | 848.0302 | 11.6453 | 848.6739 | 0.48056 | 568.0578 | 2.1349
| 566.0424 | 0.015311 | 674.8234 | 0.0034738 | 566.0424 | 0.01056 | 674.8234 | 0.029295 | 675.1478 | 0.015697 | 674.8234 | 0.017659 | 568.1764 | 0.00026823 | 669.62 | 0.025469 | 566.0424 | 0.27931 | 669.62 | 0.0048738 | 669.62 | -0.0027399 | 568.1764 | 0.00023802 | 568.1764 | 0.00021546 | 674.8234 | 5.696 | 674.8234 | 0.21459 | 848.8408 | 0.022594 | 674.8234 | 0.0050849 | 848.1974 | 11.813 | 848.8408 | 0.48309 | 568.1764 | 2.1387
| 566.1591 | 0 | 675.0563 | -0.0015467 | 566.1591 | 0 | 675.0563 | -0.010994 | 675.3804 | -0.01502 | 675.0563 | -0.02221 | 568.295 | 0.0005339 | 669.86 | -0.029946 | 566.1591 | 0.26127 | 669.86 | -1.1002e-05 | 669.86 | -0.0032645 | 568.295 | 0.00046384 | 568.295 | 0.00044371 | 675.0563 | 5.4647 | 675.0563 | 0.21469 | 849.0078 | 0.031115 | 675.0563 | -0.007776 | 848.3646 | 11.8002 | 849.0078 | 0.48773 | 568.295 | 2.1444
| 566.2757 | 0 | 675.2892 | 0.0015946 | 566.2757 | 0.030314 | 675.2892 | 0.017621 | 675.6129 | 0.012072 | 675.2892 | 0.014998 | 568.4136 | 0.00027009 | 670.09 | -0.013154 | 566.2757 | 0.26214 | 670.09 | -0.0055558 | 670.09 | 0.0060044 | 568.4136 | 0.00022704 | 568.4136 | 0.00026189 | 675.2892 | 5.2644 | 675.2892 | 0.22093 | 849.1747 | 0.019006 | 675.2892 | 0.0055351 | 848.5317 | 11.9544 | 849.1747 | 0.49085 | 568.4136 | 2.1516
| 566.3924 | 0 | 675.522 | -0.0055566 | 566.3924 | 0 | 675.522 | -0.032694 | 675.8455 | -0.021609 | 675.522 | -0.021032 | 568.5322 | 0.00054531 | 670.32 | -0.036664 | 566.3924 | 0.24881 | 670.32 | 0.0036855 | 670.32 | -0.0029147 | 568.5322 | 0.00048417 | 568.5322 | 0.00043937 | 675.5221 | 5.0514 | 675.522 | 0.22205 | 849.3416 | 0.029097 | 675.522 | -0.00094312 | 848.6989 | 11.9622 | 849.3416 | 0.49525 | 568.5322 | 2.1625
| 566.5091 | 0.0057311 | 675.7549 | 0.00047973 | 566.5091 | 0.024359 | 675.7549 | 0.029084 | 676.078 | -0.0011776 | 675.7549 | 0.01498 | 568.6508 | 0.00027964 | 670.55 | 0.0075566 | 566.5091 | 0.26681 | 670.55 | -0.00053907 | 670.55 | -0.011659 | 568.6508 | 0.00025834 | 568.6508 | 0.00019441 | 675.755 | 4.8795 | 675.7549 | 0.23845 | 849.5086 | 0.031956 | 675.7549 | -0.0060868 | 848.8661 | 12.1224 | 849.5086 | 0.49701 | 568.6508 | 2.1595
| 566.6258 | 0 | 675.9879 | -0.0007319 | 566.6258 | 0 | 675.9879 | -0.020192 | 676.3106 | -0.0072913 | 675.9879 | -0.022256 | 568.7695 | 0.00054694 | 670.79 | -0.017632 | 566.6258 | 0.24991 | 670.79 | -0.0063479 | 670.79 | -0.013058 | 568.7695 | 0.0005112 | 568.7695 | 0.00045218 | 675.9879 | 4.6845 | 675.9879 | 0.23457 | 849.6755 | 0.024836 | 675.9879 | -0.0056591 | 849.0333 | 12.2468 | 849.6755 | 0.50095 | 568.7695 | 2.1605
| 566.7424 | 0.0077278 | 676.2208 | 0.0080101 | 566.7424 | 0.0032853 | 676.2208 | 0.0225 | 676.5432 | 0.015094 | 676.2208 | 0.014642 | 568.8881 | 0.00027056 | 671.02 | 0.028827 | 566.7424 | 0.25688 | 671.02 | -0.00027504 | 671.02 | 0.0032063 | 568.8881 | 0.00025326 | 568.8881 | 0.00026406 | 676.2208 | 4.5332 | 676.2208 | 0.2562 | 849.8425 | 0.02792 | 676.2208 | 0.0038002 | 849.2004 | 12.3055 | 849.8425 | 0.50395 | 568.8881 | 2.156
| 566.8591 | 0 | 676.4537 | -0.00011692 | 566.8591 | 0 | 676.4537 | -0.038573 | 676.7758 | -0.0077246 | 676.4537 | -0.021601 | 569.0067 | 0.00055462 | 671.25 | -0.027708 | 566.8591 | 0.25737 | 671.25 | -0.010968 | 671.25 | -0.016031 | 569.0067 | 0.00049128 | 569.0067 | 0.00048385 | 676.4537 | 4.3414 | 676.4537 | 0.25212 | 850.0094 | 0.01895 | 676.4537 | -0.0035002 | 849.3676 | 12.3615 | 850.0094 | 0.50782 | 569.0067 | 2.1609
| 566.9758 | 0.01815 | 676.6866 | 0.00088938 | 566.9758 | 0.021653 | 676.6866 | 0.012682 | 677.0084 | 0.0072049 | 676.6866 | 0.014097 | 569.1253 | 0.00028453 | 671.49 | -0.0030786 | 566.9758 | 0.25408 | 671.49 | 0.0079103 | 671.49 | -0.0034394 | 569.1253 | 0.00023863 | 569.1253 | 0.00023021 | 676.6866 | 4.1783 | 676.6866 | 0.25199 | 850.1764 | 0.02977 | 676.6866 | 0.0050769 | 849.5348 | 12.5537 | 850.1764 | 0.50965 | 569.1253 | 2.1566
| 567.0925 | 0 | 676.9196 | -0.0039381 | 567.0925 | 0 | 676.9196 | -0.054694 | 677.2411 | -0.011646 | 676.9196 | -0.021128 | 569.2439 | 0.00054578 | 671.72 | -0.038343 | 567.0925 | 0.24585 | 671.72 | -0.00080314 | 671.72 | -0.0069371 | 569.2439 | 0.0004614 | 569.2439 | 0.0004691 | 676.9196 | 3.9882 | 676.9196 | 0.25378 | 850.3433 | 0.024556 | 676.9196 | -0.0079433 | 849.702 | 12.5699 | 850.3433 | 0.51194 | 569.2439 | 2.1576
| 567.2092 | 0 | 677.1525 | 0.0050111 | 567.2092 | 0.023412 | 677.1525 | 0.014485 | 677.4737 | 0.0079212 | 677.1525 | 0.01603 | 569.3625 | 0.00026288 | 671.95 | -0.0030786 | 567.2092 | 0.24739 | 671.95 | -0.0025194 | 671.95 | 0.0077533 | 569.3625 | 0.00022338 | 569.3625 | 0.0002493 | 677.1526 | 3.8514 | 677.1525 | 0.26657 | 850.5103 | 0.032517 | 677.1525 | 0.0083375 | 849.8692 | 12.7154 | 850.5103 | 0.5137 | 569.3625 | 2.1541
| 567.3259 | 0 | 677.3855 | 0.0036191 | 567.3259 | 0 | 677.3855 | -0.041567 | 677.7063 | -0.018655 | 677.3855 | -0.015945 | 569.4812 | 0.00052738 | 672.18 | 0.015393 | 567.3259 | 0.25287 | 672.18 | -0.0096484 | 672.18 | 0.0033811 | 569.4812 | 0.00048457 | 569.4812 | 0.00043937 | 677.3855 | 3.6788 | 677.3855 | 0.26627 | 850.6772 | 0.024444 | 677.3855 | -0.0073716 | 850.0364 | 12.8084 | 850.6772 | 0.51781 | 569.4812 | 2.1566
| 567.4426 | 0.010612 | 677.6185 | 0.0036631 | 567.4426 | 0.01624 | 677.6185 | 0.0082372 | 677.939 | 0.0058263 | 677.6185 | 0.017599 | 569.5998 | 0.0002666 | 672.42 | 0.032185 | 567.4426 | 0.22852 | 672.42 | -0.00080314 | 672.42 | 0.0039058 | 569.5998 | 0.00026586 | 569.5998 | 0.00020699 | 677.6185 | 3.579 | 677.6185 | 0.27508 | 850.8442 | 0.032517 | 677.6185 | 0.0045994 | 850.2036 | 12.8951 | 850.8442 | 0.51916 | 569.5998 | 2.1534
| 567.5594 | 0 | 677.8515 | 0.0002793 | 567.5594 | 0 | 677.8515 | -0.057667 | 678.1716 | -0.018916 | 677.8515 | -0.021276 | 569.7184 | 0.00052598 | 672.65 | 0.02211 | 567.5594 | 0.23027 | 672.65 | -0.0085925 | 672.65 | -0.0015157 | 569.7184 | 0.00049961 | 569.7184 | 0.0004014 | 677.8515 | 3.4145 | 677.8515 | 0.2842 | 851.0112 | 0.016651 | 677.8515 | 0.0036972 | 850.3708 | 13.0196 | 851.0112 | 0.52104 | 569.7184 | 2.1587
| 567.6761 | 0.019756 | 678.0845 | 0.010055 | 567.6761 | 0.025577 | 678.0845 | 0.02617 | 678.4043 | 0.01789 | 678.0845 | 0.016971 | 569.8371 | 0.00026241 | 672.88 | 0.019311 | 567.6761 | 0.22995 | 672.88 | -0.00080314 | 672.88 | 0.0054798 | 569.8371 | 0.00023842 | 569.8371 | 0.00020699 | 678.0845 | 3.3212 | 678.0845 | 0.28915 | 851.1781 | 0.029377 | 678.0845 | -0.0015102 | 850.538 | 13.0726 | 851.1781 | 0.52046 | 569.8371 | 2.1584
| 567.7928 | 0 | 678.3175 | -0.0040989 | 567.7928 | 0 | 678.3175 | -0.0062985 | 678.637 | -0.01535 | 678.3175 | -0.023991 | 569.9557 | 0.00054275 | 673.12 | -0.020431 | 567.7928 | 0.21782 | 673.12 | -0.0066122 | 673.12 | -0.002565 | 569.9557 | 0.0004614 | 569.9557 | 0.00046476 | 678.3175 | 3.1754 | 678.3175 | 0.29167 | 851.3451 | 0.027583 | 678.3175 | -0.00066169 | 850.7052 | 13.149 | 851.3451 | 0.52333 | 569.9557 | 2.1646
| 567.9096 | 0.0090589 | 678.5505 | 0.012393 | 567.9096 | 0.024359 | 678.5505 | 0.00053054 | 678.8697 | 0.0031507 | 678.5505 | 0.020697 | 570.0743 | 0.00028243 | 673.35 | 0.012035 | 567.9096 | 0.22435 | 673.35 | 0.012663 | 673.35 | 0.0039058 | 570.0743 | 0.00022765 | 570.0743 | 0.00027035 | 678.5505 | 3.083 | 678.5505 | 0.30004 | 851.5121 | 0.021865 | 678.5505 | 0.0039579 | 850.8725 | 13.2435 | 851.5121 | 0.52527 | 570.0743 | 2.1637
| 568.0263 | 0 | 678.7835 | 0.0011965 | 568.0263 | 0 | 678.7835 | -0.032768 | 679.1024 | -0.017494 | 678.7835 | -0.021057 | 570.193 | 0.00054578 | 673.58 | 0.014274 | 568.0263 | 0.21519 | 673.58 | 0.0022334 | 673.58 | 0.010726 | 570.193 | 0.00046526 | 570.193 | 0.00051553 | 678.7835 | 2.9513 | 678.7835 | 0.29857 | 851.6791 | 0.01923 | 678.7835 | -0.0037667 | 851.0397 | 13.2937 | 851.6791 | 0.52909 | 570.193 | 2.1737
| 568.1431 | 0.0072841 | 679.0166 | 0.0054169 | 568.1431 | 0.017863 | 679.0166 | 0.0062147 | 679.3351 | 0.0052414 | 679.0166 | 0.019474 | 570.3116 | 0.0002652 | 673.82 | -0.015393 | 568.1431 | 0.22759 | 673.82 | -0.0047637 | 673.82 | -0.0085115 | 570.3116 | 0.00024127 | 570.3116 | 0.00024518 | 679.0166 | 2.8494 | 679.0166 | 0.3079 | 851.8461 | 0.01368 | 679.0166 | -0.0013448 | 851.2069 | 13.34 | 851.8461 | 0.53179 | 570.3116 | 2.1718
| 568.2598 | 0 | 679.2496 | -0.0019652 | 568.2598 | 0 | 679.2496 | -0.027683 | 679.5679 | -0.023143 | 679.2496 | -0.023004 | 570.4303 | 0.00055718 | 674.05 | -0.0086761 | 568.2598 | 0.21376 | 674.05 | 0.005798 | 674.05 | -0.018305 | 570.4303 | 0.00046851 | 570.4303 | 0.00050078 | 679.2496 | 2.7265 | 679.2496 | 0.31143 | 852.013 | 0.024612 | 679.2496 | -0.0048047 | 851.3741 | 13.3852 | 852.013 | 0.53532 | 570.4303 | 2.1721
| 568.3766 | 0.013705 | 679.4827 | 0.0035725 | 568.3766 | 0.017593 | 679.4827 | 0.020782 | 679.8006 | 0.021868 | 679.4827 | 0.015342 | 570.5489 | 0.00029338 | 674.28 | 0.012595 | 568.3766 | 0.21684 | 674.28 | -0.0037076 | 674.28 | -0.01026 | 570.5489 | 0.0002305 | 570.5489 | 0.0002556 | 679.4827 | 2.6509 | 679.4827 | 0.32117 | 852.18 | 0.02506 | 679.4827 | -0.0022688 | 851.5414 | 13.4828 | 852.18 | 0.53649 | 570.5489 | 2.1578
| 568.4934 | 0 | 679.7158 | 0.0035013 | 568.4934 | 0 | 679.7158 | -0.031657 | 680.0333 | -0.00029781 | 679.7158 | -0.018295 | 570.6676 | 0.00055672 | 674.51 | 0.013714 | 568.4934 | 0.2074 | 674.51 | -0.017834 | 674.51 | -0.01848 | 570.6676 | 0.00047217 | 570.6676 | 0.00047539 | 679.7158 | 2.5312 | 679.7158 | 0.32854 | 852.347 | 0.023266 | 679.7158 | -0.0027184 | 851.7086 | 13.4707 | 852.347 | 0.53702 | 570.6676 | 2.1604
| 568.6101 | 0 | 679.9488 | 0.0075078 | 568.6101 | 0.025171 | 679.9488 | 0.035349 | 680.2661 | 0.0084717 | 679.9488 | 0.015446 | 570.7863 | 0.00027172 | 674.75 | -0.00027989 | 568.6101 | 0.21047 | 674.75 | 0.0018373 | 674.75 | 0.00058296 | 570.7863 | 0.00024696 | 570.7863 | 0.0002198 | 679.9488 | 2.4603 | 679.9488 | 0.33274 | 852.514 | 0.025229 | 679.9488 | 0.00030833 | 851.8759 | 13.6567 | 852.514 | 0.53632 | 570.7863 | 2.159
| 568.7269 | 0 | 680.1819 | -0.0015282 | 568.7269 | 0 | 680.1819 | -0.03217 | 680.4989 | -0.010363 | 680.1819 | -0.021078 | 570.9049 | 0.00055579 | 674.98 | 0.0075566 | 568.7269 | 0.20521 | 674.98 | -0.0046317 | 674.98 | -0.0027399 | 570.9049 | 0.00046465 | 570.9049 | 0.00049015 | 680.1819 | 2.3443 | 680.1819 | 0.33543 | 852.681 | 0.02136 | 680.1819 | 0.0014647 | 852.0431 | 13.5822 | 852.681 | 0.53843 | 570.9049 | 2.1727
| 568.8437 | 0.013952 | 680.415 | 0.0055509 | 568.8437 | 0.017322 | 680.415 | 0.0062296 | 680.7316 | 0.0088774 | 680.415 | 0.01618 | 571.0236 | 0.00029175 | 675.21 | 0.017632 | 568.8437 | 0.20811 | 675.21 | -0.0034436 | 675.21 | -0.01061 | 571.0236 | 0.00021993 | 571.0236 | 0.00027035 | 680.415 | 2.2896 | 680.415 | 0.34695 | 852.848 | 0.028873 | 680.415 | 0.0022935 | 852.2104 | 13.685 | 852.848 | 0.53984 | 571.0236 | 2.1732
| 568.9605 | 0 | 680.6481 | 0.0013186 | 568.9605 | 0 | 680.6481 | -0.037248 | 680.9644 | -0.010854 | 680.6481 | -0.021818 | 571.1422 | 0.00055346 | 675.45 | -0.0086761 | 568.9605 | 0.22106 | 675.45 | 0.006722 | 675.45 | 0.01265 | 571.1422 | 0.00041729 | 571.1422 | 0.00052812 | 680.6481 | 2.1625 | 680.6481 | 0.3461 | 853.015 | 0.023042 | 680.6481 | 0.0057968 | 852.3776 | 13.7528 | 853.015 | 0.54413 | 571.1422 | 2.176
| 569.0773 | 0.0072841 | 680.8813 | 0.001931 | 569.0773 | 0.013376 | 680.8813 | 0.0060392 | 681.1972 | 0.016718 | 680.8813 | 0.021247 | 571.2609 | 0.00026893 | 675.68 | -0.0086761 | 569.0773 | 0.19429 | 675.68 | -0.0087244 | 675.68 | -0.0029147 | 571.2609 | 0.00020204 | 571.2609 | 0.00025777 | 680.8813 | 2.1186 | 680.8813 | 0.35671 | 853.182 | 0.01895 | 680.8813 | 0.012669 | 852.5449 | 13.7605 | 853.182 | 0.54619 | 571.2609 | 2.1698
| 569.1941 | 0 | 681.1144 | -0.0039143 | 569.1941 | 0 | 681.1144 | -0.048234 | 681.43 | -0.024096 | 681.1144 | -0.021695 | 571.3796 | 0.00054088 | 675.91 | -0.0019591 | 569.1941 | 0.19199 | 675.91 | -0.014797 | 675.91 | -0.002565 | 571.3796 | 0.00042827 | 571.3796 | 0.00045001 | 681.1144 | 2.0324 | 681.1144 | 0.35948 | 853.349 | 0.024163 | 681.1144 | 0.00049205 | 852.7121 | 13.809 | 853.349 | 0.55153 | 571.3796 | 2.1671
| 569.3109 | 0.015928 | 681.3475 | 0.0068671 | 569.3109 | 0.018946 | 681.3475 | 0.0096974 | 681.6629 | 0.0050887 | 681.3475 | 0.014599 | 571.4983 | 0.00027312 | 676.15 | -0.0013994 | 569.3109 | 0.19429 | 676.15 | -0.0011992 | 676.15 | -0.0029147 | 571.4983 | 0.00022948 | 571.4983 | 0.00019224 | 681.3475 | 1.9756 | 681.3475 | 0.3741 | 853.516 | 0.023547 | 681.3475 | 0.0029215 | 852.8794 | 13.8328 | 853.516 | 0.55588 | 571.4983 | 2.1618
| 569.4277 | 0 | 681.5807 | 0.0016641 | 569.4277 | 0 | 681.5807 | -0.02874 | 681.8957 | -0.016078 | 681.5807 | -0.023873 | 571.6169 | 0.00053995 | 676.38 | -0.019311 | 569.4277 | 0.20614 | 676.38 | -0.0029155 | 676.38 | 0.0039058 | 571.6169 | 0.00043823 | 571.6169 | 0.00045001 | 681.5807 | 1.8682 | 681.5807 | 0.37877 | 853.6831 | 0.023154 | 681.5807 | -0.0057314 | 853.0467 | 13.7381 | 853.6831 | 0.56217 | 571.6169 | 2.1628
| 569.5446 | 0.019756 | 681.8138 | 0.0053839 | 569.5446 | 0.017187 | 681.8138 | 0.016459 | 682.1285 | 0.010557 | 681.8138 | 0.018261 | 571.7356 | 0.00026823 | 676.61 | 0.02155 | 569.5446 | 0.18557 | 676.61 | -0.0038396 | 676.61 | 0.0056546 | 571.7356 | 0.000212 | 571.7356 | 0.00025777 | 681.8138 | 1.8268 | 681.8138 | 0.38428 | 853.8501 | 0.028985 | 681.8138 | 0.0048093 | 853.2139 | 13.9121 | 853.8501 | 0.56428 | 571.7356 | 2.1626
| 569.6614 | 0.0013333 | 682.047 | 0.0030011 | 569.6614 | 0 | 682.047 | -0.023265 | 682.3614 | -0.0097918 | 682.047 | -0.025281 | 571.8543 | 0.0005162 | 676.85 | -0.02155 | 569.6614 | 0.20257 | 676.85 | -0.0079322 | 676.85 | -0.0081612 | 571.8543 | 0.00042725 | 571.8543 | 0.00047756 | 682.047 | 1.7427 | 682.047 | 0.38969 | 854.0171 | 0.030162 | 682.047 | 0.0026637 | 853.3812 | 13.7381 | 854.0171 | 0.56722 | 571.8543 | 2.167
| 569.7782 | 0.0024034 | 682.2802 | 0.0082624 | 569.7782 | 0.016645 | 682.2802 | 0.015944 | 682.5942 | 0.021375 | 682.2802 | 0.021335 | 571.973 | 0.0002531 | 677.08 | 0.018192 | 569.7782 | 0.18617 | 677.08 | -0.00093515 | 677.08 | 0.003556 | 571.973 | 0.00021668 | 571.973 | 0.0002198 | 682.2802 | 1.7164 | 682.2802 | 0.40005 | 854.1841 | 0.026798 | 682.2802 | 0.0031199 | 853.5485 | 13.857 | 854.1841 | 0.56828 | 571.973 | 2.1616
| 569.8951 | 0 | 682.5134 | -0.0029293 | 569.8951 | 0 | 682.5134 | -0.055346 | 682.8271 | -0.019035 | 682.5134 | -0.016679 | 572.0917 | 0.00049502 | 677.31 | -0.006437 | 569.8951 | 0.17751 | 677.31 | -0.0034436 | 677.31 | -0.0076368 | 572.0917 | 0.0004051 | 572.0917 | 0.00045218 | 682.5134 | 1.6216 | 682.5134 | 0.39311 | 854.3511 | 0.022089 | 682.5134 | -0.0069686 | 853.7158 | 13.8755 | 854.3511 | 0.57262 | 572.0917 | 2.1608
| 570.0119 | 0.015681 | 682.7466 | 0.0016907 | 570.0119 | 0.001408 | 682.7466 | 0.021394 | 683.06 | 0.015352 | 682.7466 | 0.012899 | 572.2104 | 0.00024565 | 677.54 | 0.0069968 | 570.0119 | 0.19133 | 677.54 | -0.0031795 | 677.54 | 5.8296e-05 | 572.2104 | 0.00018923 | 572.2104 | 0.00023238 | 682.7466 | 1.5667 | 682.7466 | 0.4198 | 854.5182 | 0.0282 | 682.7466 | 0.0092736 | 853.8831 | 13.9026 | 854.5182 | 0.57662 | 572.2104 | 2.1483
| 570.1288 | 0 | 682.9798 | -0.0022167 | 570.1288 | 0 | 682.9798 | -0.037156 | 683.2929 | -0.014359 | 682.9798 | -0.022154 | 572.3291 | 0.00050899 | 677.78 | -0.042262 | 570.1288 | 0.1842 | 677.78 | 0.0036855 | 677.78 | 0.0044305 | 572.3291 | 0.00039229 | 572.3291 | 0.00045218 | 682.9798 | 1.5075 | 682.9798 | 0.41603 | 854.6852 | 0.021472 | 682.9798 | -0.0075147 | 854.0503 | 13.8249 | 854.6852 | 0.58373 | 572.3291 | 2.1427
| 570.2456 | 0.0024034 | 683.213 | 0.0010513 | 570.2456 | 0.013141 | 683.213 | 0.0061406 | 683.5258 | 0.01713 | 683.213 | 0.016442 | 572.4478 | 0.00026683 | 678.01 | 0.02155 | 570.2456 | 0.17964 | 678.01 | 0.0092303 | 678.01 | 0.016498 | 572.4478 | 0.00020387 | 572.4478 | 0.0002198 | 683.213 | 1.4874 | 683.213 | 0.43726 | 854.8523 | 0.034031 | 683.213 | 0.0071534 | 854.2176 | 13.9046 | 854.8523 | 0.58819 | 572.4478 | 2.13
| 570.3625 | 0 | 683.4462 | -0.008042 | 570.3625 | 0 | 683.4462 | -0.036511 | 683.7587 | -0.013641 | 683.4462 | -0.027191 | 572.5665 | 0.00054578 | 678.24 | -0.059053 | 570.3625 | 0.17701 | 678.24 | -0.014005 | 678.24 | -0.005713 | 572.5665 | 0.00041221 | 572.5665 | 0.00050924 | 683.4462 | 1.4063 | 683.4462 | 0.43602 | 855.0193 | 0.0208 | 683.4462 | -0.0025294 | 854.3849 | 13.8452 | 855.0193 | 0.59277 | 572.5665 | 2.1261
| 570.4794 | 0.01039 | 683.6795 | 0.0044374 | 570.4794 | 0.032885 | 683.6795 | 0.018531 | 683.9916 | 0.017625 | 683.6795 | 0.017692 | 572.6852 | 0.00028337 | 678.48 | -0.017632 | 570.4794 | 0.18464 | 678.48 | -0.0019913 | 678.48 | 0.0042556 | 572.6852 | 0.00020834 | 572.6852 | 0.00028944 | 683.6795 | 1.3828 | 683.6795 | 0.45297 | 855.1863 | 0.027415 | 683.6795 | 0.0015787 | 854.5522 | 13.7785 | 855.1863 | 0.59413 | 572.6852 | 2.1191
| 570.5962 | 0 | 683.9127 | -0.004333 | 570.5962 | 0 | 683.9127 | -0.036168 | 684.2245 | -0.013846 | 683.9127 | -0.023944 | 572.8039 | 0.00054088 | 678.71 | 0.020431 | 570.5962 | 0.17312 | 678.71 | -0.0092523 | 678.71 | -0.005713 | 572.8039 | 0.00040449 | 572.8039 | 0.00052182 | 683.9127 | 1.3155 | 683.9127 | 0.44585 | 855.3534 | 0.021753 | 683.9127 | -0.006053 | 854.7195 | 13.765 | 855.3534 | 0.59689 | 572.8039 | 2.1169
| 570.7131 | 0.0099464 | 684.146 | -0.005327 | 570.7131 | 0.010325 | 684.146 | 0.01464 | 684.4575 | -0.0018918 | 684.146 | 0.018369 | 572.9226 | 0.00026241 | 678.94 | 0.029387 | 570.7131 | 0.19007 | 678.94 | -0.0035756 | 678.94 | -0.0046636 | 572.9226 | 0.00019635 | 572.9226 | 0.00023238 | 684.146 | 1.2728 | 684.146 | 0.46633 | 855.5204 | 0.028368 | 684.146 | -0.0029841 | 854.8868 | 13.7752 | 855.5204 | 0.59742 | 572.9226 | 2.1113
| 570.83 | 0 | 684.3793 | -0.00066142 | 570.83 | 0 | 684.3793 | -0.04915 | 684.6904 | -0.017782 | 684.3793 | -0.019449 | 573.0413 | 0.00052366 | 679.18 | 0.033306 | 570.83 | 0.17076 | 679.18 | -0.0021233 | 679.18 | 0.008628 | 573.0413 | 0.00040307 | 573.0413 | 0.00043937 | 684.3793 | 1.2044 | 684.3793 | 0.4593 | 855.6875 | 0.01951 | 684.3793 | -0.00021965 | 855.0541 | 13.6855 | 855.6875 | 0.59847 | 573.0413 | 2.1085
| 570.9469 | 0.025435 | 684.6125 | 0.00067838 | 570.9469 | 0.013668 | 684.6125 | 0.014206 | 684.9234 | 0.010948 | 684.6125 | 0.018149 | 573.16 | 0.00026614 | 679.41 | 0.018752 | 570.9469 | 0.18277 | 679.41 | 0.0031575 | 679.41 | -0.00081612 | 573.16 | 0.00020692 | 573.16 | 0.00021133 | 684.6125 | 1.1732 | 684.6125 | 0.47992 | 855.8545 | 0.028761 | 684.6125 | 0.01023 | 855.2215 | 13.6592 | 855.8545 | 0.59853 | 573.16 | 2.1109
| 571.0638 | 0 | 684.8458 | -0.0074541 | 571.0638 | 0 | 684.8458 | -0.042701 | 685.1563 | -0.010051 | 684.8458 | -0.021271 | 573.2787 | 0.00053227 | 679.64 | -0.011475 | 571.0638 | 0.16862 | 679.64 | 0.0046097 | 679.64 | -0.0044887 | 573.2787 | 0.00041546 | 573.2787 | 0.00040574 | 684.8458 | 1.118 | 684.8458 | 0.48537 | 856.0216 | 0.020519 | 684.8458 | -0.0082392 | 855.3888 | 13.5508 | 856.0216 | 0.60141 | 573.2787 | 2.1218
| 571.1807 | 0.019262 | 685.0791 | 0.0060655 | 571.1807 | 0.015022 | 685.0791 | 0.0094791 | 685.3893 | 0.0025385 | 685.0791 | 0.021835 | 573.3975 | 0.0002666 | 679.88 | 0.014833 | 571.1807 | 0.16752 | 679.88 | -0.00067108 | 679.88 | 0.010726 | 573.3975 | 0.00020875 | 573.3975 | 0.00019853 | 685.0791 | 1.1078 | 685.0791 | 0.5076 | 856.1887 | 0.030555 | 685.0791 | 0.010573 | 855.5561 | 13.5621 | 856.1887 | 0.60435 | 573.3975 | 2.1277
| 571.2976 | 0 | 685.3124 | 0.0019859 | 571.2976 | 0 | 685.3124 | -0.049613 | 685.6223 | -0.016278 | 685.3124 | -0.023485 | 573.5162 | 0.00054438 | 680.11 | -0.034985 | 571.2976 | 0.17827 | 680.11 | -0.0063479 | 680.11 | -0.011834 | 573.5162 | 0.00042461 | 573.5162 | 0.00038882 | 685.3124 | 1.0364 | 685.3124 | 0.50811 | 856.3557 | 0.021753 | 685.3124 | -0.0001213 | 855.7234 | 13.5052 | 856.3557 | 0.60887 | 573.5162 | 2.1295
| 571.4145 | 0.0057311 | 685.5458 | 0.0024889 | 571.4145 | 0.021382 | 685.5458 | 0.030703 | 685.8553 | 0.01386 | 685.5458 | 0.018329 | 573.6349 | 0.00027801 | 680.34 | -0.0092359 | 571.4145 | 0.16813 | 680.34 | -0.0025194 | 680.34 | -0.0076368 | 573.6349 | 0.00021586 | 573.6349 | 0.00019441 | 685.5458 | 1.0198 | 685.5458 | 0.52603 | 856.5228 | 0.028761 | 685.5458 | 0.0092879 | 855.8908 | 13.547 | 856.5228 | 0.61087 | 573.6349 | 2.1216
| 571.5315 | 0 | 685.7791 | -0.0018235 | 571.5315 | 0 | 685.7791 | -0.069348 | 686.0883 | -0.016347 | 685.7791 | -0.023627 | 573.7537 | 0.00055509 | 680.58 | -0.00083963 | 571.5315 | 0.16363 | 680.58 | 0.00051708 | 680.58 | 0.0075785 | 573.7537 | 0.00038132 | 573.7537 | 0.00045218 | 685.7791 | 0.97659 | 685.7791 | 0.52985 | 856.6898 | 0.026518 | 685.7791 | -0.0064105 | 856.0581 | 13.3775 | 856.6898 | 0.61416 | 573.7537 | 2.1265
| 571.6484 | 0.019509 | 686.0124 | 0.0046925 | 571.6484 | 0.018946 | 686.0124 | 0.011807 | 686.3214 | 0.011912 | 686.0124 | 0.017713 | 573.8724 | 0.00027755 | 680.81 | -0.02379 | 571.6484 | 0.16966 | 680.81 | -0.0071401 | 680.81 | -0.004139 | 573.8724 | 0.00016525 | 573.8724 | 0.00025777 | 686.0124 | 0.96758 | 686.0124 | 0.52705 | 856.8569 | 0.02663 | 686.0124 | -0.0012893 | 856.2254 | 13.2426 | 856.8569 | 0.61633 | 573.8724 | 2.125
| 571.7654 | 0 | 686.2458 | 0.0004641 | 571.7654 | 0 | 686.2458 | -0.06225 | 686.5544 | -0.014716 | 686.2458 | -0.023931 | 573.9911 | 0.00052971 | 681.04 | -0.0053177 | 571.7654 | 0.1616 | 681.04 | -0.012025 | 681.04 | -0.0078116 | 573.9911 | 0.00036912 | 573.9911 | 0.00045218 | 686.2458 | 0.91491 | 686.2458 | 0.54381 | 857.024 | 0.027023 | 686.2458 | -0.00079203 | 856.3927 | 13.1838 | 857.024 | 0.6208 | 573.9911 | 2.1303
| 571.8823 | 0 | 686.4791 | 0.006018 | 571.8823 | 0.024359 | 686.4791 | -0.0035068 | 686.7874 | 0.0087632 | 686.4791 | 0.015848 | 574.1099 | 0.00025263 | 681.28 | -0.017632 | 571.8823 | 0.16374 | 681.28 | -0.0027834 | 681.28 | -0.0078116 | 574.1099 | 0.00020448 | 574.1099 | 0.00019853 | 686.4791 | 0.90543 | 686.4791 | 0.5614 | 857.1911 | 0.032012 | 686.4791 | 0.0055909 | 856.5601 | 13.1327 | 857.1911 | 0.62321 | 574.1099 | 2.1257
| 571.9992 | 0 | 686.7125 | -0.00089462 | 571.9992 | 0 | 686.7125 | -0.032493 | 687.0205 | -0.030119 | 686.7125 | -0.029677 | 574.2286 | 0.00050526 | 681.51 | -0.02379 | 571.9992 | 0.15178 | 681.51 | 0.00051708 | 681.51 | 0.0056546 | 574.2286 | 0.00039372 | 574.2286 | 0.00039294 | 686.7125 | 0.85461 | 686.7125 | 0.55773 | 857.3582 | 0.031564 | 686.7125 | -0.014123 | 856.7274 | 12.9709 | 857.3582 | 0.62714 | 574.2286 | 2.1227
| 572.1162 | 0.0086152 | 686.9459 | 0.017273 | 572.1162 | 0.01056 | 686.9459 | 0.020675 | 687.2536 | 0.00028507 | 686.9459 | 0.019328 | 574.3474 | 0.0002531 | 681.74 | 0.0013994 | 572.1162 | 0.14975 | 681.74 | -0.0033115 | 681.74 | 0.00040807 | 574.3474 | 0.00018985 | 574.3474 | 0.00019853 | 686.9459 | 0.859 | 686.9459 | 0.57834 | 857.5252 | 0.032349 | 686.9459 | 0.013136 | 856.8948 | 12.9619 | 857.5252 | 0.62896 | 574.3474 | 2.1154
| 572.2332 | 0 | 687.1793 | -0.0014198 | 572.2332 | 0 | 687.1793 | -0.018974 | 687.4866 | -0.0083299 | 687.1793 | -0.025171 | 574.4661 | 0.00052435 | 681.98 | -0.023229 | 572.2332 | 0.15227 | 681.98 | -0.016778 | 681.98 | 0.00023318 | 574.4661 | 0.0003805 | 574.4661 | 0.00043937 | 687.1793 | 0.80355 | 687.1793 | 0.59492 | 857.6923 | 0.021865 | 687.1793 | 0.0053454 | 857.0621 | 12.8986 | 857.6923 | 0.63302 | 574.4661 | 2.1096
| 572.3501 | 0 | 687.4127 | 0.005385 | 572.3501 | 0.028148 | 687.4127 | 0.013866 | 687.7197 | 0.019515 | 687.4127 | 0.020627 | 574.5848 | 0.00027265 | 682.21 | -0.0030786 | 572.3501 | 0.1639 | 682.21 | -0.0080641 | 682.21 | -0.0034394 | 574.5848 | 0.00019127 | 574.5848 | 0.00024518 | 687.4127 | 0.79176 | 687.4127 | 0.59792 | 857.8594 | 0.026126 | 687.4127 | 0.004626 | 857.2295 | 12.7051 | 857.8594 | 0.63496 | 574.5848 | 2.106
| 572.4671 | 0 | 687.6461 | -0.0069027 | 572.4671 | 0 | 687.6461 | -0.031506 | 687.9528 | -0.017156 | 687.6461 | -0.028485 | 574.7036 | 0.00052692 | 682.44 | -0.0025189 | 572.4671 | 0.15227 | 682.44 | -0.0054239 | 682.44 | -0.0036143 | 574.7036 | 0.00040367 | 574.7036 | 0.00045218 | 687.6461 | 0.75965 | 687.6461 | 0.60992 | 858.0265 | 0.022257 | 687.6461 | -0.0049452 | 857.3969 | 12.537 | 858.0265 | 0.6406 | 574.7036 | 2.1133
| 572.5841 | 0.0057311 | 687.8795 | 0.0047438 | 572.5841 | 0.025983 | 687.8795 | -0.025327 | 688.1859 | 0.016793 | 687.8795 | 0.01584 | 574.8224 | 0.00025543 | 682.68 | 0.027708 | 572.5841 | 0.15441 | 682.68 | 0.0068539 | 682.68 | 0.0081029 | 574.8224 | 0.00021241 | 574.8224 | 0.00020699 | 687.8795 | 0.75179 | 687.8795 | 0.61379 | 858.1936 | 0.02663 | 687.8795 | 0.0022257 | 857.5642 | 12.5543 | 858.1936 | 0.64459 | 574.8224 | 2.1137
| 572.7011 | 0 | 688.1129 | 0.0015392 | 572.7011 | 0 | 688.1129 | -0.050239 | 688.419 | -0.0084383 | 688.1129 | -0.026917 | 574.9411 | 0.0004864 | 682.91 | -0.012035 | 572.7011 | 0.14042 | 682.91 | -0.006744 | 682.91 | -0.014807 | 574.9411 | 0.0004118 | 574.9411 | 0.00043091 | 688.1129 | 0.70374 | 688.1129 | 0.62816 | 858.3607 | 0.021865 | 688.1129 | -0.0097676 | 857.7316 | 12.3406 | 858.3607 | 0.64976 | 574.9411 | 2.1118
| 572.8181 | 0 | 688.3464 | 0.0063449 | 572.8181 | 0.018811 | 688.3464 | 0.0097843 | 688.6522 | 0.024886 | 688.3464 | 0.019123 | 575.0599 | 0.0002354 | 683.14 | -0.0075566 | 572.8181 | 0.14788 | 683.14 | 0.0093622 | 683.14 | 0.015274 | 575.0599 | 0.0001996 | 575.0599 | 0.00022392 | 688.3464 | 0.70744 | 688.3464 | 0.64041 | 858.5278 | 0.025509 | 688.3464 | 0.0034974 | 857.899 | 12.1692 | 858.5278 | 0.65099 | 575.0599 | 2.0976
| 572.9351 | 0 | 688.5798 | -0.00013585 | 572.9351 | 0 | 688.5798 | -0.035241 | 688.8853 | -0.010716 | 688.5798 | -0.028679 | 575.1786 | 0.00046521 | 683.38 | 0.0086761 | 572.9351 | 0.14196 | 683.38 | -0.012289 | 683.38 | -0.0060627 | 575.1786 | 0.00034412 | 575.1786 | 0.0004691 | 688.5798 | 0.65638 | 688.5798 | 0.63757 | 858.6949 | 0.017268 | 688.5798 | 0.00089911 | 858.0663 | 12.0654 | 858.6949 | 0.65452 | 575.1786 | 2.0897
| 573.0521 | 0.0032908 | 688.8133 | 0.0052013 | 573.0521 | 0.011968 | 688.8133 | 0.021073 | 689.1184 | 0.0053401 | 688.8133 | 0.021802 | 575.2974 | 0.00023377 | 683.61 | 0.013154 | 573.0521 | 0.1435 | 683.61 | -0.0056876 | 683.61 | 0.0014574 | 575.2974 | 0.00014472 | 575.2974 | 0.0002493 | 688.8133 | 0.66839 | 688.8133 | 0.66486 | 858.862 | 0.011717 | 688.8133 | 0.0081135 | 858.2337 | 11.8642 | 858.862 | 0.65763 | 575.2974 | 2.0835
| 573.1691 | 0 | 689.0468 | -0.0077599 | 573.1691 | 0 | 689.0468 | -0.031133 | 689.3516 | -0.0029311 | 689.0468 | -0.026602 | 575.4162 | 0.00049269 | 683.84 | -0.023229 | 573.1691 | 0.14432 | 683.84 | -0.00014302 | 683.84 | 5.8296e-05 | 575.4162 | 0.00031648 | 575.4162 | 0.00050707 | 689.0467 | 0.62449 | 689.0468 | 0.68136 | 859.0291 | 0.016483 | 689.0468 | 0.0018989 | 858.4011 | 11.8136 | 859.0291 | 0.6631 | 575.4162 | 2.0813
| 573.2861 | 0.018644 | 689.2802 | -0.0013102 | 573.2861 | 0.016645 | 689.2802 | 0.0076404 | 689.5848 | 0.0096903 | 689.2802 | 0.019248 | 575.5349 | 0.00026334 | 684.08 | 0.0041982 | 573.2861 | 0.13373 | 684.08 | -0.0041036 | 684.08 | -0.0011659 | 575.5349 | 0.00017175 | 575.5349 | 0.00026189 | 689.2802 | 0.63004 | 689.2802 | 0.69069 | 859.1962 | 0.026798 | 689.2802 | 0.0080694 | 858.5685 | 11.6575 | 859.1962 | 0.66615 | 575.5349 | 2.0737
| 573.4031 | 0 | 689.5137 | 0.003851 | 573.4031 | 0 | 689.5137 | -0.037452 | 689.8179 | -0.0023723 | 689.5137 | -0.020215 | 575.6537 | 0.0005339 | 684.31 | 0.0081163 | 573.4031 | 0.13839 | 684.31 | 0.00051708 | 684.31 | -0.0069371 | 575.6537 | 0.00033172 | 575.6537 | 0.00042679 | 689.5137 | 0.5866 | 689.5137 | 0.70543 | 859.3633 | 0.02136 | 689.5137 | -0.0015576 | 858.7359 | 11.3692 | 859.3633 | 0.66997 | 575.6537 | 2.0657
| 573.5202 | 0.013952 | 689.7472 | -5.9121e-06 | 573.5202 | 0.011029 | 689.7472 | -0.002877 | 690.0511 | 0.010886 | 689.7472 | 0.019427 | 575.7725 | 0.00027172 | 684.54 | 0.0025189 | 573.5202 | 0.13543 | 684.54 | -0.0042357 | 684.54 | 0.01195 | 575.7725 | 0.00015997 | 575.7725 | 0.00016902 | 689.7472 | 0.58984 | 689.7472 | 0.71528 | 859.5305 | 0.020519 | 689.7472 | 0.0073588 | 858.9033 | 11.4108 | 859.5305 | 0.67261 | 575.7725 | 2.0455
| 573.6372 | 0 | 689.9807 | -0.0038601 | 573.6372 | 0 | 689.9807 | -0.079721 | 690.2843 | -0.019936 | 689.9807 | -0.023641 | 575.8913 | 0.00056068 | 684.78 | -0.00027989 | 573.6372 | 0.13494 | 684.78 | -0.0011992 | 684.78 | -0.0053632 | 575.8913 | 0.00034351 | 575.8913 | 0.00038036 | 689.9807 | 0.55518 | 689.9807 | 0.72944 | 859.6976 | 0.018109 | 689.9807 | -0.0085 | 859.0707 | 11.0938 | 859.6976 | 0.67778 | 575.8913 | 2.0332
| 573.7542 | 0.016545 | 690.2142 | 0.00023541 | 573.7542 | 0.020705 | 690.2142 | 0.00024798 | 690.5175 | 0.023474 | 690.2142 | 0.015725 | 576.0101 | 0.00028988 | 685.01 | 0.018752 | 573.7542 | 0.12655 | 685.01 | 0.0050058 | 685.01 | -0.0085115 | 576.0101 | 0.00018415 | 576.0101 | 0.00021133 | 690.2142 | 0.56696 | 690.2142 | 0.73815 | 859.8647 | 0.034872 | 690.2142 | 0.0014545 | 859.2381 | 10.9668 | 859.8647 | 0.68084 | 576.0101 | 2.019
| 573.8713 | 0 | 690.4478 | -0.0035663 | 573.8713 | 0 | 690.4478 | -0.053882 | 690.7507 | -0.023214 | 690.4478 | -0.027613 | 576.1289 | 0.00054205 | 685.25 | 0.012595 | 573.8713 | 0.14103 | 685.25 | -0.0018593 | 685.25 | -0.0029147 | 576.1289 | 0.0003368 | 576.1289 | 0.00041833 | 690.4478 | 0.52006 | 690.4478 | 0.74139 | 860.0318 | 0.023547 | 690.4478 | -0.0098759 | 859.4055 | 10.7488 | 860.0318 | 0.68472 | 576.1289 | 2.0227
| 573.9883 | 0.0030689 | 690.6813 | 0.0046834 | 573.9883 | 0.019217 | 690.6813 | 0.016898 | 690.984 | 0.015074 | 690.6813 | 0.014334 | 576.2476 | 0.00025263 | 685.48 | -0.02379 | 573.9883 | 0.11925 | 685.48 | -0.0089886 | 685.48 | -0.0060627 | 576.2476 | 0.00015326 | 576.2476 | 0.00020699 | 690.6813 | 0.53162 | 690.6813 | 0.76116 | 860.199 | 0.030162 | 690.6813 | 0.00053307 | 859.5729 | 10.686 | 860.199 | 0.68583 | 576.2476 | 2.021
| 574.1054 | 0 | 690.9149 | 0.0024634 | 574.1054 | 0 | 690.9149 | -0.056271 | 691.2172 | -0.012528 | 690.9149 | -0.023663 | 576.3664 | 0.00054438 | 685.71 | -0.0058775 | 574.1054 | 0.12797 | 685.71 | 0.00078111 | 685.71 | -0.0034394 | 576.3664 | 0.00033416 | 576.3664 | 0.00043937 | 690.9149 | 0.49049 | 690.9149 | 0.77652 | 860.3661 | 0.019342 | 690.9149 | 0.0092794 | 859.7403 | 10.3295 | 860.3661 | 0.6913 | 576.3664 | 2.0306
| 574.2225 | 0.0039563 | 691.1484 | -0.00034573 | 574.2225 | 0.015698 | 691.1484 | -0.0085621 | 691.4505 | 0.010595 | 691.1484 | 0.021859 | 576.4852 | 0.00029314 | 685.95 | 0.015953 | 574.2225 | 0.12984 | 685.95 | 0.0030255 | 685.95 | -0.0034394 | 576.4852 | 0.00018171 | 576.4852 | 0.00023238 | 691.1484 | 0.49488 | 691.1484 | 0.79603 | 860.5332 | 0.013904 | 691.1484 | -0.00087424 | 859.9077 | 10.2667 | 860.5332 | 0.69512 | 576.4852 | 2.0312
| 574.3395 | 0 | 691.382 | 0.00054229 | 574.3395 | 0 | 691.382 | -0.074864 | 691.6837 | -0.027568 | 691.382 | -0.030608 | 576.604 | 0.00058396 | 686.18 | -0.032185 | 574.3395 | 0.11612 | 686.18 | 0.00012102 | 686.18 | -0.012709 | 576.604 | 0.00036099 | 576.604 | 0.00045847 | 691.382 | 0.45792 | 691.382 | 0.79493 | 860.7004 | 0.023042 | 691.382 | -0.0035277 | 860.0751 | 10.0061 | 860.7004 | 0.7014 | 576.604 | 2.0384
| 574.4566 | 0.0044001 | 691.6156 | 0.0079486 | 574.4566 | 0.00352 | 691.6156 | 0.025614 | 691.917 | 0.015637 | 691.6156 | 0.019737 | 576.7228 | 0.00029268 | 686.41 | 0.015953 | 574.4566 | 0.12797 | 686.41 | -0.0027834 | 686.41 | -0.00099105 | 576.7228 | 0.00017928 | 576.7228 | 0.00022609 | 691.6156 | 0.46901 | 691.6156 | 0.82687 | 860.8675 | 0.026014 | 691.6156 | -0.0016572 | 860.2425 | 9.9373 | 860.8675 | 0.70469 | 576.7228 | 2.0354
| 574.5737 | 0 | 691.8491 | -0.0041278 | 574.5737 | 0 | 691.8491 | -0.051995 | 692.1503 | -0.012395 | 691.8491 | -0.026175 | 576.8416 | 0.00053274 | 686.65 | -0.036664 | 574.5737 | 0.1102 | 686.65 | -0.00014302 | 686.65 | -0.0043139 | 576.8416 | 0.00034676 | 576.8416 | 0.00044588 | 691.8492 | 0.42904 | 691.8491 | 0.81743 | 861.0347 | 0.0208 | 691.8491 | 0.0004546 | 860.41 | 9.7457 | 861.0347 | 0.71004 | 576.8416 | 2.0391
| 574.6908 | 0.019879 | 692.0827 | 0.0048344 | 574.6908 | 0.013804 | 692.0827 | 0.0042401 | 692.3835 | 0.023373 | 692.0827 | 0.016918 | 576.9604 | 0.00024565 | 686.88 | 0.012035 | 574.6908 | 0.11892 | 686.88 | 0.0052698 | 686.88 | -0.016206 | 576.9604 | 0.00016789 | 576.9604 | 0.0002198 | 692.0827 | 0.44706 | 692.0827 | 0.84907 | 861.2018 | 0.034423 | 692.0827 | -0.00096351 | 860.5774 | 9.5833 | 861.2018 | 0.71474 | 576.9604 | 2.0383
| 574.8079 | 0 | 692.3164 | -0.0054074 | 574.8079 | 0 | 692.3164 | -0.047202 | 692.6168 | -0.020542 | 692.3164 | -0.023612 | 577.0792 | 0.0005183 | 687.11 | -0.020991 | 574.8079 | 0.12035 | 687.11 | -0.0084602 | 687.11 | -0.017605 | 577.0792 | 0.00029493 | 577.0792 | 0.00040574 | 692.3164 | 0.41101 | 692.3164 | 0.85069 | 861.369 | 0.032012 | 692.3164 | 0.0054816 | 860.7448 | 9.2913 | 861.369 | 0.72173 | 577.0792 | 2.0388
| 574.925 | 0.016792 | 692.55 | 0.0016726 | 574.925 | 0.023683 | 692.55 | 0.030489 | 692.8501 | 0.008174 | 692.55 | 0.021203 | 577.198 | 0.00027755 | 687.35 | -0.031627 | 574.925 | 0.12018 | 687.35 | -0.0018593 | 687.35 | 0.0060044 | 577.198 | 0.00012765 | 577.198 | 0.00018595 | 692.55 | 0.41356 | 692.55 | 0.87712 | 861.5361 | 0.021304 | 692.55 | -0.0020503 | 860.9123 | 9.1788 | 861.5361 | 0.72608 | 577.198 | 2.0331
| 575.0421 | 0 | 692.7836 | -0.0012809 | 575.0421 | 0 | 692.7836 | -0.069969 | 693.0835 | -0.025109 | 692.7836 | -0.020465 | 577.3169 | 0.00053274 | 687.58 | -0.020991 | 575.0421 | 0.12545 | 687.58 | 0.00038506 | 687.58 | -0.00029147 | 577.3169 | 0.0002805 | 577.3169 | 0.0004563 | 692.7836 | 0.38629 | 692.7836 | 0.8875 | 861.7033 | 0.027808 | 692.7836 | -0.0020313 | 861.0797 | 8.9519 | 861.7033 | 0.73119 | 577.3169 | 2.0307
| 575.1592 | 0.013459 | 693.0172 | 0.0090535 | 575.1592 | 0.026254 | 693.0172 | 0.053452 | 693.3168 | 0.015032 | 693.0172 | 0.021602 | 577.4357 | 0.00025915 | 687.81 | 0.047299 | 575.1592 | 0.12139 | 687.81 | -0.00080314 | 687.81 | 0.0025067 | 577.4357 | 0.00015326 | 577.4357 | 0.00027035 | 693.0172 | 0.40431 | 693.0172 | 0.91059 | 861.8704 | 0.028873 | 693.0172 | 0.0056102 | 861.2471 | 8.8007 | 861.8704 | 0.73324 | 577.4357 | 2.0241
| 575.2763 | 0 | 693.2509 | -0.0043448 | 575.2763 | 0 | 693.2509 | -0.054718 | 693.5501 | -0.016272 | 693.2509 | -0.026996 | 577.5545 | 0.0005481 | 688.05 | -0.011475 | 575.2763 | 0.11486 | 688.05 | -0.0068759 | 688.05 | -0.007462 | 577.5545 | 0.00028436 | 577.5545 | 0.00049015 | 693.2509 | 0.37359 | 693.2509 | 0.92598 | 862.0376 | 0.019006 | 693.2509 | -0.0029648 | 861.4146 | 8.5529 | 862.0376 | 0.73941 | 577.5545 | 2.025
| 575.3935 | 0.010834 | 693.4845 | -0.0053978 | 575.3935 | 0.013376 | 693.4845 | 0.0223 | 693.7835 | 0.01378 | 693.4845 | 0.018829 | 577.6733 | 0.00029012 | 688.28 | -0.00027989 | 575.3935 | 0.11459 | 688.28 | 0.00012102 | 688.28 | -0.0060627 | 577.6733 | 0.0001311 | 577.6733 | 0.0002198 | 693.4845 | 0.37544 | 693.4845 | 0.94889 | 862.2047 | 0.032517 | 693.4845 | 0.0075227 | 861.582 | 8.4779 | 862.2047 | 0.74194 | 577.6733 | 2.0219
| 575.5106 | 0 | 693.7182 | -0.0012229 | 575.5106 | 0 | 693.7182 | -0.046995 | 694.0168 | -0.024396 | 693.7182 | -0.022862 | 577.7921 | 0.00056161 | 688.52 | -0.033864 | 575.5106 | 0.1108 | 688.52 | -0.010176 | 688.52 | -0.0032645 | 577.7921 | 0.00028924 | 577.7921 | 0.0004014 | 693.7182 | 0.34355 | 693.7182 | 0.95506 | 862.3719 | 0.02663 | 693.7182 | -0.0050397 | 861.7495 | 8.2788 | 862.3719 | 0.74799 | 577.7921 | 2.0184
| 575.6278 | 0.010612 | 693.9519 | 0.0074612 | 575.6278 | 0.011264 | 693.9519 | 0.01709 | 694.2502 | 0.013736 | 693.9519 | 0.018739 | 577.911 | 0.00027265 | 688.75 | 0.038904 | 575.6278 | 0.1328 | 688.75 | 0.007646 | 688.75 | -0.00064125 | 577.911 | 0.00015814 | 577.911 | 0.00018161 | 693.9519 | 0.35418 | 693.9519 | 0.96934 | 862.5391 | 0.029658 | 693.9519 | 0.00033174 | 861.9169 | 8.0436 | 862.5391 | 0.75204 | 577.911 | 2.0056
| 575.7449 | 0 | 694.1856 | -0.0070136 | 575.7449 | 0 | 694.1856 | -0.044118 | 694.4836 | -0.032436 | 694.1856 | -0.032069 | 578.0298 | 0.00053018 | 688.98 | 0.006437 | 575.7449 | 0.11832 | 688.98 | 0.00025304 | 688.98 | 0.010726 | 578.0298 | 0.00026729 | 578.0298 | 0.0004014 | 694.1856 | 0.31606 | 694.1856 | 0.9699 | 862.7062 | 0.024332 | 694.1856 | 0.00064877 | 862.0844 | 7.8322 | 862.7062 | 0.75886 | 578.0298 | 1.9894
| 575.8621 | 0.0019596 | 694.4193 | -0.0069573 | 575.8621 | 0.020705 | 694.4193 | 0.010863 | 694.717 | 0.005411 | 694.4193 | 0.018966 | 578.1486 | 0.00025869 | 689.22 | 0.014274 | 575.8621 | 0.11925 | 689.22 | -0.0031795 | 689.22 | 0.0063542 | 578.1486 | 0.00010895 | 578.1486 | 0.0002198 | 694.4193 | 0.33523 | 694.4193 | 1.0086 | 862.8734 | 0.026014 | 694.4193 | -0.00094695 | 862.2519 | 7.6368 | 862.8734 | 0.76244 | 578.1486 | 1.9779
| 575.9792 | 0 | 694.653 | -0.0057588 | 575.9792 | 0 | 694.653 | -0.040405 | 694.9504 | -0.013017 | 694.653 | -0.027097 | 578.2675 | 0.0005204 | 689.45 | -0.017632 | 575.9792 | 0.12205 | 689.45 | -0.0022553 | 689.45 | -0.00011659 | 578.2675 | 0.00023944 | 578.2675 | 0.00034868 | 694.653 | 0.29711 | 694.653 | 1.0121 | 863.0406 | 0.03033 | 694.653 | -0.007825 | 862.4193 | 7.4135 | 863.0406 | 0.76644 | 578.2675 | 1.9767
| 576.0964 | 0 | 694.8867 | 0.0033805 | 576.0964 | 0.027472 | 694.8867 | -0.0014582 | 695.1838 | 0.013172 | 694.8867 | 0.018393 | 578.3863 | 0.00026288 | 689.68 | 0.014833 | 576.0964 | 0.11536 | 689.68 | 0.0017053 | 689.68 | 0.012476 | 578.3863 | 0.00013049 | 578.3863 | 0.00013301 | 694.8867 | 0.31098 | 694.8867 | 1.0279 | 863.2078 | 0.020912 | 694.8867 | 0.012528 | 862.5868 | 7.2753 | 863.2078 | 0.76849 | 578.3863 | 1.9752
| 576.2136 | 0 | 695.1204 | -0.0068256 | 576.2136 | 0 | 695.1204 | -0.050809 | 695.4172 | -0.024913 | 695.1204 | -0.025824 | 578.5051 | 0.00051947 | 689.92 | -0.011475 | 576.2136 | 0.10883 | 689.92 | -0.0038396 | 689.92 | 0.0074037 | 578.5051 | 0.00024981 | 578.5051 | 0.0003528 | 695.1204 | 0.28949 | 695.1204 | 1.037 | 863.375 | 0.023827 | 695.1204 | -0.0013906 | 862.7543 | 7.0434 | 863.375 | 0.77319 | 578.5051 | 1.9789
| 576.3307 | 0.011277 | 695.3541 | -0.00074347 | 576.3307 | 0.011264 | 695.3541 | -0.011586 | 695.6506 | -0.0040689 | 695.3541 | 0.017896 | 578.624 | 0.00025799 | 690.15 | 0.0047579 | 576.3307 | 0.10866 | 690.15 | -0.013741 | 690.15 | -0.0046636 | 578.624 | 0.00011931 | 578.624 | 0.00022392 | 695.3541 | 0.29642 | 695.3541 | 1.0659 | 863.5422 | 0.026294 | 695.3541 | -0.00021551 | 862.9217 | 6.9279 | 863.5422 | 0.77413 | 578.624 | 1.9727
| 576.4479 | 0 | 695.5879 | 0.0040253 | 576.4479 | 0.0021168 | 695.5879 | -0.059966 | 695.8841 | -0.012489 | 695.5879 | -0.029053 | 578.7428 | 0.0005013 | 690.38 | -0.0053177 | 576.4479 | 0.10071 | 690.38 | -0.0033115 | 690.38 | -0.0020404 | 578.7428 | 0.00022379 | 578.7428 | 0.00043937 | 695.5879 | 0.26523 | 695.5879 | 1.0871 | 863.7093 | 0.019118 | 695.5879 | -0.0017539 | 863.0892 | 6.6814 | 863.7093 | 0.77719 | 578.7428 | 1.9667
| 576.5651 | 0.019756 | 695.8216 | -0.0038805 | 576.5651 | 0.0089172 | 695.8216 | 0.0080228 | 696.1175 | 0.013065 | 695.8216 | 0.020976 | 578.8617 | 0.00024448 | 690.62 | 0.015953 | 576.5651 | 0.1102 | 690.62 | 0.0011772 | 690.62 | 0.0082777 | 578.8617 | 0.00010448 | 578.8617 | 0.0002198 | 695.8216 | 0.27817 | 695.8216 | 1.108 | 863.8765 | 0.028088 | 695.8216 | 0.0066009 | 863.2567 | 6.6149 | 863.8765 | 0.77683 | 578.8617 | 1.9508
| 576.6823 | 0 | 696.0554 | -0.0058897 | 576.6823 | 0 | 696.0554 | -0.067561 | 696.351 | -0.016435 | 696.0554 | -0.030638 | 578.9805 | 0.00048477 | 690.85 | 0.02211 | 576.6823 | 0.097584 | 690.85 | -0.0079322 | 690.85 | -0.002565 | 578.9805 | 0.00021383 | 578.9805 | 0.00038882 | 696.0554 | 0.2553 | 696.0554 | 1.1258 | 864.0437 | 0.027695 | 696.0554 | -0.0027288 | 863.4242 | 6.3859 | 864.0437 | 0.78018 | 578.9805 | 1.9434
| 576.7995 | 0.02951 | 696.2892 | -0.0017371 | 576.7995 | 0.01854 | 696.2892 | 0.012038 | 696.5844 | 0.015479 | 696.2892 | 0.021094 | 579.0994 | 0.00024122 | 691.09 | -0.0047579 | 576.7995 | 0.1096 | 691.09 | 0.0028934 | 691.09 | 0.0058296 | 579.0994 | 0.00010935 | 579.0994 | 0.00016902 | 696.2892 | 0.26639 | 696.2892 | 1.1437 | 864.2109 | 0.025845 | 696.2892 | 0.0033441 | 863.5917 | 6.3384 | 864.2109 | 0.78177 | 579.0994 | 1.9377
| 576.9167 | 0 | 696.523 | -0.0046727 | 576.9167 | 0 | 696.523 | -0.032433 | 696.8179 | -0.01762 | 696.523 | -0.025069 | 579.2183 | 0.0005176 | 691.32 | 0.0013994 | 576.9167 | 0.096981 | 691.32 | -0.0035756 | 691.32 | -0.0015157 | 579.2183 | 0.00020976 | 579.2183 | 0.00036343 | 696.523 | 0.24582 | 696.523 | 1.1549 | 864.3781 | 0.024051 | 696.523 | -0.0014507 | 863.7592 | 5.9892 | 864.3781 | 0.78576 | 579.2183 | 1.938
| 577.0339 | 0.0028471 | 696.7567 | 0.0050691 | 577.0339 | 0.028825 | 696.7567 | -0.0002795 | 697.0514 | 0.017507 | 696.7567 | 0.017509 | 579.3371 | 0.00027755 | 691.55 | -0.006437 | 577.0339 | 0.11069 | 691.55 | 0.010022 | 691.55 | 0.0021569 | 579.3371 | 0.00010041 | 579.3371 | 0.00019441 | 696.7568 | 0.26061 | 696.7567 | 1.1785 | 864.5453 | 0.028368 | 696.7567 | -0.0058342 | 863.9267 | 5.9471 | 864.5453 | 0.78923 | 579.3371 | 1.9365
| 577.1512 | 0 | 696.9905 | -0.00019838 | 577.1512 | 0 | 696.9905 | -0.037669 | 697.2849 | -0.030988 | 696.9905 | -0.024401 | 579.456 | 0.00054322 | 691.79 | -0.02211 | 577.1512 | 0.099449 | 691.79 | -0.014269 | 691.79 | -0.008336 | 579.456 | 0.00020956 | 579.456 | 0.00041203 | 696.9905 | 0.22295 | 696.9905 | 1.1763 | 864.7125 | 0.022257 | 696.9905 | 0.0064077 | 864.0942 | 5.6832 | 864.7125 | 0.79657 | 579.456 | 1.9333
| 577.2684 | 0 | 697.2244 | -0.00040178 | 577.2684 | 0.020841 | 697.2244 | -0.013266 | 697.5184 | 0.014284 | 697.2244 | 0.01313 | 579.5748 | 0.00026683 | 692.02 | 0.0092359 | 577.2684 | 0.1057 | 692.02 | 0.0036855 | 692.02 | 0.0053049 | 579.5748 | 0.00010895 | 579.5748 | 0.00021763 | 697.2244 | 0.23566 | 697.2244 | 1.2214 | 864.8797 | 0.027695 | 697.2244 | 0.0064911 | 864.2617 | 5.5554 | 864.8797 | 0.80362 | 579.5748 | 1.9243
| 577.3856 | 0 | 697.4582 | -0.0059671 | 577.3856 | 0 | 697.4582 | -0.021511 | 697.7519 | -0.016013 | 697.4582 | -0.031579 | 579.6937 | 0.00053181 | 692.25 | -0.010355 | 577.3856 | 0.09901 | 692.25 | 0.0013092 | 692.25 | -0.0069371 | 579.6937 | 0.00019554 | 579.6937 | 0.00042462 | 697.4582 | 0.20331 | 697.4582 | 1.235 | 865.047 | 0.026518 | 697.4582 | -5.4858e-05 | 864.4292 | 5.3966 | 865.047 | 0.81379 | 579.6937 | 1.9172
| 577.5029 | 0.0050655 | 697.692 | 0.0059266 | 577.5029 | 0.012906 | 697.692 | -0.011151 | 697.9855 | 0.016536 | 697.692 | 0.021699 | 579.8126 | 0.0002652 | 692.49 | 0.015953 | 577.5029 | 0.11283 | 692.49 | -0.0060837 | 692.49 | -0.0072872 | 579.8126 | 8.6589e-05 | 579.8126 | 0.00020699 | 697.692 | 0.21856 | 697.692 | 1.2605 | 865.2142 | 0.016875 | 697.692 | 0.0026276 | 864.5967 | 5.2273 | 865.2142 | 0.8206 | 579.8126 | 1.9106
| 577.6201 | 0 | 697.9259 | -0.0047237 | 577.6201 | 0 | 697.9259 | -0.067537 | 698.219 | -0.016263 | 697.9259 | -0.033508 | 579.9315 | 0.00055672 | 692.72 | -0.013154 | 577.6201 | 0.10274 | 692.72 | -0.0034436 | 692.72 | -0.014632 | 579.9315 | 0.0001996 | 579.9315 | 0.00038882 | 697.9259 | 0.19915 | 697.9259 | 1.282 | 865.3814 | 0.022874 | 697.9259 | -0.0025985 | 864.7642 | 5.0658 | 865.3814 | 0.82883 | 579.9315 | 1.9209
| 577.7374 | 0.0081715 | 698.1597 | 0.0038545 | 577.7374 | 0.01624 | 698.1597 | 0.028913 | 698.4526 | 0.0056142 | 698.1597 | 0.021019 | 580.0503 | 0.00033133 | 692.96 | 0.016513 | 577.7374 | 0.10614 | 692.96 | 0.00091312 | 692.96 | 0.0088028 | 580.0503 | 0.00011586 | 580.0503 | 0.00019853 | 698.1597 | 0.21995 | 698.1597 | 1.3178 | 865.5486 | 0.023154 | 698.1597 | 0.0030379 | 864.9318 | 4.9803 | 865.5486 | 0.83552 | 580.0503 | 1.9136
| 577.8546 | 0 | 698.3936 | 0.0016946 | 577.8546 | 0 | 698.3936 | 0.0054109 | 698.6861 | 0.013026 | 698.3936 | 0.025366 | 580.1692 | 0.00037254 | 693.19 | -0.00083963 | 577.8546 | 0.097749 | 693.19 | -0.0097808 | 693.19 | 0.0088028 | 580.1692 | 0.0001187 | 580.1692 | 0.0002493 | 698.3936 | 0.19615 | 698.3936 | 1.3144 | 865.7158 | 0.029882 | 698.3936 | 0.009647 | 865.0993 | 4.7013 | 865.7158 | 0.8424 | 580.1692 | 1.9058
| 577.9719 | 0.00085042 | 698.6274 | -0.0096509 | 577.9719 | 0.018946 | 698.6274 | -0.058003 | 698.9197 | -0.02116 | 698.6274 | -0.02996 | 580.2881 | 0.00013994 | 693.42 | -0.026587 | 577.9719 | 0.10225 | 693.42 | -0.0063479 | 693.42 | -0.0027399 | 580.2881 | 1.2399e-05 | 580.2881 | 0.0001163 | 698.6274 | 0.16796 | 698.6274 | 1.34 | 865.8831 | 0.018333 | 698.6274 | 0.0041081 | 865.2668 | 4.5106 | 865.8831 | 0.84851 | 580.2881 | 1.8823
| 578.0892 | 0 | 698.8613 | 0.0051358 | 578.0892 | 0 | 698.8613 | 0.021441 | 699.1533 | 0.019829 | 698.8613 | 0.017254 | 580.407 | 0.00015833 | 693.66 | 0.0036384 | 578.0892 | 0.092318 | 693.66 | -0.0015952 | 693.66 | 0.020695 | 580.407 | 9.5532e-06 | 580.407 | 0.00010567 | 698.8613 | 0.18853 | 698.8613 | 1.3577 | 866.0503 | 0.024948 | 698.8613 | 0.0059193 | 865.4343 | 4.4665 | 866.0503 | 0.85039 | 580.407 | 1.8728
| 578.2065 | 0.0032908 | 699.0952 | 0.0062766 | 578.2065 | 0.02463 | 699.0952 | -0.027792 | 699.3869 | -0.018208 | 699.0952 | -0.02516 | 580.5259 | 0.000173 | 693.89 | -0.033306 | 578.2065 | 0.098242 | 693.89 | -0.0083283 | 693.89 | -0.0069371 | 580.5259 | 8.1304e-06 | 580.5259 | 9.0912e-05 | 699.0952 | 0.16404 | 699.0952 | 1.4011 | 866.2175 | 0.01794 | 699.0952 | -0.0077755 | 865.6019 | 4.2535 | 866.2175 | 0.8518 | 580.5259 | 1.8769
| 578.3237 | 0 | 699.3291 | 0.0026472 | 578.3237 | 0 | 699.3291 | 0.011081 | 699.6205 | 0.015483 | 699.3291 | 0.015067 | 580.6448 | 0.00018045 | 694.12 | 0.02211 | 578.3237 | 0.096048 | 694.12 | -0.0018593 | 694.12 | -0.008861 | 580.6448 | 2.8456e-06 | 580.6448 | 5.0772e-05 | 699.3291 | 0.1816 | 699.3291 | 1.423 | 866.3848 | 0.027471 | 699.3291 | -0.0035722 | 865.7694 | 4.0819 | 866.3848 | 0.85291 | 580.6448 | 1.8728
| 578.441 | 0.015681 | 699.563 | -0.0060563 | 578.441 | 0.022465 | 699.563 | -0.059376 | 699.8541 | -0.025913 | 699.563 | -0.036424 | 580.7637 | 0.00019349 | 694.36 | 0.0036384 | 578.441 | 0.096048 | 694.36 | -0.011365 | 694.36 | -0.01848 | 580.7637 | 8.9434e-06 | 580.7637 | 6.5527e-05 | 699.563 | 0.14786 | 699.563 | 1.4548 | 866.552 | 0.024051 | 699.563 | 0.0048658 | 865.937 | 4.0359 | 866.552 | 0.85844 | 580.7637 | 1.8712
| 578.5583 | 0 | 699.7969 | 0.0018311 | 578.5583 | 0 | 699.7969 | 0.009741 | 700.0877 | 0.012233 | 699.7969 | 0.024724 | 580.8826 | 0.00017882 | 694.59 | 0.025469 | 578.5583 | 0.10444 | 694.59 | -0.0025194 | 694.59 | 0.0079281 | 580.8826 | 7.5206e-06 | 580.8826 | 7.3988e-05 | 699.7969 | 0.17466 | 699.7969 | 1.4531 | 866.7192 | 0.022986 | 699.7969 | -0.0026029 | 866.1045 | 3.9206 | 866.7192 | 0.86437 | 580.8826 | 1.8564
| 578.6756 | 0.0070623 | 700.0309 | 0.0026378 | 578.6756 | 0.022059 | 700.0309 | -0.028957 | 700.3213 | -0.022041 | 700.0309 | -0.025329 | 581.0015 | 0.000156 | 694.83 | 0.0058775 | 578.6756 | 0.11069 | 694.83 | -0.0059519 | 694.83 | -0.0029147 | 581.0015 | 6.7076e-06 | 581.0015 | 6.9649e-05 | 700.0309 | 0.14278 | 700.0309 | 1.4852 | 866.8865 | 0.022201 | 700.0309 | 0.0039701 | 866.272 | 3.8225 | 866.8865 | 0.87083 | 581.0015 | 1.8605
| 578.7929 | 0 | 700.2648 | 0.0036796 | 578.7929 | 0 | 700.2648 | 0.026458 | 700.555 | 0.010611 | 700.2648 | 0.017413 | 581.1204 | 0.00011991 | 695.06 | 0.011475 | 578.7929 | 0.090289 | 695.06 | 0.0019693 | 695.06 | -0.0095602 | 581.1204 | 8.1304e-07 | 581.1204 | 6.9649e-05 | 700.2648 | 0.16681 | 700.2648 | 1.5216 | 867.0537 | 0.029882 | 700.2648 | 0.0011363 | 866.4396 | 3.688 | 867.0537 | 0.87154 | 581.1204 | 1.8574
| 578.9103 | 0 | 700.4988 | -0.0082462 | 578.9103 | 0.0093865 | 700.4988 | -0.078184 | 700.7886 | -0.025224 | 700.4988 | -0.024771 | 581.2393 | 0.00014296 | 695.29 | -0.034425 | 578.9103 | 0.092318 | 695.29 | -0.00053907 | 695.29 | -0.0011659 | 581.2393 | 8.1304e-07 | 581.2393 | 5.2725e-05 | 700.4988 | 0.12499 | 700.4988 | 1.5484 | 867.221 | 0.028873 | 700.4988 | -0.0084673 | 866.6071 | 3.4989 | 867.221 | 0.87289 | 581.2393 | 1.8593
| 579.0276 | 0 | 700.7327 | 0.0019609 | 579.0276 | 0.001176 | 700.7327 | -0.011556 | 701.0223 | 0.011475 | 700.7327 | 0.019964 | 581.3582 | 0.00016532 | 695.53 | 0.0086761 | 579.0276 | 0.09166 | 695.53 | -0.00014302 | 695.53 | 0.0014574 | 581.3582 | 0 | 581.3582 | 9.0912e-05 | 700.7327 | 0.15734 | 700.7327 | 1.5696 | 867.3882 | 0.028761 | 700.7327 | -0.005346 | 866.7747 | 3.4395 | 867.3882 | 0.87359 | 581.3582 | 1.8472
| 579.1449 | 0.0059529 | 700.9667 | -0.0060448 | 579.1449 | 0.018946 | 700.9667 | -0.041813 | 701.2559 | -0.021668 | 700.9667 | -0.025254 | 581.4771 | 0.00018324 | 695.76 | -0.0086761 | 579.1449 | 0.089027 | 695.76 | -0.0092523 | 695.76 | -0.012009 | 581.4771 | 2.4391e-06 | 581.4771 | 9.9375e-05 | 700.9667 | 0.12499 | 700.9667 | 1.5961 | 867.5555 | 0.028761 | 700.9667 | -0.0067145 | 866.9423 | 3.3659 | 867.5555 | 0.88035 | 581.4771 | 1.8411
| 579.2622 | 0 | 701.2007 | 0.0032899 | 579.2622 | 0 | 701.2007 | 0.014084 | 701.4896 | 0.021731 | 701.2007 | 0.022343 | 581.596 | 0.00015717 | 696 | 0.0086761 | 579.2622 | 0.094622 | 696 | -0.00014302 | 696 | -0.0039641 | 581.596 | 2.4391e-06 | 581.596 | 8.0281e-05 | 701.2007 | 0.14948 | 701.2007 | 1.6018 | 867.7227 | 0.017436 | 701.2007 | 0.0058098 | 867.1098 | 3.255 | 867.7227 | 0.88446 | 581.596 | 1.8287
| 579.3796 | 0.0081715 | 701.4347 | -0.0074936 | 579.3796 | 0.013141 | 701.4347 | -0.02823 | 701.7233 | -0.016674 | 701.4347 | -0.03392 | 581.7149 | 0.00013225 | 696.23 | 0.0075566 | 579.3796 | 0.088424 | 696.23 | 0.0028934 | 696.23 | -0.010784 | 581.7149 | 2.4391e-06 | 581.7149 | 4.8602e-05 | 701.4347 | 0.11852 | 701.4347 | 1.6495 | 867.89 | 0.01951 | 701.4347 | 0.0030151 | 867.2774 | 3.1049 | 867.89 | 0.88699 | 581.7149 | 1.8225
| 579.4969 | 0 | 701.6686 | -0.0036973 | 579.4969 | 0 | 701.6686 | 0.0091919 | 701.957 | 0.015008 | 701.6686 | 0.019606 | 581.8338 | 0.00011432 | 696.46 | 0.019871 | 579.4969 | 0.088862 | 696.46 | 0.011739 | 696.46 | -0.0015157 | 581.8338 | 0 | 581.8338 | 5.0772e-05 | 701.6686 | 0.13146 | 701.6686 | 1.6917 | 868.0573 | 0.031452 | 701.6686 | 0.0067605 | 867.445 | 3.0789 | 868.0573 | 0.88622 | 581.8338 | 1.812
| 579.6143 | 0.01457 | 701.9027 | -0.0077468 | 579.6143 | 0.022735 | 701.9027 | -0.042286 | 702.1907 | -0.021665 | 701.9027 | -0.031329 | 581.9528 | 0.00013551 | 696.7 | -0.014833 | 579.6143 | 0.099449 | 696.7 | 0.0013092 | 696.7 | 0.00023318 | 581.9528 | 0 | 581.9528 | 8.8743e-05 | 701.9027 | 0.10466 | 701.9027 | 1.7075 | 868.2245 | 0.023547 | 701.9027 | -0.0094711 | 867.6125 | 2.973 | 868.2245 | 0.89116 | 581.9528 | 1.811
| 579.7317 | 0 | 702.1367 | -0.0023831 | 579.7317 | 0 | 702.1367 | 0.026681 | 702.4244 | -0.00078174 | 702.1367 | 0.020138 | 582.0717 | 0.00014366 | 696.93 | 0.0030786 | 579.7317 | 0.083432 | 696.93 | -0.0059519 | 696.93 | -0.0050134 | 582.0717 | 0 | 582.0717 | 8.462e-05 | 702.1367 | 0.12245 | 702.1367 | 1.7434 | 868.3918 | 0.022257 | 702.1367 | -0.018821 | 867.7801 | 2.8438 | 868.3918 | 0.89921 | 582.0717 | 1.8026
| 579.849 | 0.014199 | 702.3707 | -0.0026317 | 579.849 | 0.010794 | 702.3707 | -0.054125 | 702.6582 | -0.019843 | 702.3707 | -0.02621 | 582.1906 | 0.00015018 | 697.17 | -0.029387 | 579.849 | 0.086065 | 697.17 | -0.011497 | 697.17 | -0.0036143 | 582.1906 | 8.1304e-07 | 582.1906 | 6.3357e-05 | 702.3707 | 0.098191 | 702.3707 | 1.7484 | 868.5591 | 0.015305 | 702.3707 | -0.0086435 | 867.9477 | 2.7056 | 868.5591 | 0.91196 | 582.1906 | 1.8005
| 579.9664 | 0.001111 | 702.6047 | 0.005317 | 579.9664 | 0 | 702.6047 | 0.03502 | 702.8919 | -0.0038227 | 702.6047 | 0.017002 | 582.3095 | 0.00013784 | 697.4 | -0.025469 | 579.9664 | 0.092757 | 697.4 | -0.0035756 | 697.4 | 0.017022 | 582.3095 | 8.1304e-07 | 582.3095 | 4.4263e-05 | 702.6047 | 0.12522 | 702.6047 | 1.7623 | 868.7263 | 0.031564 | 702.6047 | 0.0026549 | 868.1153 | 2.6451 | 868.7263 | 0.9203 | 582.3095 | 1.7912
| 580.0838 | 0.0070623 | 702.8388 | -0.0072815 | 580.0838 | 0.020841 | 702.8388 | -0.031375 | 703.1257 | -0.026246 | 702.8388 | -0.032444 | 582.4285 | 0.00015274 | 697.63 | 0.02155 | 580.0838 | 0.083103 | 697.63 | -0.0037076 | 697.63 | -0.0072872 | 582.4285 | 1.0163e-06 | 582.4285 | 4.6433e-05 | 702.8388 | 0.092877 | 702.8388 | 1.8078 | 868.8936 | 0.020295 | 702.8388 | -0.0079244 | 868.2829 | 2.557 | 868.8936 | 0.92905 | 582.4285 | 1.7953
| 580.2012 | 0 | 703.0728 | 0.0028689 | 580.2012 | 0 | 703.0728 | 0.034048 | 703.3594 | 0.018638 | 703.0728 | 0.020108 | 582.5474 | 0.00014692 | 697.87 | -0.0053177 | 580.2012 | 0.093086 | 697.87 | -0.0044997 | 697.87 | 5.8296e-05 | 582.5474 | 4.0652e-07 | 582.5474 | 5.9234e-05 | 703.0728 | 0.11506 | 703.0728 | 1.8404 | 869.0609 | 0.022874 | 703.0728 | 0.0045983 | 868.4505 | 2.5199 | 869.0609 | 0.93369 | 582.5474 | 1.792
| 580.3186 | 0.016545 | 703.3069 | -0.0056238 | 580.3186 | 0.022735 | 703.3069 | -0.10275 | 703.5932 | -0.027177 | 703.3069 | -0.02827 | 582.6663 | 0.00014133 | 698.1 | -0.029946 | 580.3186 | 0.084803 | 698.1 | 0.0035535 | 698.1 | -0.0032645 | 582.6663 | 3.2522e-06 | 582.6663 | 5.2725e-05 | 703.3069 | 0.092184 | 703.3069 | 1.8745 | 869.2282 | 0.020015 | 703.3069 | -0.0010804 | 868.6181 | 2.3656 | 869.2282 | 0.9428 | 582.6663 | 1.7898
| 580.436 | 0 | 703.541 | 0.0050207 | 580.436 | 0 | 703.541 | 0.039483 | 703.827 | 0.0077429 | 703.541 | 0.023784 | 582.7853 | 0.00012527 | 698.34 | -0.0025189 | 580.436 | 0.079044 | 698.34 | -0.0059519 | 698.34 | 0.0084525 | 582.7853 | 2.8456e-06 | 582.7853 | 5.4895e-05 | 703.541 | 0.10882 | 703.541 | 1.8922 | 869.3955 | 0.02422 | 703.541 | -0.0034469 | 868.7857 | 2.3925 | 869.3955 | 0.94809 | 582.7853 | 1.7733
| 580.5534 | 0.0046219 | 703.7751 | -0.0024932 | 580.5534 | 0.025171 | 703.7751 | -0.042371 | 704.0608 | -0.031567 | 703.7751 | -0.03185 | 582.9042 | 0.00013598 | 698.57 | -0.02435 | 580.5534 | 0.09528 | 698.57 | -0.0013312 | 698.57 | -0.0020404 | 582.9042 | 2.8456e-06 | 582.9042 | 4.6433e-05 | 703.7751 | 0.073932 | 703.7751 | 1.9234 | 869.5627 | 0.020407 | 703.7751 | -0.019223 | 868.9533 | 2.2865 | 869.5627 | 0.9552 | 582.9042 | 1.7684
| 580.6708 | 0 | 704.0092 | 0.00031314 | 580.6708 | 0 | 704.0092 | -0.017135 | 704.2946 | 0.012358 | 704.0092 | 0.023822 | 583.0232 | 0.00013179 | 698.8 | 0.0041982 | 580.6708 | 0.090453 | 698.8 | -0.0066122 | 698.8 | -0.016206 | 583.0232 | 0 | 583.0232 | 5.0772e-05 | 704.0091 | 0.10697 | 704.0092 | 1.9615 | 869.73 | 0.030555 | 704.0092 | 0.015396 | 869.1209 | 2.2166 | 869.73 | 0.95766 | 583.0232 | 1.7518
| 580.7882 | 0.023954 | 704.2433 | -0.0041203 | 580.7882 | 0.014751 | 704.2433 | -0.069897 | 704.5284 | -0.0045899 | 704.2433 | -0.03637 | 583.1421 | 0.00013179 | 699.04 | 0.00083963 | 580.7882 | 0.10055 | 699.04 | -0.012949 | 699.04 | -0.0046636 | 583.1421 | 2.4391e-06 | 583.1421 | 5.0772e-05 | 704.2433 | 0.074625 | 704.2433 | 1.9717 | 869.8973 | 0.017155 | 704.2433 | -0.0056297 | 869.2885 | 2.1295 | 869.8973 | 0.96706 | 583.1421 | 1.7458
| 580.9056 | 0 | 704.4774 | -0.0030695 | 580.9056 | 0 | 704.4774 | 0.0090483 | 704.7622 | 0.017172 | 704.4774 | 0.017816 | 583.261 | 0.00013016 | 699.27 | 0.0075566 | 580.9056 | 0.088698 | 699.27 | 0.00078111 | 699.27 | -0.00011659 | 583.261 | 2.4391e-06 | 583.261 | 5.9234e-05 | 704.4774 | 0.10004 | 704.4774 | 2.0401 | 870.0646 | 0.024556 | 704.4774 | 0.00051957 | 869.4561 | 2.041 | 870.0646 | 0.97546 | 583.261 | 1.7293
| 581.0231 | 0.015064 | 704.7115 | 0.00015602 | 581.0231 | 0.021653 | 704.7115 | -0.065236 | 704.996 | -0.020467 | 704.7115 | -0.030537 | 583.38 | 0.00016112 | 699.51 | 0.020431 | 581.0231 | 0.077343 | 699.51 | -0.0018593 | 699.51 | 0.0075785 | 583.38 | 5.2848e-06 | 583.38 | 3.7971e-05 | 704.7115 | 0.076704 | 704.7115 | 2.067 | 870.2319 | 0.018333 | 704.7115 | -0.010013 | 869.6237 | 1.9462 | 870.2319 | 0.98527 | 583.38 | 1.728
| 581.1405 | 0 | 704.9456 | 0.0028258 | 581.1405 | 0 | 704.9456 | 0.0056956 | 705.2299 | 0.010272 | 704.9456 | 0.019752 | 583.499 | 0.000156 | 699.74 | 0.024908 | 581.1405 | 0.080305 | 699.74 | 0.00725 | 699.74 | 0.010551 | 583.499 | 2.8456e-06 | 583.499 | 3.1678e-05 | 704.9456 | 0.092184 | 704.9456 | 2.0759 | 870.3992 | 0.022594 | 704.9456 | 0.0046028 | 869.7913 | 1.962 | 870.3992 | 0.98727 | 583.499 | 1.7197
| 581.2579 | 0.0028471 | 705.1798 | -0.0095217 | 581.2579 | 0.020841 | 705.1798 | -0.10337 | 705.4637 | -0.007591 | 705.1798 | -0.030765 | 583.6179 | 0.00014972 | 699.97 | 0.02211 | 581.2579 | 0.08047 | 699.97 | -0.0070082 | 699.97 | -0.0046636 | 583.6179 | 3.6587e-06 | 583.6179 | 2.1047e-05 | 705.1798 | 0.072315 | 705.1798 | 2.1371 | 870.5665 | 0.016539 | 705.1798 | 0.0049986 | 869.959 | 1.8104 | 870.5665 | 0.98927 | 583.6179 | 1.7186
| 581.3754 | 0 | 705.4139 | 0.003816 | 581.3754 | 0 | 705.4139 | -0.019897 | 705.6976 | 0.0079788 | 705.4139 | 0.02196 | 583.7369 | 0.00011595 | 700.21 | 0.04562 | 581.3754 | 0.083432 | 700.21 | 0.0098906 | 700.21 | 0.0042556 | 583.7369 | 8.1304e-07 | 583.7369 | 2.1047e-05 | 705.4139 | 0.091722 | 705.4139 | 2.1661 | 870.7338 | 0.028368 | 705.4139 | 0.0048339 | 870.1266 | 1.7653 | 870.7338 | 0.98974 | 583.7369 | 1.7091
| 581.4928 | 0.015681 | 705.6481 | -0.0035765 | 581.4928 | 0.012202 | 705.6481 | -0.073716 | 705.9314 | -0.026736 | 705.6481 | -0.025868 | 583.8559 | 0.00011432 | 700.44 | 0.0053177 | 581.4928 | 0.084694 | 700.44 | -1.1002e-05 | 700.44 | -0.0058878 | 583.8559 | 2.4391e-06 | 583.8559 | 3.1678e-05 | 705.6481 | 0.073008 | 705.6481 | 2.179 | 870.9011 | 0.018837 | 705.6481 | -0.007687 | 870.2942 | 1.7166 | 870.9011 | 0.99379 | 583.8559 | 1.7051
| 581.6103 | 0 | 705.8822 | -0.00032515 | 581.6103 | 0 | 705.8822 | 0.0098968 | 706.1653 | 0.022133 | 705.8822 | 0.019828 | 583.9748 | 0.00011968 | 700.68 | -0.0053177 | 581.6103 | 0.080909 | 700.68 | -0.0044997 | 700.68 | 0.0089776 | 583.9748 | 1.8293e-06 | 583.9748 | 2.9509e-05 | 705.8822 | 0.082018 | 705.8822 | 2.2056 | 871.0684 | 0.03005 | 705.8822 | 0.00082328 | 870.4619 | 1.7069 | 871.0684 | 0.99838 | 583.9748 | 1.6902
| 581.7278 | 0.014323 | 706.1164 | -0.0086596 | 581.7278 | 0.016375 | 706.1164 | -0.05939 | 706.3992 | -0.018853 | 706.1164 | -0.031295 | 584.0938 | 0.00012154 | 700.91 | -0.017632 | 581.7278 | 0.079373 | 700.91 | 0.0031575 | 700.91 | 0.00058296 | 584.0938 | 2.4391e-06 | 584.0938 | 4.8602e-05 | 706.1164 | 0.059145 | 706.1164 | 2.2575 | 871.2358 | 0.025341 | 706.1164 | -0.0044183 | 870.6295 | 1.6081 | 871.2358 | 1.0048 | 584.0938 | 1.6855
| 581.8453 | 0 | 706.3506 | 0.00093749 | 581.8453 | 0 | 706.3506 | 0.03714 | 706.6331 | 0.0046324 | 706.3506 | 0.012442 | 584.2128 | 0.0001248 | 701.14 | 0.029387 | 581.8453 | 0.071913 | 701.14 | 0.0015733 | 701.14 | 0.008628 | 584.2128 | 8.1304e-07 | 584.2128 | 3.6018e-05 | 706.3506 | 0.076011 | 706.3506 | 2.2991 | 871.4031 | 0.026238 | 706.3506 | -0.0028554 | 870.7971 | 1.5466 | 871.4031 | 1.0116 | 584.2128 | 1.6742
| 581.9628 | 0.010834 | 706.5848 | -0.001559 | 581.9628 | 0.0075091 | 706.5848 | -0.049357 | 706.867 | -0.0067032 | 706.5848 | -0.033022 | 584.3317 | 0.00015461 | 701.38 | -0.0086761 | 581.9628 | 0.071584 | 701.38 | -0.00053907 | 701.38 | 0.0037309 | 584.3317 | 6.5043e-06 | 584.3317 | 2.9509e-05 | 706.5848 | 0.051521 | 706.5848 | 2.3339 | 871.5704 | 0.022369 | 706.5848 | -0.010301 | 870.9648 | 1.457 | 871.5704 | 1.0189 | 584.3317 | 1.6774
| 582.0802 | 0 | 706.819 | 0.0062625 | 582.0802 | 0 | 706.819 | 0.028406 | 707.1009 | 0.001346 | 706.819 | 0.015335 | 584.4507 | 0.00018534 | 701.61 | -0.0013994 | 582.0802 | 0.08217 | 701.61 | 0.0043457 | 701.61 | 0.00075785 | 584.4507 | 5.6913e-06 | 584.4507 | 1.4754e-05 | 706.819 | 0.077628 | 706.819 | 2.3766 | 871.7377 | 0.022762 | 706.819 | 0.010714 | 871.1324 | 1.4684 | 871.7377 | 1.0262 | 584.4507 | 1.6697
| 582.1977 | 0 | 707.0532 | -0.0024757 | 582.1977 | 0.028148 | 707.0532 | -0.074784 | 707.3349 | -0.0091854 | 707.0532 | -0.032519 | 584.5697 | 0.00018813 | 701.85 | -0.02379 | 582.1977 | 0.079044 | 701.85 | 0.0017053 | 701.85 | -0.0043139 | 584.5697 | 9.9597e-06 | 584.5697 | 2.9509e-05 | 707.0533 | 0.055911 | 707.0532 | 2.3753 | 871.905 | 0.021977 | 707.0532 | -0.0077804 | 871.3001 | 1.3777 | 871.905 | 1.0356 | 584.5697 | 1.667
| 582.3152 | 0 | 707.2875 | -0.0015126 | 582.3152 | 0 | 707.2875 | 0.025801 | 707.5688 | 0.0040663 | 707.2875 | 0.016354 | 584.6887 | 0.00017393 | 702.08 | -0.0019591 | 582.3152 | 0.071913 | 702.08 | -0.0044997 | 702.08 | 0.012825 | 584.6887 | 4.2685e-06 | 584.6887 | 2.5386e-05 | 707.2875 | 0.081325 | 707.2875 | 2.4219 | 872.0724 | 0.030162 | 707.2875 | 0.00049966 | 871.4677 | 1.3989 | 872.0724 | 1.0437 | 584.6887 | 1.6517
| 582.4328 | 0.0046219 | 707.5217 | -0.0053203 | 582.4328 | 0.011733 | 707.5217 | -0.02586 | 707.8027 | -0.024826 | 707.5217 | -0.029696 | 584.8077 | 0.00014785 | 702.32 | 0.0069968 | 582.4328 | 0.078001 | 702.32 | -0.0014632 | 702.32 | -0.0058878 | 584.8077 | 1.8903e-05 | 584.8077 | 1.6924e-05 | 707.5217 | 0.045283 | 707.5217 | 2.4851 | 872.2397 | 0.022369 | 707.5217 | 7.937e-05 | 871.6354 | 1.25 | 872.2397 | 1.0515 | 584.8077 | 1.6477
| 582.5503 | 0 | 707.756 | -0.0021784 | 582.5503 | 0 | 707.756 | 0.007889 | 708.0367 | 0.006674 | 707.756 | 0.018746 | 584.9266 | 0.00013551 | 702.55 | 0.0036384 | 582.5503 | 0.072516 | 702.55 | -0.0034436 | 702.55 | 0.0014574 | 584.9266 | 1.4635e-05 | 584.9266 | 4.1225e-06 | 707.756 | 0.066308 | 707.756 | 2.5119 | 872.407 | 0.033582 | 707.756 | -0.00075128 | 871.803 | 1.2681 | 872.407 | 1.0554 | 584.9266 | 1.6431
| 582.6678 | 0.011277 | 707.9902 | -0.011966 | 582.6678 | 0.0084479 | 707.9902 | -0.069 | 708.2707 | -0.014468 | 707.9902 | -0.037714 | 585.0456 | 0.00013831 | 702.78 | -0.017632 | 582.6678 | 0.077837 | 702.78 | 0.0006491 | 702.78 | -0.0067623 | 585.0456 | 7.2361e-05 | 585.0456 | 1.2585e-05 | 707.9902 | 0.039507 | 707.9902 | 2.5568 | 872.5744 | 0.01609 | 707.9902 | -0.015104 | 871.9707 | 1.1509 | 872.5744 | 1.061 | 585.0456 | 1.6433
| 582.7853 | 0 | 708.2245 | 0.0051627 | 582.7853 | 0 | 708.2245 | -0.015206 | 708.5047 | 0.020286 | 708.2245 | 0.015653 | 585.1646 | 0.00015344 | 703.02 | -0.017632 | 582.7853 | 0.081841 | 703.02 | 0.0028934 | 703.02 | -0.005713 | 585.1646 | 5.7726e-05 | 585.1646 | 2.3216e-05 | 708.2245 | 0.075549 | 708.2245 | 2.5666 | 872.7417 | 0.025621 | 708.2245 | -0.00542 | 872.1384 | 1.1796 | 872.7417 | 1.0673 | 585.1646 | 1.6304
| 582.9028 | 0.0024034 | 708.4588 | 0.000677 | 582.9028 | 0.022735 | 708.4588 | -0.081959 | 708.7387 | -0.012526 | 708.4588 | -0.031248 | 585.2836 | 0.00016974 | 703.25 | -0.010915 | 582.9028 | 0.071748 | 703.25 | -0.0051598 | 703.25 | -0.0086863 | 585.2836 | 0.00046425 | 585.2836 | 1.9094e-05 | 708.4588 | 0.04228 | 708.4588 | 2.6199 | 872.909 | 0.017772 | 708.4588 | -0.012257 | 872.3061 | 1.1017 | 872.909 | 1.074 | 585.2836 | 1.6195
| 583.0204 | 0 | 708.693 | 0.010087 | 583.0204 | 0 | 708.693 | 0.0071868 | 708.9726 | 0.020259 | 708.693 | 0.026612 | 585.4026 | 0.00017673 | 703.49 | 0.017632 | 583.0204 | 0.078111 | 703.49 | 0.00038506 | 703.49 | -0.0013408 | 585.4026 | 0.00040652 | 585.4026 | 2.7556e-05 | 708.693 | 0.074856 | 708.693 | 2.6697 | 873.0764 | 0.027695 | 708.693 | 0.0027254 | 872.4737 | 1.0911 | 873.0764 | 1.0792 | 585.4026 | 1.6018
| 583.1379 | 0.011943 | 708.9273 | -0.010264 | 583.1379 | 0.026931 | 708.9273 | -0.070661 | 709.2066 | -0.010589 | 708.9273 | -0.03685 | 585.5216 | 0.00018208 | 703.72 | -0.0058775 | 583.1379 | 0.074217 | 703.72 | -0.00582 | 703.72 | -0.010435 | 585.5216 | 0.00069413 | 585.5216 | 2.1047e-05 | 708.9273 | 0.029111 | 708.9273 | 2.6881 | 873.2437 | 0.01923 | 708.9273 | -0.010901 | 872.6414 | 1.0082 | 873.2437 | 1.0852 | 585.5216 | 1.5942
| 583.2555 | 0 | 709.1616 | -0.0044579 | 583.2555 | 0 | 709.1616 | -0.0066569 | 709.4407 | 0.0023882 | 709.1616 | 0.014783 | 585.6406 | 0.00018604 | 703.96 | -0.016513 | 583.2555 | 0.072187 | 703.96 | 0.0010452 | 703.96 | 0.0053049 | 585.6406 | 0.00028761 | 585.6406 | 2.1047e-05 | 709.1617 | 0.058452 | 709.1616 | 2.7166 | 873.4111 | 0.025117 | 709.1616 | 0.0044071 | 872.8091 | 1.0202 | 873.4111 | 1.09 | 585.6406 | 1.588
| 583.3731 | 0.018397 | 709.396 | -0.0062383 | 583.3731 | 0.0086826 | 709.396 | -0.070131 | 709.6747 | -0.013789 | 709.396 | -0.033123 | 585.7596 | 0.0001744 | 704.19 | -0.018192 | 583.3731 | 0.06928 | 704.19 | -0.011233 | 704.19 | -0.0030897 | 585.7596 | 0.002543 | 585.7596 | 3.7971e-05 | 709.396 | 0.041356 | 709.396 | 2.7585 | 873.5784 | 0.016763 | 709.396 | -0.0051028 | 872.9768 | 0.94783 | 873.5784 | 1.0981 | 585.7596 | 1.5982
| 583.4906 | 0 | 709.6303 | 0.0013807 | 583.4906 | 0 | 709.6303 | -0.0050797 | 709.9087 | 0.018128 | 709.6303 | 0.019871 | 585.8786 | 0.00016089 | 704.42 | 0.0086761 | 583.4906 | 0.069719 | 704.42 | -0.0023874 | 704.42 | 0.0047802 | 585.8786 | 0.0022637 | 585.8786 | 3.6018e-05 | 709.6303 | 0.059377 | 709.6303 | 2.8066 | 873.7458 | 0.024051 | 709.6303 | 0.012289 | 873.1445 | 0.8613 | 873.7458 | 1.1036 | 585.8786 | 1.6012
| 583.6082 | 0.01039 | 709.8646 | -0.0021382 | 583.6082 | 0.014751 | 709.8646 | -0.023284 | 710.1428 | -0.017135 | 709.8646 | -0.030103 | 585.9977 | 0.00014576 | 704.66 | 0.034425 | 583.6082 | 0.071254 | 704.66 | 0.0010452 | 704.66 | 0.0074037 | 585.9977 | 0.0079137 | 585.9977 | 4.6433e-05 | 709.8646 | 0.039738 | 709.8646 | 2.8459 | 873.9131 | 0.020519 | 709.8646 | -0.0033573 | 873.3121 | 0.90053 | 873.9131 | 1.1147 | 585.9977 | 1.6079
| 583.7258 | 0 | 710.099 | -0.00060678 | 583.7258 | 0 | 710.099 | 0.038632 | 710.3768 | 0.031567 | 710.099 | 0.018111 | 586.1167 | 0.00013342 | 704.89 | 0.019871 | 583.7258 | 0.063959 | 704.89 | -0.0051598 | 704.89 | 0.00023318 | 586.1167 | 0.0079044 | 586.1167 | 1.2585e-05 | 710.099 | 0.054756 | 710.099 | 2.865 | 874.0805 | 0.031564 | 710.099 | 0.0033631 | 873.4799 | 0.83013 | 874.0805 | 1.122 | 586.1167 | 1.5996
| 583.8434 | 0.0012942 | 710.3333 | -0.00026626 | 583.8434 | 0.012906 | 710.3333 | -0.08523 | 710.6109 | -0.019325 | 710.3333 | -0.02939 | 586.2357 | 0.00013458 | 705.13 | -0.019311 | 583.8434 | 0.073449 | 705.13 | 0.0014412 | 705.13 | -0.00046636 | 586.2357 | 0.019266 | 586.2357 | 1.0632e-05 | 710.3333 | 0.036966 | 710.3333 | 2.9156 | 874.2479 | 0.01895 | 710.3333 | -0.0065812 | 873.6476 | 0.70159 | 874.2479 | 1.131 | 586.2357 | 1.5961
| 583.961 | 0 | 710.5677 | 0.0084228 | 583.961 | 0 | 710.5677 | 0.0093325 | 710.845 | 0.020636 | 710.5677 | 0.028383 | 586.3547 | 0.00015507 | 705.36 | -0.0041982 | 583.961 | 0.075917 | 705.36 | -0.0031795 | 705.36 | -0.0011659 | 586.3547 | 0.014843 | 586.3547 | 8.462e-06 | 710.5677 | 0.057066 | 710.5677 | 2.9633 | 874.4152 | 0.029489 | 710.5677 | -0.0039061 | 873.8152 | 0.76809 | 874.4152 | 1.1344 | 586.3547 | 1.5757
| 584.0786 | 0.014199 | 710.802 | -0.035688 | 584.0786 | 0.016916 | 710.802 | -0.049484 | 711.0791 | -0.02058 | 710.802 | -0.032214 | 586.4737 | 0.00016438 | 705.6 | -0.02435 | 584.0786 | 0.068183 | 705.6 | -0.0060837 | 705.6 | -0.0065873 | 586.4737 | 0.026903 | 586.4737 | 8.462e-06 | 710.8021 | 0.025183 | 710.802 | 3.0015 | 874.5826 | 0.017324 | 710.802 | -0.010351 | 873.9829 | 0.67849 | 874.5826 | 1.1413 | 586.4737 | 1.5644
| 584.1962 | 0 | 711.0364 | 0.021678 | 584.1962 | 0 | 711.0364 | 0.0038398 | 711.3132 | -0.00011176 | 711.0364 | 0.017729 | 586.5928 | 0.00015833 | 705.83 | -0.006437 | 584.1962 | 0.064398 | 705.83 | -0.00053907 | 705.83 | -0.0032645 | 586.5928 | 0.022217 | 586.5928 | 8.462e-06 | 711.0364 | 0.055911 | 711.0364 | 3.0503 | 874.75 | 0.029546 | 711.0364 | 0.0054213 | 874.1507 | 0.72412 | 874.75 | 1.1429 | 586.5928 | 1.552
| 584.3138 | 0.017286 | 711.2708 | -0.020849 | 584.3138 | 0.0042239 | 711.2708 | -0.061359 | 711.5473 | -0.014139 | 711.2708 | -0.031659 | 586.7118 | 0.00016089 | 706.06 | 0.0047579 | 584.3138 | 0.067415 | 706.06 | -0.0026514 | 706.06 | -0.010784 | 586.7118 | 0.03749 | 586.7118 | 4.1225e-06 | 711.2708 | 0.032807 | 711.2708 | 3.087 | 874.9173 | 0.02108 | 711.2708 | 0.0012834 | 874.3184 | 0.74583 | 874.9173 | 1.1475 | 586.7118 | 1.5489
| 584.4314 | 0 | 711.5052 | -0.012698 | 584.4314 | 0 | 711.5052 | 0.00026558 | 711.7814 | 0.0045644 | 711.5052 | 0.021311 | 586.8308 | 0.00015111 | 706.3 | 0.04282 | 584.4314 | 0.056773 | 706.3 | 0.00012102 | 706.3 | 0.003556 | 586.8308 | 0.043218 | 586.8308 | 4.1225e-06 | 711.5052 | 0.049211 | 711.5052 | 3.1104 | 875.0847 | 0.022482 | 711.5052 | 0.00096574 | 874.4861 | 0.74444 | 875.0847 | 1.1484 | 586.8308 | 1.5461
| 584.549 | 0.0081715 | 711.7396 | 0.011761 | 584.549 | 0.014751 | 711.7396 | -0.039275 | 712.0155 | -0.012412 | 711.7396 | -0.029248 | 586.9498 | 0.00015787 | 706.53 | -0.017072 | 584.549 | 0.068622 | 706.53 | -0.0031795 | 706.53 | -0.0036143 | 586.9498 | 0.055368 | 586.9498 | 3.3848e-05 | 711.7396 | 0.027493 | 711.7396 | 3.1387 | 875.2521 | 0.023771 | 711.7396 | 0.0093363 | 874.6538 | 0.71661 | 875.2521 | 1.1557 | 586.9498 | 1.5361
| 584.6667 | 0 | 711.9741 | -0.0059937 | 584.6667 | 0 | 711.9741 | 0.021663 | 712.2497 | 0.0076054 | 711.9741 | 0.01426 | 587.0689 | 0.00015624 | 706.77 | -0.02379 | 584.6667 | 0.061929 | 706.77 | -0.0015952 | 706.77 | -0.0039641 | 587.0689 | 0.051549 | 587.0689 | 2.9509e-05 | 711.9741 | 0.05337 | 711.9741 | 3.1965 | 875.4195 | 0.027079 | 711.9741 | -0.0026749 | 874.8215 | 0.65596 | 875.4195 | 1.162 | 587.0689 | 1.5257
| 584.7843 | 0.0046219 | 712.2085 | 0.0036288 | 584.7843 | 0.019487 | 712.2085 | -0.035017 | 712.4838 | -0.022387 | 712.2085 | -0.033144 | 587.1879 | 0.00015763 | 707 | 0.0086761 | 584.7843 | 0.066592 | 707 | -0.0031795 | 707 | -0.0029147 | 587.1879 | 0.052938 | 587.1879 | 2.9509e-05 | 712.2085 | 0.045514 | 712.2085 | 3.2121 | 875.5869 | 0.017155 | 712.2085 | -0.0040607 | 874.9893 | 0.56887 | 875.5869 | 1.1703 | 587.1879 | 1.5159
| 584.902 | 0 | 712.4429 | 0.023622 | 584.902 | 0 | 712.4429 | 0.00024088 | 712.718 | 0.013672 | 712.4429 | 0.019745 | 587.307 | 0.00016159 | 707.24 | 0.00083963 | 584.902 | 0.07098 | 707.24 | -0.00040706 | 707.24 | 0.0012825 | 587.307 | 0.050508 | 587.307 | 0 | 712.4429 | 0.045976 | 712.4429 | 3.2522 | 875.7542 | 0.025229 | 712.4429 | 0.0027011 | 875.157 | 0.484 | 875.7542 | 1.1744 | 587.307 | 1.511
| 585.0196 | 0.00085042 | 712.6774 | -0.018056 | 585.0196 | 0 | 712.6774 | -0.045868 | 712.9521 | -0.026042 | 712.6774 | -0.032064 | 587.426 | 0.00017067 | 707.47 | -0.031067 | 585.0196 | 0.056005 | 707.47 | -0.0054239 | 707.47 | -0.0069371 | 587.426 | 0.064046 | 587.426 | 0 | 712.6774 | 0.02449 | 712.6774 | 3.2806 | 875.9216 | 0.024724 | 712.6774 | 0.0040845 | 875.3247 | 0.39914 | 875.9216 | 1.179 | 587.426 | 1.5084
| 585.1373 | 0 | 712.9118 | 0.0062047 | 585.1373 | 0 | 712.9118 | -0.015784 | 713.1863 | 0.022378 | 712.9118 | 0.02298 | 587.5451 | 0.00016858 | 707.7 | 0.02435 | 585.1373 | 0.059461 | 707.7 | 0.00078111 | 707.7 | 0.01265 | 587.5451 | 0.061095 | 587.5451 | 0 | 712.9118 | 0.047132 | 712.9118 | 3.323 | 876.089 | 0.023154 | 712.9118 | 0.0017058 | 875.4925 | 0.56887 | 876.089 | 1.1801 | 587.5451 | 1.5001
| 585.2549 | 0.00018483 | 713.1463 | -0.007762 | 585.2549 | 0.0079785 | 713.1463 | -0.065053 | 713.4205 | -0.023008 | 713.1463 | -0.03113 | 587.6641 | 0.00015437 | 707.94 | -0.02155 | 585.2549 | 0.066318 | 707.94 | -0.0083283 | 707.94 | -0.011659 | 587.6641 | 0.074287 | 587.6641 | 1.2585e-05 | 713.1463 | 0.026338 | 713.1463 | 3.3911 | 876.2564 | 0.019342 | 713.1463 | -0.0051592 | 875.6602 | 0.36241 | 876.2564 | 1.1853 | 587.6641 | 1.4954
| 585.3726 | 0 | 713.3808 | -0.044635 | 585.3726 | 0 | 713.3808 | 0.018893 | 713.6547 | 0.022013 | 713.3808 | 0.021803 | 587.7832 | 0.00013761 | 708.17 | 0.0041982 | 585.3726 | 0.064892 | 708.17 | 0.0038176 | 708.17 | -0.0062376 | 587.7832 | 0.070468 | 587.7832 | 1.4754e-05 | 713.3808 | 0.034425 | 713.3808 | 3.4253 | 876.4238 | 0.033582 | 713.3808 | 0.011963 | 875.8279 | 0.37382 | 876.4238 | 1.1905 | 587.7832 | 1.4866
| 585.4903 | 0.0048437 | 713.6153 | 0.0075799 | 585.4903 | 0.018946 | 713.6153 | -0.063876 | 713.8889 | -0.01455 | 713.6153 | -0.025653 | 587.9022 | 0.00012736 | 708.41 | -0.02155 | 585.4903 | 0.051068 | 708.41 | -0.0075362 | 708.41 | -0.013058 | 587.9022 | 0.083833 | 587.9022 | 1.4754e-05 | 713.6152 | 0.02449 | 713.6153 | 3.4605 | 876.5912 | 0.018725 | 713.6153 | 0.002754 | 875.9957 | 0.31817 | 876.5912 | 1.1988 | 587.9022 | 1.4836
| 585.608 | 0 | 713.8497 | 0.019776 | 585.608 | 0 | 713.8497 | 0.041525 | 714.1231 | 0.02514 | 713.8497 | 0.01907 | 588.0213 | 0.00014622 | 708.64 | 0.0053177 | 585.608 | 0.056334 | 708.64 | 0.0023654 | 708.64 | -0.0027399 | 588.0213 | 0.080709 | 588.0213 | 4.1225e-06 | 713.8497 | 0.04228 | 713.8497 | 3.4806 | 876.7586 | 0.027079 | 713.8497 | 0.002896 | 876.1634 | 0.39441 | 876.7586 | 1.2075 | 588.0213 | 1.4777
| 585.7257 | 0 | 714.0843 | -0.028516 | 585.7257 | 0.0082132 | 714.0843 | -0.072787 | 714.3573 | -0.026372 | 714.0843 | -0.026999 | 588.1403 | 0.00014483 | 708.88 | -0.00027989 | 585.7257 | 0.070322 | 708.88 | -0.0031795 | 708.88 | 0.0049551 | 588.1403 | 0.095288 | 588.1403 | 2.1697e-06 | 714.0842 | 0.024028 | 714.0843 | 3.5379 | 876.926 | 0.0208 | 714.0843 | -0.00073326 | 876.3312 | 0.40415 | 876.926 | 1.2173 | 588.1403 | 1.4761
| 585.8434 | 0 | 714.3188 | 0.0024423 | 585.8434 | 0 | 714.3188 | 0.018302 | 714.5916 | 0.0064862 | 714.3188 | 0.013593 | 588.2594 | 0.00014622 | 709.11 | -0.017072 | 585.8434 | 0.063794 | 709.11 | 0.0061941 | 709.11 | -0.0062376 | 588.2594 | 0.092685 | 588.2594 | 2.1697e-06 | 714.3188 | 0.036273 | 714.3188 | 3.5648 | 877.0934 | 0.029377 | 714.3188 | 0.0020648 | 876.4989 | 0.42084 | 877.0934 | 1.2249 | 588.2594 | 1.4615
| 585.9611 | 0.0050655 | 714.5533 | -0.052842 | 585.9611 | 0.017322 | 714.5533 | -0.046741 | 714.8258 | -0.019947 | 714.5533 | -0.030738 | 588.3785 | 0.00014366 | 709.35 | -0.012035 | 585.9611 | 0.061161 | 709.35 | -0.0038396 | 709.35 | -0.005538 | 588.3785 | 0.11039 | 588.3785 | 4.1225e-06 | 714.5533 | 0.011383 | 714.5533 | 3.581 | 877.2608 | 0.023771 | 714.5533 | -0.00894 | 876.6667 | 0.38773 | 877.2608 | 1.2307 | 588.3785 | 1.4496
| 586.0788 | 0 | 714.7878 | -0.013892 | 586.0788 | 0 | 714.7878 | 0.0033398 | 715.0601 | 0.016283 | 714.7878 | 0.018042 | 588.4975 | 0.00014133 | 709.58 | 0.036664 | 586.0788 | 0.057706 | 709.58 | 0.0013092 | 709.58 | -0.0058878 | 588.4975 | 0.10588 | 588.4975 | 4.1225e-06 | 714.7878 | 0.045052 | 714.7878 | 3.6338 | 877.4282 | 0.036049 | 714.7878 | -0.0014457 | 876.8345 | 0.33236 | 877.4282 | 1.2338 | 588.4975 | 1.4295
| 586.1965 | 0.0057311 | 715.0224 | -0.032344 | 586.1965 | 0.021382 | 715.0224 | -0.058546 | 715.2943 | -0.024278 | 715.0224 | -0.030538 | 588.6166 | 0.0001723 | 709.81 | -0.029946 | 586.1965 | 0.060394 | 709.81 | 0.0011772 | 709.81 | -0.00099105 | 588.6166 | 0.12167 | 588.6166 | 4.1225e-06 | 715.0224 | 0.014744 | 715.0224 | 3.6715 | 877.5956 | 0.018053 | 715.0224 | 0.0013849 | 877.0022 | 0.41082 | 877.5956 | 1.2396 | 588.6166 | 1.4241
| 586.3142 | 0 | 715.2569 | 0.0096239 | 586.3142 | 0 | 715.2569 | 0.06838 | 715.5286 | 0.012158 | 715.2569 | 0.01417 | 588.7357 | 0.00016415 | 710.05 | 0.012595 | 586.3142 | 0.050081 | 710.05 | -0.0027834 | 710.05 | 0.0014574 | 588.7357 | 0.11733 | 588.7357 | 0 | 715.2569 | 0.038583 | 715.2569 | 3.7077 | 877.7631 | 0.021977 | 715.2569 | -0.0018083 | 877.17 | 0.31956 | 877.7631 | 1.2458 | 588.7357 | 1.4192
| 586.432 | 0.0079496 | 715.4915 | 0.0047883 | 586.432 | 0.015022 | 715.4915 | -0.046972 | 715.7629 | -0.034752 | 715.4915 | -0.029423 | 588.8547 | 0.0001588 | 710.28 | -0.0086761 | 586.432 | 0.054634 | 710.28 | -0.0084602 | 710.28 | -0.00011659 | 588.8547 | 0.13816 | 588.8547 | 0 | 715.4915 | 0.017342 | 715.4915 | 3.7568 | 877.9305 | 0.021192 | 715.4915 | -0.011479 | 877.3378 | 0.31956 | 877.9305 | 1.2559 | 588.8547 | 1.428
| 586.5497 | 0 | 715.726 | 0.027748 | 586.5497 | 0 | 715.726 | 0.031853 | 715.9972 | 0.011288 | 715.726 | 0.020508 | 588.9738 | 0.00012853 | 710.52 | 0.0030786 | 586.5497 | 0.051014 | 710.52 | -0.0071401 | 710.52 | -0.0071117 | 588.9738 | 0.13625 | 588.9738 | 0 | 715.726 | 0.039276 | 715.726 | 3.7774 | 878.0979 | 0.022874 | 715.726 | 0.0072447 | 877.5055 | 0.30314 | 878.0979 | 1.2652 | 588.9738 | 1.4295
| 586.6675 | 0.011499 | 715.9606 | -0.013536 | 586.6675 | 0.023412 | 715.9606 | -0.033864 | 716.2315 | -0.014219 | 715.9606 | -0.020369 | 589.0929 | 0.00014203 | 710.75 | 0.0075566 | 586.6675 | 0.059132 | 710.75 | 0.0038176 | 710.75 | 0.0095019 | 589.0929 | 0.15309 | 589.0929 | 4.1225e-06 | 715.9606 | 0.0081959 | 715.9606 | 3.8091 | 878.2653 | 0.039357 | 715.9606 | -0.0041394 | 877.6733 | 0.25445 | 878.2653 | 1.2731 | 589.0929 | 1.4322
| 586.7852 | 0 | 716.1952 | -0.028645 | 586.7852 | 0 | 716.1952 | 0.0010254 | 716.4658 | 0.018198 | 716.1952 | 0.02205 | 589.212 | 0.00014855 | 710.99 | -0.0019591 | 586.7852 | 0.051343 | 710.99 | 0.0011772 | 710.99 | 0.0049551 | 589.212 | 0.14823 | 589.212 | 4.1225e-06 | 716.1952 | 0.036042 | 716.1952 | 3.8459 | 878.4328 | 0.016539 | 716.1952 | 0.012659 | 877.8411 | 0.24137 | 878.4328 | 1.278 | 589.212 | 1.4232
| 586.903 | 0.0039563 | 716.4298 | -0.023301 | 586.903 | 0.012437 | 716.4298 | -0.040234 | 716.7001 | -0.023934 | 716.4298 | -0.034846 | 589.3311 | 0.00017067 | 711.22 | -0.041141 | 586.903 | 0.053372 | 711.22 | -0.0087244 | 711.22 | -0.0013408 | 589.3311 | 0.16732 | 589.3311 | 4.1225e-06 | 716.4298 | 0.015032 | 716.4298 | 3.866 | 878.6002 | 0.016483 | 716.4298 | 0.0020317 | 878.0089 | 0.19908 | 878.6002 | 1.2845 | 589.3311 | 1.4179
| 587.0207 | 0 | 716.6644 | -0.023897 | 587.0207 | 0 | 716.6644 | -0.00053922 | 716.9345 | 0.012502 | 716.6644 | 0.011364 | 589.4502 | 0.0001723 | 711.46 | 0.041141 | 587.0207 | 0.043883 | 711.46 | -0.00093515 | 711.46 | -0.0020404 | 589.4502 | 0.16489 | 589.4502 | 0 | 716.6644 | 0.037659 | 716.6644 | 3.8853 | 878.7676 | 0.025117 | 716.6644 | 0.0059239 | 878.1767 | 0.2052 | 878.7676 | 1.2927 | 589.4502 | 1.4032
| 587.1385 | 0.013088 | 716.899 | -0.0018779 | 587.1385 | 0.020705 | 716.899 | -0.065727 | 717.1688 | -0.030988 | 716.899 | -0.026696 | 589.5693 | 0.00018441 | 711.69 | -0.029946 | 587.1385 | 0.048381 | 711.69 | -0.0021233 | 711.69 | 0.0060044 | 589.5693 | 0.18381 | 589.5693 | 0 | 716.899 | 0.012988 | 716.899 | 3.9028 | 878.9351 | 0.021472 | 716.899 | 0.00039423 | 878.3445 | 0.14288 | 878.9351 | 1.3058 | 589.5693 | 1.3981
| 587.2563 | 0 | 717.1337 | -0.042296 | 587.2563 | 0 | 717.1337 | 0.028179 | 717.4032 | 0.010408 | 717.1337 | 0.020756 | 589.6884 | 0.00018115 | 711.92 | 0.0081163 | 587.2563 | 0.050246 | 711.92 | -0.00093515 | 711.92 | 0.0054798 | 589.6884 | 0.17895 | 589.6884 | 0 | 717.1337 | 0.034656 | 717.1337 | 3.9599 | 879.1025 | 0.024724 | 717.1337 | -0.0042489 | 878.5123 | 0.14928 | 879.1025 | 1.3144 | 589.6884 | 1.3854
| 587.3741 | 0.011056 | 717.3683 | -0.015484 | 587.3741 | 0.0051626 | 717.3683 | -0.017034 | 717.6375 | -0.035621 | 717.3683 | -0.030945 | 589.8075 | 0.0001588 | 712.16 | -0.014274 | 587.3741 | 0.058967 | 712.16 | -0.0041036 | 712.16 | -0.0027399 | 589.8075 | 0.20082 | 589.8075 | 1.2585e-05 | 717.3683 | 0.0016102 | 717.3683 | 4.0135 | 879.2699 | 0.017324 | 717.3683 | 0.010411 | 878.6801 | 0.15429 | 879.2699 | 1.3238 | 589.8075 | 1.3908
| 587.4918 | 0 | 717.603 | 0.0031619 | 587.4918 | 0 | 717.603 | -0.012103 | 717.8719 | 0.018881 | 717.603 | 0.016121 | 589.9266 | 0.00013947 | 712.39 | 0.020431 | 587.4918 | 0.048874 | 712.39 | -0.0089886 | 712.39 | -0.012883 | 589.9266 | 0.19717 | 589.9266 | 1.2585e-05 | 717.6029 | 0.032114 | 717.603 | 4.0268 | 879.4374 | 0.028873 | 717.603 | 0.0078871 | 878.8479 | 0.15623 | 879.4374 | 1.3253 | 589.9266 | 1.3865
| 587.6096 | 0.0079496 | 717.8376 | 0.000638 | 587.6096 | 0.0049279 | 717.8376 | -0.056078 | 718.1063 | -0.019587 | 717.8376 | -0.032119 | 590.0457 | 0.00013016 | 712.63 | -0.049539 | 587.6096 | 0.065989 | 712.63 | -0.0046317 | 712.63 | 0.0021569 | 590.0457 | 0.21522 | 590.0457 | 1.2585e-05 | 717.8376 | 0.011595 | 717.8376 | 4.0664 | 879.6048 | 0.013792 | 717.8376 | 0.0033856 | 879.0157 | 0.076099 | 879.6048 | 1.3307 | 590.0457 | 1.3885
| 587.7275 | 0 | 718.0723 | 0.021724 | 587.7275 | 0 | 718.0723 | 0.0060693 | 718.3407 | 0.015167 | 718.0723 | 0.01976 | 590.1648 | 0.0001262 | 712.86 | -0.051218 | 587.7275 | 0.060229 | 712.86 | -0.0018593 | 712.86 | -0.0071117 | 590.1648 | 0.20411 | 590.1648 | 0 | 718.0723 | 0.034887 | 718.0723 | 4.0989 | 879.7723 | 0.024724 | 718.0723 | -0.0014972 | 879.1835 | 0.099471 | 879.7723 | 1.3323 | 590.1648 | 1.3735
| 587.8453 | 0.00018483 | 718.3069 | -0.033264 | 587.8453 | 0.012202 | 718.3069 | -0.034555 | 718.5751 | -0.0055909 | 718.3069 | -0.03095 | 590.2839 | 0.00013831 | 713.1 | 0.024908 | 587.8453 | 0.054634 | 713.1 | -0.0060837 | 713.1 | 0.0021569 | 590.2839 | 0.22182 | 590.2839 | 0 | 718.307 | 0.0027749 | 718.3069 | 4.1176 | 879.9397 | 0.021809 | 718.3069 | -0.0012862 | 879.3513 | 0.063857 | 879.9397 | 1.3388 | 590.2839 | 1.3634
| 587.9631 | 0 | 718.5416 | 0.0029015 | 587.9631 | 0 | 718.5416 | 0.0017899 | 718.8095 | 0.016777 | 718.5416 | 0.016971 | 590.403 | 0.00015135 | 713.33 | -0.041141 | 587.9631 | 0.057541 | 713.33 | -0.0091205 | 713.33 | -0.015507 | 590.403 | 0.21991 | 590.403 | 0 | 718.5416 | 0.024952 | 718.5416 | 4.1452 | 880.1072 | 0.026014 | 718.5416 | 0.0030835 | 879.5191 | 0.089455 | 880.1072 | 1.3431 | 590.403 | 1.3506
| 588.0809 | 0.012165 | 718.7763 | -0.0074682 | 588.0809 | 0.01624 | 718.7763 | -0.058257 | 719.0439 | -0.025778 | 718.7763 | -0.033293 | 590.5221 | 0.00016927 | 713.57 | -0.00027989 | 588.0809 | 0.047942 | 713.57 | -0.010176 | 713.57 | 0.0021569 | 590.5221 | 0.24473 | 590.5221 | 0 | 718.7763 | 0.013299 | 718.7763 | 4.181 | 880.2746 | 0.018445 | 718.7763 | -0.0031043 | 879.687 | 0.039928 | 880.2746 | 1.3522 | 590.5221 | 1.343
| 588.1988 | 0.0053329 | 719.011 | 0.019138 | 588.1988 | 0 | 719.011 | 0.015646 | 719.2783 | 0.021406 | 719.011 | 0.022957 | 590.6412 | 0.00017021 | 713.8 | 0.032746 | 588.1988 | 0.051014 | 713.8 | -0.0023874 | 713.8 | 0.0075785 | 590.6412 | 0.24004 | 590.6412 | 0 | 719.011 | 0.044128 | 719.011 | 4.2263 | 880.4421 | 0.030274 | 719.011 | -0.0014856 | 879.8548 | 0.050779 | 880.4421 | 1.3572 | 590.6412 | 1.3343
| 588.3166 | 0.0081715 | 719.2457 | -0.0045585 | 588.3166 | 0.015428 | 719.2457 | -0.057705 | 719.5128 | -0.00813 | 719.2457 | -0.027257 | 590.7603 | 0.00015949 | 714.04 | -0.054576 | 588.3166 | 0.05617 | 714.04 | -0.0087244 | 714.04 | -0.010959 | 590.7603 | 0.26261 | 590.7603 | 0 | 719.2457 | 0.0026459 | 719.2457 | 4.2383 | 880.6096 | 0.014296 | 719.2457 | -0.0083725 | 880.0226 | 0 | 880.6096 | 1.3639 | 590.7603 | 1.3334
| 588.4344 | 0 | 719.4805 | 0.01539 | 588.4344 | 0 | 719.4805 | 0.0050035 | 719.7472 | 0.0060737 | 719.4805 | 0.017826 | 590.8794 | 0.00017882 | 714.27 | -0.02211 | 588.4344 | 0.045748 | 714.27 | 0.00051708 | 714.27 | 0.0075785 | 590.8794 | 0.26209 | 590.8794 | 0 | 719.4805 | 0.033962 | 719.4805 | 4.2576 | 880.777 | 0.036834 | 719.4805 | 0.0064282 | 880.1904 | 0.04911 | 880.777 | 1.3673 | 590.8794 | 1.3301
| 588.5523 | 0.020126 | 719.7152 | -0.0080154 | 588.5523 | 0.016916 | 719.7152 | -0.048577 | 719.9817 | -0.015626 | 719.7152 | -0.029901 | 590.9986 | 0.0001588 | 714.51 | -0.026029 | 588.5523 | 0.047942 | 714.51 | -0.00093515 | 714.51 | 0.0032063 | 590.9986 | 0.28517 | 590.9986 | 0 | 719.7152 | 0.0076136 | 719.7152 | 4.2828 | 880.9445 | 0.023883 | 719.7152 | -0.0053511 | 880.3583 | 0.0048691 | 880.9445 | 1.3765 | 590.9986 | 1.3309
| 588.6701 | 0 | 719.9499 | 0.0082272 | 588.6701 | 0 | 719.9499 | 0.019812 | 720.2162 | 0.014786 | 719.9499 | 0.016543 | 591.1177 | 0.00014459 | 714.74 | -0.010915 | 588.6701 | 0.053043 | 714.74 | -0.0017272 | 714.74 | 0.0089776 | 591.1177 | 0.27857 | 591.1177 | 0 | 719.9499 | 0.025876 | 719.9499 | 4.3353 | 881.1119 | 0.025621 | 719.9499 | 0.011483 | 880.5261 | 0.00037102 | 881.1119 | 1.3849 | 591.1177 | 1.3182
| 588.788 | 0 | 720.1847 | -0.041462 | 588.788 | 0.022059 | 720.1847 | -0.067878 | 720.4506 | -0.006113 | 720.1847 | -0.02687 | 591.2368 | 0.00011223 | 714.97 | -0.018752 | 588.788 | 0.048216 | 714.97 | 0.00012102 | 714.97 | -0.00064125 | 591.2368 | 0.30704 | 591.2368 | 0 | 720.1847 | 0.0142 | 720.1847 | 4.3425 | 881.2794 | 0.016875 | 720.1847 | 0.00027401 | 880.6939 | 0 | 881.2794 | 1.3956 | 591.2368 | 1.3134
| 588.9059 | 0 | 720.4194 | 0.039973 | 588.9059 | 0 | 720.4194 | 0.010754 | 720.6851 | 0.019998 | 720.4194 | 0.019395 | 591.3559 | 0.00014809 | 715.21 | 0.0036384 | 588.9059 | 0.045748 | 715.21 | -0.0015952 | 715.21 | 0.00093272 | 591.3559 | 0.30461 | 591.3559 | 0 | 720.4194 | 0.025876 | 720.4194 | 4.3735 | 881.4469 | 0.028368 | 720.4194 | -0.0020794 | 880.8618 | 0 | 881.4469 | 1.403 | 591.3559 | 1.2999
| 589.0238 | 0.0055093 | 720.6542 | -0.019495 | 589.0238 | 0.0068052 | 720.6542 | -0.041449 | 720.9196 | -0.027088 | 720.6542 | -0.025446 | 591.4751 | 0.00015926 | 715.44 | -0.014274 | 589.0238 | 0.047613 | 715.44 | -0.0099126 | 715.44 | -0.0053632 | 591.4751 | 0.33585 | 591.4751 | 0 | 720.6542 | 0.0010726 | 720.6542 | 4.4204 | 881.6144 | 0.025229 | 720.6542 | -0.0020505 | 881.0296 | 0 | 881.6144 | 1.4114 | 591.4751 | 1.2986
| 589.1417 | 0 | 720.889 | 0.01216 | 589.1417 | 0 | 720.889 | 0.023001 | 721.1541 | 0.01515 | 720.889 | 0.02186 | 591.5942 | 0.00015996 | 715.68 | 0.015953 | 589.1417 | 0.049478 | 715.68 | 0.0022334 | 715.68 | 0.013 | 591.5942 | 0.33307 | 591.5942 | 0 | 720.889 | 0.021733 | 720.889 | 4.4379 | 881.7818 | 0.022762 | 720.889 | -0.0034304 | 881.1975 | 0 | 881.7818 | 1.4154 | 591.5942 | 1.2892
| 589.2595 | 0.012347 | 721.1238 | 0.010591 | 589.2595 | 0.0089172 | 721.1238 | -0.038524 | 721.3887 | -0.017592 | 721.1238 | -0.023661 | 591.7133 | 0.00013272 | 715.91 | -0.018192 | 589.2595 | 0.04295 | 715.91 | -0.0041036 | 715.91 | -0.014982 | 591.7133 | 0.36553 | 591.7133 | 0 | 721.1238 | 0.010486 | 721.1238 | 4.4731 | 881.9493 | 0.01895 | 721.1238 | -0.010152 | 881.3653 | 0 | 881.9493 | 1.4212 | 591.7133 | 1.289
| 589.3774 | 0 | 721.3586 | 0.019122 | 589.3774 | 0 | 721.3586 | -0.0083267 | 721.6232 | 0.013896 | 721.3586 | 0.025904 | 591.8325 | 0.00014972 | 716.15 | 0.012035 | 589.3774 | 0.044815 | 716.15 | 0.0010452 | 716.15 | 0.0039058 | 591.8325 | 0.37195 | 591.8325 | 0 | 721.3586 | 0.033731 | 721.3586 | 4.5113 | 882.1168 | 0.033919 | 721.3586 | 0.0037534 | 881.5332 | 0 | 882.1168 | 1.4267 | 591.8325 | 1.2797
| 589.4954 | 0.016175 | 721.5934 | -0.0028338 | 589.4954 | 0.0091518 | 721.5934 | -0.034307 | 721.8577 | -0.0071442 | 721.5934 | -0.025615 | 591.9516 | 0.00017603 | 716.38 | -0.018192 | 589.4954 | 0.043883 | 716.38 | -0.0081965 | 716.38 | 0.0018072 | 591.9516 | 0.39452 | 591.9516 | 0 | 721.5934 | -0.0017381 | 721.5934 | 4.5797 | 882.2843 | 0.019622 | 721.5934 | -0.0078379 | 881.7011 | 0 | 882.2843 | 1.4393 | 591.9516 | 1.2797
| 589.6133 | 0 | 721.8282 | -0.02005 | 589.6133 | 0 | 721.8282 | -0.005735 | 722.0923 | 0.0092085 | 721.8282 | 0.012832 | 592.0708 | 0.00016485 | 716.62 | 0.037222 | 589.6133 | 0.036368 | 716.62 | -0.0025194 | 716.62 | -0.0062376 | 592.0708 | 0.39834 | 592.0708 | 0 | 721.8282 | 0.014398 | 721.8282 | 4.5722 | 882.4518 | 0.029097 | 721.8282 | 0.0048087 | 881.8689 | 0 | 882.4518 | 1.4516 | 592.0708 | 1.2721
| 589.7312 | 0.0092808 | 722.063 | -0.061678 | 589.7312 | 0.018811 | 722.063 | -0.038367 | 722.3268 | -0.01172 | 722.063 | -0.025724 | 592.1899 | 0.00015274 | 716.85 | -0.032746 | 589.7312 | 0.041414 | 716.85 | -0.007668 | 716.85 | -0.0053632 | 592.1899 | 0.41049 | 592.1899 | 0 | 722.063 | 0.010397 | 722.063 | 4.5926 | 882.6193 | 0.016539 | 722.063 | 0.0033241 | 882.0368 | 0 | 882.6193 | 1.4687 | 592.1899 | 1.2689
| 589.8491 | 0 | 722.2978 | 0.024966 | 589.8491 | 0 | 722.2978 | -0.011551 | 722.5614 | 0.032436 | 722.2978 | 0.019918 | 592.3091 | 0.00015624 | 717.09 | 0.025469 | 589.8491 | 0.049313 | 717.09 | -0.00027504 | 717.09 | 0.012825 | 592.3091 | 0.41222 | 592.3091 | 0 | 722.2979 | 0.025414 | 722.2978 | 4.6082 | 882.7868 | 0.024444 | 722.2978 | 0.010053 | 882.2047 | 0 | 882.7868 | 1.4819 | 592.3091 | 1.2594
| 589.967 | 0.011277 | 722.5327 | -0.026217 | 589.967 | 0.015292 | 722.5327 | -0.035149 | 722.796 | -0.024444 | 722.5327 | -0.03009 | 592.4282 | 0.00019256 | 717.32 | 0.011475 | 589.967 | 0.049149 | 717.32 | -0.0042357 | 717.32 | -0.008861 | 592.4282 | 0.41812 | 592.4282 | 0 | 722.5327 | -0.00081016 | 722.5327 | 4.6662 | 882.9543 | 0.029994 | 722.5327 | 0.01058 | 882.3725 | 0 | 882.9543 | 1.4944 | 592.4282 | 1.2572
| 590.085 | 0 | 722.7675 | 0.0028447 | 590.085 | 0 | 722.7675 | -0.0021932 | 723.0306 | 0.014289 | 722.7675 | 0.015612 | 592.5474 | 0.00019721 | 717.56 | -0.042262 | 590.085 | 0.049478 | 717.56 | -0.010309 | 717.56 | -0.0078116 | 592.5474 | 0.42229 | 592.5474 | 0 | 722.7675 | 0.018996 | 722.7675 | 4.6778 | 883.1218 | 0.025229 | 722.7675 | 0.0088091 | 882.5404 | 0 | 883.1218 | 1.4997 | 592.5474 | 1.2504
| 590.2029 | 0.015311 | 723.0024 | -0.039889 | 590.2029 | 0.011264 | 723.0024 | -0.07723 | 723.2652 | -0.032146 | 723.0024 | -0.032122 | 592.6666 | 0.00020327 | 717.79 | 0.0030786 | 590.2029 | 0.051672 | 717.79 | 0.0030255 | 717.79 | 0.0021569 | 592.6666 | 0.42211 | 592.6666 | 0 | 723.0024 | 0.0011128 | 723.0024 | 4.7127 | 883.2893 | 0.017155 | 723.0024 | -0.0066108 | 882.7083 | 0 | 883.2893 | 1.5056 | 592.6666 | 1.243
| 590.3209 | 0 | 723.2373 | 0.0082979 | 590.3209 | 0 | 723.2373 | -0.0052051 | 723.4998 | 0.004385 | 723.2373 | 0.014271 | 592.7857 | 0.00018255 | 718.03 | 0.014274 | 590.3209 | 0.048545 | 718.03 | -0.012685 | 718.03 | 0.0028565 | 592.7857 | 0.42628 | 592.7857 | 0 | 723.2373 | 0.026569 | 723.2373 | 4.7289 | 883.4568 | 0.031115 | 723.2373 | -0.00026889 | 882.8762 | 0 | 883.4568 | 1.5095 | 592.7857 | 1.2323
| 590.4388 | 0.0063967 | 723.4722 | -0.016676 | 590.4388 | 0.022329 | 723.4722 | -0.052483 | 723.7344 | -0.017854 | 723.4722 | -0.025288 | 592.9049 | 0.00018534 | 718.26 | -0.028827 | 590.4388 | 0.044212 | 718.26 | -0.013873 | 718.26 | 0.0081029 | 592.9049 | 0.41396 | 592.9049 | 0 | 723.4722 | 0.00097032 | 723.4722 | 4.7138 | 883.6243 | 0.02792 | 723.4722 | 0.0078742 | 883.044 | 0 | 883.6243 | 1.5176 | 592.9049 | 1.2293
| 590.5568 | 0 | 723.707 | -0.020213 | 590.5568 | 0 | 723.707 | 0.024116 | 723.969 | 0.003117 | 723.707 | 0.012893 | 593.024 | 0.00015437 | 718.5 | 0.010355 | 590.5568 | 0.03187 | 718.5 | 0.00025304 | 718.5 | 0.0049551 | 593.024 | 0.4235 | 593.024 | 0 | 723.707 | 0.02449 | 723.707 | 4.761 | 883.7918 | 0.03033 | 723.707 | 0.011649 | 883.2119 | 0 | 883.7918 | 1.5229 | 593.024 | 1.2241
| 590.6748 | 0 | 723.9419 | -0.054288 | 590.6748 | 0.019217 | 723.9419 | -0.051614 | 724.2037 | -0.011219 | 723.9419 | -0.028359 | 593.1432 | 0.00015624 | 718.73 | -0.029946 | 590.6748 | 0.036697 | 718.73 | -0.0026514 | 718.73 | -0.0037892 | 593.1432 | 0.40927 | 593.1432 | 0 | 723.9419 | -0.0039168 | 723.9419 | 4.8066 | 883.9593 | 0.023042 | 723.9419 | -0.0064556 | 883.3798 | 0 | 883.9593 | 1.5323 | 593.1432 | 1.2244
| 590.7928 | 0 | 724.1769 | 0.021758 | 590.7928 | 0 | 724.1769 | -0.025329 | 724.4383 | 0.010065 | 724.1769 | 0.015112 | 593.2624 | 0.00014366 | 718.97 | 0.0025189 | 590.7928 | 0.041689 | 718.97 | 0.0018373 | 718.97 | 0.00058296 | 593.2624 | 0.42992 | 593.2624 | 0 | 724.1768 | 0.033269 | 724.1769 | 4.8179 | 884.1268 | 0.027471 | 724.1769 | 0.0097784 | 883.5477 | 0 | 884.1268 | 1.5381 | 593.2624 | 1.2217
| 590.9108 | 0.0070623 | 724.4118 | -0.022409 | 590.9108 | 0.013141 | 724.4118 | -0.059655 | 724.673 | -0.017031 | 724.4118 | -0.026798 | 593.3815 | 0.00016438 | 719.2 | 0.0013994 | 590.9108 | 0.042347 | 719.2 | -0.0026514 | 719.2 | -0.00081612 | 593.3815 | 0.41153 | 593.3815 | 0 | 724.4118 | -0.0030092 | 724.4118 | 4.8479 | 884.2943 | 0.021416 | 724.4118 | 0.00035395 | 883.7156 | 0 | 884.2943 | 1.5506 | 593.3815 | 1.2225
| 591.0287 | 0 | 724.6467 | 0.01643 | 591.0287 | 0 | 724.6467 | 0.022923 | 724.9076 | 0.0066598 | 724.6467 | 0.01557 | 593.5007 | 0.00017393 | 719.44 | 0.00083963 | 591.0287 | 0.048874 | 719.44 | -0.0018593 | 719.44 | -0.010959 | 593.5007 | 0.43895 | 593.5007 | 0 | 724.6467 | 0.026107 | 724.6467 | 4.9048 | 884.4618 | 0.021753 | 724.6467 | 0.0068386 | 883.8835 | 0 | 884.4618 | 1.5592 | 593.5007 | 1.2151
| 591.1467 | 0 | 724.8816 | -0.02021 | 591.1467 | 0.012437 | 724.8816 | -0.038928 | 725.1423 | -0.013208 | 724.8816 | -0.02635 | 593.6199 | 0.00021095 | 719.67 | 0.0097957 | 591.1467 | 0.046845 | 719.67 | -0.0026514 | 719.67 | -0.0029147 | 593.6199 | 0.42611 | 593.6199 | 0 | 724.8816 | -0.0042792 | 724.8816 | 4.9236 | 884.6294 | 0.021809 | 724.8816 | 0.00474 | 884.0514 | 0 | 884.6294 | 1.5721 | 593.6199 | 1.2119
| 591.2648 | 0 | 725.1166 | -0.01308 | 591.2648 | 0 | 725.1166 | 0.011406 | 725.377 | 0.0072102 | 725.1166 | 0.021159 | 593.7391 | 0.00021421 | 719.91 | -0.025469 | 591.2648 | 0.037959 | 719.91 | -0.0085925 | 719.91 | -0.0032645 | 593.7391 | 0.4537 | 593.7391 | 0 | 725.1166 | 0.02449 | 725.1166 | 4.9454 | 884.7969 | 0.028705 | 725.1166 | 0.0077012 | 884.2193 | 0 | 884.7969 | 1.5793 | 593.7391 | 1.2098
| 591.3828 | 0.024571 | 725.3515 | -0.015379 | 591.3828 | 0.028148 | 725.3515 | -0.04499 | 725.6117 | -0.017101 | 725.3515 | -0.027426 | 593.8583 | 0.00020327 | 720.14 | -0.015393 | 591.3828 | 0.048545 | 720.14 | 0.0010452 | 720.14 | -0.0065873 | 593.8583 | 0.44312 | 593.8583 | 0 | 725.3515 | 0.0036249 | 725.3515 | 4.9799 | 884.9644 | 0.037675 | 725.3515 | -0.0035633 | 884.3873 | 0 | 884.9644 | 1.5871 | 593.8583 | 1.2102
| 591.5008 | 0 | 725.5865 | -0.01844 | 591.5008 | 0 | 725.5865 | 0.0062053 | 725.8464 | -0.0012006 | 725.5865 | 0.017819 | 593.9775 | 0.00016601 | 720.37 | -0.02379 | 591.5008 | 0.052714 | 720.37 | -0.0022553 | 720.37 | 0.0096767 | 593.9775 | 0.457 | 593.9775 | 0 | 725.5865 | 0.010354 | 725.5865 | 5.0125 | 885.1319 | 0.035656 | 725.5865 | 0.00040462 | 884.5552 | 0 | 885.1319 | 1.589 | 593.9775 | 1.2003
| 591.6188 | 0 | 725.8215 | -0.037974 | 591.6188 | 0.02463 | 725.8215 | -0.042428 | 726.0811 | -0.0074299 | 725.8215 | -0.021794 | 594.0966 | 0.00013924 | 720.61 | 0.031067 | 591.6188 | 0.044322 | 720.61 | 0.0059299 | 720.61 | 0.0030313 | 594.0966 | 0.4511 | 594.0966 | 0 | 725.8215 | -0.0076082 | 725.8215 | 5.0324 | 885.2994 | 0.018165 | 725.8215 | 0.0040335 | 884.7231 | 0 | 885.2994 | 1.5951 | 594.0966 | 1.1942
| 591.7369 | 0 | 726.0564 | 0.031582 | 591.7369 | 0 | 726.0564 | 0.019172 | 726.3158 | 0.015781 | 726.0564 | 0.015313 | 594.2159 | 0.00013458 | 720.84 | -0.0019591 | 591.7369 | 0.038891 | 720.84 | -1.1002e-05 | 720.84 | -0.0015157 | 594.2159 | 0.45284 | 594.2159 | 0 | 726.0565 | 0.020612 | 726.0564 | 5.0748 | 885.467 | 0.027976 | 726.0564 | 0.0083211 | 884.891 | 0 | 885.467 | 1.5983 | 594.2159 | 1.1835
| 591.8549 | 0.013459 | 726.2914 | -0.0188 | 591.8549 | 0.0046932 | 726.2914 | -0.077208 | 726.5505 | -0.019186 | 726.2914 | -0.021775 | 594.335 | 0.00015274 | 721.08 | -0.020991 | 591.8549 | 0.041853 | 721.08 | -0.0080641 | 721.08 | -0.0062376 | 594.335 | 0.45613 | 594.335 | 0 | 726.2914 | -0.001334 | 726.2914 | 5.0896 | 885.6345 | 0.020631 | 726.2914 | 0.0030303 | 885.0589 | 0 | 885.6345 | 1.6072 | 594.335 | 1.1841
| 591.9729 | 0 | 726.5264 | -0.00043763 | 591.9729 | 0 | 726.5264 | 0.014286 | 726.7853 | 0.032146 | 726.5264 | 0.021609 | 594.4542 | 0.00017789 | 721.31 | 0.033306 | 591.9729 | 0.042018 | 721.31 | 0.0061941 | 721.31 | 0.010027 | 594.4542 | 0.43704 | 594.4542 | 0 | 726.5264 | 0.026107 | 726.5264 | 5.0777 | 885.8021 | 0.027976 | 726.5264 | 0.0076459 | 885.2269 | 0 | 885.8021 | 1.6131 | 594.4542 | 1.18
| 592.091 | 0.012165 | 726.7615 | -0.0079308 | 592.091 | 0.014751 | 726.7615 | -0.013552 | 727.02 | -0.025213 | 726.7615 | -0.029132 | 594.5734 | 0.00020327 | 721.55 | -0.036664 | 592.091 | 0.047942 | 721.55 | -0.00080314 | 721.55 | -0.0069371 | 594.5734 | 0.43461 | 594.5734 | 0 | 726.7614 | 0.0027496 | 726.7615 | 5.1167 | 885.9696 | 0.012222 | 726.7615 | -0.0041998 | 885.3948 | 0 | 885.9696 | 1.6243 | 594.5734 | 1.1797
| 592.2091 | 0 | 726.9965 | 0.0021338 | 592.2091 | 0 | 726.9965 | 0.01668 | 727.2548 | 0.0021631 | 726.9965 | 0.017021 | 594.6926 | 0.00018487 | 721.78 | -0.0036384 | 592.2091 | 0.040153 | 721.78 | 0.0036855 | 721.78 | 0.0060044 | 594.6926 | 0.4084 | 594.6926 | 0 | 726.9965 | 0.022633 | 726.9965 | 5.1626 | 886.1371 | 0.025509 | 726.9965 | 0.0041221 | 885.5627 | 0 | 886.1371 | 1.6341 | 594.6926 | 1.1706
| 592.3271 | 0.008837 | 727.2315 | -0.029553 | 592.3271 | 0.0079785 | 727.2315 | -0.041525 | 727.4896 | -0.012797 | 727.2315 | -0.028575 | 594.8118 | 0.00018697 | 722.02 | -0.0041982 | 592.3271 | 0.042786 | 722.02 | -0.0041036 | 722.02 | -0.00064125 | 594.8118 | 0.41673 | 594.8118 | 1.2585e-05 | 727.2315 | 0.0025186 | 727.2315 | 5.1938 | 886.3047 | 0.032237 | 727.2315 | -0.0059066 | 885.7307 | 0 | 886.3047 | 1.6453 | 594.8118 | 1.1628
| 592.4452 | 0 | 727.4665 | 0.0084503 | 592.4452 | 0 | 727.4665 | -0.014011 | 727.7243 | 0.0073922 | 727.4665 | 0.014013 | 594.9311 | 0.00016112 | 722.25 | 0.0081163 | 592.4452 | 0.052604 | 722.25 | -0.00014302 | 722.25 | -0.0058878 | 594.9311 | 0.40528 | 594.9311 | 1.9094e-05 | 727.4665 | 0.025183 | 727.4665 | 5.2092 | 886.4722 | 0.032012 | 727.4665 | 0.0065169 | 885.8986 | 0 | 886.4722 | 1.6549 | 594.9311 | 1.1542
| 592.5633 | 0.011056 | 727.7016 | -0.012666 | 592.5633 | 0.023953 | 727.7016 | -0.045565 | 727.9591 | -0.022228 | 727.7016 | -0.029821 | 595.0503 | 0.00015624 | 722.49 | -0.035543 | 592.5633 | 0.040591 | 722.49 | -0.0068759 | 722.49 | -0.0076368 | 595.0503 | 0.42281 | 595.0503 | 0.00077959 | 727.7016 | -9.7505e-05 | 727.7016 | 5.2518 | 886.6398 | 0.016539 | 727.7016 | -0.01213 | 886.0666 | 0 | 886.6398 | 1.6644 | 595.0503 | 1.1475
| 592.6814 | 0 | 727.9366 | -0.0031827 | 592.6814 | 0 | 727.9366 | 0.019219 | 728.1939 | 0.018559 | 727.9366 | 0.015721 | 595.1695 | 0.00014622 | 722.72 | 0.029387 | 592.6814 | 0.040427 | 722.72 | 0.0077784 | 722.72 | 0.0075785 | 595.1695 | 0.42107 | 595.1695 | 0.00076701 | 727.9366 | 0.017732 | 727.9366 | 5.2715 | 886.8073 | 0.027695 | 727.9366 | 0.019527 | 886.2345 | 0 | 886.8073 | 1.6749 | 595.1695 | 1.1377
| 592.7995 | 0.018768 | 728.1717 | -0.004059 | 592.7995 | 0.016916 | 728.1717 | -0.034568 | 728.4288 | -0.01531 | 728.1717 | -0.030555 | 595.2887 | 0.00014087 | 722.96 | 0.0025189 | 592.7995 | 0.032693 | 722.96 | -0.0018593 | 722.96 | 0.0042556 | 595.2887 | 0.46082 | 595.2887 | 0.0014663 | 728.1717 | -0.0042119 | 728.1717 | 5.3019 | 886.9749 | 0.01895 | 728.1717 | 0.010221 | 886.4025 | 0 | 886.9749 | 1.6886 | 595.2887 | 1.1325
| 592.9176 | 0 | 728.4068 | -0.0042652 | 592.9176 | 0 | 728.4068 | 0.029403 | 728.6636 | 0.013849 | 728.4068 | 0.018801 | 595.4079 | 0.00015298 | 723.19 | -0.0047579 | 592.9176 | 0.044651 | 723.19 | 0.012663 | 723.19 | -0.004139 | 595.4079 | 0.47349 | 595.4079 | 0.0007056 | 728.4068 | 0.014551 | 728.4068 | 5.3032 | 887.1424 | 0.031564 | 728.4068 | 0.004475 | 886.5704 | 0 | 887.1424 | 1.7025 | 595.4079 | 1.1299
| 593.0357 | 0.012594 | 728.6419 | -0.024996 | 593.0357 | 0.0046932 | 728.6419 | -0.043311 | 728.8984 | -0.012634 | 728.6419 | -0.029537 | 595.5271 | 0.00014296 | 723.43 | -0.031067 | 593.0357 | 0.040756 | 723.43 | 0.00051708 | 723.43 | -0.0079864 | 595.5271 | 0.52695 | 595.5271 | 0.0048956 | 728.6419 | 0.010065 | 728.6419 | 5.3243 | 887.31 | 0.024163 | 728.6419 | -0.0061884 | 886.7384 | 0 | 887.31 | 1.7162 | 595.5271 | 1.133
| 593.1538 | 0 | 728.877 | -0.0073093 | 593.1538 | 0 | 728.877 | 0.0096669 | 729.1332 | 0.0087721 | 728.877 | 0.014649 | 595.6463 | 0.00016275 | 723.66 | -0.0036384 | 593.1538 | 0.032034 | 723.66 | -0.0091205 | 723.66 | 0.0037309 | 595.6463 | 0.52157 | 595.6463 | 0.0046441 | 728.877 | 0.01868 | 728.877 | 5.3412 | 887.4776 | 0.027808 | 728.877 | 0.015331 | 886.9063 | 0 | 887.4776 | 1.7239 | 595.6463 | 1.1273
| 593.2719 | 0.0041782 | 729.1121 | -0.008164 | 593.2719 | 0.017593 | 729.1121 | -0.065446 | 729.3681 | -0.012026 | 729.1121 | -0.030588 | 595.7656 | 0.0001404 | 723.9 | 0.015953 | 593.2719 | 0.046077 | 723.9 | 0.0036855 | 723.9 | 0.00040807 | 595.7656 | 0.58457 | 595.7656 | 0.018748 | 729.1121 | -0.005205 | 729.1121 | 5.3529 | 887.6451 | 0.026238 | 729.1121 | -0.0030468 | 887.0743 | 0 | 887.6451 | 1.7327 | 595.7656 | 1.1221
| 593.3901 | 0 | 729.3472 | 0.044221 | 593.3901 | 0 | 729.3472 | 0.029587 | 729.6029 | 0.018416 | 729.3472 | 0.014621 | 595.8848 | 0.00015949 | 724.13 | 0.0092359 | 593.3901 | 0.042127 | 724.13 | 0.0044777 | 724.13 | 0.0053049 | 595.8848 | 0.57832 | 595.8848 | 0.019759 | 729.3472 | 0.020372 | 729.3472 | 5.3749 | 887.8127 | 0.030947 | 729.3472 | 0.0056797 | 887.2423 | 0 | 887.8127 | 1.7381 | 595.8848 | 1.1159
| 593.5082 | 0.00085042 | 729.5823 | -0.0089194 | 593.5082 | 0.021111 | 729.5823 | -0.043237 | 729.8378 | -0.01708 | 729.5823 | -0.026263 | 596.004 | 0.00014483 | 724.37 | -0.032185 | 593.5082 | 0.044047 | 724.37 | -0.014797 | 724.37 | -0.0034394 | 596.004 | 0.63959 | 596.004 | 0.039519 | 729.5823 | 0.0016753 | 729.5823 | 5.4131 | 887.9803 | 0.017548 | 729.5823 | 0.0079886 | 887.4103 | 0 | 887.9803 | 1.7475 | 596.004 | 1.1183
| 593.6264 | 0 | 729.8174 | 0.021203 | 593.6264 | 0 | 729.8174 | -0.011067 | 730.0727 | 0.02556 | 729.8174 | 0.017136 | 596.1233 | 0.000156 | 724.6 | 0.0081163 | 593.6264 | 0.032363 | 724.6 | 0.00091312 | 724.6 | -0.0081612 | 596.1233 | 0.61391 | 596.1233 | 0.035369 | 729.8174 | 0.01837 | 729.8174 | 5.4477 | 888.1478 | 0.033022 | 729.8174 | 0.0091862 | 887.5782 | 0 | 888.1478 | 1.7518 | 596.1233 | 1.1161
| 593.7445 | 0.0095026 | 730.0526 | -0.03508 | 593.7445 | 0.014345 | 730.0526 | -0.07962 | 730.3076 | -0.015948 | 730.0526 | -0.0275 | 596.2425 | 0.00014483 | 724.84 | -0.031067 | 593.7445 | 0.039385 | 724.84 | -0.0043677 | 724.84 | 0.00513 | 596.2425 | 0.65348 | 596.2425 | 0.048806 | 730.0526 | -0.0049564 | 730.0526 | 5.479 | 888.3154 | 0.024444 | 730.0526 | -0.0043585 | 887.7462 | 0 | 888.3154 | 1.762 | 596.2425 | 1.1141
| 593.8627 | 0 | 730.2877 | -0.0023717 | 593.8627 | 0 | 730.2877 | 0.025131 | 730.5425 | 0.01085 | 730.2877 | 0.0165 | 596.3617 | 0.00015344 | 725.07 | -0.0036384 | 593.8627 | 0.037026 | 725.07 | 0.00051708 | 725.07 | -0.0060627 | 596.3617 | 0.64168 | 596.3617 | 0.040507 | 730.2877 | 0.020577 | 730.2877 | 5.4772 | 888.483 | 0.026126 | 730.2877 | 0.0036969 | 887.9142 | 0 | 888.483 | 1.7687 | 596.3617 | 1.1051
| 593.9808 | 0 | 730.5229 | -0.0093733 | 593.9808 | 0.016645 | 730.5229 | -0.026047 | 730.7774 | -0.017274 | 730.5229 | -0.028866 | 596.481 | 0.00017766 | 725.31 | -0.027148 | 593.9808 | 0.037959 | 725.31 | -0.0059519 | 725.31 | 0.0054798 | 596.481 | 0.66598 | 596.481 | 0.053943 | 730.5229 | -0.0013355 | 730.5229 | 5.4878 | 888.6506 | 0.017155 | 730.5229 | 0.0011683 | 888.0822 | 0 | 888.6506 | 1.7835 | 596.481 | 1.1043
| 594.099 | 0.0024443 | 730.758 | 0.010091 | 594.099 | 0 | 730.758 | 0.018207 | 731.0123 | 0.0082069 | 730.758 | 0.017874 | 596.6002 | 0.00016252 | 725.54 | 0.027148 | 594.099 | 0.036861 | 725.54 | 0.0015733 | 725.54 | -0.00046636 | 596.6002 | 0.67917 | 596.6002 | 0.059278 | 730.758 | 0.015663 | 730.758 | 5.5223 | 888.8181 | 0.024556 | 730.758 | 0.0086315 | 888.2502 | 0 | 888.8181 | 1.7961 | 596.6002 | 1.0999
| 594.2172 | 0.0030689 | 730.9932 | -0.058205 | 594.2172 | 0.0042239 | 730.9932 | -0.030896 | 731.2472 | -0.014297 | 730.9932 | -0.025365 | 596.7195 | 0.00018767 | 725.78 | -0.018192 | 594.2172 | 0.038726 | 725.78 | -0.00080314 | 725.78 | 0.0040807 | 596.7195 | 0.69444 | 596.7195 | 0.074295 | 730.9932 | -0.010673 | 730.9932 | 5.5371 | 888.9857 | 0.016651 | 730.9932 | -0.0041547 | 888.4181 | 0 | 888.9857 | 1.8144 | 596.7195 | 1.1019
| 594.3354 | 0 | 731.2284 | 0.0084375 | 594.3354 | 0 | 731.2284 | 0.0082013 | 731.4822 | 0.021167 | 731.2284 | 0.012764 | 596.8387 | 0.00018813 | 726.01 | 0.0047579 | 594.3354 | 0.040427 | 726.01 | 0.0013092 | 726.01 | -0.008861 | 596.8387 | 0.73974 | 596.8387 | 0.072715 | 731.2284 | 0.014852 | 731.2284 | 5.5913 | 889.1533 | 0.03319 | 731.2284 | 0.015761 | 888.5861 | 0 | 889.1533 | 1.8303 | 596.8387 | 1.0909
| 594.4536 | 0 | 731.4636 | -0.023164 | 594.4536 | 0.021111 | 731.4636 | -0.025077 | 731.7171 | -0.022394 | 731.4636 | -0.02569 | 596.958 | 0.00019465 | 726.25 | 0.012595 | 594.4536 | 0.027701 | 726.25 | -0.00027504 | 726.25 | -0.005538 | 596.958 | 0.75554 | 596.958 | 0.082792 | 731.4636 | -0.0016257 | 731.4636 | 5.5832 | 889.3209 | 0.017828 | 731.4636 | 0.010953 | 888.7541 | 0 | 889.3209 | 1.85 | 596.958 | 1.0835
| 594.5718 | 0 | 731.6988 | -0.0028711 | 594.5718 | 0 | 731.6988 | 0.021728 | 731.9521 | 0.015981 | 731.6988 | 0.014808 | 597.0772 | 0.00014855 | 726.48 | 0.041701 | 594.5718 | 0.03933 | 726.48 | 0.0031575 | 726.48 | 0.00075785 | 597.0772 | 0.79875 | 597.0772 | 0.077062 | 731.6988 | 0.019029 | 731.6988 | 5.5752 | 889.4885 | 0.036554 | 731.6988 | 0.0066147 | 888.9221 | 0 | 889.4885 | 1.8649 | 597.0772 | 1.0732
| 594.69 | 0.0046219 | 731.934 | -0.021436 | 594.69 | 0.017322 | 731.934 | -0.052467 | 732.187 | -0.022915 | 731.934 | -0.029232 | 597.1965 | 0.00014459 | 726.72 | -0.029387 | 594.69 | 0.051507 | 726.72 | -0.0042357 | 726.72 | -0.012009 | 597.1965 | 0.81108 | 597.1965 | 0.097611 | 731.934 | 0.0046404 | 731.934 | 5.6104 | 889.6561 | 0.016651 | 731.934 | 0.00027341 | 889.0901 | 0 | 889.6561 | 1.8783 | 597.1965 | 1.0753
| 594.8082 | 0 | 732.1692 | 0.029702 | 594.8082 | 0 | 732.1692 | 0.034101 | 732.422 | 0.0045933 | 732.1692 | 0.022195 | 597.3157 | 0.00015181 | 726.96 | 0.052336 | 594.8082 | 0.044815 | 726.96 | -0.0064798 | 726.96 | 0.0028565 | 597.3157 | 0.84388 | 597.3157 | 0.095043 | 732.1692 | 0.021128 | 732.1692 | 5.6858 | 889.8237 | 0.023659 | 732.1692 | 0.0077628 | 889.2582 | 0 | 889.8237 | 1.8823 | 597.3157 | 1.0733
| 594.9264 | 0.011056 | 732.4045 | -0.052337 | 594.9264 | 0.015698 | 732.4045 | -0.057762 | 732.657 | -0.021782 | 732.4045 | -0.029901 | 597.435 | 0.00019908 | 727.19 | -0.0019591 | 594.9264 | 0.037191 | 727.19 | -0.0081965 | 727.19 | -0.01848 | 597.435 | 0.85117 | 597.435 | 0.12271 | 732.4045 | -0.00090985 | 732.4045 | 5.657 | 889.9913 | 0.020183 | 732.4045 | -0.00098831 | 889.4262 | 0 | 889.9913 | 1.8865 | 597.435 | 1.0766
| 595.0446 | 0 | 732.6397 | -0.010416 | 595.0446 | 0 | 732.6397 | -0.0045467 | 732.892 | 0.0059864 | 732.6397 | 0.018387 | 597.5543 | 0.00021398 | 727.43 | -0.0013994 | 595.0446 | 0.041853 | 727.43 | -0.0029155 | 727.43 | 0.0042556 | 597.5543 | 0.85916 | 597.5543 | 0.11539 | 732.6397 | 0.020623 | 732.6397 | 5.6599 | 890.1589 | 0.026406 | 732.6397 | 0.0074784 | 889.5942 | 0 | 890.1589 | 1.888 | 597.5543 | 1.0714
| 595.1629 | 0.015311 | 732.8749 | -0.017933 | 595.1629 | 0.012672 | 732.8749 | -0.063917 | 733.127 | -0.019399 | 732.8749 | -0.029682 | 597.6735 | 0.00021305 | 727.66 | -0.00083963 | 595.1629 | 0.047613 | 727.66 | 0.0047417 | 727.66 | 0.0039058 | 597.6735 | 0.84944 | 597.6735 | 0.13634 | 732.875 | -0.010133 | 732.8749 | 5.7192 | 890.3265 | 0.02108 | 732.8749 | 0.00029816 | 889.7622 | 0 | 890.3265 | 1.8931 | 597.6735 | 1.0737
| 595.2811 | 0 | 733.1102 | -0.024924 | 595.2811 | 0 | 733.1102 | 0.006757 | 733.362 | 0.0068518 | 733.1102 | 0.013549 | 597.7928 | 0.00022446 | 727.9 | 0.0092359 | 595.2811 | 0.032802 | 727.9 | 0.0013092 | 727.9 | -0.0090358 | 597.7928 | 0.84058 | 597.7928 | 0.13298 | 733.1102 | 0.011872 | 733.1102 | 5.7114 | 890.4941 | 0.035264 | 733.1102 | 0.0084685 | 889.9302 | 0 | 890.4941 | 1.8939 | 597.7928 | 1.0645
| 595.3994 | 0.0092808 | 733.3455 | 0.00019051 | 595.3994 | 0.0053973 | 733.3455 | -0.051036 | 733.597 | -0.0081075 | 733.3455 | -0.023555 | 597.9121 | 0.0002049 | 728.13 | 0.029946 | 595.3994 | 0.031266 | 728.13 | 0.034578 | 728.13 | 0.03521 | 597.9121 | 0.83017 | 597.9121 | 0.15432 | 733.3455 | 0.0075395 | 733.3455 | 5.738 | 890.6617 | 0.02265 | 733.3455 | 0.0026031 | 890.0982 | 0 | 890.6617 | 1.8988 | 597.9121 | 1.0624
| 595.5176 | 0 | 733.5808 | -0.017487 | 595.5176 | 0 | 733.5808 | 0.01584 | 733.832 | 0.022803 | 733.5808 | 0.016099 | 598.0313 | 0.00018208 | 728.37 | 0.019871 | 595.5176 | 0.038233 | 728.37 | -0.0042357 | 728.37 | -0.0039641 | 598.0313 | 0.82271 | 598.0313 | 0.15333 | 733.5807 | 0.016926 | 733.5808 | 5.7121 | 890.8293 | 0.020687 | 733.5808 | 0.011413 | 890.2663 | 0 | 890.8293 | 1.9018 | 598.0313 | 1.0526
| 595.6359 | 0.0059529 | 733.816 | -0.00031849 | 595.6359 | 0.012437 | 733.816 | -0.035162 | 734.0671 | -0.023271 | 733.816 | -0.030227 | 598.1506 | 0.00015461 | 728.6 | 0.006437 | 595.6359 | 0.035655 | 728.6 | -0.013345 | 728.6 | -0.013758 | 598.1506 | 0.83364 | 598.1506 | 0.16677 | 733.816 | -0.0039656 | 733.816 | 5.7541 | 890.9969 | 0.017828 | 733.816 | -0.0043961 | 890.4343 | 0 | 890.9969 | 1.9144 | 598.1506 | 1.0538
| 595.7541 | 0 | 734.0513 | 0.0098601 | 595.7541 | 0 | 734.0513 | 0.0042423 | 734.3021 | 0.0075787 | 734.0513 | 0.015731 | 598.2699 | 0.00015554 | 728.84 | 0.0058775 | 595.7541 | 0.025507 | 728.84 | 0.0056657 | 728.84 | 0.0016322 | 598.2699 | 0.83069 | 598.2699 | 0.16578 | 734.0513 | 0.024259 | 734.0513 | 5.7805 | 891.1645 | 0.027023 | 734.0513 | 0.0065473 | 890.6023 | 0 | 891.1645 | 1.9254 | 598.2699 | 1.0482
| 595.8724 | 0.0010722 | 734.2866 | 0.00056628 | 595.8724 | 0.012437 | 734.2866 | -0.054725 | 734.5372 | -0.014677 | 734.2866 | -0.028762 | 598.3892 | 0.00022539 | 729.07 | -0.013154 | 595.8724 | 0.031266 | 729.07 | -0.0034436 | 729.07 | 0.003556 | 598.3892 | 0.85239 | 598.3892 | 0.18297 | 734.2866 | -0.007892 | 734.2866 | 5.7761 | 891.3321 | 0.034199 | 734.2866 | -1.2893e-05 | 890.7704 | 0 | 891.3321 | 1.9454 | 598.3892 | 1.0468
| 595.9907 | 0 | 734.5219 | 0.0020523 | 595.9907 | 0 | 734.5219 | 0.021161 | 734.7723 | 0.014415 | 734.5219 | 0.01868 | 598.5085 | 0.00019838 | 729.31 | 0.0086761 | 595.9907 | 0.033131 | 729.31 | 0.00025304 | 729.31 | -0.0058878 | 598.5085 | 0.8477 | 598.5085 | 0.18534 | 734.5219 | 0.019617 | 734.5219 | 5.7915 | 891.4998 | 0.024163 | 734.5219 | 0.021362 | 890.9384 | 0 | 891.4998 | 1.9619 | 598.5085 | 1.04
| 596.109 | 0.0028471 | 734.7573 | -0.031224 | 596.109 | 0.022329 | 734.7573 | -0.032169 | 735.0073 | -0.012939 | 734.7573 | -0.025939 | 598.6277 | 0.00022073 | 729.54 | -0.062413 | 596.109 | 0.043883 | 729.54 | -0.0084602 | 729.54 | 0.0040807 | 598.6277 | 0.87703 | 598.6277 | 0.20471 | 734.7573 | -0.0016472 | 734.7573 | 5.7909 | 891.6674 | 0.021472 | 734.7573 | -0.0025144 | 891.1064 | 0 | 891.6674 | 1.9846 | 598.6277 | 1.041
| 596.2273 | 0 | 734.9926 | 0.0083637 | 596.2273 | 0 | 734.9926 | -0.011636 | 735.2424 | 0.0066266 | 734.9926 | 0.016594 | 598.747 | 0.00016112 | 729.78 | 0.029946 | 596.2273 | 0.034503 | 729.78 | 0.0047417 | 729.78 | 0.00023318 | 598.747 | 0.88415 | 598.747 | 0.20332 | 734.9926 | 0.021648 | 734.9926 | 5.7899 | 891.835 | 0.032405 | 734.9926 | 0.0076813 | 891.2745 | 0 | 891.835 | 1.9997 | 598.747 | 1.0351
| 596.3456 | 0.012347 | 735.2279 | -0.038177 | 596.3456 | 0.012437 | 735.2279 | 0.00054816 | 735.4775 | -0.019966 | 735.2279 | -0.029472 | 598.8663 | 0.00019396 | 730.01 | -0.011475 | 596.3456 | 0.043718 | 730.01 | 0.0006491 | 730.01 | -0.0029147 | 598.8663 | 0.92424 | 598.8663 | 0.22131 | 735.2279 | -0.0071212 | 735.2279 | 5.7938 | 892.0026 | 0.025845 | 735.2279 | 0.0076491 | 891.4425 | 0 | 892.0026 | 2.0168 | 598.8663 | 1.0348
| 596.4639 | 0 | 735.4633 | -0.013363 | 596.4639 | 0 | 735.4633 | -0.01229 | 735.7126 | 0.020472 | 735.4633 | 0.013321 | 598.9856 | 0.00016485 | 730.25 | 0.02211 | 596.4639 | 0.0373 | 730.25 | -0.011761 | 730.25 | 0.0047802 | 598.9856 | 0.94368 | 598.9856 | 0.21992 | 735.4633 | 0.0087182 | 735.4633 | 5.8217 | 892.1703 | 0.026126 | 735.4633 | 0.01687 | 891.6106 | 0 | 892.1703 | 2.0251 | 598.9856 | 1.0248
| 596.5822 | 0.014323 | 735.6987 | 0.0076674 | 596.5822 | 0.011264 | 735.6987 | -0.045085 | 735.9478 | -0.0186 | 735.6987 | -0.026555 | 599.1049 | 0.00015717 | 730.48 | -0.014833 | 596.5822 | 0.030498 | 730.48 | -0.0054239 | 730.48 | -0.00029147 | 599.1049 | 0.98447 | 599.1049 | 0.24047 | 735.6987 | -0.0075326 | 735.6987 | 5.8033 | 892.3379 | 0.01766 | 735.6987 | 0.0012413 | 891.7786 | 0 | 892.3379 | 2.0358 | 599.1049 | 1.0267
| 596.7006 | 0 | 735.934 | 0.0064719 | 596.7006 | 0 | 735.934 | -0.0044761 | 736.1829 | 0.020172 | 735.934 | 0.019624 | 599.2242 | 0.00013761 | 730.72 | 0.029946 | 596.7006 | 0.043992 | 730.72 | -0.0022553 | 730.72 | 0.013175 | 599.2242 | 1.0074 | 599.2242 | 0.24403 | 735.934 | 0.023104 | 735.934 | 5.8079 | 892.5055 | 0.019398 | 735.934 | 0.007935 | 891.9467 | 0 | 892.5055 | 2.042 | 599.2242 | 1.0221
| 596.8189 | 0.0081715 | 736.1694 | -0.026586 | 596.8189 | 0.011968 | 736.1694 | -0.072861 | 736.418 | -0.014141 | 736.1694 | -0.020083 | 599.3435 | 0.00016578 | 730.95 | -0.030506 | 596.8189 | 0.034393 | 730.95 | -0.010309 | 730.95 | -0.0043139 | 599.3435 | 1.0397 | 599.3435 | 0.26576 | 736.1694 | 0.0014219 | 736.1694 | 5.8113 | 892.6732 | 0.027415 | 736.1694 | 0.0020993 | 892.1148 | 0.00013913 | 892.6732 | 2.0537 | 599.3435 | 1.0271
| 596.9372 | 0 | 736.4048 | 0.0091371 | 596.9372 | 0 | 736.4048 | 0.013714 | 736.6532 | 0.011221 | 736.4048 | 0.01704 | 599.4628 | 0.00018697 | 731.19 | 0.018192 | 596.9372 | 0.036258 | 731.19 | -0.0084602 | 731.19 | 0.0039058 | 599.4628 | 1.0563 | 599.4628 | 0.26636 | 736.4048 | 0.016199 | 736.4048 | 5.7994 | 892.8408 | 0.02848 | 736.4048 | 0.0089767 | 892.2828 | 0 | 892.8408 | 2.0626 | 599.4628 | 1.0201
| 597.0556 | 0.0037345 | 736.6402 | -0.035021 | 597.0556 | 0.0089172 | 736.6402 | -0.050131 | 736.8883 | -0.014437 | 736.6402 | -0.028488 | 599.5821 | 0.00020653 | 731.42 | -0.00027989 | 597.0556 | 0.033899 | 731.42 | 0.0011772 | 731.42 | 0.00513 | 599.5821 | 1.0825 | 599.5821 | 0.29244 | 736.6402 | -0.0078188 | 736.6402 | 5.7766 | 893.0084 | 0.020183 | 736.6402 | 0.0031396 | 892.4509 | 0.00013913 | 893.0084 | 2.0742 | 599.5821 | 1.021
| 597.1739 | 0 | 736.8756 | -0.029304 | 597.1739 | 0 | 736.8756 | 0.0012195 | 737.1235 | 0.013528 | 736.8756 | 0.014067 | 599.7014 | 0.00017952 | 731.66 | -0.0069968 | 597.1739 | 0.043389 | 731.66 | -0.0066122 | 731.66 | 0.0032063 | 599.7014 | 1.1006 | 599.7014 | 0.29106 | 736.8756 | 0.010472 | 736.8756 | 5.7457 | 893.1761 | 0.030555 | 736.8756 | 0.0063741 | 892.619 | 0 | 893.1761 | 2.0825 | 599.7014 | 1.0163
| 597.2923 | 0.020126 | 737.111 | -0.0068349 | 597.2923 | 0.014074 | 737.111 | -0.061558 | 737.3587 | -0.025127 | 737.111 | -0.023491 | 599.8207 | 0.00017463 | 731.89 | 0.047299 | 597.2923 | 0.032967 | 731.89 | -0.0087244 | 731.89 | -0.0060627 | 599.8207 | 1.1308 | 599.8207 | 0.31635 | 737.111 | -0.016182 | 737.111 | 5.7537 | 893.3437 | 0.017436 | 737.111 | 0.0045609 | 892.7871 | 0 | 893.3437 | 2.0962 | 599.8207 | 1.0158
| 597.4107 | 0 | 737.3464 | -0.02423 | 597.4107 | 0 | 737.3464 | 0.0055338 | 737.5938 | 0.0164 | 737.3464 | 0.013121 | 599.9401 | 0.00017929 | 732.13 | 0.024908 | 597.4107 | 0.033406 | 732.13 | -0.0023874 | 732.13 | -0.0030897 | 599.9401 | 1.1464 | 599.9401 | 0.31259 | 737.3464 | 0.017167 | 737.3464 | 5.7241 | 893.5114 | 0.027079 | 737.3464 | 0.023289 | 892.9551 | 0 | 893.5114 | 2.1093 | 599.9401 | 1.0068
| 597.529 | 0.022842 | 737.5818 | -0.032512 | 597.529 | 0.010325 | 737.5818 | -0.055838 | 737.829 | -0.024464 | 737.5818 | -0.027181 | 600.0594 | 0.00018208 | 732.37 | -0.0097957 | 597.529 | 0.029401 | 732.37 | -0.0080641 | 732.37 | -0.0039641 | 600.0594 | 1.1719 | 600.0594 | 0.34678 | 737.5819 | -0.0032068 | 737.5818 | 5.6836 | 893.679 | 0.021304 | 737.5818 | 0.0037183 | 893.1232 | 0 | 893.679 | 2.1272 | 600.0594 | 0.99905
| 597.6474 | 0 | 737.8173 | -0.012369 | 597.6474 | 0 | 737.8173 | -0.0081989 | 738.0642 | 0.01399 | 737.8173 | 0.01216 | 600.1787 | 0.00017952 | 732.6 | 0.0069968 | 597.6474 | 0.031102 | 732.6 | -0.0015952 | 732.6 | -0.0043139 | 600.1787 | 1.1816 | 600.1787 | 0.35606 | 737.8173 | 0.015801 | 737.8173 | 5.6953 | 893.8467 | 0.033694 | 737.8173 | 0.018393 | 893.2913 | 0 | 893.8467 | 2.1405 | 600.1787 | 0.99162
| 597.7658 | 0.013088 | 738.0527 | -0.0080662 | 597.7658 | 0.014616 | 738.0527 | -0.060973 | 738.2994 | -0.013873 | 738.0527 | -0.027645 | 600.298 | 0.00017952 | 732.84 | -0.058495 | 597.7658 | 0.026275 | 732.84 | -0.010176 | 732.84 | -0.011135 | 600.298 | 1.2063 | 600.298 | 0.38807 | 738.0527 | -0.002008 | 738.0527 | 5.6812 | 894.0143 | 0.022257 | 738.0527 | 0.010885 | 893.4594 | 0.00013913 | 894.0143 | 2.1536 | 600.298 | 0.98992
| 597.8842 | 0 | 738.2882 | 0.0045807 | 597.8842 | 0 | 738.2882 | 0.0042442 | 738.5347 | 0.016276 | 738.2882 | 0.021686 | 600.4173 | 0.00019419 | 733.07 | -0.00083963 | 597.8842 | 0.033296 | 733.07 | -0.0022553 | 733.07 | 0.0082777 | 600.4173 | 1.2176 | 600.4173 | 0.40329 | 738.2882 | 0.01728 | 738.2882 | 5.6516 | 894.182 | 0.032405 | 738.2882 | 0.018258 | 893.6275 | 0 | 894.182 | 2.1618 | 600.4173 | 0.98635
| 598.0026 | 0.010612 | 738.5237 | -0.035937 | 598.0026 | 0.012202 | 738.5237 | -0.037779 | 738.7699 | -0.016213 | 738.5237 | -0.027777 | 600.5367 | 0.00023377 | 733.31 | 0.00027989 | 598.0026 | 0.030828 | 733.31 | -0.0070082 | 733.31 | 0.0016322 | 600.5367 | 1.2429 | 600.5367 | 0.42502 | 738.5237 | -0.0016088 | 738.5237 | 5.631 | 894.3496 | 0.024724 | 738.5237 | 0.0082549 | 893.7956 | 0 | 894.3496 | 2.1762 | 600.5367 | 0.98338
| 598.121 | 0.00066663 | 738.7591 | 0.049655 | 598.121 | 0 | 738.7591 | 0.015972 | 739.0051 | 0.02301 | 738.7591 | 0.013163 | 600.656 | 0.00020909 | 733.54 | -0.014274 | 598.121 | 0.026878 | 733.54 | 0.0026294 | 733.54 | 5.8296e-05 | 600.656 | 1.254 | 600.656 | 0.43668 | 738.7591 | 0.015438 | 738.7591 | 5.5863 | 894.5173 | 0.027079 | 738.7591 | 0.019476 | 893.9637 | 0 | 894.5173 | 2.1906 | 600.656 | 0.97588
| 598.2394 | 0.0059529 | 738.9946 | -0.033791 | 598.2394 | 0.011029 | 738.9946 | -0.058468 | 739.2404 | -0.023926 | 738.9946 | -0.026998 | 600.7753 | 0.00019884 | 733.78 | -0.018192 | 598.2394 | 0.031431 | 733.78 | -0.011629 | 733.78 | -0.0015157 | 600.7753 | 1.2818 | 600.7753 | 0.43767 | 738.9946 | -0.013195 | 738.9946 | 5.5811 | 894.685 | 0.025453 | 738.9946 | -0.0048287 | 894.1318 | 0 | 894.685 | 2.2068 | 600.7753 | 0.97306
| 598.3579 | 0 | 739.2301 | 0.0070206 | 598.3579 | 0 | 739.2301 | 0.0022883 | 739.4756 | 0.01363 | 739.2301 | 0.017107 | 600.8946 | 0.0001567 | 734.01 | -0.0036384 | 598.3579 | 0.029676 | 734.01 | -0.013345 | 734.01 | 0.0046053 | 600.8946 | 1.2927 | 600.8946 | 0.44577 | 739.2301 | 0.026338 | 739.2301 | 5.4958 | 894.8526 | 0.031844 | 739.2301 | 0.028914 | 894.2999 | 0 | 894.8526 | 2.2114 | 600.8946 | 0.96824
| 598.4763 | 0.0046219 | 739.4656 | -0.0096474 | 598.4763 | 0.010091 | 739.4656 | -0.037577 | 739.7109 | -0.0071116 | 739.4656 | -0.027775 | 601.014 | 0.00016974 | 734.25 | -0.02155 | 598.4763 | 0.033131 | 734.25 | -0.0018593 | 734.25 | -0.0051883 | 601.014 | 1.3151 | 601.014 | 0.43905 | 739.4656 | -0.0080002 | 739.4656 | 5.4991 | 895.0203 | 0.027583 | 739.4656 | 0.012367 | 894.468 | 0.0004174 | 895.0203 | 2.2166 | 601.014 | 0.97187
| 598.5947 | 0 | 739.7011 | -0.002541 | 598.5947 | 0 | 739.7011 | 0.0031734 | 739.9462 | 0.015978 | 739.7011 | 0.018725 | 601.1333 | 0.00015507 | 734.48 | -0.034425 | 598.5947 | 0.036368 | 734.48 | 0.0024974 | 734.48 | -0.0092106 | 601.1333 | 1.3248 | 601.1333 | 0.44933 | 739.7011 | 0.01558 | 739.7011 | 5.4499 | 895.188 | 0.029489 | 739.7011 | 0.020198 | 894.6361 | 0 | 895.188 | 2.2155 | 601.1333 | 0.97017
| 598.7132 | 0.0097244 | 739.9367 | -0.025741 | 598.7132 | 0.010091 | 739.9367 | -0.015862 | 740.1815 | -0.014304 | 739.9367 | -0.028852 | 601.2527 | 0.00015507 | 734.72 | 0.015953 | 598.7132 | 0.031266 | 734.72 | -0.0025194 | 734.72 | -0.0064125 | 601.2527 | 1.3556 | 601.2527 | 0.43708 | 739.9367 | -0.0083101 | 739.9367 | 5.3808 | 895.3556 | 0.016651 | 739.9367 | 0.020763 | 894.8042 | 0 | 895.3556 | 2.2216 | 601.2527 | 0.96987
| 598.8316 | 0 | 740.1722 | 0.0043976 | 598.8316 | 0 | 740.1722 | -0.022687 | 740.4168 | 0.0077805 | 740.1722 | 0.016725 | 601.372 | 0.00016275 | 734.95 | -0.053457 | 598.8316 | 0.035161 | 734.95 | 0.011871 | 734.95 | -0.0046636 | 601.372 | 1.3736 | 601.372 | 0.45308 | 740.1722 | 0.0085971 | 740.1722 | 5.3543 | 895.5233 | 0.025845 | 740.1722 | 0.025396 | 894.9723 | 0 | 895.5233 | 2.2268 | 601.372 | 0.95977
| 598.9501 | 0.0068403 | 740.4077 | -0.0065741 | 598.9501 | 0.020164 | 740.4077 | -0.021862 | 740.6521 | -0.0248 | 740.4077 | -0.02534 | 601.4913 | 0.00019139 | 735.19 | -0.037783 | 598.9501 | 0.025068 | 735.19 | -0.0022553 | 735.19 | -0.0067623 | 601.4913 | 1.4021 | 601.4913 | 0.43431 | 740.4077 | -0.012807 | 740.4077 | 5.3043 | 895.691 | 0.019118 | 740.4077 | 0.02156 | 895.1404 | 0 | 895.691 | 2.2418 | 601.4913 | 0.95383
| 599.0686 | 0 | 740.6433 | 0.0056868 | 599.0686 | 0 | 740.6433 | 0.014513 | 740.8874 | 0.005492 | 740.6433 | 0.017833 | 601.6107 | 0.0002049 | 735.43 | -0.0019591 | 599.0686 | 0.041689 | 735.43 | -0.0074043 | 735.43 | -0.0053632 | 601.6107 | 1.4189 | 601.6107 | 0.4602 | 740.6433 | 0.017189 | 740.6433 | 5.303 | 895.8587 | 0.027023 | 740.6433 | 0.019747 | 895.3085 | 0 | 895.8587 | 2.256 | 601.6107 | 0.94864
| 599.187 | 0.008837 | 740.8788 | -0.045151 | 599.187 | 0.018946 | 740.8788 | -0.043352 | 741.1227 | -0.012756 | 740.8788 | -0.029323 | 601.73 | 0.00020397 | 735.66 | -0.0097957 | 599.187 | 0.032802 | 735.66 | 0.0055338 | 735.66 | -0.00046636 | 601.73 | 1.4503 | 601.73 | 0.44716 | 740.8788 | -0.0025288 | 740.8788 | 5.2133 | 896.0263 | 0.019903 | 740.8788 | 0.024883 | 895.4767 | 0 | 896.0263 | 2.2732 | 601.73 | 0.95212
| 599.3055 | 0 | 741.1144 | -0.0036981 | 599.3055 | 0 | 741.1144 | 0.019196 | 741.3581 | 0.0028167 | 741.1144 | 0.016486 | 601.8494 | 0.00021258 | 735.9 | 0.023229 | 599.3055 | 0.032967 | 735.9 | -0.0029155 | 735.9 | 0.010202 | 601.8494 | 1.4684 | 601.8494 | 0.47699 | 741.1144 | 0.004727 | 741.1144 | 5.1587 | 896.194 | 0.042664 | 741.1144 | 0.020956 | 895.6448 | 0 | 896.194 | 2.2842 | 601.8494 | 0.9519
| 599.424 | 0.01457 | 741.35 | -0.039851 | 599.424 | 0.013141 | 741.35 | -0.06268 | 741.5934 | -0.027261 | 741.35 | -0.028488 | 601.9688 | 0.00022609 | 736.13 | -0.035543 | 599.424 | 0.037355 | 736.13 | -0.0042357 | 736.13 | -0.0069371 | 601.9688 | 1.4923 | 601.9688 | 0.46296 | 741.35 | -0.0069535 | 741.35 | 5.1337 | 896.3617 | 0.022874 | 741.35 | 0.028437 | 895.8129 | 0 | 896.3617 | 2.2998 | 601.9688 | 0.95302
| 599.5425 | 0 | 741.5856 | 0.0094997 | 599.5425 | 0 | 741.5856 | 0.029014 | 741.8288 | 0.022465 | 741.5856 | 0.0091826 | 602.0881 | 0.0002028 | 736.37 | -0.0041982 | 599.5425 | 0.025013 | 736.37 | 0.0036855 | 736.37 | 0.008628 | 602.0881 | 1.5097 | 602.0881 | 0.47917 | 741.5856 | 0.011072 | 741.5856 | 5.0323 | 896.5294 | 0.029153 | 741.5856 | 0.034816 | 895.9811 | 0 | 896.5294 | 2.3146 | 602.0881 | 0.94685
| 599.661 | 0.013705 | 741.8212 | -0.025593 | 599.661 | 0.022735 | 741.8212 | -0.039726 | 742.0641 | -0.013579 | 741.8212 | -0.027938 | 602.2075 | 0.00018208 | 736.6 | -0.012595 | 599.661 | 0.029237 | 736.6 | -0.0068759 | 736.6 | -0.0011659 | 602.2075 | 1.5376 | 602.2075 | 0.48075 | 741.8212 | -0.0022003 | 741.8212 | 4.9841 | 896.6971 | 0.028368 | 741.8212 | 0.019067 | 896.1492 | 0 | 896.6971 | 2.3349 | 602.2075 | 0.94626
| 599.7795 | 0 | 742.0568 | -0.011156 | 599.7795 | 0 | 742.0568 | 0.012398 | 742.2995 | 0.0051089 | 742.0568 | 0.014767 | 602.3268 | 0.00017603 | 736.84 | 0.015393 | 599.7795 | 0.028908 | 736.84 | -0.0046317 | 736.84 | -0.00029147 | 602.3268 | 1.5602 | 602.3268 | 0.47679 | 742.0568 | 0.01021 | 742.0568 | 4.9055 | 896.8648 | 0.027976 | 742.0568 | 0.031521 | 896.3174 | 9.2755e-05 | 896.8648 | 2.3525 | 602.3268 | 0.9418
| 599.898 | 0.0037345 | 742.2924 | -0.018485 | 599.898 | 0.0072746 | 742.2924 | -0.03849 | 742.5349 | -0.023675 | 742.2924 | -0.026091 | 602.4462 | 0.00020909 | 737.07 | -0.0025189 | 599.898 | 0.029237 | 737.07 | -0.0031795 | 737.07 | -0.007462 | 602.4462 | 1.5925 | 602.4462 | 0.48114 | 742.2924 | -0.0074296 | 742.2924 | 4.8751 | 897.0325 | 0.026742 | 742.2924 | 0.024705 | 896.4855 | 0.00013913 | 897.0325 | 2.3697 | 602.4462 | 0.94225
| 600.0166 | 0 | 742.528 | 0.0097554 | 600.0166 | 0 | 742.528 | -0.0066789 | 742.7703 | -0.00055116 | 742.528 | 0.013302 | 602.5656 | 0.00021398 | 737.31 | 0.038343 | 600.0166 | 0.036094 | 737.31 | -0.0052918 | 737.31 | -0.00029147 | 602.5656 | 1.6187 | 602.5656 | 0.45644 | 742.528 | 0.020265 | 742.528 | 4.7537 | 897.2002 | 0.030947 | 742.528 | 0.042562 | 896.6536 | 9.2755e-05 | 897.2002 | 2.3802 | 602.5656 | 0.93876
| 600.1351 | 0.011499 | 742.7636 | -0.01155 | 600.1351 | 0.021653 | 742.7636 | -0.076971 | 743.0057 | -0.0082976 | 742.7636 | -0.026011 | 602.6849 | 0.00023354 | 737.55 | 0.012035 | 600.1351 | 0.03176 | 737.55 | -0.0014632 | 737.55 | -0.016031 | 602.6849 | 1.6532 | 602.6849 | 0.46612 | 742.7636 | -0.011609 | 742.7636 | 4.7158 | 897.3679 | 0.016371 | 742.7636 | 0.024012 | 896.8218 | 0 | 897.3679 | 2.3914 | 602.6849 | 0.94054
| 600.2536 | 0 | 742.9993 | 0.00051437 | 600.2536 | 0 | 742.9993 | -0.0080642 | 743.2411 | 0.0057668 | 742.9993 | 0.0089636 | 602.8043 | 0.00019675 | 737.78 | -0.011475 | 600.2536 | 0.030937 | 737.78 | 0.00025304 | 737.78 | 0.0021569 | 602.8043 | 1.6753 | 602.8043 | 0.43728 | 742.9993 | 0.0068811 | 742.9993 | 4.6429 | 897.5356 | 0.025509 | 742.9993 | 0.04821 | 896.99 | 9.2755e-05 | 897.5356 | 2.3977 | 602.8043 | 0.93223
| 600.3722 | 0 | 743.2349 | -0.01429 | 600.3722 | 0.019893 | 743.2349 | -0.032291 | 743.4765 | -0.015017 | 743.2349 | -0.023247 | 602.9237 | 0.00019139 | 738.02 | 0.032746 | 600.3722 | 0.026275 | 738.02 | -0.0029155 | 738.02 | -0.0013408 | 602.9237 | 1.707 | 602.9237 | 0.45091 | 743.2349 | -0.002095 | 743.2349 | 4.5726 | 897.7033 | 0.021809 | 743.2349 | 0.028646 | 897.1581 | 0 | 897.7033 | 2.4124 | 602.9237 | 0.92918
| 600.4907 | 0 | 743.4706 | 0.017245 | 600.4907 | 0 | 743.4706 | 0.0066108 | 743.712 | 0.023277 | 743.4706 | 0.012661 | 603.043 | 0.00014692 | 738.25 | 0.0058775 | 600.4907 | 0.035929 | 738.25 | -0.00053907 | 738.25 | -0.0044887 | 603.043 | 1.7322 | 603.043 | 0.44083 | 743.4706 | 0.012136 | 743.4706 | 4.4764 | 897.871 | 0.029938 | 743.4706 | 0.040442 | 897.3263 | 9.2755e-05 | 897.871 | 2.4224 | 603.043 | 0.92042
| 600.6093 | 0.01815 | 743.7062 | -0.032356 | 600.6093 | 0.015698 | 743.7062 | -0.057167 | 743.9474 | -0.023579 | 743.7062 | -0.029599 | 603.1624 | 0.0001567 | 738.49 | -0.02211 | 600.6093 | 0.031102 | 738.49 | -0.0051598 | 738.49 | -0.0071117 | 603.1624 | 1.7664 | 603.1624 | 0.45763 | 743.7062 | -0.0043721 | 743.7062 | 4.4345 | 898.0387 | 0.023266 | 743.7062 | 0.043253 | 897.4944 | 0 | 898.0387 | 2.4382 | 603.1624 | 0.92161
| 600.7278 | 0 | 743.9419 | 0.016078 | 600.7278 | 0 | 743.9419 | 0.004576 | 744.1828 | 0.0093989 | 743.9419 | 0.013994 | 603.2818 | 0.00013132 | 738.72 | 0.02267 | 600.7278 | 0.025781 | 738.72 | 0.0035535 | 738.72 | -0.0020404 | 603.2818 | 1.789 | 603.2818 | 0.44972 | 743.9419 | 0.0089141 | 743.9419 | 4.3022 | 898.2064 | 0.03134 | 743.9419 | 0.034581 | 897.6626 | 9.2755e-05 | 898.2064 | 2.4502 | 603.2818 | 0.91634
| 600.8464 | 0 | 744.1776 | -0.032632 | 600.8464 | 0.018811 | 744.1776 | -0.051753 | 744.4183 | -0.020815 | 744.1776 | -0.033008 | 603.4012 | 0.00016764 | 738.96 | -0.036664 | 600.8464 | 0.03176 | 738.96 | -0.00014302 | 738.96 | -0.0076368 | 603.4012 | 1.8254 | 603.4012 | 0.50525 | 744.1776 | -0.0090335 | 744.1776 | 4.2556 | 898.3741 | 0.017772 | 744.1776 | 0.039058 | 897.8308 | 0.00013913 | 898.3741 | 2.4727 | 603.4012 | 0.9176
| 600.965 | 0 | 744.4133 | -0.006673 | 600.965 | 0 | 744.4133 | 0.0090998 | 744.6538 | 0.0024839 | 744.4133 | 0.012428 | 603.5206 | 0.00019675 | 739.19 | 0.015953 | 600.965 | 0.0356 | 739.19 | 0.0010452 | 739.19 | 0.0021569 | 603.5206 | 1.8528 | 603.5206 | 0.52264 | 744.4133 | 0.015553 | 744.4133 | 4.1711 | 898.5418 | 0.031227 | 744.4133 | 0.055822 | 897.9989 | 0 | 898.5418 | 2.4919 | 603.5206 | 0.91315
| 601.0836 | 0.0046219 | 744.649 | -0.016731 | 601.0836 | 0.014074 | 744.649 | -0.058361 | 744.8892 | -0.021789 | 744.649 | -0.025076 | 603.64 | 0.00020699 | 739.43 | -0.017632 | 601.0836 | 0.024081 | 739.43 | -0.0087244 | 739.43 | -0.0036143 | 603.64 | 1.887 | 603.64 | 0.58962 | 744.649 | -0.0065634 | 744.649 | 4.0827 | 898.7096 | 0.020295 | 744.649 | 0.036872 | 898.1671 | 0 | 898.7096 | 2.5154 | 603.64 | 0.91411
| 601.2022 | 0 | 744.8847 | -0.0025149 | 601.2022 | 0 | 744.8847 | 0.0012951 | 745.1247 | 0.0045852 | 744.8847 | 0.017824 | 603.7594 | 0.00019396 | 739.67 | -0.014274 | 601.2022 | 0.035764 | 739.67 | 0.0039496 | 739.67 | -0.0015157 | 603.7594 | 1.9045 | 603.7594 | 0.57974 | 744.8847 | 0.0084301 | 744.8847 | 3.9983 | 898.8773 | 0.035656 | 744.8847 | 0.046668 | 898.3353 | 0 | 898.8773 | 2.5311 | 603.7594 | 0.90862
| 601.3208 | 0 | 745.1204 | -0.03306 | 601.3208 | 0.011968 | 745.1204 | -0.069972 | 745.3602 | -0.021625 | 745.1204 | -0.026146 | 603.8788 | 0.00016369 | 739.9 | -0.033864 | 601.3208 | 0.029566 | 739.9 | 0.0044777 | 739.9 | 0.018072 | 603.8788 | 1.9363 | 603.8788 | 0.64969 | 745.1204 | -0.015937 | 745.1204 | 3.937 | 899.045 | 0.023491 | 745.1204 | 0.050142 | 898.5035 | 0.00013913 | 899.045 | 2.5492 | 603.8788 | 0.90646
| 601.4394 | 0 | 745.3561 | 0.022492 | 601.4394 | 0 | 745.3561 | -0.0031375 | 745.5957 | 0.023691 | 745.3561 | 0.016419 | 603.9982 | 0.00015135 | 740.14 | -0.0069968 | 601.4394 | 0.029676 | 740.14 | 0.0024974 | 740.14 | 0.011251 | 603.9982 | 1.9693 | 603.9982 | 0.66075 | 745.3561 | 0.016685 | 745.3561 | 3.8057 | 899.2127 | 0.027864 | 745.3561 | 0.058197 | 898.6717 | 0 | 899.2127 | 2.5603 | 603.9982 | 0.90453
| 601.558 | 0.0090589 | 745.5919 | 0.0071207 | 601.558 | 0.021788 | 745.5919 | -0.039801 | 745.8312 | -0.01707 | 745.5919 | -0.024719 | 604.1176 | 0.00011968 | 740.37 | -0.020991 | 601.558 | 0.030663 | 740.37 | -0.0095165 | 740.37 | -0.0095602 | 604.1176 | 2.0082 | 604.1176 | 0.71193 | 745.5919 | 0.0009168 | 745.5919 | 3.7299 | 899.3804 | 0.01923 | 745.5919 | 0.05263 | 898.8398 | 0.00013913 | 899.3804 | 2.5743 | 604.1176 | 0.90438
| 601.6766 | 0 | 745.8276 | 0.0018772 | 601.6766 | 0 | 745.8276 | 0.02646 | 746.0668 | 0.010553 | 745.8276 | 0.019442 | 604.237 | 0.00013272 | 740.61 | 0.023229 | 601.6766 | 0.023477 | 740.61 | -0.0070082 | 740.61 | -0.0015157 | 604.237 | 2.0264 | 604.237 | 0.69573 | 745.8276 | 0.0094574 | 745.8276 | 3.6349 | 899.5482 | 0.034816 | 745.8276 | 0.07062 | 899.008 | 0 | 899.5482 | 2.5855 | 604.237 | 0.89852
| 601.7953 | 0.0079496 | 746.0634 | -0.037204 | 601.7953 | 0.018134 | 746.0634 | -0.047436 | 746.3023 | -0.020641 | 746.0634 | -0.028553 | 604.3564 | 0.00017347 | 740.84 | -0.012595 | 601.7953 | 0.027975 | 740.84 | -0.00053907 | 740.84 | -0.00046636 | 604.3564 | 2.0545 | 604.3564 | 0.706 | 746.0634 | -0.0044119 | 746.0634 | 3.6181 | 899.7159 | 0.020912 | 746.0634 | 0.066804 | 899.1762 | 0 | 899.7159 | 2.6002 | 604.3564 | 0.89265
| 601.9139 | 0 | 746.2992 | 0.015308 | 601.9139 | 0 | 746.2992 | 0.023767 | 746.5379 | 0.01431 | 746.2992 | 0.0091862 | 604.4758 | 0.00022166 | 741.08 | 0.014274 | 601.9139 | 0.021119 | 741.08 | 0.0055338 | 741.08 | 0.0040807 | 604.4758 | 2.0771 | 604.4758 | 0.72379 | 746.2992 | 0.012792 | 746.2992 | 3.5018 | 899.8836 | 0.017155 | 746.2992 | 0.071941 | 899.3444 | 0 | 899.8836 | 2.6083 | 604.4758 | 0.88449
| 602.0326 | 0.016175 | 746.5349 | -0.027229 | 602.0326 | 0.0037546 | 746.5349 | -0.046597 | 746.7734 | -0.02954 | 746.5349 | -0.028985 | 604.5952 | 0.00021957 | 741.31 | -0.036104 | 602.0326 | 0.03549 | 741.31 | -0.0026514 | 741.31 | -0.010435 | 604.5952 | 2.1182 | 604.5952 | 0.73703 | 746.5349 | -0.010291 | 746.5349 | 3.4149 | 900.0514 | 0.02663 | 746.5349 | 0.076793 | 899.5126 | 0 | 900.0514 | 2.6217 | 604.5952 | 0.88456
| 602.1512 | 0 | 746.7707 | 0.012672 | 602.1512 | 0 | 746.7707 | 0.0014869 | 747.009 | 0.0059814 | 746.7707 | 0.021205 | 604.7146 | 0.00019721 | 741.55 | 0.014833 | 602.1512 | 0.025617 | 741.55 | -0.0083283 | 741.55 | 0.0049551 | 604.7146 | 2.1394 | 604.7146 | 0.77477 | 746.7707 | 0.011803 | 746.7707 | 3.3259 | 900.2191 | 0.022594 | 746.7707 | 0.073008 | 899.6808 | 0.00037102 | 900.2191 | 2.6335 | 604.7146 | 0.88219
| 602.2699 | 0 | 747.0065 | -0.00083869 | 602.2699 | 0.021111 | 747.0065 | -0.043893 | 747.2445 | -0.010727 | 747.0065 | -0.024345 | 604.834 | 0.000156 | 741.79 | -0.0092359 | 602.2699 | 0.020844 | 741.79 | -0.0050278 | 741.79 | -0.0069371 | 604.834 | 2.1803 | 604.834 | 0.79907 | 747.0065 | -0.0012629 | 747.0065 | 3.2663 | 900.3868 | 0.030443 | 747.0065 | 0.067454 | 899.8491 | 0.0004174 | 900.3868 | 2.6515 | 604.834 | 0.88449
| 602.3885 | 0 | 747.2423 | -0.011104 | 602.3885 | 0 | 747.2423 | 0.01988 | 747.4801 | 0.013062 | 747.2423 | 0.016304 | 604.9534 | 0.00013714 | 742.02 | 0.026029 | 602.3885 | 0.02611 | 742.02 | 0.0052698 | 742.02 | 0.0093272 | 604.9534 | 2.2043 | 604.9534 | 0.86566 | 747.2423 | 0.013989 | 747.2423 | 3.1685 | 900.5546 | 0.033134 | 747.2423 | 0.08118 | 900.0173 | 0 | 900.5546 | 2.6685 | 604.9534 | 0.88731
| 602.5072 | 0.0032908 | 747.4781 | -0.0074082 | 602.5072 | 0.011029 | 747.4781 | -0.03227 | 747.7157 | -0.0069666 | 747.4781 | -0.022918 | 605.0728 | 0.00015135 | 742.26 | -0.027708 | 602.5072 | 0.036861 | 742.26 | 0.0010452 | 742.26 | -0.00046636 | 605.0728 | 2.252 | 605.0728 | 0.88917 | 747.4781 | -0.0024748 | 747.4781 | 3.0792 | 900.7223 | 0.020183 | 747.4781 | 0.069851 | 900.1855 | 0.00013913 | 900.7223 | 2.692 | 605.0728 | 0.88991
| 602.6259 | 0 | 747.7139 | -0.012624 | 602.6259 | 0 | 747.7139 | -0.010578 | 747.9513 | 0.014978 | 747.7139 | 0.013518 | 605.1923 | 0.00015624 | 742.49 | 0.0030786 | 602.6259 | 0.019089 | 742.49 | -0.0033115 | 742.49 | 0.0058296 | 605.1923 | 2.2798 | 605.1923 | 0.9036 | 747.7139 | 0.010175 | 747.7139 | 2.9803 | 900.8901 | 0.036554 | 747.7139 | 0.083426 | 900.3537 | 0 | 900.8901 | 2.7111 | 605.1923 | 0.89035
| 602.7446 | 0.0057311 | 747.9498 | -2.7263e-05 | 602.7446 | 0.014345 | 747.9498 | -0.057449 | 748.1869 | -0.015265 | 747.9498 | -0.025203 | 605.3117 | 0.00017556 | 742.73 | -0.031627 | 602.7446 | 0.038288 | 742.73 | -0.00067108 | 742.73 | 0.0091524 | 605.3117 | 2.3308 | 605.3117 | 0.88957 | 747.9497 | -0.00082934 | 747.9498 | 2.9457 | 901.0578 | 0.01766 | 747.9498 | 0.078674 | 900.5219 | 0.0004174 | 901.0578 | 2.7279 | 605.3117 | 0.88872
| 602.8633 | 0 | 748.1856 | 0.032597 | 602.8633 | 0 | 748.1856 | 0.038344 | 748.4225 | 0.02417 | 748.1856 | 0.016008 | 605.4311 | 0.00017184 | 742.96 | -0.0053177 | 602.8633 | 0.020789 | 742.96 | 0.006722 | 742.96 | -0.004139 | 605.4311 | 2.3633 | 605.4311 | 0.87751 | 748.1856 | 0.017008 | 748.1856 | 2.8874 | 901.2256 | 0.023547 | 748.1856 | 0.083851 | 900.6901 | 0 | 901.2256 | 2.7336 | 605.4311 | 0.88271
| 602.982 | 0.0026252 | 748.4214 | -0.044653 | 602.982 | 0.022735 | 748.4214 | -0.050261 | 748.6582 | -0.018916 | 748.4214 | -0.029243 | 605.5505 | 0.00018208 | 743.2 | -0.0075566 | 602.982 | 0.031102 | 743.2 | 0.00025304 | 743.2 | 0.0039058 | 605.5505 | 2.4117 | 605.5505 | 0.87672 | 748.4214 | -0.012611 | 748.4214 | 2.7673 | 901.3933 | 0.01794 | 748.4214 | 0.095306 | 900.8583 | 0 | 901.3933 | 2.7455 | 605.5505 | 0.88115
| 603.1007 | 0 | 748.6573 | 0.008765 | 603.1007 | 0 | 748.6573 | 0.018674 | 748.8938 | 0.0034187 | 748.6573 | 0.016537 | 605.67 | 0.00016648 | 743.44 | 0.027148 | 603.1007 | 0.030608 | 743.44 | -0.00040706 | 743.44 | 0.008628 | 605.67 | 2.4426 | 605.67 | 0.87396 | 748.6573 | 0.013347 | 748.6573 | 2.714 | 901.5611 | 0.03033 | 748.6573 | 0.095842 | 901.0266 | 9.2755e-05 | 901.5611 | 2.7523 | 605.67 | 0.87424
| 603.2194 | 0.016175 | 748.8931 | 0.008839 | 603.2194 | 0.017593 | 748.8931 | -0.037033 | 749.1294 | -0.021405 | 748.8931 | -0.022179 | 605.7894 | 0.00016206 | 743.67 | -0.031067 | 603.2194 | 0.021941 | 743.67 | -0.011893 | 743.67 | -0.0027399 | 605.7894 | 2.4905 | 605.7894 | 0.90142 | 748.8931 | -0.00049441 | 748.8931 | 2.6655 | 901.7288 | 0.020127 | 748.8931 | 0.094048 | 901.1948 | 0 | 901.7288 | 2.7657 | 605.7894 | 0.87305
| 603.3381 | 0 | 749.129 | -0.0078673 | 603.3381 | 0 | 749.129 | 0.022538 | 749.3651 | 0.020639 | 749.129 | 0.015529 | 605.9088 | 0.00015274 | 743.91 | 0.030506 | 603.3381 | 0.030498 | 743.91 | -0.0031795 | 743.91 | -0.0053632 | 605.9088 | 2.5207 | 605.9088 | 0.89569 | 749.129 | 0.011856 | 749.129 | 2.5795 | 901.8966 | 0.019342 | 749.129 | 0.10047 | 901.3631 | 0 | 901.8966 | 2.7706 | 605.9088 | 0.86541
| 603.4569 | 0.0012942 | 749.3649 | -0.019469 | 603.4569 | 0.020164 | 749.3649 | -0.025901 | 749.6008 | -0.012008 | 749.3649 | -0.024471 | 606.0283 | 0.00015018 | 744.14 | -0.014833 | 603.4569 | 0.03922 | 744.14 | -0.013345 | 744.14 | 0.0025067 | 606.0283 | 2.5627 | 606.0283 | 0.92652 | 749.3649 | -0.0046816 | 749.3649 | 2.4905 | 902.0644 | 0.023939 | 749.3649 | 0.11263 | 901.5313 | 0.00013913 | 902.0644 | 2.78 | 606.0283 | 0.86481
| 603.5756 | 0 | 749.6008 | -0.0031636 | 603.5756 | 0 | 749.6008 | -0.024672 | 749.8364 | 0.026655 | 749.6008 | 0.013341 | 606.1477 | 0.00016112 | 744.38 | -0.019871 | 603.5756 | 0.029072 | 744.38 | -0.00053907 | 744.38 | -0.0079864 | 606.1477 | 2.5854 | 606.1477 | 0.91605 | 749.6008 | 0.011546 | 749.6008 | 2.4245 | 902.2321 | 0.031115 | 749.6008 | 0.12099 | 901.6995 | 0 | 902.2321 | 2.7859 | 606.1477 | 0.85991
| 603.6944 | 0.0068403 | 749.8367 | -0.058256 | 603.6944 | 0.016916 | 749.8367 | -0.041759 | 750.0721 | -0.035911 | 749.8367 | -0.030966 | 606.2672 | 0.00016601 | 744.61 | -0.00027989 | 603.6944 | 0.032034 | 744.61 | -0.00093515 | 744.61 | 0.0018072 | 606.2672 | 2.6245 | 606.2672 | 0.94924 | 749.8367 | -0.0086634 | 749.8367 | 2.3619 | 902.3999 | 0.023771 | 749.8367 | 0.10448 | 901.8678 | 0.00013913 | 902.3999 | 2.7989 | 606.2672 | 0.8611
| 603.8131 | 0 | 750.0726 | 0.023541 | 603.8131 | 0 | 750.0726 | 0.021883 | 750.3078 | 0.021368 | 750.0726 | 0.020264 | 606.3866 | 0.00017929 | 744.85 | 0.024908 | 603.8131 | 0.024849 | 744.85 | -0.010572 | 744.85 | 0.001982 | 606.3866 | 2.6542 | 606.3866 | 0.97098 | 750.0726 | 0.012033 | 750.0726 | 2.2983 | 902.5676 | 0.021865 | 750.0726 | 0.11383 | 902.036 | 0 | 902.5676 | 2.8115 | 606.3866 | 0.85999
| 603.9319 | 0.02099 | 750.3085 | -0.04747 | 603.9319 | 0.017322 | 750.3085 | -0.058861 | 750.5435 | -0.026995 | 750.3085 | -0.033088 | 606.506 | 0.00020699 | 745.09 | -0.04506 | 603.9319 | 0.030169 | 745.09 | 0.00091312 | 745.09 | 0.0039058 | 606.506 | 2.7059 | 606.506 | 1.0265 | 750.3085 | -0.018022 | 750.3085 | 2.2007 | 902.7354 | 0.019734 | 750.3085 | 0.10605 | 902.2043 | 0.0004174 | 902.7354 | 2.8277 | 606.506 | 0.86325
| 604.0507 | 0 | 750.5444 | -0.030549 | 604.0507 | 0 | 750.5444 | 0.0020701 | 750.7792 | 0.013014 | 750.5444 | 0.015349 | 606.6255 | 0.00021421 | 745.32 | 0.02379 | 604.0507 | 0.024245 | 745.32 | -0.0051598 | 745.32 | -0.0013408 | 606.6255 | 2.7406 | 606.6255 | 1.0524 | 750.5444 | 0.0077449 | 750.5444 | 2.1451 | 902.9032 | 0.028088 | 750.5444 | 0.12588 | 902.3725 | 0 | 902.9032 | 2.8403 | 606.6255 | 0.85806
| 604.1694 | 0.010168 | 750.7804 | -0.027601 | 604.1694 | 0.0082132 | 750.7804 | -0.031202 | 751.0149 | -0.018592 | 750.7804 | -0.027655 | 606.745 | 0.00022166 | 745.56 | 0.014833 | 604.1694 | 0.02984 | 745.56 | -0.0060837 | 745.56 | -0.0050134 | 606.745 | 2.7904 | 606.745 | 1.0887 | 750.7804 | -0.013487 | 750.7804 | 2.1161 | 903.071 | 0.030443 | 750.7804 | 0.12393 | 902.5408 | 0 | 903.071 | 2.8554 | 606.745 | 0.85553
| 604.2882 | 0 | 751.0163 | 0.0044071 | 604.2882 | 0 | 751.0163 | -0.0018714 | 751.2507 | 0.014885 | 751.0163 | 0.015988 | 606.8644 | 0.00016695 | 745.79 | -0.029946 | 604.2882 | 0.030937 | 745.79 | 0.00038506 | 745.79 | -0.0043139 | 606.8644 | 2.8229 | 606.8644 | 1.1168 | 751.0163 | 0.017544 | 751.0163 | 2.0313 | 903.2387 | 0.029377 | 751.0163 | 0.14052 | 902.709 | 0 | 903.2387 | 2.8661 | 606.8644 | 0.84967
| 604.407 | 0.0046219 | 751.2523 | -0.0039236 | 604.407 | 0.023006 | 751.2523 | -0.04926 | 751.4864 | -0.021249 | 751.2523 | -0.027534 | 606.9839 | 0.00017929 | 746.03 | 0.012595 | 604.407 | 0.02238 | 746.03 | -0.0064798 | 746.03 | 0.0044305 | 606.9839 | 2.888 | 606.9839 | 1.1678 | 751.2523 | -0.0095873 | 751.2523 | 1.9485 | 903.4065 | 0.023491 | 751.2523 | 0.13089 | 902.8773 | 0.00013913 | 903.4065 | 2.8777 | 606.9839 | 0.85575
| 604.5258 | 0 | 751.4882 | 0.02194 | 604.5258 | 0 | 751.4882 | -0.0094215 | 751.7222 | 0.01756 | 751.4882 | 0.0131 | 607.1033 | 0.00017603 | 746.27 | 0.018752 | 604.5258 | 0.033899 | 746.27 | 0.0023654 | 746.27 | -0.013758 | 607.1033 | 2.9204 | 607.1033 | 1.1862 | 751.4882 | 0.022488 | 751.4882 | 1.9129 | 903.5743 | 0.022594 | 751.4882 | 0.1546 | 903.0456 | 0 | 903.5743 | 2.8867 | 607.1033 | 0.85108
| 604.6446 | 0.0075059 | 751.7242 | 0.0012117 | 604.6446 | 0.0058665 | 751.7242 | -0.05327 | 751.9579 | -0.012286 | 751.7242 | -0.02674 | 607.2228 | 0.00018907 | 746.5 | 0.014274 | 604.6446 | 0.026604 | 746.5 | -0.0027834 | 746.5 | -0.0043139 | 607.2228 | 2.9652 | 607.2228 | 1.2033 | 751.7242 | -0.00354 | 751.7242 | 1.8563 | 903.7421 | 0.025117 | 751.7242 | 0.1453 | 903.2138 | 0.0004174 | 903.7421 | 2.903 | 607.2228 | 0.85345
| 604.7634 | 0 | 751.9602 | -0.0095921 | 604.7634 | 0 | 751.9602 | 0.0073782 | 752.1937 | 0.017629 | 751.9602 | 0.021123 | 607.3422 | 0.0001893 | 746.74 | 0.0019591 | 604.7634 | 0.021448 | 746.74 | 0.0022334 | 746.74 | 0.0023318 | 607.3422 | 2.9822 | 607.3422 | 1.2079 | 751.9602 | 0.0079178 | 751.9602 | 1.792 | 903.9099 | 0.031115 | 751.9602 | 0.14428 | 903.3821 | 9.2755e-05 | 903.9099 | 2.9189 | 607.3422 | 0.84462
| 604.8822 | 0.0061749 | 752.1961 | -0.0052536 | 604.8822 | 0.013141 | 752.1961 | -0.066536 | 752.4295 | -0.016256 | 752.1961 | -0.029536 | 607.4617 | 0.00020164 | 746.97 | -0.02155 | 604.8822 | 0.013823 | 746.97 | 0.0075142 | 746.97 | -0.0064125 | 607.4617 | 3.0348 | 607.4617 | 1.2316 | 752.1961 | -0.0093512 | 752.1961 | 1.7441 | 904.0777 | 0.031227 | 752.1961 | 0.15098 | 903.5504 | 0.00013913 | 904.0777 | 2.9449 | 607.4617 | 0.84469
| 605.0011 | 0 | 752.4321 | -0.024686 | 605.0011 | 0 | 752.4321 | 0.032747 | 752.6653 | 0.015331 | 752.4321 | 0.020423 | 607.5812 | 0.00021887 | 747.21 | 0.006437 | 605.0011 | 0.032802 | 747.21 | -0.0041036 | 747.21 | 0.010027 | 607.5812 | 3.0718 | 607.5812 | 1.2415 | 752.4321 | 0.012919 | 752.4321 | 1.6727 | 904.2455 | 0.023379 | 752.4321 | 0.1636 | 903.7187 | 0 | 904.2455 | 2.9656 | 607.5812 | 0.8363
| 605.1199 | 0 | 752.6681 | -0.031003 | 605.1199 | 0.016916 | 752.6681 | -0.072588 | 752.9011 | -0.019957 | 752.6681 | -0.029063 | 607.7006 | 0.00021631 | 747.44 | -0.0075566 | 605.1199 | 0.027207 | 747.44 | -0.00067108 | 747.44 | -0.0078116 | 607.7006 | 3.1313 | 607.7006 | 1.268 | 752.6681 | -0.0092165 | 752.6681 | 1.6302 | 904.4132 | 0.0208 | 752.6681 | 0.16056 | 903.8869 | 0 | 904.4132 | 2.9932 | 607.7006 | 0.83652
| 605.2387 | 0 | 752.9042 | 0.033344 | 605.2387 | 0 | 752.9042 | 0.018221 | 753.1369 | 0.0079381 | 752.9042 | 0.012561 | 607.8201 | 0.00019349 | 747.68 | -0.037222 | 605.2387 | 0.016456 | 747.68 | 0.00051708 | 747.68 | 0.0098522 | 607.8201 | 3.1683 | 607.8201 | 1.2852 | 752.9042 | 0.018804 | 752.9042 | 1.58 | 904.581 | 0.026518 | 752.9042 | 0.17411 | 904.0552 | 0 | 904.581 | 3.0112 | 607.8201 | 0.83252
| 605.3576 | 0.011277 | 753.1402 | -0.034768 | 605.3576 | 0.011264 | 753.1402 | -0.063837 | 753.3727 | -0.023437 | 753.1402 | -0.031423 | 607.9396 | 0.00016741 | 747.92 | -0.0097957 | 605.3576 | 0.02611 | 747.92 | -0.0046317 | 747.92 | -0.0022152 | 607.9396 | 3.2263 | 607.9396 | 1.3251 | 753.1402 | -0.017374 | 753.1402 | 1.5296 | 904.7488 | 0.016875 | 753.1402 | 0.15534 | 904.2235 | 0.00013913 | 904.7488 | 3.0318 | 607.9396 | 0.83808
| 605.4764 | 0 | 753.3762 | 0.022777 | 605.4764 | 0 | 753.3762 | 0.0015176 | 753.6085 | 0.016197 | 753.3762 | 0.017979 | 608.0591 | 0.00013924 | 748.15 | 0.011475 | 605.4764 | 0.020954 | 748.15 | 0.0026294 | 748.15 | -0.0011659 | 608.0591 | 3.2651 | 608.0591 | 1.3458 | 753.3762 | 0.015505 | 753.3762 | 1.4813 | 904.9166 | 0.030667 | 753.3762 | 0.18946 | 904.3918 | 9.2755e-05 | 904.9166 | 3.0392 | 608.0591 | 0.83578
| 605.5953 | 0 | 753.6122 | -0.02492 | 605.5953 | 0.020164 | 753.6122 | -0.082688 | 753.8443 | -0.015224 | 753.6122 | -0.02925 | 608.1786 | 0.00012853 | 748.39 | -0.018752 | 605.5953 | 0.024903 | 748.39 | -0.0029155 | 748.39 | 0.0082777 | 608.1786 | 3.3328 | 608.1786 | 1.3758 | 753.6123 | -0.0083935 | 753.6122 | 1.4347 | 905.0844 | 0.025621 | 753.6122 | 0.17581 | 904.5601 | 0 | 905.0844 | 3.0456 | 608.1786 | 0.83697
| 605.7142 | 0 | 753.8483 | 0.027915 | 605.7142 | 0 | 753.8483 | 0.019963 | 754.0802 | 0.01944 | 753.8483 | 0.014479 | 608.298 | 0.00016043 | 748.62 | 0.028827 | 605.7142 | 0.01865 | 748.62 | -0.0043677 | 748.62 | 0.0044305 | 608.298 | 3.3863 | 608.298 | 1.394 | 753.8483 | 0.014389 | 753.8483 | 1.3826 | 905.2522 | 0.029097 | 753.8483 | 0.18506 | 904.7284 | 9.2755e-05 | 905.2522 | 3.0485 | 608.298 | 0.82739
| 605.8331 | 0.014199 | 754.0844 | -0.045982 | 605.8331 | 0.022735 | 754.0844 | -0.036082 | 754.316 | -0.0204 | 754.0844 | -0.031772 | 608.4175 | 0.00020443 | 748.86 | 0.006437 | 605.8331 | 0.026768 | 748.86 | -0.010968 | 748.86 | -0.008336 | 608.4175 | 3.4576 | 608.4175 | 1.4203 | 754.0843 | -0.01623 | 754.0844 | 1.345 | 905.42 | 0.019342 | 754.0844 | 0.19367 | 904.8967 | 0.00013913 | 905.42 | 3.0607 | 608.4175 | 0.82524
| 605.952 | 0 | 754.3204 | -0.0089118 | 605.952 | 0 | 754.3204 | 0.021507 | 754.5519 | 0.02274 | 754.3204 | 0.017782 | 608.537 | 0.00021468 | 749.1 | 0.041701 | 605.952 | 0.028304 | 749.1 | 0.0013092 | 749.1 | -0.0015157 | 608.537 | 3.5015 | 608.537 | 1.4438 | 754.3204 | 0.0033542 | 754.3204 | 1.2999 | 905.5878 | 0.028873 | 754.3204 | 0.20629 | 905.065 | 0 | 905.5878 | 3.0728 | 608.537 | 0.81982
| 606.0708 | 0.017904 | 754.5565 | 0.0016977 | 606.0708 | 0.0075091 | 754.5565 | -0.034168 | 754.7878 | -0.015218 | 754.5565 | -0.027698 | 608.6565 | 0.00022399 | 749.33 | -0.0013994 | 606.0708 | 0.018979 | 749.33 | -0.00053907 | 749.33 | -0.0037892 | 608.6565 | 3.5545 | 608.6565 | 1.4723 | 754.5565 | -0.0040506 | 754.5565 | 1.2322 | 905.7556 | 0.023154 | 754.5565 | 0.193 | 905.2333 | 0 | 905.7556 | 3.0893 | 608.6565 | 0.82279
| 606.1898 | 0 | 754.7926 | -0.033919 | 606.1898 | 0 | 754.7926 | -0.010967 | 755.0236 | 0.021298 | 754.7926 | 0.020091 | 608.776 | 0.00019093 | 749.57 | 0.0013994 | 606.1898 | 0.017992 | 749.57 | -0.0079322 | 749.57 | 0.0011076 | 608.776 | 3.594 | 608.776 | 1.4934 | 754.7926 | 0.0063118 | 754.7926 | 1.2343 | 905.9235 | 0.035769 | 754.7926 | 0.21404 | 905.4016 | 0.00037102 | 905.9235 | 3.1042 | 608.776 | 0.81923
| 606.3087 | 0.015681 | 755.0287 | -0.009515 | 606.3087 | 0.012202 | 755.0287 | -0.05646 | 755.2595 | -0.016716 | 755.0287 | -0.026198 | 608.8955 | 0.00019349 | 749.8 | -0.0081163 | 606.3087 | 0.022216 | 749.8 | -0.013609 | 749.8 | -0.0053632 | 608.8955 | 3.6671 | 608.8955 | 1.5258 | 755.0287 | -0.01524 | 755.0287 | 1.1801 | 906.0913 | 0.028088 | 755.0287 | 0.21833 | 905.5699 | 0.00013913 | 906.0913 | 3.1277 | 608.8955 | 0.8268
| 606.4276 | 0 | 755.2648 | -0.01636 | 606.4276 | 0 | 755.2648 | 0.011279 | 755.4954 | 0.014835 | 755.2648 | 0.010888 | 609.015 | 0.00015717 | 750.04 | -0.014274 | 606.4276 | 0.026604 | 750.04 | -0.0051598 | 750.04 | -0.008861 | 609.015 | 3.7265 | 609.015 | 1.5499 | 755.2648 | 0.010802 | 755.2648 | 1.1244 | 906.2591 | 0.029882 | 755.2648 | 0.23727 | 905.7382 | 0 | 906.2591 | 3.1463 | 609.015 | 0.82465
| 606.5465 | 0.011277 | 755.5009 | -0.017667 | 606.5465 | 0 | 755.5009 | -0.041549 | 755.7314 | -0.020228 | 755.5009 | -0.02637 | 609.1345 | 0.00015065 | 750.28 | -0.016513 | 606.5465 | 0.025836 | 750.28 | 0.00725 | 750.28 | -0.0016906 | 609.1345 | 3.799 | 609.1345 | 1.5857 | 755.5009 | -0.0052097 | 755.5009 | 1.0988 | 906.4269 | 0.030387 | 755.5009 | 0.20821 | 905.9066 | 0 | 906.4269 | 3.1675 | 609.1345 | 0.82591
| 606.6654 | 0 | 755.737 | -0.0084019 | 606.6654 | 0 | 755.737 | 0.011767 | 755.9673 | 0.012173 | 755.737 | 0.018542 | 609.254 | 0.00015554 | 750.51 | 0.013154 | 606.6654 | 0.026275 | 750.51 | 0.0015733 | 750.51 | -0.0058878 | 609.254 | 3.8492 | 609.254 | 1.6104 | 755.737 | 0.011974 | 755.737 | 1.0764 | 906.5947 | 0.025901 | 755.737 | 0.23721 | 906.0749 | 0 | 906.5947 | 3.1744 | 609.254 | 0.81804
| 606.7844 | 0.0099464 | 755.9731 | 0.013498 | 606.7844 | 0.010325 | 755.9731 | -0.063196 | 756.2032 | -0.0054892 | 755.9731 | -0.024305 | 609.3735 | 0.00018441 | 750.75 | -0.025469 | 606.7844 | 0.034996 | 750.75 | -0.0059519 | 750.75 | 0.0037309 | 609.3735 | 3.9257 | 609.3735 | 1.6539 | 755.9731 | -0.0020238 | 755.9731 | 1.0351 | 906.7625 | 0.017772 | 755.9731 | 0.23661 | 906.2432 | 0.0004174 | 906.7625 | 3.1811 | 609.3735 | 0.81967
| 606.9033 | 0 | 756.2093 | -0.021031 | 606.9033 | 0 | 756.2093 | 0.026349 | 756.4391 | 0.007321 | 756.2093 | 0.01654 | 609.493 | 0.00020816 | 750.98 | 0.017072 | 606.9033 | 0.022051 | 750.98 | 0.0013092 | 750.98 | -0.00099105 | 609.493 | 3.9781 | 609.493 | 1.678 | 756.2092 | 0.0099363 | 756.2093 | 0.99842 | 906.9304 | 0.023827 | 756.2093 | 0.23906 | 906.4115 | 9.2755e-05 | 906.9304 | 3.1791 | 609.493 | 0.81819
| 607.0223 | 0.0041782 | 756.4454 | -0.040936 | 607.0223 | 0.0098558 | 756.4454 | -0.065202 | 756.6751 | -0.028882 | 756.4454 | -0.029185 | 609.6125 | 0.00021514 | 751.22 | 0.00083963 | 607.0223 | 0.027975 | 751.22 | -0.0088562 | 751.22 | -0.0053632 | 609.6125 | 4.0453 | 609.6125 | 1.7159 | 756.4454 | -0.013077 | 756.4454 | 0.95506 | 907.0982 | 0.024836 | 756.4454 | 0.2545 | 906.5799 | 0.00013913 | 907.0982 | 3.1881 | 609.6125 | 0.82004
| 607.1412 | 0 | 756.6816 | 0.0083639 | 607.1412 | 0 | 756.6816 | 0.011003 | 756.911 | 0.0013241 | 756.6816 | 0.012964 | 609.732 | 0.0002028 | 751.46 | 0.0069968 | 607.1412 | 0.029511 | 751.46 | -0.0018593 | 751.46 | -0.0018654 | 609.732 | 4.0851 | 609.732 | 1.7347 | 756.6816 | 0.012701 | 756.6816 | 0.93099 | 907.266 | 0.032405 | 756.6816 | 0.2581 | 906.7482 | 0 | 907.266 | 3.1975 | 609.732 | 0.81403
| 607.2602 | 0.00085042 | 756.9177 | -0.025867 | 607.2602 | 0.010794 | 756.9177 | -0.035718 | 757.147 | -0.027825 | 756.9177 | -0.035774 | 609.8515 | 0.00019396 | 751.69 | -0.010355 | 607.2602 | 0.02611 | 751.69 | -0.0079322 | 751.69 | -0.011834 | 609.8515 | 4.1491 | 609.8515 | 1.7795 | 756.9177 | -0.017167 | 756.9177 | 0.9001 | 907.4338 | 0.028312 | 756.9177 | 0.26173 | 906.9165 | 0.0004174 | 907.4338 | 3.2137 | 609.8515 | 0.81351
| 607.3792 | 0 | 757.1539 | -0.036355 | 607.3792 | 0 | 757.1539 | 0.0026341 | 757.383 | 0.025951 | 757.1539 | 0.013133 | 609.971 | 0.00019419 | 751.93 | 0.010915 | 607.3792 | 0.017389 | 751.93 | -0.011365 | 751.93 | -0.0036143 | 609.971 | 4.1847 | 609.971 | 1.7975 | 757.1539 | 0.0087946 | 757.1539 | 0.87499 | 907.6017 | 0.032012 | 757.1539 | 0.26598 | 907.0849 | 0 | 907.6017 | 3.2254 | 609.971 | 0.80764
| 607.4982 | 0.019015 | 757.3901 | -0.019516 | 607.4982 | 0 | 757.3901 | -0.055447 | 757.6189 | -0.022836 | 757.3901 | -0.026192 | 610.0906 | 0.00018371 | 752.16 | -0.033864 | 607.4982 | 0.023971 | 752.16 | 0.0017053 | 752.16 | -0.013758 | 610.0906 | 4.247 | 610.0906 | 1.8339 | 757.3901 | -0.01366 | 757.3901 | 0.85331 | 907.7695 | 0.014016 | 757.3901 | 0.27756 | 907.2532 | 0.0004174 | 907.7695 | 3.2477 | 610.0906 | 0.80779
| 607.6171 | 0 | 757.6263 | -0.017533 | 607.6171 | 0 | 757.6263 | 0.014632 | 757.8549 | 4.6919e-05 | 757.6263 | 0.0065512 | 610.2101 | 0.00018441 | 752.4 | -0.0013994 | 607.6171 | 0.023642 | 752.4 | -0.0068759 | 752.4 | -0.0043139 | 610.2101 | 4.2933 | 610.2101 | 1.858 | 757.6263 | 0.0044069 | 757.6263 | 0.82318 | 907.9373 | 0.027583 | 757.6263 | 0.28762 | 907.4216 | 0 | 907.9373 | 3.2761 | 610.2101 | 0.80326
| 607.7361 | 0.0079496 | 757.8624 | -0.017284 | 607.7361 | 0.017863 | 757.8624 | -0.041632 | 758.0909 | -0.020388 | 757.8624 | -0.026659 | 610.3296 | 0.00018976 | 752.64 | -0.034425 | 607.7361 | 0.027701 | 752.64 | 0.0031575 | 752.64 | -0.0043139 | 610.3296 | 4.3803 | 610.3296 | 1.9066 | 757.8624 | -0.011798 | 757.8624 | 0.79022 | 908.1052 | 0.022762 | 757.8624 | 0.28925 | 907.5899 | 0.0004174 | 908.1052 | 3.3104 | 610.3296 | 0.80994
| 607.8551 | 0 | 758.0987 | 0.0098431 | 607.8551 | 0 | 758.0987 | 0.014861 | 758.3269 | 0.0095287 | 758.0987 | 0.018316 | 610.4491 | 0.00019023 | 752.87 | 0.02435 | 607.8551 | 0.017553 | 752.87 | -0.00080314 | 752.87 | 0.0088028 | 610.4491 | 4.4511 | 610.4491 | 1.9406 | 758.0987 | 0.010671 | 758.0987 | 0.76453 | 908.273 | 0.032349 | 758.0987 | 0.29578 | 907.7583 | 0 | 908.273 | 3.3339 | 610.4491 | 0.81492
| 607.9742 | 0.0019596 | 758.3349 | -0.041415 | 607.9742 | 0 | 758.3349 | -0.053497 | 758.563 | -0.020021 | 758.3349 | -0.031414 | 610.5687 | 0.00012783 | 753.11 | -0.0086761 | 607.9742 | 0.015085 | 753.11 | -0.0014632 | 753.11 | -0.00011659 | 610.5687 | 4.541 | 610.5687 | 1.9957 | 758.3349 | -0.019298 | 758.3349 | 0.72427 | 908.4409 | 0.029994 | 758.3349 | 0.30973 | 907.9266 | 0.00013913 | 908.4409 | 3.359 | 610.5687 | 0.81239
| 608.0932 | 0 | 758.5711 | -0.0414 | 608.0932 | 0 | 758.5711 | -0.043394 | 758.799 | -0.017107 | 758.5711 | -0.028799 | 610.6882 | 0.0003481 | 753.34 | -0.014274 | 608.0932 | 0.017389 | 753.34 | -0.0083283 | 753.34 | 0.0061793 | 610.6882 | 4.6203 | 610.6882 | 2.0376 | 758.5711 | -0.0021848 | 758.5711 | 0.68353 | 908.6087 | 0.030555 | 758.5711 | 0.31008 | 908.095 | 0 | 908.6087 | 3.387 | 610.6882 | 0.80259
| 608.2122 | 0.014323 | 758.8073 | 0.0082864 | 608.2122 | 0.010325 | 758.8073 | 0.037861 | 759.035 | 0.00056014 | 758.8073 | 0.018126 | 610.8077 | 0.00029175 | 753.58 | -0.041141 | 608.2122 | 0.027975 | 753.58 | -0.0013312 | 753.58 | 0.0063542 | 610.8077 | 4.692 | 610.8077 | 2.072 | 758.8073 | 0.0043005 | 758.8073 | 0.65257 | 908.7766 | 0.027135 | 758.8073 | 0.32629 | 908.2633 | 0.0004174 | 908.7766 | 3.4157 | 610.8077 | 0.79086
| 608.3312 | 0 | 759.0436 | -0.021078 | 608.3312 | 0 | 759.0436 | -0.064168 | 759.2711 | -0.014941 | 759.0436 | -0.036579 | 610.9273 | 0.00059747 | 753.82 | -0.020991 | 608.3312 | 0.019583 | 753.82 | -0.0023874 | 753.82 | -0.0071117 | 610.9273 | 4.7578 | 610.9273 | 2.0894 | 759.0436 | -0.012739 | 759.0436 | 0.63323 | 908.9444 | 0.023659 | 759.0436 | 0.31779 | 908.4317 | 0 | 908.9444 | 3.4398 | 610.9273 | 0.79168
| 608.4503 | 0.017904 | 759.2798 | 0.024732 | 608.4503 | 0.015969 | 759.2798 | 0.0073436 | 759.5071 | 0.017862 | 759.2798 | 0.015935 | 611.0468 | 0.00030642 | 754.05 | -0.0041982 | 608.4503 | 0.022216 | 754.05 | 0.0071181 | 754.05 | 0.011426 | 611.0468 | 4.8045 | 611.0468 | 2.1148 | 759.2798 | 0.020722 | 759.2798 | 0.61058 | 909.1122 | 0.028368 | 759.2798 | 0.3411 | 908.6001 | 0.0004174 | 909.1122 | 3.4587 | 611.0468 | 0.79153
| 608.5693 | 0 | 759.5161 | -0.010709 | 608.5693 | 0 | 759.5161 | -0.018524 | 759.7432 | -0.0081444 | 759.5161 | -0.028842 | 611.1663 | 0.00059537 | 754.29 | -0.023229 | 608.5693 | 0.012561 | 754.29 | -0.0039716 | 754.29 | -0.012009 | 611.1663 | 4.8776 | 611.1663 | 2.165 | 759.5161 | -0.0064369 | 759.5161 | 0.60205 | 909.2801 | 0.0282 | 759.5161 | 0.34696 | 908.7684 | 0 | 909.2801 | 3.4831 | 611.1663 | 0.7951
| 608.6884 | 0.0050655 | 759.7523 | 0.012854 | 608.6884 | 0 | 759.7523 | -0.016571 | 759.9793 | 0.0048036 | 759.7523 | 0.012029 | 611.2859 | 0.00029058 | 754.53 | 0.0092359 | 608.6884 | 0.020515 | 754.53 | -0.0041036 | 754.53 | 0.0037309 | 611.2859 | 4.9451 | 611.2859 | 2.2129 | 759.7523 | 0.010906 | 759.7523 | 0.57999 | 909.4479 | 0.030387 | 759.7523 | 0.35944 | 908.9368 | 0.00069566 | 909.4479 | 3.4906 | 611.2859 | 0.7925
| 608.8075 | 0 | 759.9886 | -0.032378 | 608.8075 | 0 | 759.9886 | -0.071975 | 760.2154 | -0.011943 | 759.9886 | -0.025941 | 611.4054 | 0.00060538 | 754.76 | -0.014833 | 608.8075 | 0.011629 | 754.76 | -0.0093847 | 754.76 | -0.0029147 | 611.4054 | 5.0352 | 611.4054 | 2.2678 | 759.9886 | -0.011326 | 759.9886 | 0.54224 | 909.6158 | 0.023547 | 759.9886 | 0.36004 | 909.1052 | 0 | 909.6158 | 3.4957 | 611.4054 | 0.78916
| 608.9265 | 0.013459 | 760.2249 | 0.01279 | 608.9265 | 0.019217 | 760.2249 | -0.023509 | 760.4515 | 0.0040528 | 760.2249 | 0.014548 | 611.525 | 0.00032132 | 755 | 0.042262 | 608.9265 | 0.016456 | 755 | -0.0038396 | 755 | 0.0068789 | 611.525 | 5.1065 | 611.525 | 2.3115 | 760.2249 | 0.015003 | 760.2249 | 0.5309 | 909.7837 | 0.029377 | 760.2249 | 0.37988 | 909.2736 | 0.0004174 | 909.7837 | 3.4884 | 611.525 | 0.78403
| 609.0456 | 0 | 760.4612 | -0.0075245 | 609.0456 | 0 | 760.4612 | -0.052118 | 760.6875 | -0.030119 | 760.4612 | -0.025343 | 611.6445 | 0.00060398 | 755.23 | -0.017072 | 609.0456 | 0.022709 | 755.23 | -0.015853 | 755.23 | -0.0018654 | 611.6445 | 5.1973 | 611.6445 | 2.3642 | 760.4612 | -0.0072704 | 760.4612 | 0.49845 | 909.9515 | 0.033526 | 760.4612 | 0.37079 | 909.442 | 0 | 909.9515 | 3.4954 | 611.6445 | 0.78604
| 609.1647 | 0.015064 | 760.6975 | 0.0090756 | 609.1647 | 0.033291 | 760.6975 | 0.033691 | 760.9237 | 0.02268 | 760.6975 | 0.016361 | 611.7641 | 0.00028942 | 755.47 | 0.0025189 | 609.1647 | 0.019144 | 755.47 | 0.0035535 | 755.47 | 0.0061793 | 611.7641 | 5.2606 | 611.7641 | 2.3927 | 760.6975 | 0.010779 | 760.6975 | 0.51699 | 910.1194 | 0.024332 | 760.6975 | 0.37764 | 909.6103 | 0.00097375 | 910.1194 | 3.5025 | 611.7641 | 0.78834
| 609.2838 | 0 | 760.9338 | -0.032741 | 609.2838 | 0 | 760.9338 | -0.027644 | 761.1598 | -0.025932 | 760.9338 | -0.034306 | 611.8836 | 0.00057069 | 755.71 | -0.031067 | 609.2838 | 0.021612 | 755.71 | 0.0006491 | 755.71 | 0.0096767 | 611.8836 | 5.3469 | 611.8836 | 2.4241 | 760.9338 | -0.004437 | 760.9338 | 0.50061 | 910.2872 | 0.021865 | 760.9338 | 0.38072 | 909.7787 | 0 | 910.2872 | 3.5255 | 611.8836 | 0.79183
| 609.4029 | 0.0048437 | 761.1701 | 0.017366 | 609.4029 | 0.020435 | 761.1701 | 0.0067094 | 761.3959 | 0.0071762 | 761.1701 | 0.021607 | 612.0032 | 0.00028988 | 755.94 | -0.0036384 | 609.4029 | 0.027536 | 755.94 | -0.0068759 | 755.94 | 0.0023318 | 612.0032 | 5.4163 | 612.0032 | 2.4517 | 761.1701 | 0.011612 | 761.1701 | 0.47597 | 910.4551 | 0.031732 | 761.1701 | 0.42393 | 909.9471 | 0.00069566 | 910.4551 | 3.55 | 612.0032 | 0.78916
| 609.522 | 0 | 761.4064 | -0.013324 | 609.522 | 0 | 761.4064 | -0.029313 | 761.6321 | -0.017498 | 761.4064 | -0.027888 | 612.1227 | 0.00056277 | 756.18 | -0.023229 | 609.522 | 0.024081 | 756.18 | 0.0015733 | 756.18 | -0.0072872 | 612.1227 | 5.516 | 612.1227 | 2.5 | 761.4064 | -0.010702 | 761.4064 | 0.45064 | 910.623 | 0.028368 | 761.4064 | 0.40529 | 910.1155 | 0 | 910.623 | 3.5811 | 612.1227 | 0.78767
| 609.6411 | 0.0050655 | 761.6428 | -0.01443 | 609.6411 | 0.025171 | 761.6428 | 0.029055 | 761.8682 | 0.001198 | 761.6428 | 0.012328 | 612.2423 | 0.00027871 | 756.41 | -0.032185 | 609.6411 | 0.026768 | 756.41 | -0.0017272 | 756.41 | -0.0013408 | 612.2423 | 5.5871 | 612.2423 | 2.5292 | 761.6428 | 0.015785 | 761.6428 | 0.44793 | 910.7908 | 0.014969 | 761.6428 | 0.42103 | 910.2839 | 0.00097375 | 910.7908 | 3.5991 | 612.2423 | 0.78292
| 609.7602 | 0 | 761.8791 | -0.023714 | 609.7602 | 0 | 761.8791 | -0.042711 | 762.1044 | -0.0089832 | 761.8791 | -0.031935 | 612.3619 | 0.00058885 | 756.65 | -0.012035 | 609.7602 | 0.016291 | 756.65 | -0.0034436 | 756.65 | 0.0044305 | 612.3619 | 5.6664 | 612.3619 | 2.5745 | 761.8791 | -0.0096897 | 761.8791 | 0.42753 | 910.9587 | 0.024836 | 761.8791 | 0.41936 | 910.4523 | 0 | 910.9587 | 3.6131 | 612.3619 | 0.78418
| 609.8794 | 0.017904 | 762.1155 | 0.0040482 | 609.8794 | 0.0072746 | 762.1155 | 0.02239 | 762.3405 | 0.0080861 | 762.1155 | 0.012324 | 612.4814 | 0.00031596 | 756.89 | 0.0053177 | 609.8794 | 0.015249 | 756.89 | 0.0019693 | 756.89 | 0.0016322 | 612.4814 | 5.7348 | 612.4814 | 2.6021 | 762.1155 | 0.011613 | 762.1155 | 0.41484 | 911.1266 | 0.032461 | 762.1155 | 0.43436 | 910.6207 | 0.0004174 | 911.1266 | 3.6201 | 612.4814 | 0.78314
| 609.9985 | 0 | 762.3518 | -0.012258 | 609.9985 | 0 | 762.3518 | -0.033588 | 762.5767 | -0.024152 | 762.3518 | -0.030707 | 612.601 | 0.0006268 | 757.12 | 0.0041982 | 609.9985 | 0.014591 | 757.12 | -0.0052918 | 757.12 | -0.0099105 | 612.601 | 5.8395 | 612.601 | 2.6491 | 762.3518 | -0.012129 | 762.3518 | 0.39335 | 911.2945 | 0.019006 | 762.3518 | 0.43823 | 910.7891 | 0 | 911.2945 | 3.6387 | 612.601 | 0.78589
| 610.1177 | 0.00085042 | 762.5882 | -0.014334 | 610.1177 | 0.024224 | 762.5882 | 0.033827 | 762.8129 | 0.021674 | 762.5882 | 0.015632 | 612.7206 | 0.00031596 | 757.36 | -0.020991 | 610.1177 | 0.025507 | 757.36 | 0.0028934 | 757.36 | -0.0011659 | 612.7206 | 5.9443 | 612.7206 | 2.6742 | 762.5882 | 0.0058875 | 762.5882 | 0.3911 | 911.4624 | 0.021192 | 762.5882 | 0.45286 | 910.9575 | 0.00069566 | 911.4624 | 3.6593 | 612.7206 | 0.78136
| 610.2368 | 0 | 762.8246 | -0.0033499 | 610.2368 | 0 | 762.8246 | -0.069796 | 763.0491 | -0.021641 | 762.8246 | -0.027719 | 612.8401 | 0.00060329 | 757.6 | -0.006437 | 610.2368 | 0.012397 | 757.6 | -0.0013312 | 757.6 | -0.0022152 | 612.8401 | 6.0564 | 612.8401 | 2.7294 | 762.8246 | -0.0074926 | 762.8246 | 0.37771 | 911.6302 | 0.017828 | 762.8246 | 0.44483 | 911.1259 | 0 | 911.6302 | 3.6846 | 612.8401 | 0.78017
| 610.356 | 0.0063967 | 763.061 | 0.0077062 | 610.356 | 0.0070399 | 763.061 | 0.019428 | 763.2853 | 0.0208 | 763.061 | 0.017588 | 612.9597 | 0.00029012 | 757.83 | 0.026029 | 610.356 | 0.029237 | 757.83 | -0.00014302 | 757.83 | -0.0051883 | 612.9597 | 6.1536 | 612.9597 | 2.7776 | 763.061 | 0.015585 | 763.061 | 0.37105 | 911.7981 | 0.025733 | 763.061 | 0.45742 | 911.2944 | 0.00097375 | 911.7981 | 3.7018 | 612.9597 | 0.77624
| 610.4751 | 0 | 763.2974 | -0.020112 | 610.4751 | 0 | 763.2974 | -0.086988 | 763.5215 | -0.03678 | 763.2974 | -0.034527 | 613.0793 | 0.00057907 | 758.07 | 0.0030786 | 610.4751 | 0.017992 | 758.07 | 0.0030255 | 758.07 | -0.00029147 | 613.0793 | 6.2725 | 613.0793 | 2.839 | 763.2974 | -0.018944 | 763.2974 | 0.3418 | 911.966 | 0.024163 | 763.2974 | 0.46797 | 911.4628 | 0 | 911.966 | 3.7214 | 613.0793 | 0.7798
| 610.5943 | 0.0061749 | 763.5338 | -0.00020566 | 610.5943 | 0.013668 | 763.5338 | 0.014639 | 763.7577 | 0.014413 | 763.5338 | 0.016337 | 613.1989 | 0.00029314 | 758.3 | 0.026029 | 610.5943 | 0.016456 | 758.3 | 0.0022334 | 758.3 | 0.0096767 | 613.1989 | 6.3753 | 613.1989 | 2.8699 | 763.5338 | 0.0098561 | 763.5338 | 0.35521 | 912.1339 | 0.037675 | 763.5338 | 0.50328 | 911.6312 | 0.00097375 | 912.1339 | 3.7327 | 613.1989 | 0.77735
| 610.7135 | 0 | 763.7702 | 0.0047418 | 610.7135 | 0 | 763.7702 | -0.083278 | 763.994 | -0.020861 | 763.7702 | -0.031657 | 613.3184 | 0.00055951 | 758.54 | -0.02211 | 610.7135 | 0.0063081 | 758.54 | -0.0038396 | 758.54 | -0.0037892 | 613.3184 | 6.4935 | 613.3184 | 2.9098 | 763.7702 | -0.016176 | 763.7702 | 0.32871 | 912.3018 | 0.027303 | 763.7702 | 0.50355 | 911.7996 | 0 | 912.3018 | 3.7504 | 613.3184 | 0.77735
| 610.8327 | 0.0095026 | 764.0066 | 0.0066144 | 610.8327 | 0.019758 | 764.0066 | 0.0020528 | 764.2302 | 0.020722 | 764.0066 | 0.018357 | 613.438 | 0.00027382 | 758.78 | 0.018192 | 610.8327 | 0.020241 | 758.78 | -0.0021233 | 758.78 | 0.0037309 | 613.438 | 6.5863 | 613.438 | 2.9319 | 764.0066 | 0.018394 | 764.0066 | 0.32541 | 912.4697 | 0.036778 | 764.0066 | 0.51548 | 911.968 | 0.00097375 | 912.4697 | 3.7623 | 613.438 | 0.77104
| 610.9519 | 0 | 764.243 | -0.040156 | 610.9519 | 0 | 764.243 | -0.070999 | 764.4664 | -0.019705 | 764.243 | -0.027498 | 613.5576 | 0.00055788 | 759.01 | -0.0086761 | 610.9519 | 0.010696 | 759.01 | -0.0048957 | 759.01 | 0.001982 | 613.5576 | 6.6992 | 613.5576 | 2.9975 | 764.243 | -0.012626 | 764.243 | 0.30893 | 912.6376 | 0.026911 | 764.243 | 0.51503 | 912.1365 | 0 | 912.6376 | 3.785 | 613.5576 | 0.77186
| 611.0711 | 0.0046219 | 764.4795 | 0.00028087 | 611.0711 | 0.023683 | 764.4795 | 0.0013035 | 764.7027 | 0.0094148 | 764.4795 | 0.023131 | 613.6772 | 0.00029314 | 759.25 | -0.036664 | 611.0711 | 0.017553 | 759.25 | -0.0088562 | 759.25 | -0.0060627 | 613.6772 | 6.7762 | 613.6772 | 3.0429 | 764.4795 | 0.014865 | 764.4795 | 0.31318 | 912.8054 | 0.033302 | 764.4795 | 0.53871 | 912.3049 | 0.00097375 | 912.8054 | 3.799 | 613.6772 | 0.77282
| 611.1903 | 0 | 764.7159 | -0.013547 | 611.1903 | 0 | 764.7159 | -0.057924 | 764.939 | -0.030698 | 764.7159 | -0.033531 | 613.7968 | 0.00057395 | 759.49 | 0.0036384 | 611.1903 | 0.0086668 | 759.49 | -0.0052918 | 759.49 | 0.0018072 | 613.7968 | 6.866 | 613.7968 | 3.1068 | 764.7159 | -0.0074183 | 764.7159 | 0.28985 | 912.9733 | 0.026294 | 764.7159 | 0.52932 | 912.4733 | 0 | 912.9733 | 3.8176 | 613.7968 | 0.77401
| 611.3095 | 0.01457 | 764.9524 | 0.0072044 | 611.3095 | 0.019893 | 764.9524 | 0.03169 | 765.1752 | 0.013472 | 764.9524 | 0.019155 | 613.9164 | 0.00028826 | 759.72 | 0.016513 | 611.3095 | 0.020241 | 759.72 | 0.0098906 | 759.72 | 0.015973 | 613.9164 | 6.9579 | 613.9164 | 3.1334 | 764.9524 | 0.0099162 | 764.9524 | 0.28443 | 913.1412 | 0.028761 | 764.9524 | 0.54862 | 912.6418 | 0.00069566 | 913.1412 | 3.8288 | 613.9164 | 0.77119
| 611.4288 | 0 | 765.1888 | -0.042638 | 611.4288 | 0 | 765.1888 | -0.070541 | 765.4115 | -0.025974 | 765.1888 | -0.031907 | 614.036 | 0.00054322 | 759.96 | -0.029946 | 611.4288 | 0.012397 | 759.96 | 0.0006491 | 759.96 | -0.0064125 | 614.036 | 7.0892 | 614.036 | 3.1973 | 765.1889 | -0.012174 | 765.1888 | 0.28707 | 913.3091 | 0.033414 | 765.1888 | 0.5573 | 912.8102 | 0 | 913.3091 | 3.8492 | 614.036 | 0.77067
| 611.548 | 0.0048437 | 765.4253 | -0.011027 | 611.548 | 0.017322 | 765.4253 | 0.0034036 | 765.6478 | 0.006124 | 765.4253 | 0.011384 | 614.1556 | 0.00025799 | 760.2 | 0.011475 | 611.548 | 0.014317 | 760.2 | -0.0015952 | 760.2 | 0.01195 | 614.1556 | 7.2068 | 614.1556 | 3.2368 | 765.4253 | 0.0094243 | 765.4253 | 0.27583 | 913.477 | 0.023771 | 765.4253 | 0.56406 | 912.9787 | 0.00097375 | 913.477 | 3.8657 | 614.1556 | 0.77126
| 611.6672 | 0 | 765.6618 | -0.066648 | 611.6672 | 0 | 765.6618 | -0.034259 | 765.8841 | -0.01085 | 765.6618 | -0.033899 | 614.2752 | 0.00054601 | 760.43 | 0.0030786 | 611.6672 | 0.022984 | 760.43 | 0.0061941 | 760.43 | -0.0043139 | 614.2752 | 7.3276 | 614.2752 | 3.2921 | 765.6618 | -0.013003 | 765.6618 | 0.26199 | 913.6449 | 0.023939 | 765.6618 | 0.58081 | 913.1471 | 0 | 913.6449 | 3.8862 | 614.2752 | 0.77497
| 611.7865 | 0.0068403 | 765.8983 | -0.0068995 | 611.7865 | 0.028419 | 765.8983 | 0.013713 | 766.1204 | 0.012965 | 765.8983 | 0.016369 | 614.3948 | 0.00029012 | 760.67 | 0.034425 | 611.7865 | 0.02238 | 760.67 | 0.0013092 | 760.67 | 0.0021569 | 614.3948 | 7.4163 | 614.3948 | 3.3247 | 765.8983 | 0.010668 | 765.8983 | 0.25559 | 913.8129 | 0.022257 | 765.8983 | 0.58422 | 913.3156 | 0.00097375 | 913.8129 | 3.8977 | 614.3948 | 0.77728
| 611.9058 | 0 | 766.1348 | -0.011857 | 611.9058 | 0 | 766.1348 | -0.064705 | 766.3568 | -0.013469 | 766.1348 | -0.032013 | 614.5144 | 0.00061214 | 760.9 | 0.017632 | 611.9058 | 0.021777 | 760.9 | -0.0026514 | 760.9 | -0.0016906 | 614.5144 | 7.5189 | 614.5144 | 3.3891 | 766.1348 | -0.013963 | 766.1348 | 0.23406 | 913.9808 | 0.018053 | 766.1348 | 0.61064 | 913.484 | 0 | 913.9808 | 3.9133 | 614.5144 | 0.77943
| 612.025 | 0.0090589 | 766.3713 | -0.013857 | 612.025 | 0.018811 | 766.3713 | 0.01498 | 766.5931 | 0.019787 | 766.3713 | 0.010444 | 614.634 | 0.00032411 | 761.14 | 0.0086761 | 612.025 | 0.016182 | 761.14 | -0.0023874 | 761.14 | 0.001982 | 614.634 | 7.604 | 614.634 | 3.449 | 766.3713 | 0.0093803 | 766.3713 | 0.23386 | 914.1487 | 0.023266 | 766.3713 | 0.61442 | 913.6525 | 0.00069566 | 914.1487 | 3.925 | 614.634 | 0.77549
| 612.1443 | 0 | 766.6078 | -0.01494 | 612.1443 | 0 | 766.6078 | -0.043154 | 766.8294 | -0.016968 | 766.6078 | -0.033335 | 614.7536 | 0.00066313 | 761.38 | 0.0030786 | 612.1443 | 0.015523 | 761.38 | -0.0056876 | 761.38 | -0.0043139 | 614.7536 | 7.7076 | 614.7536 | 3.5065 | 766.6078 | -0.004632 | 766.6078 | 0.23218 | 914.3166 | 0.025341 | 766.6078 | 0.61527 | 913.8209 | 0 | 914.3166 | 3.9453 | 614.7536 | 0.77037
| 612.2636 | 0.014323 | 766.8443 | -0.00699 | 612.2636 | 0.010325 | 766.8443 | -0.0091676 | 767.0658 | 0.0086195 | 766.8443 | 0.020248 | 614.8732 | 0.00034088 | 761.61 | 0.02211 | 612.2636 | 0.019912 | 761.61 | -0.0025194 | 761.61 | 0.014574 | 614.8732 | 7.7984 | 614.8732 | 3.5448 | 766.8443 | 0.010602 | 766.8443 | 0.2314 | 914.4845 | 0.024724 | 766.8443 | 0.63528 | 913.9894 | 0.00069566 | 914.4845 | 3.9564 | 614.8732 | 0.76332
| 612.3829 | 0 | 767.0809 | -0.018994 | 612.3829 | 0 | 767.0809 | -0.067001 | 767.3021 | -0.01362 | 767.0809 | -0.029239 | 614.9928 | 0.00063868 | 761.85 | -0.049539 | 612.3829 | 0.020021 | 761.85 | -0.0033115 | 761.85 | -0.00099105 | 614.9928 | 7.9258 | 614.9928 | 3.6089 | 767.0809 | -0.011718 | 767.0809 | 0.21001 | 914.6524 | 0.025509 | 767.0809 | 0.64005 | 914.1579 | 0 | 914.6524 | 3.9743 | 614.9928 | 0.7631
| 612.5022 | 0.014199 | 767.3174 | 0.0039971 | 612.5022 | 0.015022 | 767.3174 | 0.0070536 | 767.5385 | 0.010511 | 767.3174 | 0.014207 | 615.1124 | 0.00030316 | 762.09 | 0.017632 | 612.5022 | 0.019254 | 762.09 | 0.0073823 | 762.09 | 0.010551 | 615.1124 | 8.0393 | 615.1124 | 3.6735 | 767.3174 | 0.011433 | 767.3174 | 0.21093 | 914.8203 | 0.019622 | 767.3174 | 0.67413 | 914.3263 | 0.00069566 | 914.8203 | 3.982 | 615.1124 | 0.75931
| 612.6215 | 0 | 767.554 | -0.0070517 | 612.6215 | 0 | 767.554 | -0.028338 | 767.7749 | -0.015891 | 767.554 | -0.03263 | 615.2321 | 0.00060119 | 762.32 | -0.027708 | 612.6215 | 0.015853 | 762.32 | 0.0044777 | 762.32 | -0.00029147 | 615.2321 | 8.167 | 615.2321 | 3.7543 | 767.554 | -0.0096741 | 767.554 | 0.19169 | 914.9882 | 0.024444 | 767.554 | 0.66361 | 914.4948 | 0 | 914.9882 | 4.0006 | 615.2321 | 0.75916
| 612.7408 | 0 | 767.7905 | -0.0059709 | 612.7408 | 0.013668 | 767.7905 | 0.02877 | 768.0113 | 0.015239 | 767.7905 | 0.021873 | 615.3517 | 0.00030292 | 762.56 | -0.0092359 | 612.7408 | 0.027372 | 762.56 | -0.0078004 | 762.56 | -0.0076368 | 615.3517 | 8.2574 | 615.3517 | 3.8017 | 767.7905 | 0.010121 | 767.7905 | 0.19318 | 915.1562 | 0.029658 | 767.7905 | 0.69164 | 914.6633 | 0.00069566 | 915.1562 | 4.0107 | 615.3517 | 0.75404
| 612.8601 | 0 | 768.0271 | -0.042225 | 612.8601 | 0 | 768.0271 | -0.094629 | 768.2477 | -0.025346 | 768.0271 | -0.035913 | 615.4713 | 0.00062122 | 762.8 | -0.031067 | 612.8601 | 0.016127 | 762.8 | -0.0051598 | 762.8 | 5.8296e-05 | 615.4713 | 8.3617 | 615.4713 | 3.8618 | 768.0271 | -0.0053309 | 768.0271 | 0.18222 | 915.3241 | 0.02422 | 768.0271 | 0.69638 | 914.8318 | 0 | 915.3241 | 4.0315 | 615.4713 | 0.753
| 612.9794 | 0.0095026 | 768.2637 | 0.023217 | 612.9794 | 0.020435 | 768.2637 | 0.024578 | 768.4841 | 0.016761 | 768.2637 | 0.020998 | 615.5909 | 0.00032458 | 763.03 | -0.015393 | 612.9794 | 0.025178 | 763.03 | -0.0018593 | 763.03 | 0.014574 | 615.5909 | 8.44 | 615.5909 | 3.9088 | 768.2637 | 0.014127 | 768.2637 | 0.18208 | 915.492 | 0.053653 | 768.2637 | 0.72744 | 915.0002 | 0.00013913 | 915.492 | 4.0444 | 615.5909 | 0.74877
| 613.0988 | 0 | 768.5003 | -0.033174 | 613.0988 | 0 | 768.5003 | -0.06751 | 768.7205 | -0.021923 | 768.5003 | -0.036127 | 615.7106 | 0.00060818 | 763.27 | 0.017632 | 613.0988 | 0.011135 | 763.27 | -0.0050278 | 763.27 | -0.0018654 | 615.7106 | 8.5244 | 615.7106 | 3.9807 | 768.5003 | -0.014604 | 768.5003 | 0.16582 | 915.6599 | 0.021977 | 768.5003 | 0.70607 | 915.1687 | 0 | 915.6599 | 4.0657 | 615.7106 | 0.7553
| 613.2181 | 0.0057311 | 768.7369 | 0.014967 | 613.2181 | 0.019758 | 768.7369 | -0.02492 | 768.9569 | 0.013395 | 768.7369 | 0.028964 | 615.8302 | 0.00029012 | 763.5 | 0.02155 | 613.2181 | 0.02441 | 763.5 | 0.0034215 | 763.5 | 0.0047802 | 615.8302 | 8.6134 | 615.8302 | 4.038 | 768.7369 | 0.019853 | 768.7369 | 0.1831 | 915.8279 | 0.026406 | 768.7369 | 0.74393 | 915.3372 | 0.00097375 | 915.8279 | 4.0779 | 615.8302 | 0.75404
| 613.3375 | 0 | 768.9735 | -0.033273 | 613.3375 | 0 | 768.9735 | -0.024929 | 769.1934 | -0.017096 | 768.9735 | -0.039711 | 615.9498 | 0.00058932 | 763.74 | -0.02211 | 613.3375 | 0.0061984 | 763.74 | -0.0071401 | 763.74 | -0.0060627 | 615.9498 | 8.7335 | 615.9498 | 4.12 | 768.9735 | -0.013304 | 768.9735 | 0.16819 | 915.9958 | 0.024948 | 768.9735 | 0.72452 | 915.5057 | 0 | 915.9958 | 4.0923 | 615.9498 | 0.7599
| 613.4568 | 0.015681 | 769.2101 | 0.030617 | 613.4568 | 0.015698 | 769.2101 | 0.045492 | 769.4298 | 0.03649 | 769.2101 | 0.02001 | 616.0694 | 0.00030572 | 763.98 | -0.037783 | 613.4568 | 0.02441 | 763.98 | -0.0039716 | 763.98 | -0.0095602 | 616.0694 | 8.8479 | 616.0694 | 4.1951 | 769.2101 | 0.027724 | 769.2101 | 0.16725 | 916.1637 | 0.032349 | 769.2101 | 0.76088 | 915.6742 | 0.00069566 | 916.1637 | 4.1018 | 616.0694 | 0.75389
| 613.5762 | 0 | 769.4467 | -0.0054626 | 613.5762 | 0 | 769.4467 | -0.027789 | 769.6662 | -0.02293 | 769.4467 | -0.035676 | 616.1891 | 0.00059421 | 764.21 | -0.028827 | 613.5762 | 0.011629 | 764.21 | -0.0047637 | 764.21 | -0.014282 | 616.1891 | 8.9645 | 616.1891 | 4.2825 | 769.4467 | -0.012326 | 769.4467 | 0.15865 | 916.3317 | 0.024556 | 769.4467 | 0.75955 | 915.8427 | 0 | 916.3317 | 4.121 | 616.1891 | 0.75463
| 613.6956 | 0.0081715 | 769.6833 | -0.00178 | 613.6956 | 0.024901 | 769.6833 | 0.015471 | 769.9027 | 0.011603 | 769.6833 | 0.022714 | 616.3087 | 0.00029431 | 764.45 | 0.026029 | 613.6956 | 0.023642 | 764.45 | -0.00014302 | 764.45 | 0.0021569 | 616.3087 | 9.0732 | 616.3087 | 4.3479 | 769.6833 | 0.0089397 | 769.6833 | 0.15865 | 916.4996 | 0.028088 | 769.6833 | 0.78536 | 916.0112 | 0.00013913 | 916.4996 | 4.1352 | 616.3087 | 0.7504
| 613.8149 | 0 | 769.9199 | -0.02362 | 613.8149 | 0 | 769.9199 | -0.026163 | 770.1392 | -0.023839 | 769.9199 | -0.035763 | 616.4284 | 0.00058769 | 764.69 | -0.017072 | 613.8149 | 0.010861 | 764.69 | -0.0051598 | 764.69 | -0.012358 | 616.4284 | 9.2062 | 616.4284 | 4.416 | 769.9199 | -0.0095961 | 769.9199 | 0.14925 | 916.6676 | 0.024948 | 769.9199 | 0.7881 | 916.1797 | 0 | 916.6676 | 4.1527 | 616.4284 | 0.74943
| 613.9343 | 0.015311 | 770.1566 | 0.0028218 | 613.9343 | 0.031938 | 770.1566 | -0.0031765 | 770.3756 | 0.025079 | 770.1566 | 0.020384 | 616.548 | 0.00029477 | 764.92 | 0.0069968 | 613.9343 | 0.023477 | 764.92 | -0.0014632 | 764.92 | -0.012183 | 616.548 | 9.3214 | 616.548 | 4.4816 | 770.1566 | 0.018475 | 770.1566 | 0.14559 | 916.8355 | 0.029265 | 770.1566 | 0.8119 | 916.3482 | 0.00069566 | 916.8355 | 4.1588 | 616.548 | 0.75181
| 614.0537 | 0 | 770.3932 | -0.01856 | 614.0537 | 0 | 770.3932 | -0.11658 | 770.6121 | -0.024245 | 770.3932 | -0.037118 | 616.6677 | 0.00059467 | 765.16 | -0.010355 | 614.0537 | 0.0043085 | 765.16 | -0.0078004 | 765.16 | -0.01778 | 616.6677 | 9.4391 | 616.6677 | 4.5549 | 770.3932 | -0.0098866 | 770.3932 | 0.13267 | 917.0034 | 0.023659 | 770.3932 | 0.81514 | 916.5167 | 0 | 917.0034 | 4.1729 | 616.6677 | 0.75337
| 614.1731 | 0.014323 | 770.6299 | -0.0045509 | 614.1731 | 0.018269 | 770.6299 | -0.0036224 | 770.8486 | 0.018211 | 770.6299 | 0.017129 | 616.7873 | 0.00030129 | 765.4 | -0.011475 | 614.1731 | 0.02238 | 765.4 | -0.00080314 | 765.4 | 0.0084525 | 616.7873 | 9.5413 | 616.7873 | 4.6164 | 770.6299 | 0.010268 | 770.6299 | 0.15205 | 917.1714 | 0.033414 | 770.6299 | 0.82671 | 916.6852 | 0.00097375 | 917.1714 | 4.1774 | 616.7873 | 0.75203
| 614.2926 | 0 | 770.8666 | -0.05878 | 614.2926 | 0 | 770.8666 | -0.066291 | 771.0851 | -0.023412 | 770.8666 | -0.036366 | 616.907 | 0.00057465 | 765.63 | -0.04562 | 614.2926 | 0.010861 | 765.63 | -0.0051598 | 765.63 | -0.00099105 | 616.907 | 9.6814 | 616.907 | 4.7008 | 770.8666 | -0.019771 | 770.8666 | 0.12605 | 917.3393 | 0.024332 | 770.8666 | 0.8523 | 916.8537 | 0 | 917.3393 | 4.1911 | 616.907 | 0.74513
| 614.412 | 0 | 771.1033 | -0.016112 | 614.412 | 0.0072746 | 771.1033 | 0.0047398 | 771.3216 | 0.0081882 | 771.1033 | 0.016618 | 617.0266 | 0.00027475 | 765.87 | -0.00027989 | 614.412 | 0.021777 | 765.87 | -0.0064798 | 765.87 | 0.0021569 | 617.0266 | 9.8107 | 617.0266 | 4.7691 | 771.1033 | 0.0088074 | 771.1033 | 0.12472 | 917.5073 | 0.019342 | 771.1033 | 0.86298 | 917.0222 | 0.00069566 | 917.5073 | 4.2023 | 617.0266 | 0.73874
| 614.5314 | 0 | 771.3399 | 0.022879 | 614.5314 | 0 | 771.3399 | -0.045589 | 771.5582 | -0.022972 | 771.3399 | -0.034667 | 617.1463 | 0.00057022 | 766.11 | -0.0019591 | 614.5314 | 0.012726 | 766.11 | -0.00053907 | 766.11 | -0.014108 | 617.1463 | 9.9593 | 617.1463 | 4.8474 | 771.34 | -0.012409 | 771.3399 | 0.11909 | 917.6752 | 0.03134 | 771.3399 | 0.89857 | 917.1907 | 0 | 917.6752 | 4.2284 | 617.1463 | 0.73577
| 614.6508 | 0.0092808 | 771.5766 | -0.010099 | 614.6508 | 0.0086826 | 771.5766 | 0.0071454 | 771.7947 | 0.006467 | 771.5766 | 0.011688 | 617.2659 | 0.00029664 | 766.34 | 0.027148 | 614.6508 | 0.017279 | 766.34 | 0.0027614 | 766.34 | 0.0039058 | 617.2659 | 10.0764 | 617.2659 | 4.8861 | 771.5766 | 0.010947 | 771.5766 | 0.13431 | 917.8432 | 0.026014 | 771.5766 | 0.89857 | 917.3593 | 0.00097375 | 917.8432 | 4.2538 | 617.2659 | 0.73072
| 614.7703 | 0 | 771.8133 | -0.003302 | 614.7703 | 0 | 771.8133 | -0.04873 | 772.0312 | -0.030988 | 771.8133 | -0.028829 | 617.3856 | 0.00059188 | 766.58 | 0.006437 | 614.7703 | 0.016621 | 766.58 | -0.0017272 | 766.58 | -0.008861 | 617.3856 | 10.2233 | 617.3856 | 4.9671 | 771.8134 | -0.008808 | 771.8133 | 0.12161 | 918.0111 | 0.023547 | 771.8133 | 0.8806 | 917.5278 | 0 | 918.0111 | 4.2831 | 617.3856 | 0.73221
| 614.8897 | 0.00085042 | 772.0501 | -0.047876 | 614.8897 | 0.019893 | 772.0501 | 0.013011 | 772.2678 | 0.010159 | 772.0501 | 0.01723 | 617.5052 | 0.0002964 | 766.82 | -0.0047579 | 614.8897 | 0.018486 | 766.82 | 0.0046097 | 766.82 | 0.0018072 | 617.5052 | 10.3404 | 617.5052 | 5.0274 | 772.0501 | 0.012994 | 772.0501 | 0.12525 | 918.1791 | 0.038235 | 772.0501 | 0.93877 | 917.6963 | 0.00069566 | 918.1791 | 4.2981 | 617.5052 | 0.73176
| 615.0092 | 0 | 772.2868 | -0.0037799 | 615.0092 | 0 | 772.2868 | -0.057155 | 772.5044 | -0.030698 | 772.2868 | -0.038868 | 617.6249 | 0.00060166 | 767.05 | -0.0041982 | 615.0092 | 0.022216 | 767.05 | 0.0030255 | 767.05 | 0.0063542 | 617.6249 | 10.4742 | 617.6249 | 5.1258 | 772.2868 | -0.019783 | 772.2868 | 0.11426 | 918.347 | 0.025621 | 772.2868 | 0.94234 | 917.8648 | 0 | 918.347 | 4.3097 | 617.6249 | 0.73674
| 615.1287 | 0.023213 | 772.5235 | -0.006038 | 615.1287 | 0.0084479 | 772.5235 | -0.0035436 | 772.7409 | 0.017191 | 772.5235 | 0.013669 | 617.7446 | 0.00030851 | 767.29 | 0.0097957 | 615.1287 | 0.015688 | 767.29 | 0.010287 | 767.29 | 0.0049551 | 617.7446 | 10.5789 | 617.7446 | 5.1847 | 772.5235 | 0.0085475 | 772.5235 | 0.10384 | 918.515 | 0.022762 | 772.5235 | 0.98522 | 918.0334 | 0.00097375 | 918.515 | 4.311 | 617.7446 | 0.73369
| 615.2481 | 0 | 772.7602 | -0.028554 | 615.2481 | 0 | 772.7602 | -0.088886 | 772.9775 | -0.038807 | 772.7602 | -0.032167 | 617.8642 | 0.00058047 | 767.53 | -0.0041982 | 615.2481 | 0.018486 | 767.53 | -0.0043677 | 767.53 | -0.0034394 | 617.8642 | 10.7197 | 617.8642 | 5.2904 | 772.7603 | -0.012951 | 772.7602 | 0.10234 | 918.683 | 0.024444 | 772.7602 | 0.98173 | 918.2019 | 0 | 918.683 | 4.3194 | 617.8642 | 0.73956
| 615.3676 | 0.0050655 | 772.997 | 0.026009 | 615.3676 | 0.020164 | 772.997 | -0.011937 | 773.2141 | 0.024407 | 772.997 | 0.026107 | 617.9839 | 0.00027475 | 767.76 | -0.0013994 | 615.3676 | 0.01322 | 767.76 | 0.0017053 | 767.76 | -0.0081612 | 617.9839 | 10.8483 | 617.9839 | 5.3775 | 772.997 | 0.016522 | 772.997 | 0.11015 | 918.8509 | 0.030555 | 772.997 | 0.98939 | 918.3705 | 0.00069566 | 918.8509 | 4.3194 | 617.9839 | 0.73919
| 615.4871 | 0 | 773.2338 | -0.0094229 | 615.4871 | 0 | 773.2338 | -0.05725 | 773.4507 | -0.012765 | 773.2338 | -0.034947 | 618.1036 | 0.00054112 | 768 | -0.024908 | 615.4871 | 0.013329 | 768 | -0.0038396 | 768 | 0.0044305 | 618.1036 | 11.0114 | 618.1036 | 5.4947 | 773.2337 | -0.016333 | 773.2338 | 0.093237 | 919.0189 | 0.030667 | 773.2338 | 1.0335 | 918.539 | 0 | 919.0189 | 4.3282 | 618.1036 | 0.74372
| 615.6066 | 0.010834 | 773.4705 | 0.025381 | 615.6066 | 0.022329 | 773.4705 | -0.0068537 | 773.6873 | 0.0086882 | 773.4705 | 0.020859 | 618.2233 | 0.00027312 | 768.24 | -0.015953 | 615.6066 | 0.013988 | 768.24 | 0.00051708 | 768.24 | -0.0048385 | 618.2233 | 11.1485 | 618.2233 | 5.5581 | 773.4705 | 0.017256 | 773.4705 | 0.091817 | 919.1869 | 0.027808 | 773.4705 | 1.0254 | 918.7075 | 0.00097375 | 919.1869 | 4.3247 | 618.2233 | 0.73934
| 615.7261 | 0 | 773.7073 | -0.059503 | 615.7261 | 0 | 773.7073 | -0.047762 | 773.9239 | -0.039096 | 773.7073 | -0.034247 | 618.3429 | 0.00056161 | 768.47 | -0.010915 | 615.7261 | 0.0047757 | 768.47 | -0.010309 | 768.47 | -0.0060627 | 618.3429 | 11.3188 | 618.3429 | 5.6332 | 773.7073 | -0.017215 | 773.7073 | 0.094707 | 919.3548 | 0.024556 | 773.7073 | 1.0439 | 918.8761 | 0 | 919.3548 | 4.3277 | 618.3429 | 0.74015
| 615.8456 | 0.0090589 | 773.9441 | 0.017935 | 615.8456 | 0.010794 | 773.9441 | -0.018972 | 774.1605 | 0.012244 | 773.9441 | 0.020996 | 618.4626 | 0.00029314 | 768.71 | 0.0058775 | 615.8456 | 0.021777 | 768.71 | 0.0038176 | 768.71 | 0.0039058 | 618.4626 | 11.4679 | 618.4626 | 5.6794 | 773.9441 | 0.017884 | 773.9441 | 0.088331 | 919.5228 | 0.033638 | 773.9441 | 1.0547 | 919.0446 | 0.00097375 | 919.5228 | 4.3198 | 618.4626 | 0.73199
| 615.9651 | 0 | 774.1809 | -0.030248 | 615.9651 | 0 | 774.1809 | -0.11662 | 774.3972 | -0.031856 | 774.1809 | -0.034963 | 618.5823 | 0.00057628 | 768.95 | -0.014833 | 615.9651 | 0.017718 | 768.95 | -0.0018593 | 768.95 | 0.0082777 | 618.5823 | 11.6536 | 618.5823 | 5.7614 | 774.1809 | -0.012397 | 774.1809 | 0.087065 | 919.6908 | 0.021697 | 774.1809 | 1.0518 | 919.2132 | 0 | 919.6908 | 4.3274 | 618.5823 | 0.7285
| 616.0847 | 0.021484 | 774.4177 | -0.026133 | 616.0847 | 0.024359 | 774.4177 | 0.040355 | 774.6338 | 0.023774 | 774.4177 | 0.021324 | 618.702 | 0.00028826 | 769.18 | 0.011475 | 616.0847 | 0.017279 | 769.18 | -0.0043677 | 769.18 | -0.0048385 | 618.702 | 11.7954 | 618.702 | 5.8274 | 774.4176 | 0.017161 | 774.4177 | 0.096271 | 919.8587 | 0.030162 | 774.4177 | 1.0994 | 919.3818 | 0.00069566 | 919.8587 | 4.3345 | 618.702 | 0.72263
| 616.2042 | 0 | 774.6545 | -0.0078837 | 616.2042 | 0 | 774.6545 | -0.045331 | 774.8704 | -0.029829 | 774.6545 | -0.027011 | 618.8217 | 0.00055625 | 769.42 | -0.023229 | 616.2042 | 0.0113 | 769.42 | 0.0085706 | 769.42 | -0.013233 | 618.8217 | 11.9527 | 618.8217 | 5.9335 | 774.6545 | -0.027031 | 774.6545 | 0.090632 | 920.0267 | 0.033302 | 774.6545 | 1.1201 | 919.5503 | 0 | 920.0267 | 4.3517 | 618.8217 | 0.72753
| 616.3238 | 0.0072841 | 774.8913 | 0.018586 | 616.3238 | 0.013668 | 774.8913 | 0.02917 | 775.1071 | 0.01374 | 774.8913 | 0.027993 | 618.9414 | 0.00027009 | 769.66 | 0.032185 | 616.3238 | 0.012123 | 769.66 | -0.0019913 | 769.66 | 0.0074037 | 618.9414 | 12.0483 | 618.9414 | 6.0106 | 774.8913 | 0.018174 | 774.8913 | 0.090683 | 920.1947 | 0.026911 | 774.8913 | 1.1282 | 919.7189 | 0.00069566 | 920.1947 | 4.3547 | 618.9414 | 0.72783
| 616.4433 | 0 | 775.1281 | -0.034406 | 616.4433 | 0 | 775.1281 | -0.069058 | 775.3438 | -0.025453 | 775.1281 | -0.040208 | 619.061 | 0.00055579 | 769.89 | 0.013714 | 616.4433 | 0.014591 | 769.89 | -0.0010672 | 769.89 | -0.0043139 | 619.061 | 12.1507 | 619.061 | 6.1207 | 775.1281 | -0.008413 | 775.1281 | 0.076907 | 920.3627 | 0.024948 | 775.1281 | 1.1406 | 919.8874 | 0 | 920.3627 | 4.3575 | 619.061 | 0.73124
| 616.5629 | 0.02062 | 775.3649 | 0.018022 | 616.5629 | 0.017593 | 775.3649 | 0.0097072 | 775.5804 | 0.023353 | 775.3649 | 0.0206 | 619.1807 | 0.00029105 | 770.13 | 0.0086761 | 616.5629 | 0.013658 | 770.13 | -0.0018593 | 770.13 | 0.0040807 | 619.1807 | 12.2057 | 619.1807 | 6.196 | 775.3649 | 0.014156 | 775.3649 | 0.082556 | 920.5307 | 0.029489 | 775.3649 | 1.1588 | 920.056 | 0.00069566 | 920.5307 | 4.3545 | 619.1807 | 0.72627
| 616.6824 | 0 | 775.6018 | -0.031472 | 616.6824 | 0 | 775.6018 | -0.076668 | 775.8171 | -0.020016 | 775.6018 | -0.032985 | 619.3004 | 0.00058117 | 770.37 | -0.036664 | 616.6824 | 0.016291 | 770.37 | -0.010044 | 770.37 | -0.0062376 | 619.3004 | 12.3062 | 619.3004 | 6.3135 | 775.6018 | -0.0038836 | 775.6018 | 0.064209 | 920.6987 | 0.034087 | 775.6018 | 1.1705 | 920.2246 | 0 | 920.6987 | 4.356 | 619.3004 | 0.72709
| 616.802 | 0.0097244 | 775.8386 | -0.035584 | 616.802 | 0.011968 | 775.8386 | -0.014783 | 776.0538 | 6.2789e-05 | 775.8386 | 0.018451 | 619.4201 | 0.00029803 | 770.6 | 0.018752 | 616.802 | 0.019418 | 770.6 | -0.00027504 | 770.6 | -0.0039641 | 619.4201 | 12.3986 | 619.4201 | 6.3718 | 775.8386 | 0.0081445 | 775.8386 | 0.075788 | 920.8666 | 0.022482 | 775.8386 | 1.2008 | 920.3931 | 0.001252 | 920.8666 | 4.352 | 619.4201 | 0.71885
| 616.9216 | 0 | 776.0755 | -0.033499 | 616.9216 | 0 | 776.0755 | -0.050205 | 776.2905 | -0.035332 | 776.0755 | -0.035054 | 619.5398 | 0.00060934 | 770.84 | -0.02211 | 616.9216 | 0.016785 | 770.84 | 0.0071181 | 770.84 | 0.0014574 | 619.5398 | 12.5272 | 619.5398 | 6.4374 | 776.0755 | -0.010439 | 776.0755 | 0.072074 | 921.0346 | 0.027023 | 776.0755 | 1.2553 | 920.5617 | 0 | 921.0346 | 4.3557 | 619.5398 | 0.71291
| 617.0412 | 0.014817 | 776.3123 | 0.00096434 | 617.0412 | 0.025577 | 776.3123 | 0.0068091 | 776.5272 | 0.022993 | 776.3123 | 0.024849 | 619.6595 | 0.00031992 | 771.08 | -0.012035 | 617.0412 | 0.024739 | 771.08 | -0.00067108 | 771.08 | -0.0072872 | 619.6595 | 12.6577 | 619.6595 | 6.4615 | 776.3123 | 0.021951 | 776.3123 | 0.079096 | 921.2026 | 0.025845 | 776.3123 | 1.2425 | 920.7303 | 0.00097375 | 921.2026 | 4.3641 | 619.6595 | 0.70333
| 617.1608 | 0 | 776.5492 | -0.052613 | 617.1608 | 0 | 776.5492 | -0.073807 | 776.764 | -0.039386 | 776.5492 | -0.03978 | 619.7792 | 0.00058769 | 771.31 | -0.0036384 | 617.1608 | 0.010696 | 771.31 | -0.00053907 | 771.31 | -0.0023901 | 619.7792 | 12.8323 | 619.7792 | 6.54 | 776.5492 | -0.010807 | 776.5492 | 0.064047 | 921.3706 | 0.026014 | 776.5492 | 1.2675 | 920.8989 | 0 | 921.3706 | 4.3879 | 619.7792 | 0.70979
| 617.2804 | 0.0052875 | 776.7861 | -0.0034971 | 617.2804 | 0.020164 | 776.7861 | 0.020438 | 777.0007 | 0.0076114 | 776.7861 | 0.01842 | 619.8989 | 0.00027312 | 771.55 | 0.0086761 | 617.2804 | 0.020241 | 771.55 | 0.0050058 | 771.55 | -0.0046636 | 619.8989 | 12.9934 | 619.8989 | 6.6332 | 776.7861 | 0.02449 | 776.7861 | 0.066191 | 921.5386 | 0.018837 | 776.7861 | 1.285 | 921.0675 | 0.0004174 | 921.5386 | 4.4066 | 619.8989 | 0.71484
| 617.4 | 0 | 777.023 | -0.0031123 | 617.4 | 0 | 777.023 | -0.05477 | 777.2374 | -0.014557 | 777.023 | -0.038221 | 620.0186 | 0.00054694 | 771.79 | -0.033864 | 617.4 | 0.0043085 | 771.79 | -0.0047637 | 771.79 | -0.014982 | 620.0186 | 13.1463 | 620.0186 | 6.7551 | 777.023 | -0.010519 | 777.023 | 0.054026 | 921.7066 | 0.022257 | 777.023 | 1.3056 | 921.2361 | 0 | 921.7066 | 4.4251 | 620.0186 | 0.72085
| 617.5196 | 0.012165 | 777.2599 | 0.0046856 | 617.5196 | 0.015292 | 777.2599 | 0.042179 | 777.4742 | 0.0098241 | 777.2599 | 0.018017 | 620.1383 | 0.00027708 | 772.02 | 0.0086761 | 617.5196 | 0.012452 | 772.02 | -0.0042357 | 772.02 | -0.00099105 | 620.1383 | 13.2633 | 620.1383 | 6.8624 | 777.2599 | 0.0071568 | 777.2599 | 0.070143 | 921.8746 | 0.030555 | 777.2599 | 1.3543 | 921.4046 | 0.0015303 | 921.8746 | 4.4315 | 620.1383 | 0.71632
| 617.6392 | 0 | 777.4968 | -0.030937 | 617.6392 | 0 | 777.4968 | -0.058114 | 777.7109 | -0.020136 | 777.4968 | -0.035776 | 620.2581 | 0.00055509 | 772.26 | -0.006437 | 617.6392 | 0.018924 | 772.26 | -0.0041036 | 772.26 | -0.0099105 | 620.2581 | 13.3877 | 620.2581 | 6.9855 | 777.4968 | -0.0024682 | 777.4968 | 0.070825 | 922.0426 | 0.030443 | 777.4968 | 1.3265 | 921.5733 | 0 | 922.0426 | 4.4443 | 620.2581 | 0.71498
| 617.7589 | 0 | 777.7337 | 0.009732 | 617.7589 | 0.011498 | 777.7337 | -0.014726 | 777.9477 | 0.020411 | 777.7337 | 0.019865 | 620.3778 | 0.0002836 | 772.5 | 0.0030786 | 617.7589 | 0.01695 | 772.5 | 0.0089666 | 772.5 | 0.015623 | 620.3778 | 13.479 | 620.3778 | 7.0938 | 777.7337 | 0.024952 | 777.7337 | 0.058033 | 922.2106 | 0.037282 | 777.7337 | 1.3817 | 921.7418 | 0.0004174 | 922.2106 | 4.4556 | 620.3778 | 0.71046
| 617.8785 | 0 | 777.9706 | -0.020467 | 617.8785 | 0 | 777.9706 | -0.031278 | 778.1845 | -0.01668 | 777.9706 | -0.035461 | 620.4975 | 0.00061051 | 772.73 | -0.013714 | 617.8785 | 0.008228 | 772.73 | -0.0027834 | 772.73 | -0.0092106 | 620.4975 | 13.5861 | 620.4975 | 7.2153 | 777.9706 | -0.0055819 | 777.9706 | 0.064932 | 922.3786 | 0.025117 | 777.9706 | 1.379 | 921.9104 | 0 | 922.3786 | 4.4778 | 620.4975 | 0.70919
| 617.9982 | 0.0050655 | 778.2076 | 0.029889 | 617.9982 | 0.011498 | 778.2076 | 0.020016 | 778.4213 | 0.015701 | 778.2076 | 0.025556 | 620.6172 | 0.00033459 | 772.97 | 0.0030786 | 617.9982 | 0.021777 | 772.97 | -0.0018593 | 772.97 | -0.0016906 | 620.6172 | 13.6783 | 620.6172 | 7.3191 | 778.2076 | 0.011959 | 778.2076 | 0.065999 | 922.5466 | 0.02977 | 778.2076 | 1.4543 | 922.0791 | 0.00013913 | 922.5466 | 4.4989 | 620.6172 | 0.70526
| 618.1178 | 0 | 778.4445 | -0.029703 | 618.1178 | 0 | 778.4445 | -0.034139 | 778.6581 | -0.037648 | 778.4445 | -0.037635 | 620.7369 | 0.00060445 | 773.21 | -0.010915 | 618.1178 | 0.017224 | 773.21 | 0.00078111 | 773.21 | -0.0051883 | 620.7369 | 13.827 | 620.7369 | 7.4444 | 778.4445 | -0.014957 | 778.4445 | 0.066224 | 922.7146 | 0.026014 | 778.4445 | 1.4416 | 922.2477 | 0 | 922.7146 | 4.5278 | 620.7369 | 0.70793
| 618.2375 | 0.0061749 | 778.6815 | -0.0093956 | 618.2375 | 0.012437 | 778.6815 | 0.0094903 | 778.8949 | 0.008122 | 778.6815 | 0.026185 | 620.8567 | 0.00027755 | 773.44 | 0.00027989 | 618.2375 | 0.019912 | 773.44 | 0.011475 | 773.44 | -0.0011659 | 620.8567 | 13.9612 | 620.8567 | 7.5376 | 778.6815 | 0.010938 | 778.6815 | 0.056355 | 922.8826 | 0.032517 | 778.6815 | 1.4807 | 922.4163 | 0.001252 | 922.8826 | 4.5483 | 620.8567 | 0.70697
| 618.3572 | 0 | 778.9184 | -0.050052 | 618.3572 | 0 | 778.9184 | -0.045266 | 779.1317 | -0.034752 | 778.9184 | -0.036353 | 620.9764 | 0.00058047 | 773.68 | -0.00083963 | 618.3572 | 0.010861 | 773.68 | -0.00080314 | 773.68 | -0.007462 | 620.9764 | 14.1087 | 620.9764 | 7.6396 | 778.9184 | -0.013986 | 778.9184 | 0.03941 | 923.0506 | 0.026014 | 778.9184 | 1.4675 | 922.5849 | 0 | 923.0506 | 4.5668 | 620.9764 | 0.70875
| 618.4769 | 0.01815 | 779.1554 | 0.0078355 | 618.4769 | 0.01624 | 779.1554 | 0.0122 | 779.3685 | 0.027918 | 779.1554 | 0.025264 | 621.0961 | 0.00030735 | 773.92 | 0.0075566 | 618.4769 | 0.013384 | 773.92 | 0.0081745 | 773.92 | -0.0020404 | 621.0961 | 14.2123 | 621.0961 | 7.7317 | 779.1554 | 0.018124 | 779.1554 | 0.064946 | 923.2186 | 0.024836 | 779.1554 | 1.4811 | 922.7535 | 0.00069566 | 923.2186 | 4.5772 | 621.0961 | 0.7057
| 618.5965 | 0 | 779.3923 | -0.018106 | 618.5965 | 0 | 779.3923 | -0.07009 | 779.6053 | -0.022209 | 779.3923 | -0.038331 | 621.2158 | 0.00060981 | 774.15 | -0.0041982 | 618.5965 | 0.0060339 | 774.15 | -0.00053907 | 774.15 | 0.0011076 | 621.2158 | 14.3595 | 621.2158 | 7.8621 | 779.3923 | -0.018052 | 779.3923 | 0.039073 | 923.3867 | 0.019734 | 779.3923 | 1.5153 | 922.9221 | 0 | 923.3867 | 4.5902 | 621.2158 | 0.70801
| 618.7162 | 0.0075059 | 779.6293 | -0.014872 | 618.7162 | 0.010325 | 779.6293 | 0.028141 | 779.8422 | 0.024112 | 779.6293 | 0.018881 | 621.3356 | 0.00030455 | 774.39 | -0.017632 | 618.7162 | 0.023477 | 774.39 | -0.00067108 | 774.39 | -0.0036143 | 621.3356 | 14.5069 | 621.3356 | 7.9737 | 779.6293 | 0.018054 | 779.6293 | 0.04937 | 923.5547 | 0.038179 | 779.6293 | 1.5659 | 923.0907 | 0.00069566 | 923.5547 | 4.5956 | 621.3356 | 0.70726
| 618.836 | 0 | 779.8663 | -0.035144 | 618.836 | 0 | 779.8663 | -0.0589 | 780.079 | -0.022318 | 779.8663 | -0.040639 | 621.4553 | 0.00057511 | 774.63 | 0.010915 | 618.836 | 0.013055 | 774.63 | -0.0037076 | 774.63 | -0.005538 | 621.4553 | 14.6719 | 621.4553 | 8.0958 | 779.8663 | -0.023797 | 779.8663 | 0.042925 | 923.7227 | 0.022594 | 779.8663 | 1.6089 | 923.2593 | 0 | 923.7227 | 4.6039 | 621.4553 | 0.70726
| 618.9557 | 0.014817 | 780.1033 | 0.050175 | 618.9557 | 0.012906 | 780.1033 | 0.021271 | 780.3159 | 0.024432 | 780.1033 | 0.031793 | 621.5751 | 0.00027382 | 774.86 | 0.0075566 | 618.9557 | 0.018979 | 774.86 | 0.00038506 | 774.86 | 0.010726 | 621.5751 | 14.7816 | 621.5751 | 8.2039 | 780.1033 | 0.015734 | 780.1033 | 0.051141 | 923.8907 | 0.027583 | 780.1033 | 1.6006 | 923.428 | 0.00069566 | 923.8907 | 4.605 | 621.5751 | 0.70273
| 619.0754 | 0 | 780.3403 | -0.016945 | 619.0754 | 0 | 780.3403 | -0.030972 | 780.5527 | -0.0097166 | 780.3403 | -0.040835 | 621.6948 | 0.00057907 | 775.1 | -0.027708 | 619.0754 | 0.0049315 | 775.1 | -0.0018593 | 775.1 | 0.00093272 | 621.6948 | 14.8976 | 621.6948 | 8.3442 | 780.3403 | -0.0051123 | 780.3403 | 0.037032 | 924.0587 | 0.01895 | 780.3403 | 1.6233 | 923.5966 | 0 | 924.0587 | 4.6149 | 621.6948 | 0.70229
| 619.1951 | 0.025929 | 780.5773 | -0.041467 | 619.1951 | 0.01854 | 780.5773 | -0.0071645 | 780.7896 | 0.0087226 | 780.5773 | 0.02363 | 621.8145 | 0.0003134 | 775.34 | 0.0025189 | 619.1951 | 0.02984 | 775.34 | -0.0054239 | 775.34 | -0.0058878 | 621.8145 | 14.9805 | 621.8145 | 8.4805 | 780.5773 | 0.0096344 | 780.5773 | 0.044524 | 924.2267 | 0.024836 | 780.5773 | 1.6468 | 923.7652 | 0.00097375 | 924.2267 | 4.6191 | 621.8145 | 0.7014
| 619.3149 | 0 | 780.8144 | -0.029371 | 619.3149 | 0 | 780.8144 | -0.04969 | 781.0265 | -0.030698 | 780.8144 | -0.047935 | 621.9343 | 0.00061516 | 775.57 | 0.018752 | 619.3149 | 0.021119 | 775.57 | 0.0027614 | 775.57 | -0.0058878 | 621.9343 | 15.0856 | 621.9343 | 8.6254 | 780.8144 | -0.016567 | 780.8144 | 0.039091 | 924.3948 | 0.020183 | 780.8144 | 1.6549 | 923.9339 | 0 | 924.3948 | 4.6328 | 621.9343 | 0.69954
| 619.4346 | 0.0068403 | 781.0514 | -0.034646 | 619.4346 | 0.016645 | 781.0514 | 0.010475 | 781.2634 | 0.011006 | 781.0514 | 0.024246 | 622.054 | 0.00030944 | 775.81 | 0.020431 | 619.4346 | 0.017718 | 775.81 | 0.0055338 | 775.81 | 0.02052 | 622.054 | 15.1814 | 622.054 | 8.7503 | 781.0514 | 0.0084624 | 781.0514 | 0.051272 | 924.5628 | 0.033302 | 781.0514 | 1.7175 | 924.1025 | 0.00069566 | 924.5628 | 4.6451 | 622.054 | 0.69702
| 619.5544 | 0 | 781.2884 | 0.0097566 | 619.5544 | 0 | 781.2884 | -0.054657 | 781.5003 | -0.017198 | 781.2884 | -0.034405 | 622.1738 | 0.00058722 | 776.05 | 0.010915 | 619.5544 | 0.011464 | 776.05 | -0.0021233 | 776.05 | -0.010435 | 622.1738 | 15.3187 | 622.1738 | 8.8878 | 781.2884 | -0.0045929 | 781.2884 | 0.037737 | 924.7308 | 0.023435 | 781.2884 | 1.7291 | 924.2711 | 0 | 924.7308 | 4.6672 | 622.1738 | 0.69687
| 619.6741 | 0.013459 | 781.5255 | 0.022967 | 619.6741 | 0.015698 | 781.5255 | 0.03011 | 781.7372 | 0.020375 | 781.5255 | 0.028328 | 622.2935 | 0.0002836 | 776.29 | 0.043941 | 619.6741 | 0.019418 | 776.29 | 0.0021013 | 776.29 | 0.0065291 | 622.2935 | 15.429 | 622.2935 | 9.0061 | 781.5255 | 0.012083 | 781.5255 | 0.056355 | 924.8989 | 0.030555 | 781.5255 | 1.7671 | 924.4398 | 0.00069566 | 924.8989 | 4.6915 | 622.2935 | 0.69754
| 619.7939 | 0 | 781.7625 | -0.034556 | 619.7939 | 0 | 781.7625 | -0.048304 | 781.9741 | -0.047785 | 781.7625 | -0.041029 | 622.4133 | 0.00058699 | 776.52 | -0.006437 | 619.7939 | 0.0078989 | 776.52 | 0.0093622 | 776.52 | -0.0037892 | 622.4133 | 15.5594 | 622.4133 | 9.1253 | 781.7626 | -0.014086 | 781.7625 | 0.032825 | 925.0669 | 0.024836 | 781.7625 | 1.7929 | 924.6084 | 0 | 925.0669 | 4.721 | 622.4133 | 0.70117
| 619.9137 | 0.0099464 | 781.9996 | -0.012774 | 619.9137 | 0.01854 | 781.9996 | 0.02296 | 782.2111 | 0.0035418 | 781.9996 | 0.024136 | 622.533 | 0.00030525 | 776.76 | 0.0075566 | 619.9137 | 0.019254 | 776.76 | 0.0059299 | 776.76 | 0.0046053 | 622.533 | 15.6904 | 622.533 | 9.23 | 781.9996 | 0.02186 | 781.9996 | 0.045117 | 925.2349 | 0.021585 | 781.9996 | 1.8147 | 924.7771 | 0.001252 | 925.2349 | 4.7478 | 622.533 | 0.70169
| 620.0335 | 0 | 782.2367 | -0.022397 | 620.0335 | 0 | 782.2367 | -0.033046 | 782.448 | -0.031567 | 782.2367 | -0.043765 | 622.6528 | 0.00061097 | 777 | -0.019871 | 620.0335 | 0.016291 | 777 | -0.0068759 | 777 | 0.0032063 | 622.6528 | 15.8914 | 622.6528 | 9.3612 | 782.2367 | -0.016232 | 782.2367 | 0.030141 | 925.403 | 0.029265 | 782.2367 | 1.8179 | 924.9457 | 0 | 925.403 | 4.7767 | 622.6528 | 0.70333
| 620.1532 | 0.0086152 | 782.4738 | 0.0084397 | 620.1532 | 0.019758 | 782.4738 | 0.022081 | 782.6849 | 0.013732 | 782.4738 | 0.018517 | 622.7725 | 0.00030805 | 777.23 | -0.00083963 | 620.1532 | 0.0093251 | 777.23 | -0.0035756 | 777.23 | -0.0029147 | 622.7725 | 16.0822 | 622.7725 | 9.4926 | 782.4738 | 0.017257 | 782.4738 | 0.042017 | 925.571 | 0.031452 | 782.4738 | 1.8645 | 925.1144 | 0.00097375 | 925.571 | 4.7895 | 622.7725 | 0.69858
| 620.2731 | 0 | 782.7109 | -0.021347 | 620.2731 | 0 | 782.7109 | -0.054528 | 782.9219 | -0.031856 | 782.7109 | -0.039288 | 622.8923 | 0.00062168 | 777.47 | -0.038343 | 620.2731 | 0.014591 | 777.47 | -0.0022553 | 777.47 | 0.0054798 | 622.8923 | 16.2561 | 622.8923 | 9.6376 | 782.7109 | -0.020435 | 782.7109 | 0.033966 | 925.739 | 0.023547 | 782.7109 | 1.9098 | 925.283 | 0 | 925.739 | 4.8 | 622.8923 | 0.69717
| 620.3929 | 0.0086152 | 782.948 | 0.011001 | 620.3929 | 0.015292 | 782.948 | 0.004087 | 783.1589 | 0.014022 | 782.948 | 0.025827 | 623.0121 | 0.00031759 | 777.71 | 0.0025189 | 620.3929 | 0.014591 | 777.71 | 0.0013092 | 777.71 | 0.022444 | 623.0121 | 16.3689 | 623.0121 | 9.7746 | 782.948 | 0.018287 | 782.948 | 0.042958 | 925.9071 | 0.025901 | 782.948 | 1.8843 | 925.4517 | 0.001252 | 925.9071 | 4.7909 | 623.0121 | 0.69301
| 620.5127 | 0 | 783.1851 | -0.0013701 | 620.5127 | 0 | 783.1851 | -0.088955 | 783.3958 | -0.037359 | 783.1851 | -0.046797 | 623.1318 | 0.00056696 | 777.94 | -0.037783 | 620.5127 | 0.0085023 | 777.94 | -0.0047637 | 777.94 | -0.0036143 | 623.1318 | 16.4392 | 623.1318 | 9.9192 | 783.1851 | -0.015658 | 783.1851 | 0.021483 | 926.0751 | 0.027415 | 783.1851 | 1.9352 | 925.6204 | 0 | 926.0751 | 4.7869 | 623.1318 | 0.69338
| 620.6325 | 0.0099464 | 783.4222 | 0.0050835 | 620.6325 | 0.014345 | 783.4222 | 0.016102 | 783.6328 | 0.0255 | 783.4222 | 0.016613 | 623.2516 | 0.00026031 | 778.18 | -0.027148 | 620.6325 | 0.010861 | 778.18 | -0.0031795 | 778.18 | 0.0089776 | 623.2516 | 16.4921 | 623.2516 | 10.0631 | 783.4222 | 0.00625 | 783.4222 | 0.037161 | 926.2432 | 0.025733 | 783.4222 | 2.0021 | 925.789 | 0.00097375 | 926.2432 | 4.7722 | 623.2516 | 0.69293
| 620.7523 | 0 | 783.6593 | -0.0053779 | 620.7523 | 0 | 783.6593 | -0.075025 | 783.8698 | -0.033015 | 783.6593 | -0.042779 | 623.3714 | 0.00054973 | 778.42 | 0.012035 | 620.7523 | 0.0071309 | 778.42 | -0.0095165 | 778.42 | -0.0032645 | 623.3714 | 16.5411 | 623.3714 | 10.2152 | 783.6593 | -0.012046 | 783.6593 | 0.030041 | 926.4112 | 0.025733 | 783.6593 | 2.0122 | 925.9577 | 0 | 926.4112 | 4.7702 | 623.3714 | 0.6962
| 620.8722 | 0.013459 | 783.8964 | -0.0056037 | 620.8722 | 0.00023468 | 783.8964 | 0.0016399 | 784.1068 | 0.0061626 | 783.8964 | 0.024798 | 623.4911 | 0.00030246 | 778.65 | -0.0092359 | 620.8722 | 0.012891 | 778.65 | -0.0019913 | 778.65 | 0.0091524 | 623.4911 | 16.6089 | 623.4911 | 10.3539 | 783.8964 | 0.019114 | 783.8964 | 0.050311 | 926.5792 | 0.035713 | 783.8964 | 2.0731 | 926.1264 | 0.00097375 | 926.5792 | 4.7684 | 623.4911 | 0.69717
| 620.992 | 0 | 784.1336 | -0.055937 | 620.992 | 0 | 784.1336 | -0.057437 | 784.3438 | -0.042861 | 784.1336 | -0.042007 | 623.6109 | 0.00060888 | 778.89 | -0.014833 | 620.992 | 0.013055 | 778.89 | -0.0017272 | 778.89 | 0.0042556 | 623.6109 | 16.703 | 623.6109 | 10.4928 | 784.1336 | -0.036966 | 784.1336 | 0.026801 | 926.7473 | 0.028761 | 784.1336 | 2.0462 | 926.295 | 0 | 926.7473 | 4.7756 | 623.6109 | 0.69761
| 621.1119 | 0.02062 | 784.3707 | -0.0079938 | 621.1119 | 0.022735 | 784.3707 | -0.0087597 | 784.5808 | 0.023565 | 784.3707 | 0.019371 | 623.7307 | 0.00031806 | 779.13 | 0.0081163 | 621.1119 | 0.0097639 | 779.13 | -0.0025194 | 779.13 | -0.014108 | 623.7307 | 16.8091 | 623.7307 | 10.5956 | 784.3707 | 0.012443 | 784.3707 | 0.035591 | 926.9153 | 0.023154 | 784.3707 | 2.1041 | 926.4637 | 0.00069566 | 926.9153 | 4.78 | 623.7307 | 0.69375
| 621.2318 | 0 | 784.6079 | -0.013631 | 621.2318 | 0 | 784.6079 | -0.071832 | 784.8179 | -0.024523 | 784.6079 | -0.041978 | 623.8505 | 0.0005821 | 779.37 | -0.016513 | 621.2318 | 0.011793 | 779.37 | -0.015193 | 779.37 | -0.0069371 | 623.8505 | 16.9344 | 623.8505 | 10.705 | 784.6079 | -0.017381 | 784.6079 | 0.012079 | 927.0834 | 0.029153 | 784.6079 | 2.1261 | 926.6324 | 0 | 927.0834 | 4.789 | 623.8505 | 0.6913
| 621.3516 | 0.0057311 | 784.845 | 0.0070334 | 621.3516 | 0.0042239 | 784.845 | 0.00025706 | 785.0549 | 0.040834 | 784.845 | 0.018358 | 623.9702 | 0.0002666 | 779.6 | 0.012035 | 621.3516 | 0.013055 | 779.6 | -0.011761 | 779.6 | -0.0078116 | 623.9702 | 17.0538 | 623.9702 | 10.7906 | 784.8451 | 0.01682 | 784.845 | 0.039314 | 927.2514 | 0.026518 | 784.845 | 2.1664 | 926.8011 | 0.00069566 | 927.2514 | 4.7941 | 623.9702 | 0.68469
| 621.4715 | 0 | 785.0822 | -0.036482 | 621.4715 | 0 | 785.0822 | -0.090732 | 785.2919 | -0.047495 | 785.0822 | -0.036149 | 624.09 | 0.00056487 | 779.84 | -0.051776 | 621.4715 | 0.01492 | 779.84 | -0.0010672 | 779.84 | 0.0018072 | 624.09 | 17.1909 | 624.09 | 10.9188 | 785.0822 | -0.012617 | 785.0822 | 0.027843 | 927.4195 | 0.026238 | 785.0822 | 2.1668 | 926.9698 | 0 | 927.4195 | 4.8108 | 624.09 | 0.68536
| 621.5914 | 0.012594 | 785.3194 | 0.0034704 | 621.5914 | 0.016645 | 785.3194 | 0.028751 | 785.529 | 0.03678 | 785.3194 | 0.02184 | 624.2098 | 0.00029827 | 780.08 | -0.0019591 | 621.5914 | 0.018211 | 780.08 | -0.0079322 | 780.08 | -0.007462 | 624.2098 | 17.3017 | 624.2098 | 11.0273 | 785.3194 | 0.019459 | 785.3194 | 0.033238 | 927.5876 | 0.03005 | 785.3194 | 2.2167 | 927.1385 | 0.00097375 | 927.5876 | 4.8291 | 624.2098 | 0.6789
| 621.7113 | 0 | 785.5566 | 0.00035507 | 621.7113 | 0 | 785.5566 | -0.031496 | 785.766 | -0.028359 | 785.5566 | -0.039142 | 624.3296 | 0.00057721 | 780.31 | -0.00027989 | 621.7113 | 0.0091605 | 780.31 | 0.0060617 | 780.31 | -0.0069371 | 624.3296 | 17.3567 | 624.3296 | 11.1579 | 785.5566 | -0.018523 | 785.5566 | 0.016861 | 927.7556 | 0.029377 | 785.5566 | 2.2286 | 927.3071 | 0 | 927.7556 | 4.8561 | 624.3296 | 0.67697
| 621.8312 | 0.0059529 | 785.7938 | 0.01099 | 621.8312 | 0.024359 | 785.7938 | 0.016967 | 786.0031 | 0.022539 | 785.7938 | 0.024618 | 624.4494 | 0.00027871 | 780.55 | -0.016513 | 621.8312 | 0.0065275 | 780.55 | 0.0026294 | 780.55 | 0.013175 | 624.4494 | 17.3393 | 624.4494 | 11.2518 | 785.7938 | 0.019213 | 785.7938 | 0.028014 | 927.9237 | 0.026798 | 785.7938 | 2.2887 | 927.4758 | 0.00069566 | 927.9237 | 4.875 | 624.4494 | 0.67118
| 621.9511 | 0 | 786.031 | -0.027344 | 621.9511 | 0 | 786.031 | -0.10178 | 786.2402 | -0.034463 | 786.031 | -0.043956 | 624.5692 | 0.00060655 | 780.79 | 0.013154 | 621.9511 | 0.013658 | 780.79 | -0.0083283 | 780.79 | -0.0016906 | 624.5692 | 17.3199 | 624.5692 | 11.3792 | 786.031 | -0.026338 | 786.031 | 0.025469 | 928.0917 | 0.026911 | 786.031 | 2.316 | 927.6445 | 0 | 928.0917 | 4.9004 | 624.5692 | 0.67459
| 622.071 | 0.022349 | 786.2682 | 0.019829 | 622.071 | 0.0051626 | 786.2682 | 0.037642 | 786.4773 | 0.019272 | 786.2682 | 0.020519 | 624.689 | 0.00033017 | 781.02 | -0.027708 | 622.071 | 0.019418 | 781.02 | -0.012685 | 781.02 | -0.0092106 | 624.689 | 17.2949 | 624.689 | 11.51 | 786.2682 | 0.005694 | 786.2682 | 0.035133 | 928.2598 | 0.028088 | 786.2682 | 2.3535 | 927.8132 | 0.00069566 | 928.2598 | 4.9125 | 624.689 | 0.67734
| 622.191 | 0 | 786.5054 | -0.068267 | 622.191 | 0 | 786.5054 | -0.047491 | 786.7144 | -0.035911 | 786.5054 | -0.044043 | 624.8088 | 0.00062727 | 781.26 | -0.0075566 | 622.191 | 0.0078989 | 781.26 | -0.00067108 | 781.26 | 0.0033811 | 624.8088 | 17.2931 | 624.8088 | 11.677 | 786.5054 | -0.017669 | 786.5054 | 0.021182 | 928.4279 | 0.023435 | 786.5054 | 2.3649 | 927.9819 | 0 | 928.4279 | 4.9272 | 624.8088 | 0.68269
| 622.3109 | 0.012594 | 786.7427 | 0.009925 | 622.3109 | 0.021653 | 786.7427 | -0.015279 | 786.9515 | 0.033594 | 786.7427 | 0.014654 | 624.9286 | 0.00029967 | 781.5 | -0.017072 | 622.3109 | 0.015523 | 781.5 | 0.0017053 | 781.5 | 0.0058296 | 624.9286 | 17.2666 | 624.9286 | 11.8309 | 786.7427 | 0.020131 | 786.7427 | 0.028716 | 928.5959 | 0.023266 | 786.7427 | 2.4088 | 928.1506 | 0.0004174 | 928.5959 | 4.9264 | 624.9286 | 0.68091
| 622.4308 | 0 | 786.9799 | -0.02688 | 622.4308 | 0 | 786.9799 | -0.058841 | 787.1886 | -0.034173 | 786.9799 | -0.045111 | 625.0484 | 0.00057092 | 781.74 | -0.032185 | 622.4308 | 0.017992 | 781.74 | -0.012817 | 781.74 | -0.0076368 | 625.0484 | 17.2793 | 625.0484 | 11.9853 | 786.9799 | -0.0093694 | 786.9799 | 0.027502 | 928.764 | 0.022874 | 786.9799 | 2.406 | 928.3193 | 0 | 928.764 | 4.9411 | 625.0484 | 0.6795
| 622.5508 | 0.015928 | 787.2172 | 0.0052075 | 622.5508 | 0.012672 | 787.2172 | 0.020172 | 787.4257 | 0.00091573 | 787.2172 | 0.030733 | 625.1682 | 0.00027428 | 781.97 | -0.028267 | 622.5508 | 0.023971 | 781.97 | -0.0013312 | 781.97 | -0.008336 | 625.1682 | 17.2914 | 625.1682 | 12.1273 | 787.2172 | 0.015277 | 787.2172 | 0.023696 | 928.9321 | 0.022874 | 787.2172 | 2.4685 | 928.4881 | 0.001252 | 928.9321 | 4.95 | 625.1682 | 0.67474
| 622.6707 | 0 | 787.4544 | -0.031002 | 622.6707 | 0 | 787.4544 | -0.1133 | 787.6629 | -0.033884 | 787.4544 | -0.048629 | 625.288 | 0.00055555 | 782.21 | -0.0025189 | 622.6707 | 0.011793 | 782.21 | 0.0006491 | 782.21 | 0.0023318 | 625.288 | 17.3216 | 625.288 | 12.2751 | 787.4544 | -0.016288 | 787.4544 | 0.016285 | 929.1001 | 0.034816 | 787.4544 | 2.4707 | 928.6568 | 0 | 929.1001 | 4.9713 | 625.288 | 0.67148
| 622.7907 | 0.012594 | 787.6917 | 0.0047607 | 622.7907 | 0.01056 | 787.6917 | 0.019259 | 787.9 | 0.022177 | 787.6917 | 0.026813 | 625.4078 | 0.0002829 | 782.45 | -0.0036384 | 622.7907 | 0.017718 | 782.45 | -0.0021233 | 782.45 | -0.0022152 | 625.4078 | 17.319 | 625.4078 | 12.383 | 787.6917 | 0.025183 | 787.6917 | 0.031736 | 929.2682 | 0.032741 | 787.6917 | 2.5259 | 928.8255 | 0.00069566 | 929.2682 | 4.9805 | 625.4078 | 0.66621
| 622.9107 | 0 | 787.9289 | -0.032843 | 622.9107 | 0 | 787.9289 | -0.033221 | 788.1372 | -0.030698 | 787.9289 | -0.040475 | 625.5276 | 0.00055905 | 782.68 | -0.0019591 | 622.9107 | 0.016127 | 782.68 | -0.013873 | 782.68 | -0.0092106 | 625.5276 | 17.3093 | 625.5276 | 12.5071 | 787.9289 | -0.017167 | 787.9289 | 0.022771 | 929.4363 | 0.029489 | 787.9289 | 2.547 | 928.9942 | 0 | 929.4363 | 4.9884 | 625.5276 | 0.66212
| 623.0307 | 0.017533 | 788.1662 | 0.033349 | 623.0307 | 0.011498 | 788.1662 | 0.055412 | 788.3743 | 0.014335 | 788.1662 | 0.022375 | 625.6474 | 0.00027871 | 782.92 | 0.02267 | 623.0307 | 0.011519 | 782.92 | -0.0035756 | 782.92 | 0.0053049 | 625.6474 | 17.2657 | 625.6474 | 12.6223 | 788.1662 | 0.0064828 | 788.1662 | 0.02744 | 929.6044 | 0.022089 | 788.1662 | 2.6196 | 929.1629 | 0.00097375 | 929.6044 | 4.9842 | 625.6474 | 0.66049
| 623.1507 | 0 | 788.4035 | -0.015186 | 623.1507 | 0 | 788.4035 | -0.059606 | 788.6115 | -0.037069 | 788.4035 | -0.041229 | 625.7672 | 0.0005346 | 783.16 | 0.031627 | 623.1507 | 0.0072406 | 783.16 | -0.0025194 | 783.16 | -0.0065873 | 625.7672 | 17.2208 | 625.7672 | 12.7976 | 788.4035 | -0.018811 | 788.4035 | 0.013621 | 929.7725 | 0.038852 | 788.4035 | 2.649 | 929.3317 | 0 | 929.7725 | 4.9908 | 625.7672 | 0.66153
| 623.2707 | 0.0052875 | 788.6408 | 0.007778 | 623.2707 | 0.016645 | 788.6408 | 0.00059206 | 788.8487 | -0.0042563 | 788.6408 | 0.028952 | 625.887 | 0.00025799 | 783.4 | -0.013154 | 623.2707 | 0.0089959 | 783.4 | -0.0011992 | 783.4 | 0.0065291 | 625.887 | 17.1355 | 625.887 | 12.9388 | 788.6408 | 0.018682 | 788.6408 | 0.029615 | 929.9405 | 0.035488 | 788.6408 | 2.6664 | 929.5004 | 0.00097375 | 929.9405 | 5.0029 | 625.887 | 0.66264
| 623.3907 | 0 | 788.8781 | -0.049148 | 623.3907 | 0 | 788.8781 | -0.083993 | 789.0858 | -0.037069 | 788.8781 | -0.051853 | 626.0068 | 0.00053134 | 783.63 | -0.0053177 | 623.3907 | 0.0086668 | 783.63 | 0.0075142 | 783.63 | -0.0053632 | 626.0068 | 17.0606 | 626.0068 | 13.1032 | 788.8781 | -0.002162 | 788.8781 | 0.010354 | 930.1086 | 0.026294 | 788.8781 | 2.7077 | 929.6691 | 0 | 930.1086 | 5.028 | 626.0068 | 0.6671
| 623.5107 | 0.015681 | 789.1154 | -0.0093463 | 623.5107 | 0.0089172 | 789.1154 | 0.016769 | 789.323 | 0.016372 | 789.1154 | 0.020673 | 626.1267 | 0.00027498 | 783.87 | 0.00027989 | 623.5107 | 0.019254 | 783.87 | 0.0014412 | 783.87 | 0.0084525 | 626.1267 | 16.971 | 626.1267 | 13.2111 | 789.1154 | 0.0096501 | 789.1154 | 0.028198 | 930.2767 | 0.029602 | 789.1154 | 2.7748 | 929.8379 | 0.00097375 | 930.2767 | 5.0458 | 626.1267 | 0.66695
| 623.6307 | 0 | 789.3528 | 0.0089742 | 623.6307 | 0 | 789.3528 | -0.050545 | 789.5602 | -0.01567 | 789.3528 | -0.039344 | 626.2465 | 0.00056371 | 784.11 | 0.0053177 | 623.6307 | 0.014262 | 784.11 | -0.0081965 | 784.11 | 0.015448 | 626.2465 | 16.9382 | 626.2465 | 13.3714 | 789.3528 | -0.01552 | 789.3528 | 0.023409 | 930.4448 | 0.038123 | 789.3528 | 2.773 | 930.0066 | 0 | 930.4448 | 5.0673 | 626.2465 | 0.66576
| 623.7508 | 0.022102 | 789.5901 | -0.00066897 | 623.7508 | 0.018946 | 789.5901 | 0.019959 | 789.7975 | 0.018434 | 789.5901 | 0.017721 | 626.3663 | 0.00029058 | 784.34 | 0.0053177 | 623.7508 | 0.0076246 | 784.34 | -0.0014632 | 784.34 | -0.00029147 | 626.3663 | 16.9101 | 626.3663 | 13.5081 | 789.5901 | 0.017173 | 789.5901 | 0.029636 | 930.6129 | 0.030555 | 789.5901 | 2.8116 | 930.1753 | 0.0004174 | 930.6129 | 5.0824 | 626.3663 | 0.66004
| 623.8708 | 0 | 789.8274 | -0.026464 | 623.8708 | 0 | 789.8274 | -0.011998 | 790.0347 | -0.027899 | 789.8274 | -0.045228 | 626.4861 | 0.00059793 | 784.58 | -0.0041982 | 623.8708 | 0.017224 | 784.58 | -0.0055558 | 784.58 | -0.0020404 | 626.4861 | 16.9252 | 626.4861 | 13.7045 | 789.8274 | -0.025645 | 789.8274 | 0.011433 | 930.781 | 0.023266 | 789.8274 | 2.8542 | 930.3441 | 0 | 930.781 | 5.1082 | 626.4861 | 0.65982
| 623.9908 | 0.016792 | 790.0648 | -0.0047594 | 623.9908 | 0.0042239 | 790.0648 | -0.030085 | 790.2719 | 0.029829 | 790.0648 | 0.026126 | 626.606 | 0.00030944 | 784.82 | 0.017632 | 623.9908 | 0.014317 | 784.82 | -0.0052918 | 784.82 | -0.00081612 | 626.606 | 16.8903 | 626.606 | 13.8466 | 790.0648 | 0.015567 | 790.0648 | 0.02458 | 930.9491 | 0.028873 | 790.0648 | 2.8898 | 930.5128 | 0.00097375 | 930.9491 | 5.127 | 626.606 | 0.65834
| 624.1109 | 0 | 790.3021 | -0.02448 | 624.1109 | 0 | 790.3021 | -0.058815 | 790.5091 | -0.037359 | 790.3021 | -0.044235 | 626.7258 | 0.00061144 | 785.06 | -0.019871 | 624.1109 | 0.014426 | 785.06 | 0.0018373 | 785.06 | -0.0034394 | 626.7258 | 16.8233 | 626.7258 | 14.0175 | 790.3021 | -0.029804 | 790.3021 | 0.015158 | 931.1172 | 0.02663 | 790.3021 | 2.9237 | 930.6816 | 0 | 931.1172 | 5.1477 | 626.7258 | 0.66064
| 624.231 | 0.0081715 | 790.5395 | 0.0042202 | 624.231 | 0.025577 | 790.5395 | 0.040303 | 790.7464 | 0.020591 | 790.5395 | 0.023839 | 626.8456 | 0.00030618 | 785.29 | 0.019871 | 624.231 | 0.0094896 | 785.29 | 0.0064578 | 785.29 | 0.0049551 | 626.8456 | 16.686 | 626.8456 | 14.1539 | 790.5395 | 0.01302 | 790.5395 | 0.02354 | 931.2853 | 0.029153 | 790.5395 | 3.017 | 930.8503 | 0.00097375 | 931.2853 | 5.1605 | 626.8456 | 0.65737
| 624.351 | 0 | 790.7769 | -0.033118 | 624.351 | 0 | 790.7769 | -0.095204 | 790.9837 | -0.055893 | 790.7769 | -0.045948 | 626.9655 | 0.00061749 | 785.53 | -0.0097957 | 624.351 | 0.00088251 | 785.53 | -0.0010672 | 785.53 | -0.0046636 | 626.9655 | 16.5706 | 626.9655 | 14.3145 | 790.7769 | -0.025876 | 790.7769 | 0.024122 | 931.4534 | 0.024556 | 790.7769 | 2.9812 | 931.0191 | 0 | 931.4534 | 5.1805 | 626.9655 | 0.65937
| 624.4711 | 0 | 791.0142 | -0.0093983 | 624.4711 | 0.019893 | 791.0142 | 0.020818 | 791.2209 | 0.016649 | 791.0142 | 0.022418 | 627.0853 | 0.00031503 | 785.77 | -0.0053177 | 624.4711 | 0.0058693 | 785.77 | 0.011079 | 785.77 | -0.0022152 | 627.0853 | 16.4428 | 627.0853 | 14.4736 | 791.0142 | 0.018718 | 791.0142 | 0.034967 | 931.6214 | 0.022874 | 791.0142 | 3.0526 | 931.1878 | 0.00069566 | 931.6214 | 5.1976 | 627.0853 | 0.65418
| 624.5912 | 0 | 791.2516 | -0.025603 | 624.5912 | 0 | 791.2516 | -0.094272 | 791.4582 | -0.033884 | 791.2516 | -0.05199 | 627.2051 | 0.00057721 | 786 | -0.0030786 | 624.5912 | 0.0072406 | 786 | -0.0010672 | 786 | -0.014632 | 627.2051 | 16.3319 | 627.2051 | 14.6395 | 791.2516 | -0.018172 | 791.2516 | 0.013095 | 931.7895 | 0.033975 | 791.2516 | 3.074 | 931.3566 | 0 | 931.7895 | 5.2188 | 627.2051 | 0.65507
| 624.7113 | 0.018768 | 791.489 | 0.0062237 | 624.7113 | 0.015969 | 791.489 | -0.022551 | 791.6955 | 0.010607 | 791.489 | 0.016345 | 627.325 | 0.00026893 | 786.24 | -0.048418 | 624.7113 | 0.013055 | 786.24 | -0.0044997 | 786.24 | -0.0044887 | 627.325 | 16.1851 | 627.325 | 14.7954 | 791.489 | 0.017065 | 791.489 | 0.010049 | 931.9576 | 0.036497 | 791.489 | 3.1517 | 931.5253 | 0.0004174 | 931.9576 | 5.2255 | 627.325 | 0.64809
| 624.8314 | 0 | 791.7264 | -0.0067656 | 624.8314 | 0 | 791.7264 | -0.042822 | 791.9328 | -0.026298 | 791.7264 | -0.042127 | 627.4448 | 0.00058559 | 786.48 | -0.02155 | 624.8314 | 0.010093 | 786.48 | -0.0017272 | 786.48 | -0.008336 | 627.4448 | 16.0693 | 627.4448 | 14.943 | 791.7264 | -0.0077411 | 791.7264 | 0.027427 | 932.1258 | 0.024724 | 791.7264 | 3.2037 | 931.6941 | 0 | 932.1258 | 5.2345 | 627.4448 | 0.65098
| 624.9515 | 0.012165 | 791.9638 | 0.0017583 | 624.9515 | 0.012906 | 791.9638 | 0.019592 | 792.1701 | 0.018356 | 791.9638 | 0.023307 | 627.5647 | 0.00032318 | 786.72 | 0.028267 | 624.9515 | 0.0086668 | 786.72 | -0.0033115 | 786.72 | 0.0089776 | 627.5647 | 15.9461 | 627.5647 | 15.0618 | 791.9638 | 0.023797 | 791.9638 | 0.024103 | 932.2939 | 0.024276 | 791.9638 | 3.196 | 931.8629 | 0.00097375 | 932.2939 | 5.2308 | 627.5647 | 0.64705
| 625.0716 | 0 | 792.2013 | -0.036267 | 625.0716 | 0 | 792.2013 | -0.088144 | 792.4074 | -0.032725 | 792.2013 | -0.052149 | 627.6845 | 0.00058 | 786.95 | -0.0081163 | 625.0716 | 0.0071309 | 786.95 | -0.0013312 | 786.95 | 0.0014574 | 627.6845 | 15.8442 | 627.6845 | 15.212 | 792.2012 | -0.017415 | 792.2013 | 0.012548 | 932.462 | 0.02848 | 792.2013 | 3.2175 | 932.0316 | 0 | 932.462 | 5.2353 | 627.6845 | 0.64995
| 625.1918 | 0.0006286 | 792.4387 | -0.0082045 | 625.1918 | 0.021111 | 792.4387 | 0.052484 | 792.6447 | 0.0098584 | 792.4387 | 0.019773 | 627.8044 | 0.00026288 | 787.19 | -0.024908 | 625.1918 | 0.016785 | 787.19 | -0.0051598 | 787.19 | 0.0011076 | 627.8044 | 15.6998 | 627.8044 | 15.3503 | 792.4387 | 0.021088 | 792.4387 | 0.023857 | 932.6301 | 0.034311 | 792.4387 | 3.3305 | 932.2004 | 0.0015303 | 932.6301 | 5.2297 | 627.8044 | 0.64415
| 625.3119 | 0 | 792.6761 | -0.046479 | 625.3119 | 0 | 792.6761 | -0.10107 | 792.882 | -0.020725 | 792.6761 | -0.052848 | 627.9242 | 0.00054741 | 787.43 | 0.0030786 | 625.3119 | 0.0024398 | 787.43 | -0.0060837 | 787.43 | -0.0079864 | 627.9242 | 15.5814 | 627.9242 | 15.5339 | 792.6761 | -0.025645 | 792.6761 | 0.011331 | 932.7982 | 0.021865 | 792.6761 | 3.3219 | 932.3692 | 0 | 932.7982 | 5.2336 | 627.9242 | 0.64378
| 625.4321 | 0.012594 | 792.9136 | -0.024537 | 625.4321 | 0.021111 | 792.9136 | -0.028836 | 793.1194 | 0.017378 | 792.9136 | 0.015017 | 628.0441 | 0.00028826 | 787.67 | -0.038343 | 625.4321 | 0.011793 | 787.67 | -0.0085925 | 787.67 | 0.0014574 | 628.0441 | 15.4212 | 628.0441 | 15.6613 | 792.9136 | 0.020308 | 792.9136 | 0.016219 | 932.9663 | 0.0282 | 792.9136 | 3.339 | 932.538 | 0.00097375 | 932.9663 | 5.2303 | 628.0441 | 0.63963
| 625.5522 | 0 | 793.151 | -0.0014479 | 625.5522 | 0 | 793.151 | -0.05851 | 793.3567 | -0.011011 | 793.151 | -0.041392 | 628.1639 | 0.00056371 | 787.9 | -0.012595 | 625.5522 | 0.0072406 | 787.9 | -0.0059519 | 787.9 | 0.0012825 | 628.1639 | 15.2699 | 628.1639 | 15.8049 | 793.151 | -0.018542 | 793.151 | 0.010918 | 933.1344 | 0.029658 | 793.151 | 3.4211 | 932.7067 | 0 | 933.1344 | 5.24 | 628.1639 | 0.64215
| 625.6724 | 0.01039 | 793.3885 | -0.00079033 | 625.6724 | 0.014345 | 793.3885 | 0.044519 | 793.5941 | 0.007504 | 793.3885 | 0.02879 | 628.2838 | 0.00027661 | 788.14 | -0.0097957 | 625.6724 | 0.015249 | 788.14 | 0.0065902 | 788.14 | -0.00064125 | 628.2838 | 15.0673 | 628.2838 | 15.9269 | 793.3885 | 0.017623 | 793.3885 | 0.014595 | 933.3025 | 0.025117 | 793.3885 | 3.4878 | 932.8755 | 0.00069566 | 933.3025 | 5.2415 | 628.2838 | 0.63606
| 625.7925 | 0 | 793.6259 | -0.033852 | 625.7925 | 0 | 793.6259 | -0.06293 | 793.8314 | -0.014348 | 793.6259 | -0.041405 | 628.4036 | 0.00057185 | 788.38 | -0.015953 | 625.7925 | 0.010203 | 788.38 | 0.00091312 | 788.38 | -0.0023901 | 628.4036 | 14.9031 | 628.4036 | 16.094 | 793.6259 | -0.01859 | 793.6259 | 0.017296 | 933.4706 | 0.027079 | 793.6259 | 3.5078 | 933.0443 | 0 | 933.4706 | 5.2513 | 628.4036 | 0.63718
| 625.9127 | 0.0081715 | 793.8634 | -0.013361 | 625.9127 | 0.026525 | 793.8634 | -0.011957 | 794.0688 | 0.019191 | 793.8634 | 0.024398 | 628.5235 | 0.00030036 | 788.61 | -0.0097957 | 625.9127 | 0.015853 | 788.61 | -0.0033115 | 788.61 | -0.0030897 | 628.5235 | 14.7277 | 628.5235 | 16.2092 | 793.8634 | 0.020473 | 793.8634 | 0.015879 | 933.6388 | 0.024163 | 793.8634 | 3.5129 | 933.2131 | 0.00069566 | 933.6388 | 5.2532 | 628.5235 | 0.62737
| 626.0329 | 0 | 794.1009 | -0.030235 | 626.0329 | 0 | 794.1009 | -0.055448 | 794.3062 | -0.028172 | 794.1009 | -0.037262 | 628.6434 | 0.0005807 | 788.85 | -0.016513 | 626.0329 | 0.013988 | 788.85 | -0.0087244 | 788.85 | -0.0044887 | 628.6434 | 14.5855 | 628.6434 | 16.3633 | 794.1009 | -0.018194 | 794.1009 | 0.011454 | 933.8069 | 0.025509 | 794.1009 | 3.5872 | 933.3819 | 0 | 933.8069 | 5.2623 | 628.6434 | 0.63005
| 626.1531 | 0.016545 | 794.3384 | -0.0018298 | 626.1531 | 0.019217 | 794.3384 | -0.016105 | 794.5435 | 0.020982 | 794.3384 | 0.015823 | 628.7632 | 0.00028663 | 789.09 | 0.029946 | 626.1531 | 0.014317 | 789.09 | -0.0043677 | 789.09 | 0.0011076 | 628.7632 | 14.3928 | 628.7632 | 16.4665 | 794.3384 | 0.021531 | 794.3384 | 0.016479 | 933.975 | 0.047542 | 794.3384 | 3.647 | 933.5507 | 0.00097375 | 933.975 | 5.2691 | 628.7632 | 0.62389
| 626.2733 | 0 | 794.5759 | -0.0060378 | 626.2733 | 0 | 794.5759 | -0.070418 | 794.7809 | -0.056183 | 794.5759 | -0.049434 | 628.8831 | 0.00058047 | 789.33 | -0.018192 | 626.2733 | 0.010367 | 789.33 | -0.0027834 | 789.33 | -0.0058878 | 628.8831 | 14.2094 | 628.8831 | 16.6099 | 794.5759 | -0.011861 | 794.5759 | 0.015636 | 934.1431 | 0.032349 | 794.5759 | 3.6579 | 933.7195 | 0 | 934.1431 | 5.2802 | 628.8831 | 0.63057
| 626.3935 | 0.014817 | 794.8134 | -0.018661 | 626.3935 | 0.020705 | 794.8134 | 0.010898 | 795.0184 | 0.0080796 | 794.8134 | 0.028358 | 629.003 | 0.00030036 | 789.56 | -0.0069968 | 626.3935 | 0.019254 | 789.56 | -0.0029155 | 789.56 | -0.0027399 | 629.003 | 13.9754 | 629.003 | 16.6971 | 794.8134 | 0.010405 | 794.8134 | 0.0239 | 934.3112 | 0.03874 | 794.8134 | 3.7417 | 933.8883 | 0.00097375 | 934.3112 | 5.2837 | 629.003 | 0.62737
| 626.5137 | 0 | 795.0509 | -0.035088 | 626.5137 | 0 | 795.0509 | -0.041776 | 795.2558 | -0.031277 | 795.0509 | -0.03686 | 629.1228 | 0.00058536 | 789.8 | -0.035543 | 626.5137 | 0.0052429 | 789.8 | -0.0097808 | 789.8 | -0.0060627 | 629.1228 | 13.7574 | 629.1228 | 16.8257 | 795.0509 | -0.014381 | 795.0509 | 0.017745 | 934.4794 | 0.033302 | 795.0509 | 3.7843 | 934.0571 | 0 | 934.4794 | 5.291 | 629.1228 | 0.63131
| 626.6339 | 0.014323 | 795.2884 | 0.015199 | 626.6339 | 0.025983 | 795.2884 | 0.033304 | 795.4932 | 0.019781 | 795.2884 | 0.028875 | 629.2427 | 0.00028686 | 790.04 | 0.0030786 | 626.6339 | 0.016785 | 790.04 | 0.010022 | 790.04 | -0.009735 | 629.2427 | 13.5099 | 629.2427 | 16.938 | 795.2885 | 0.01852 | 795.2884 | 0.015255 | 934.6475 | 0.026238 | 795.2884 | 3.8385 | 934.2259 | 0.0004174 | 934.6475 | 5.2954 | 629.2427 | 0.62767
| 626.7542 | 0 | 795.526 | -0.0084045 | 626.7542 | 0 | 795.526 | -0.030918 | 795.7306 | -0.011386 | 795.526 | -0.03864 | 629.3626 | 0.00056044 | 790.28 | -0.013154 | 626.7542 | 0.0064727 | 790.28 | -0.010572 | 790.28 | -0.0036143 | 629.3626 | 13.2874 | 629.3626 | 17.0881 | 795.526 | -0.013152 | 795.526 | 0.012549 | 934.8156 | 0.027864 | 795.526 | 3.8522 | 934.3947 | 0 | 934.8156 | 5.3118 | 629.3626 | 0.62856
| 626.8744 | 0.0063967 | 795.7635 | -0.01277 | 626.8744 | 0.014345 | 795.7635 | 0.081391 | 795.9681 | 0.0080602 | 795.7635 | 0.017855 | 629.4825 | 0.00027382 | 790.51 | 0.018752 | 626.8744 | 0.017389 | 790.51 | -0.00080314 | 790.51 | -0.00046636 | 629.4825 | 13.0463 | 629.4825 | 17.2253 | 795.7635 | 0.0043953 | 795.7635 | 0.024016 | 934.9838 | 0.023771 | 795.7635 | 3.9023 | 934.5635 | 0.00097375 | 934.9838 | 5.3223 | 629.4825 | 0.62181
| 626.9947 | 0 | 796.0011 | -0.0067424 | 626.9947 | 0 | 796.0011 | -0.076345 | 796.2055 | -0.02375 | 796.0011 | -0.0426 | 629.6024 | 0.00057954 | 790.75 | -0.02211 | 626.9947 | 0.0083377 | 790.75 | -0.0062161 | 790.75 | 0.0012825 | 629.6024 | 12.8313 | 629.6024 | 17.3839 | 796.0011 | -0.017386 | 796.0011 | 0.016429 | 935.1519 | 0.03162 | 796.0011 | 4.0292 | 934.7323 | 0 | 935.1519 | 5.3336 | 629.6024 | 0.61847
| 627.1149 | 0.013088 | 796.2386 | 0.021315 | 627.1149 | 0.021382 | 796.2386 | 0.039071 | 796.443 | 0.026105 | 796.2386 | 0.024917 | 629.7222 | 0.0003127 | 790.99 | -0.025469 | 627.1149 | 0.01119 | 790.99 | -0.0021233 | 790.99 | -0.008336 | 629.7222 | 12.5798 | 629.7222 | 17.5056 | 796.2386 | 0.032114 | 796.2386 | 0.028156 | 935.32 | 0.026126 | 796.2386 | 4.036 | 934.9011 | 0.00097375 | 935.32 | 5.3312 | 629.7222 | 0.61275
| 627.2352 | 0 | 796.4762 | -0.031867 | 627.2352 | 0 | 796.4762 | -0.052893 | 796.6804 | -0.020783 | 796.4762 | -0.048313 | 629.8421 | 0.00060608 | 791.23 | -0.011475 | 627.2352 | 0.020954 | 791.23 | -0.0070082 | 791.23 | -0.0048385 | 629.8421 | 12.3434 | 629.8421 | 17.6129 | 796.4762 | -0.010542 | 796.4762 | -0.00092749 | 935.4882 | 0.029882 | 796.4762 | 4.0843 | 935.0699 | 0 | 935.4882 | 5.3279 | 629.8421 | 0.61089
| 627.3555 | 0.0050655 | 796.7138 | -0.0072571 | 627.3555 | 0.013804 | 796.7138 | 0.020117 | 796.9179 | 0.0362 | 796.7138 | 0.026169 | 629.962 | 0.00030036 | 791.46 | -0.012035 | 627.3555 | 0.018211 | 791.46 | -0.0074043 | 791.46 | -0.00011659 | 629.962 | 12.0757 | 629.962 | 17.6845 | 796.7138 | 0.034887 | 796.7138 | 0.024325 | 935.6563 | 0.032237 | 796.7138 | 4.1422 | 935.2388 | 0.00097375 | 935.6563 | 5.3214 | 629.962 | 0.60414
| 627.4757 | 0 | 796.9514 | -0.0079358 | 627.4757 | 0 | 796.9514 | -0.049032 | 797.1554 | -0.032436 | 796.9514 | -0.039493 | 630.0819 | 0.00057232 | 791.7 | -0.02435 | 627.4757 | 0.0094348 | 791.7 | -0.0052918 | 791.7 | 0.00093272 | 630.0819 | 11.8317 | 630.0819 | 17.7447 | 796.9514 | -0.032345 | 796.9514 | 0.010889 | 935.8244 | 0.024836 | 796.9514 | 4.1567 | 935.4076 | 0 | 935.8244 | 5.3285 | 630.0819 | 0.60332
| 627.596 | 0.0095026 | 797.1889 | 0.015811 | 627.596 | 0.01854 | 797.1889 | 0.012711 | 797.3929 | 0.018234 | 797.1889 | 0.033013 | 630.2018 | 0.00027871 | 791.94 | 0.018752 | 627.596 | 0.0049562 | 791.94 | -0.0083283 | 791.94 | 0.001982 | 630.2018 | 11.5621 | 630.2018 | 17.7923 | 797.1889 | 0.018455 | 797.1889 | 0.019341 | 935.9926 | 0.023379 | 797.1889 | 4.2067 | 935.5764 | 0.00097375 | 935.9926 | 5.3333 | 630.2018 | 0.60221
| 627.7163 | 0 | 797.4265 | -0.055801 | 627.7163 | 0 | 797.4265 | -0.086877 | 797.6304 | -0.033594 | 797.4265 | -0.049253 | 630.3217 | 0.00057511 | 792.17 | 0.00027989 | 627.7163 | 0.0066373 | 792.17 | -0.0068759 | 792.17 | -0.0029147 | 630.3217 | 11.2961 | 630.3217 | 17.8396 | 797.4265 | -0.025183 | 797.4265 | 0.0095793 | 936.1607 | 0.02136 | 797.4265 | 4.2587 | 935.7453 | 0 | 936.1607 | 5.3452 | 630.3217 | 0.60495
| 627.8366 | 0.0055093 | 797.6641 | -0.040838 | 627.8366 | 0.025577 | 797.6641 | 0.014418 | 797.8679 | 0.0066708 | 797.6641 | 0.017745 | 630.4416 | 0.00029873 | 792.41 | 0.032185 | 627.8366 | 0.0051119 | 792.41 | 0.007646 | 792.41 | 0.011776 | 630.4416 | 11.0014 | 630.4416 | 17.8915 | 797.6641 | 0.0089178 | 797.6641 | 0.0033233 | 936.3289 | 0.033919 | 797.6641 | 4.354 | 935.9141 | 0.00069566 | 936.3289 | 5.3499 | 630.4416 | 0.60124
| 627.957 | 0.0017777 | 797.9018 | -0.022303 | 627.957 | 0 | 797.9018 | -0.073963 | 798.1054 | -0.02954 | 797.9018 | -0.043062 | 630.5615 | 0.00058722 | 792.65 | 0.051776 | 627.957 | 0.00088251 | 792.65 | -0.0029155 | 792.65 | -0.013408 | 630.5615 | 10.7309 | 630.5615 | 17.9852 | 797.9018 | -0.021959 | 797.9018 | 0.0091806 | 936.497 | 0.015978 | 797.9018 | 4.4 | 936.0829 | 0 | 936.497 | 5.3651 | 630.5615 | 0.59604
| 628.0773 | 0.0052875 | 798.1394 | -0.010492 | 628.0773 | 0.025577 | 798.1394 | 0.013686 | 798.343 | 0.010406 | 798.1394 | 0.016848 | 630.6814 | 0.00029501 | 792.89 | -0.0036384 | 628.0773 | 0.012452 | 792.89 | 0.0019693 | 792.89 | -0.01061 | 630.6814 | 10.4515 | 630.6814 | 18.118 | 798.1394 | 0.016292 | 798.1394 | 0.018851 | 936.6652 | 0.026126 | 798.1394 | 4.4371 | 936.2518 | 0.00069566 | 936.6652 | 5.3835 | 630.6814 | 0.58884
| 628.1976 | 0 | 798.377 | -0.040434 | 628.1976 | 0 | 798.377 | -0.062095 | 798.5805 | -0.03649 | 798.377 | -0.05657 | 630.8013 | 0.00060073 | 793.12 | 0.017632 | 628.1976 | 0.0050872 | 793.12 | 0.011211 | 793.12 | 0.0032063 | 630.8013 | 10.204 | 630.8013 | 18.3025 | 798.377 | -0.030728 | 798.377 | 0.0091334 | 936.8333 | 0.026294 | 798.377 | 4.5024 | 936.4206 | 0 | 936.8333 | 5.4121 | 630.8013 | 0.58728
| 628.318 | 0.0059529 | 798.6147 | 0.020385 | 628.318 | 0.023683 | 798.6147 | 0.01631 | 798.818 | 0.021854 | 798.6147 | 0.029441 | 630.9212 | 0.00031596 | 793.36 | -0.0036384 | 628.318 | 0.0051119 | 793.36 | -0.0088562 | 793.36 | 0.010901 | 630.9212 | 9.9393 | 630.9212 | 18.4456 | 798.6146 | 0.024259 | 798.6147 | 0.0097154 | 937.0015 | 0.01923 | 798.6147 | 4.6019 | 936.5894 | 0.00069566 | 937.0015 | 5.4311 | 630.9212 | 0.57904
| 628.4383 | 0 | 798.8523 | -0.018862 | 628.4383 | 0 | 798.8523 | -0.11872 | 799.0556 | -0.050681 | 798.8523 | -0.045463 | 631.0411 | 0.00062238 | 793.6 | -0.010915 | 628.4383 | 0.0089959 | 793.6 | -0.0068759 | 793.6 | -0.0060627 | 631.0411 | 9.7006 | 631.0411 | 18.5331 | 798.8523 | -0.032576 | 798.8523 | 0.010677 | 937.1696 | 0.024051 | 798.8523 | 4.5796 | 936.7583 | 0 | 937.1696 | 5.4408 | 631.0411 | 0.57585
| 628.5587 | 0.01039 | 799.09 | 0.024496 | 628.5587 | 0.025848 | 799.09 | 0.037501 | 799.2932 | 0.012696 | 799.09 | 0.024991 | 631.161 | 0.00031666 | 793.84 | -0.015393 | 628.5587 | 0.0068018 | 793.84 | -0.0059519 | 793.84 | 0.0077533 | 631.161 | 9.4485 | 631.161 | 18.5296 | 799.09 | 0.010473 | 799.09 | 0.013772 | 937.3378 | 0.032012 | 799.09 | 4.7089 | 936.9271 | 0.00097375 | 937.3378 | 5.4328 | 631.161 | 0.56961
| 628.679 | 0 | 799.3276 | -0.056782 | 628.679 | 0 | 799.3276 | -0.033287 | 799.5307 | -0.042282 | 799.3276 | -0.04936 | 631.2809 | 0.00057954 | 794.07 | -0.0097957 | 628.679 | 0.010203 | 794.07 | -0.0064798 | 794.07 | -0.00081612 | 631.2809 | 9.2152 | 631.2809 | 18.528 | 799.3276 | -0.024259 | 799.3276 | 0.012702 | 937.5059 | 0.022257 | 799.3276 | 4.7291 | 937.096 | 0 | 937.5059 | 5.428 | 631.2809 | 0.57384
| 628.7994 | 0.0090589 | 799.5653 | 0.011117 | 628.7994 | 0.023412 | 799.5653 | -0.016469 | 799.7683 | 0.022034 | 799.5653 | 0.026902 | 631.4008 | 0.00027009 | 794.31 | 0.011475 | 628.7994 | 0.016182 | 794.31 | -0.0055558 | 794.31 | 0.0065291 | 631.4008 | 8.9684 | 631.4008 | 18.5442 | 799.5653 | 0.011432 | 799.5653 | 0.024233 | 937.6741 | 0.03005 | 799.5653 | 4.807 | 937.2648 | 0.00097375 | 937.6741 | 5.4236 | 631.4008 | 0.57102
| 628.9198 | 0 | 799.803 | -0.019762 | 628.9198 | 0 | 799.803 | -0.061311 | 800.0059 | -0.049522 | 799.803 | -0.038315 | 631.5207 | 0.00055392 | 794.55 | 0.02155 | 628.9198 | 0.0063081 | 794.55 | -0.010837 | 794.55 | -0.0065873 | 631.5207 | 8.7481 | 631.5207 | 18.6458 | 799.803 | -0.019492 | 799.803 | -0.0005824 | 937.8422 | 0.021753 | 799.803 | 4.8234 | 937.4337 | 0 | 937.8422 | 5.4314 | 631.5207 | 0.57399
| 629.0402 | 0.0026252 | 800.0406 | 0.017587 | 629.0402 | 0.02869 | 800.0406 | 0.031918 | 800.2435 | 0 | 800.0406 | 0.01936 | 631.6407 | 0.00028849 | 794.79 | -0.016513 | 629.0402 | 0.0051119 | 794.79 | -0.0010672 | 794.79 | 0.0030313 | 631.6407 | 8.524 | 631.6407 | 18.7515 | 800.0407 | 0.017377 | 800.0406 | 0.006139 | 938.0104 | 0.023883 | 800.0406 | 4.9122 | 937.6026 | 0.0004174 | 938.0104 | 5.4345 | 631.6407 | 0.5734
| 629.1606 | 0 | 800.2783 | -0.046387 | 629.1606 | 0 | 800.2783 | -0.034776 | 800.4811 | 0 | 800.2783 | -0.05335 | 631.7606 | 0.00057581 | 795.02 | 0.024908 | 629.1606 | 0.0091605 | 795.02 | -0.0079322 | 795.02 | 0.0037309 | 631.7606 | 8.3444 | 631.7606 | 18.8906 | 800.2783 | -0.014356 | 800.2783 | 0.012439 | 938.1786 | 0.027191 | 800.2783 | 4.9934 | 937.7714 | 0 | 938.1786 | 5.4442 | 631.7606 | 0.58001
| 629.281 | 0.014323 | 800.516 | -0.0075464 | 629.281 | 0.01854 | 800.516 | 0.022309 | 800.7187 | 0 | 800.516 | 0.024495 | 631.8805 | 0.00028988 | 795.26 | -0.026029 | 629.281 | 0.011519 | 795.26 | -0.006744 | 795.26 | 0.0039058 | 631.8805 | 8.1523 | 631.8805 | 18.9971 | 800.516 | 0.033731 | 800.516 | 0.017217 | 938.3467 | 0.025229 | 800.516 | 4.9718 | 937.9403 | 0.00097375 | 938.3467 | 5.4491 | 631.8805 | 0.57718
| 629.4014 | 0 | 800.7538 | -0.044459 | 629.4014 | 0 | 800.7538 | -0.1206 | 800.9564 | 0 | 800.7538 | -0.047168 | 632.0004 | 0.00059421 | 795.5 | -0.014274 | 629.4014 | 0.00462 | 795.5 | 0.0044777 | 795.5 | -0.014807 | 632.0004 | 7.9787 | 632.0004 | 19.1656 | 800.7538 | -0.012972 | 800.7538 | 0.0035899 | 938.5149 | 0.027471 | 800.7538 | 5.0215 | 938.1092 | 0 | 938.5149 | 5.4662 | 632.0004 | 0.57949
| 629.5218 | 0.0024034 | 800.9915 | 0.0092967 | 629.5218 | 0.028825 | 800.9915 | 0.0081001 | 801.194 | 0 | 800.9915 | 0.019454 | 632.1203 | 0.00030805 | 795.74 | 0.02267 | 629.5218 | 0.019254 | 795.74 | 0.013059 | 795.74 | 0.0067039 | 632.1203 | 7.7876 | 632.1203 | 19.3 | 800.9915 | 0.014407 | 800.9915 | 0.022746 | 938.683 | 0.032012 | 800.9915 | 5.1597 | 938.278 | 0.00097375 | 938.683 | 5.4746 | 632.1203 | 0.57629
| 629.6422 | 0 | 801.2292 | -0.007843 | 629.6422 | 0 | 801.2292 | -0.09313 | 801.4316 | 0 | 801.2292 | -0.036504 | 632.2403 | 0.0005502 | 795.97 | -0.036664 | 629.6422 | 0.0039971 | 795.97 | -0.0025194 | 795.97 | -0.0016906 | 632.2403 | 7.6222 | 632.2403 | 19.4118 | 801.2292 | -0.011634 | 801.2292 | 0.007832 | 938.8512 | 0.024332 | 801.2292 | 5.222 | 938.4469 | 0 | 938.8512 | 5.4884 | 632.2403 | 0.5786
| 629.7627 | 0.022842 | 801.4669 | -0.024101 | 629.7627 | 0.013668 | 801.4669 | 0.0088571 | 801.6693 | 0 | 801.4669 | 0.023412 | 632.3602 | 0.00024448 | 796.21 | -0.0047579 | 629.7627 | 0.0043335 | 796.21 | -0.0027834 | 796.21 | -0.004139 | 632.3602 | 7.4353 | 632.3602 | 19.4573 | 801.4669 | 0.0033673 | 801.4669 | -0.0058422 | 939.0194 | 0.036497 | 801.4669 | 5.2284 | 938.6158 | 0.001252 | 939.0194 | 5.4927 | 632.3602 | 0.57444
| 629.8831 | 0 | 801.7047 | -0.016959 | 629.8831 | 0 | 801.7047 | -0.06379 | 801.9069 | 0 | 801.7047 | -0.056797 | 632.4801 | 0.00053786 | 796.45 | -0.011475 | 629.8831 | 0.0069664 | 796.45 | -0.0023874 | 796.45 | -0.0037892 | 632.4801 | 7.2553 | 632.4801 | 19.5079 | 801.7047 | -0.01902 | 801.7047 | 0.0056229 | 939.1876 | 0.022369 | 801.7047 | 5.3294 | 938.7847 | 0 | 939.1876 | 5.4999 | 632.4801 | 0.57615
| 630.0036 | 0.0063967 | 801.9424 | -0.010133 | 630.0036 | 0.023683 | 801.9424 | 0.0095085 | 802.1446 | 0 | 801.9424 | 0.024981 | 632.6001 | 0.00029803 | 796.69 | 0.0053177 | 630.0036 | 0.0043335 | 796.69 | -0.0030475 | 796.69 | 0.0058296 | 632.6001 | 7.047 | 632.6001 | 19.5517 | 801.9424 | 0.003737 | 801.9424 | 0.011556 | 939.3557 | 0.028592 | 801.9424 | 5.3835 | 938.9535 | 0.00097375 | 939.3557 | 5.5 | 632.6001 | 0.56939
| 630.1241 | 0 | 802.1802 | -0.029217 | 630.1241 | 0 | 802.1802 | -0.050208 | 802.3823 | 0 | 802.1802 | -0.042836 | 632.72 | 0.00058163 | 796.92 | -0.025469 | 630.1241 | 0.0072406 | 796.92 | 0.0027614 | 796.92 | -0.012009 | 632.72 | 6.8691 | 632.72 | 19.5903 | 802.1802 | -0.0092254 | 802.1802 | 0.0068669 | 939.5239 | 0.021753 | 802.1802 | 5.4029 | 939.1224 | 0 | 939.5239 | 5.504 | 632.72 | 0.57191
| 630.2445 | 0 | 802.418 | -0.016195 | 630.2445 | 0.022735 | 802.418 | 0.01676 | 802.62 | 0 | 802.418 | 0.019848 | 632.8399 | 0.00028663 | 797.16 | 0.02379 | 630.2445 | 0.0083926 | 797.16 | 0.0017053 | 797.16 | 0.0061793 | 632.8399 | 6.6783 | 632.8399 | 19.5999 | 802.418 | 0.028649 | 802.418 | -6.6913e-05 | 939.6921 | 0.030443 | 802.418 | 5.4626 | 939.2913 | 0.00097375 | 939.6921 | 5.5074 | 632.8399 | 0.56627
| 630.365 | 0 | 802.6557 | -0.0019309 | 630.365 | 0 | 802.6557 | -0.037794 | 802.8577 | 0 | 802.6557 | -0.043011 | 632.9599 | 0.00059514 | 797.4 | -0.010355 | 630.365 | 0.010532 | 797.4 | -0.0079322 | 797.4 | -0.008861 | 632.9599 | 6.5259 | 632.9599 | 19.5964 | 802.6557 | -0.010181 | 802.6557 | 0.0052961 | 939.8602 | 0.033694 | 802.6557 | 5.4669 | 939.4602 | 0 | 939.8602 | 5.5155 | 632.9599 | 0.56813
| 630.4855 | 0.0019596 | 802.8935 | 0.018714 | 630.4855 | 0.0096211 | 802.8935 | 0.012981 | 803.0954 | 0 | 802.8935 | 0.026419 | 633.0798 | 0.00031433 | 797.64 | 0.0053177 | 630.4855 | 0.0068018 | 797.64 | -0.0054239 | 797.64 | 0.0012825 | 633.0798 | 6.359 | 633.0798 | 19.5952 | 802.8935 | 0.0050693 | 802.8935 | 0.011574 | 940.0284 | 0.031227 | 802.8935 | 5.5842 | 939.6291 | 0.00069566 | 940.0284 | 5.5199 | 633.0798 | 0.5613
| 630.606 | 0 | 803.1313 | -0.031974 | 630.606 | 0.00047047 | 803.1313 | -0.11794 | 803.3331 | 0 | 803.1313 | -0.045787 | 633.1998 | 0.00058489 | 797.88 | -0.014833 | 630.606 | 0.012068 | 797.88 | -0.0014632 | 797.88 | -0.0071117 | 633.1998 | 6.2241 | 633.1998 | 19.6314 | 803.1313 | -0.024028 | 803.1313 | -0.0038107 | 940.1966 | 0.027471 | 803.1313 | 5.6629 | 939.798 | 0 | 940.1966 | 5.5323 | 633.1998 | 0.56063
| 630.7265 | 0.019756 | 803.3691 | 0.032652 | 630.7265 | 0.017593 | 803.3691 | 0.041851 | 803.5708 | 0 | 803.3691 | 0.021421 | 633.3197 | 0.00027498 | 798.11 | -0.019311 | 630.7265 | 0.0027765 | 798.11 | -0.0071401 | 798.11 | -0.0027399 | 633.3197 | 6.0695 | 633.3197 | 19.6701 | 803.3691 | 0.024028 | 803.3691 | 0.019646 | 940.3648 | 0.026238 | 803.3691 | 5.7285 | 939.9669 | 0.00097375 | 940.3648 | 5.5412 | 633.3197 | 0.5564
| 630.847 | 0 | 803.6069 | -0.018393 | 630.847 | 0 | 803.6069 | -0.077 | 803.8085 | 0 | 803.6069 | -0.047465 | 633.4397 | 0.00056324 | 798.35 | -0.0097957 | 630.847 | 0.0058693 | 798.35 | -0.0031795 | 798.35 | 0.00075785 | 633.4397 | 5.9403 | 633.4397 | 19.7377 | 803.6069 | -0.017919 | 803.6069 | -0.001738 | 940.533 | 0.035769 | 803.6069 | 5.7828 | 940.1358 | 0 | 940.533 | 5.5553 | 633.4397 | 0.55684
| 630.9675 | 0.0081715 | 803.8447 | 0.0032506 | 630.9675 | 0.012672 | 803.8447 | 0.0023583 | 804.0463 | 0 | 803.8447 | 0.021661 | 633.5596 | 0.00029175 | 798.59 | -0.017632 | 630.9675 | 0.013055 | 798.59 | 0.0036855 | 798.59 | 0.0011076 | 633.5596 | 5.7864 | 633.5596 | 19.7489 | 803.8447 | 0.019252 | 803.8447 | 0.011883 | 940.7012 | 0.020127 | 803.8447 | 5.7763 | 940.3047 | 0.00069566 | 940.7012 | 5.5626 | 633.5596 | 0.55231
| 631.088 | 0 | 804.0825 | -0.019451 | 631.088 | 0 | 804.0825 | -0.10645 | 804.284 | 0 | 804.0825 | -0.040456 | 633.6795 | 0.00055067 | 798.83 | -0.020991 | 631.088 | 0.0050872 | 798.83 | -0.0063479 | 798.83 | -0.0095602 | 633.6795 | 5.6531 | 633.6795 | 19.7594 | 804.0825 | -0.016904 | 804.0825 | -0.0057864 | 940.8693 | 0.031564 | 804.0825 | 5.7971 | 940.4736 | 0 | 940.8693 | 5.5717 | 633.6795 | 0.55276
| 631.2086 | 0.012594 | 804.3204 | -0.0064567 | 631.2086 | 0.015969 | 804.3204 | 0.048257 | 804.5218 | 0 | 804.3204 | 0.021498 | 633.7995 | 0.00026078 | 799.06 | 0.020431 | 631.2086 | 0.010587 | 799.06 | -0.0033115 | 799.06 | 0.0042556 | 633.7995 | 5.4941 | 633.7995 | 19.7171 | 804.3204 | 0.018929 | 804.3204 | 0.014866 | 941.0375 | 0.039749 | 804.3204 | 5.8828 | 940.6425 | 0.001252 | 941.0375 | 5.5767 | 633.7995 | 0.54645
| 631.3291 | 0 | 804.5582 | -0.029074 | 631.3291 | 0 | 804.5582 | -0.080092 | 804.7595 | 0 | 804.5582 | -0.042589 | 633.9195 | 0.00055183 | 799.3 | -0.068009 | 631.3291 | 0.0092702 | 799.3 | 0.0027614 | 799.3 | -0.010435 | 633.9195 | 5.362 | 633.9195 | 19.6934 | 804.5582 | -0.026569 | 804.5582 | 0.012477 | 941.2057 | 0.036385 | 804.5582 | 5.9385 | 940.8114 | 0 | 941.2057 | 5.5795 | 633.9195 | 0.54518
| 631.4497 | 0.015681 | 804.7961 | 0.014264 | 631.4497 | 0.018134 | 804.7961 | 0.033799 | 804.9973 | 0 | 804.7961 | 0.030635 | 634.0394 | 0.00029314 | 799.54 | -0.027708 | 631.4497 | 0.0061984 | 799.54 | 0.00038506 | 799.54 | -0.0020404 | 634.0394 | 5.2065 | 634.0394 | 19.6472 | 804.7961 | 0.011377 | 804.7961 | 0.0094866 | 941.3739 | 0.033526 | 804.7961 | 5.9399 | 940.9803 | 0.00069566 | 941.3739 | 5.5787 | 634.0394 | 0.53984
| 631.5702 | 0 | 805.0339 | -0.017812 | 631.5702 | 0 | 805.0339 | -0.095027 | 805.2351 | 0 | 805.0339 | -0.043363 | 634.1594 | 0.00057558 | 799.78 | -0.027148 | 631.5702 | 0.0113 | 799.78 | -0.0080641 | 799.78 | -0.005538 | 634.1594 | 5.078 | 634.1594 | 19.5843 | 805.0339 | -0.019634 | 805.0339 | -0.010248 | 941.5421 | 0.027808 | 805.0339 | 6.0593 | 941.1492 | 0 | 941.5421 | 5.5808 | 634.1594 | 0.54028
| 631.6908 | 0.02099 | 805.2718 | 0.018816 | 631.6908 | 0.024901 | 805.2718 | 0.023534 | 805.4729 | 0 | 805.2718 | 0.028359 | 634.2793 | 0.00028453 | 800.01 | 0.0019591 | 631.6908 | 0.0074601 | 800.01 | 0.0032895 | 800.01 | -0.0071117 | 634.2793 | 4.9362 | 634.2793 | 19.5142 | 805.2718 | 0.013102 | 805.2718 | 0.0013587 | 941.7103 | 0.027303 | 805.2718 | 6.0664 | 941.3181 | 0.00069566 | 941.7103 | 5.5815 | 634.2793 | 0.53427
| 631.8114 | 0 | 805.5096 | -0.0074139 | 631.8114 | 0 | 805.5096 | -0.049529 | 805.7107 | 0 | 805.5096 | -0.042732 | 634.3993 | 0.00056487 | 800.25 | 0.00083963 | 631.8114 | 0.013823 | 800.25 | 0.00025304 | 800.25 | -0.0051883 | 634.3993 | 4.8269 | 634.3993 | 19.4537 | 805.5096 | -0.0095097 | 805.5096 | 0.01051 | 941.8785 | 0.032629 | 805.5096 | 6.0395 | 941.4871 | 0 | 941.8785 | 5.5902 | 634.3993 | 0.53731
| 631.932 | 0.021731 | 805.7475 | -0.011534 | 631.932 | 0.022735 | 805.7475 | -0.013576 | 805.9485 | 0 | 805.7475 | 0.020889 | 634.5193 | 0.0002829 | 800.49 | 0.029387 | 631.932 | 0.013658 | 800.49 | 0.00078111 | 800.49 | 0.0030313 | 634.5193 | 4.7024 | 634.5193 | 19.3743 | 805.7475 | 0.023566 | 805.7475 | 0.013408 | 942.0467 | 0.025341 | 805.7475 | 6.138 | 941.656 | 0.001252 | 942.0467 | 5.5992 | 634.5193 | 0.53338
| 632.0526 | 0 | 805.9854 | 0.0033289 | 632.0526 | 0 | 805.9854 | -0.093183 | 806.1863 | 0 | 805.9854 | -0.038068 | 634.6392 | 0.00057395 | 800.73 | 0.018752 | 632.0526 | 0.00088251 | 800.73 | -0.00027504 | 800.73 | -0.0032645 | 634.6392 | 4.5915 | 634.6392 | 19.2755 | 805.9854 | -0.0067141 | 805.9854 | 0.016213 | 942.2149 | 0.020127 | 805.9854 | 6.2115 | 941.8249 | 0 | 942.2149 | 5.6183 | 634.6392 | 0.53798
| 632.1732 | 0.001516 | 806.2233 | 0.021769 | 632.1732 | 0.015428 | 806.2233 | 0.032135 | 806.4241 | 0 | 806.2233 | 0.022143 | 634.7592 | 0.00029314 | 800.96 | -0.0069968 | 632.1732 | 0.015414 | 800.96 | -0.0088562 | 800.96 | -0.0032645 | 634.7592 | 4.456 | 634.7592 | 19.1725 | 806.2233 | 0.018419 | 806.2233 | -0.0001395 | 942.3831 | 0.030387 | 806.2233 | 6.188 | 941.9939 | 0.00097375 | 942.3831 | 5.6337 | 634.7592 | 0.53108
| 632.2938 | 0 | 806.4612 | -0.020875 | 632.2938 | 0 | 806.4612 | -0.085511 | 806.6619 | 0 | 806.4612 | -0.055302 | 634.8792 | 0.00056766 | 801.2 | 0.016513 | 632.2938 | 0.002907 | 801.2 | -0.0041036 | 801.2 | -0.009735 | 634.8792 | 4.3426 | 634.8792 | 19.1131 | 806.4612 | -0.028418 | 806.4612 | -0.00063601 | 942.5513 | 0.033414 | 806.4612 | 6.2618 | 942.1628 | 0 | 942.5513 | 5.6546 | 634.8792 | 0.53204
| 632.4144 | 0.014817 | 806.6991 | -0.010479 | 632.4144 | 0.020435 | 806.6991 | 0.028758 | 806.8998 | 0 | 806.6991 | 0.018125 | 634.9991 | 0.00027755 | 801.44 | 0.017072 | 632.4144 | 0.018321 | 801.44 | 0.0051378 | 801.44 | -0.012883 | 634.9991 | 4.2163 | 634.9991 | 19.0704 | 806.6991 | 0.011456 | 806.6991 | 0.014852 | 942.7195 | 0.026798 | 806.6991 | 6.312 | 942.3317 | 0.00069566 | 942.7195 | 5.6697 | 634.9991 | 0.52462
| 632.535 | 0 | 806.937 | -0.010667 | 632.535 | 0 | 806.937 | -0.052905 | 807.1376 | 0 | 806.937 | -0.034348 | 635.1191 | 0.00057558 | 801.68 | -0.026587 | 632.535 | 0.015962 | 801.68 | -0.0051598 | 801.68 | -0.002565 | 635.1191 | 4.117 | 635.1191 | 19.0226 | 806.937 | -0.011139 | 806.937 | 0.0031426 | 942.8877 | 0.027695 | 806.937 | 6.3307 | 942.5007 | 0 | 942.8877 | 5.6885 | 635.1191 | 0.52269
| 632.6557 | 0.0066185 | 807.1749 | -0.007517 | 632.6557 | 0.0096211 | 807.1749 | 0.0072206 | 807.3755 | 0 | 807.1749 | 0.020138 | 635.2391 | 0.0002992 | 801.92 | 0.0019591 | 632.6557 | 0.012452 | 801.92 | -0.011365 | 801.92 | 0.00093272 | 635.2391 | 3.9919 | 635.2391 | 18.9256 | 807.1749 | 0.013436 | 807.1749 | 0.012688 | 943.0559 | 0.03532 | 807.1749 | 6.4211 | 942.6696 | 0.00069566 | 943.0559 | 5.7046 | 635.2391 | 0.51578
| 632.7763 | 0 | 807.4129 | -0.04085 | 632.7763 | 0 | 807.4129 | -0.053715 | 807.6133 | 0 | 807.4129 | -0.045941 | 635.3591 | 0.00060934 | 802.15 | 0.0053177 | 632.7763 | 0.0021283 | 802.15 | -0.0043677 | 802.15 | 0.0089776 | 635.3591 | 3.8875 | 635.3591 | 18.7722 | 807.4129 | -0.026107 | 807.4129 | -0.0072744 | 943.2241 | 0.021753 | 807.4129 | 6.3952 | 942.8385 | 0 | 943.2241 | 5.721 | 635.3591 | 0.51296
| 632.897 | 0.029016 | 807.6508 | -0.0046507 | 632.897 | 0.014616 | 807.6508 | 0.0096279 | 807.8512 | 0 | 807.6508 | 0.018243 | 635.4791 | 0.00031177 | 802.39 | 0.030506 | 632.897 | 0.020241 | 802.39 | 0.0044777 | 802.39 | -0.0079864 | 635.4791 | 3.7614 | 635.4791 | 18.5622 | 807.6508 | -0.0022167 | 807.6508 | 0.013051 | 943.3923 | 0.03689 | 807.6508 | 6.5092 | 943.0075 | 0.00097375 | 943.3923 | 5.7306 | 635.4791 | 0.50702
| 633.0177 | 0 | 807.8888 | -0.0076417 | 633.0177 | 0 | 807.8888 | -0.08567 | 808.0891 | 0 | 807.8888 | -0.040678 | 635.5991 | 0.00060282 | 802.63 | -0.033306 | 633.0177 | 0.0089959 | 802.63 | -0.014401 | 802.63 | -0.0060627 | 635.5991 | 3.6602 | 635.5991 | 18.3322 | 807.8888 | -0.027262 | 807.8888 | 0.0034848 | 943.5605 | 0.039693 | 807.8888 | 6.4495 | 943.1764 | 0 | 943.5605 | 5.7399 | 635.5991 | 0.5042
| 633.1383 | 0.0077278 | 808.1267 | -0.0066156 | 633.1383 | 0.015698 | 808.1267 | 0.011412 | 808.327 | 0 | 808.1267 | 0.020881 | 635.719 | 0.00029175 | 802.87 | 0.015953 | 633.1383 | 0.0071309 | 802.87 | 0.0010452 | 802.87 | 0.0042556 | 635.719 | 3.5385 | 635.719 | 18.1075 | 808.1267 | 0.01032 | 808.1267 | 0.013388 | 943.7287 | 0.021809 | 808.1267 | 6.4679 | 943.3454 | 0.00069566 | 943.7287 | 5.7432 | 635.719 | 0.49908
| 633.259 | 0 | 808.3647 | -0.025108 | 633.259 | 0 | 808.3647 | -0.04059 | 808.5649 | 0 | 808.3647 | -0.038521 | 635.839 | 0.00055998 | 803.1 | -0.00027989 | 633.259 | 0.013055 | 803.1 | 0.0011772 | 803.1 | 0.003556 | 635.839 | 3.4417 | 635.839 | 17.9237 | 808.3647 | -0.021907 | 808.3647 | -0.0012254 | 943.8969 | 0.024724 | 808.3647 | 6.5421 | 943.5143 | 0 | 943.8969 | 5.7472 | 635.839 | 0.49745
| 633.3797 | 0.0059529 | 808.6027 | -0.0046632 | 633.3797 | 0.0028159 | 808.6027 | -0.038193 | 808.8028 | 0 | 808.6027 | 0.026394 | 635.959 | 0.00028034 | 803.34 | -0.020991 | 633.3797 | 0.0012196 | 803.34 | -0.0011992 | 803.34 | -0.0043139 | 635.959 | 3.3346 | 635.959 | 17.7669 | 808.6027 | 0.016456 | 808.6027 | 0.0072929 | 944.0652 | 0.03134 | 808.6027 | 6.5459 | 943.6833 | 0.00097375 | 944.0652 | 5.746 | 635.959 | 0.49893
| 633.5004 | 0 | 808.8406 | -0.068479 | 633.5004 | 0 | 808.8406 | -0.1043 | 809.0407 | 0 | 808.8406 | -0.045026 | 636.079 | 0.00058606 | 803.58 | 0.00083963 | 633.5004 | 0.0043085 | 803.58 | -0.011761 | 803.58 | -0.0044887 | 636.079 | 3.2434 | 636.079 | 17.6246 | 808.8406 | -0.038121 | 808.8406 | 0.0010542 | 944.2334 | 0.032797 | 808.8406 | 6.5965 | 943.8523 | 0 | 944.2334 | 5.7479 | 636.079 | 0.50405
| 633.6211 | 0 | 809.0786 | -0.02129 | 633.6211 | 0 | 809.0786 | 0.029413 | 809.2787 | 0 | 809.0786 | 0.020411 | 636.199 | 0.00031829 | 803.82 | -0.0025189 | 633.6211 | 0.015249 | 803.82 | 0.0030255 | 803.82 | -0.0046636 | 636.199 | 3.1369 | 636.199 | 17.4677 | 809.0786 | 0.014626 | 809.0786 | 0.01166 | 944.4016 | 0.016539 | 809.0786 | 6.5709 | 944.0212 | 0.0015303 | 944.4016 | 5.7469 | 636.199 | 0.50502
| 633.7418 | 0 | 809.3166 | -0.036808 | 633.7418 | 0 | 809.3166 | -0.060749 | 809.5166 | 0 | 809.3166 | -0.044152 | 636.319 | 0.00058559 | 804.06 | -0.0097957 | 633.7418 | 0.01695 | 804.06 | -0.011629 | 804.06 | -0.0044887 | 636.319 | 3.0574 | 636.319 | 17.3347 | 809.3166 | -0.0098418 | 809.3166 | 0.0061255 | 944.5698 | 0.027079 | 809.3166 | 6.6261 | 944.1902 | 0 | 944.5698 | 5.7508 | 636.319 | 0.5022
| 633.8625 | 0.01457 | 809.5546 | 0.030297 | 633.8625 | 0.018134 | 809.5546 | 0.042162 | 809.7545 | 0 | 809.5546 | 0.030702 | 636.439 | 0.00028197 | 804.29 | -0.015393 | 633.8625 | 0.010587 | 804.29 | 0.0013092 | 804.29 | -0.0044887 | 636.439 | 2.9643 | 636.439 | 17.1415 | 809.5546 | 0.01831 | 809.5546 | 0.022916 | 944.738 | 0.035488 | 809.5546 | 6.6445 | 944.3591 | 0.001252 | 944.738 | 5.7593 | 636.439 | 0.49477
| 633.9833 | 0 | 809.7926 | -0.028331 | 633.9833 | 0 | 809.7926 | -0.095066 | 809.9925 | 0 | 809.7926 | -0.042878 | 636.559 | 0.00059374 | 804.53 | 0.012595 | 633.9833 | 0.0099285 | 804.53 | 0.0059299 | 804.53 | 0.0021569 | 636.559 | 2.8935 | 636.559 | 16.9433 | 809.7926 | -0.026569 | 809.7926 | -0.0030397 | 944.9062 | 0.023154 | 809.7926 | 6.659 | 944.5281 | 0 | 944.9062 | 5.7786 | 636.559 | 0.49158
| 634.104 | 0.0057311 | 810.0307 | 0.049389 | 634.104 | 0.0082132 | 810.0307 | 0.029942 | 810.2305 | 0 | 810.0307 | 0.032641 | 636.679 | 0.0003155 | 804.77 | -0.018192 | 634.104 | 0.017389 | 804.77 | 0.0031575 | 804.77 | 0.00513 | 636.679 | 2.7941 | 636.679 | 16.6769 | 810.0307 | 0.022397 | 810.0307 | 0.0097523 | 945.0745 | 0.029658 | 810.0307 | 6.6521 | 944.6971 | 0.00069566 | 945.0745 | 5.7958 | 636.679 | 0.48861
| 634.2247 | 0 | 810.2687 | -0.019875 | 634.2247 | 0 | 810.2687 | -0.068974 | 810.4684 | 0 | 810.2687 | -0.042818 | 636.799 | 0.00063146 | 805.01 | -0.0041982 | 634.2247 | 0.013988 | 805.01 | -0.016117 | 805.01 | -0.0011659 | 636.799 | 2.7281 | 636.799 | 16.4772 | 810.2687 | -0.019968 | 810.2687 | -0.0047599 | 945.2427 | 0.034199 | 810.2687 | 6.6631 | 944.8661 | 0 | 945.2427 | 5.8155 | 636.799 | 0.48891
| 634.3455 | 0.014199 | 810.5067 | 0.0031575 | 634.3455 | 0.0051626 | 810.5067 | -0.0088434 | 810.7064 | 0 | 810.5067 | 0.021133 | 636.919 | 0.00031876 | 805.24 | 0.0097957 | 634.3455 | 0.0030879 | 805.24 | 0.0042136 | 805.24 | 0.0025067 | 636.919 | 2.6431 | 636.919 | 16.2343 | 810.5067 | 0.013304 | 810.5067 | 0.0095309 | 945.4109 | 0.026126 | 810.5067 | 6.6363 | 945.035 | 0.00069566 | 945.4109 | 5.8278 | 636.919 | 0.48549
| 634.4663 | 0 | 810.7448 | -0.013289 | 634.4663 | 0 | 810.7448 | -0.080987 | 810.9444 | 0 | 810.7448 | -0.043336 | 637.039 | 0.00062168 | 805.48 | -0.013714 | 634.4663 | 0.010203 | 805.48 | 0.00051708 | 805.48 | -0.0036143 | 637.039 | 2.5731 | 637.039 | 15.9875 | 810.7448 | -0.021761 | 810.7448 | 0.01352 | 945.5791 | 0.033975 | 810.7448 | 6.6896 | 945.204 | 0 | 945.5791 | 5.8411 | 637.039 | 0.48349
| 634.587 | 0 | 810.9828 | -0.014641 | 634.587 | 0.014345 | 810.9828 | 0.01688 | 811.1824 | 0 | 810.9828 | 0.020598 | 637.159 | 0.00030362 | 805.72 | -0.015953 | 634.587 | 0.010422 | 805.72 | -0.00080314 | 805.72 | 0.0053049 | 637.159 | 2.4754 | 637.159 | 15.6949 | 810.9828 | 0.010219 | 810.9828 | 0.00068975 | 945.7474 | 0.028312 | 810.9828 | 6.6772 | 945.373 | 0.00097375 | 945.7474 | 5.8433 | 637.159 | 0.4794
| 634.7078 | 0 | 811.2209 | -0.016307 | 634.7078 | 0 | 811.2209 | -0.062399 | 811.4204 | 0 | 811.2209 | -0.05193 | 637.279 | 0.00059421 | 805.96 | 0.0036384 | 634.7078 | 0.0061984 | 805.96 | 0.0014412 | 805.96 | 0.0060044 | 637.279 | 2.4015 | 637.279 | 15.4538 | 811.2209 | -0.014612 | 811.2209 | 0.0023066 | 945.9156 | 0.02136 | 811.2209 | 6.7348 | 945.542 | 0 | 945.9156 | 5.846 | 637.279 | 0.47755
| 634.8286 | 0.0046219 | 811.4589 | -0.015385 | 634.8286 | 0.026525 | 811.4589 | -0.029182 | 811.6584 | 0 | 811.4589 | 0.01569 | 637.399 | 0.00029105 | 806.2 | 0.015953 | 634.8286 | 0.0086668 | 806.2 | -0.00040706 | 806.2 | -0.00064125 | 637.399 | 2.3192 | 637.399 | 15.2507 | 811.4589 | 0.0034099 | 811.4589 | 0.010777 | 946.0838 | 0.029377 | 811.4589 | 6.6814 | 945.711 | 0.001252 | 946.0838 | 5.839 | 637.399 | 0.47079
| 634.9494 | 0 | 811.697 | -0.026048 | 634.9494 | 0 | 811.697 | -0.054237 | 811.8964 | 0 | 811.697 | -0.036742 | 637.5191 | 0.00057232 | 806.43 | -0.037783 | 634.9494 | 0.0089959 | 806.43 | 0.0013092 | 806.43 | -0.0058878 | 637.5191 | 2.2604 | 637.5191 | 15.0606 | 811.697 | -0.0038 | 811.697 | 0.0074135 | 946.2521 | 0.023379 | 811.697 | 6.7207 | 945.88 | 0 | 946.2521 | 5.8345 | 637.5191 | 0.46842
| 635.0702 | 0.0037345 | 811.9351 | -0.016749 | 635.0702 | 0.026525 | 811.9351 | 0.012273 | 812.1344 | 0 | 811.9351 | 0.020468 | 637.6391 | 0.00028197 | 806.67 | 0.014833 | 635.0702 | 0.012452 | 806.67 | 0.0038176 | 806.67 | -0.0034394 | 637.6391 | 2.1916 | 637.6391 | 14.8506 | 811.9351 | 0.0047565 | 811.9351 | 0.010775 | 946.4203 | 0.027583 | 811.9351 | 6.706 | 946.049 | 0.00069566 | 946.4203 | 5.8219 | 637.6391 | 0.4673
| 635.191 | 0 | 812.1732 | -0.025374 | 635.191 | 0 | 812.1732 | -0.084295 | 812.3725 | 0 | 812.1732 | -0.041914 | 637.7591 | 0.00057302 | 806.91 | -0.016513 | 635.191 | 0.012068 | 806.91 | -0.00080314 | 806.91 | -0.0071117 | 637.7591 | 2.139 | 637.7591 | 14.6257 | 812.1732 | -0.0084869 | 812.1732 | 0.0035378 | 946.5885 | 0.027583 | 812.1732 | 6.7216 | 946.2179 | 0 | 946.5885 | 5.8149 | 637.7591 | 0.46641
| 635.3118 | 0.0055093 | 812.4113 | -0.013812 | 635.3118 | 0.020435 | 812.4113 | 0.013167 | 812.6105 | 0 | 812.4113 | 0.020879 | 637.8791 | 0.00029314 | 807.15 | 0.010355 | 635.3118 | 0.0099285 | 807.15 | -0.00027504 | 807.15 | 0.010377 | 637.8791 | 2.0712 | 637.8791 | 14.3925 | 812.4113 | 0.005359 | 812.4113 | 0.010069 | 946.7568 | 0.026406 | 812.4113 | 6.7214 | 946.3869 | 0.00097375 | 946.7568 | 5.806 | 637.8791 | 0.46344
| 635.4327 | 0 | 812.6494 | 0.00094789 | 635.4327 | 0 | 812.6494 | -0.073629 | 812.8486 | 0 | 812.6494 | -0.039033 | 637.9991 | 0.00058606 | 807.39 | -0.041141 | 635.4327 | 0.014097 | 807.39 | -0.011101 | 807.39 | -0.0039641 | 637.9991 | 2.0129 | 637.9991 | 14.1576 | 812.6494 | -0.019719 | 812.6494 | -0.0021387 | 946.925 | 0.026406 | 812.6494 | 6.6671 | 946.556 | 0 | 946.925 | 5.805 | 637.9991 | 0.45839
| 635.5535 | 0.0063967 | 812.8875 | 0.029779 | 635.5535 | 0.015428 | 812.8875 | 0.033946 | 813.0866 | 0 | 812.8875 | 0.026961 | 638.1192 | 0.00029501 | 807.62 | 0.018752 | 635.5535 | 0.013823 | 807.62 | -0.0097808 | 807.62 | -0.00081612 | 638.1192 | 1.9372 | 638.1192 | 13.879 | 812.8875 | 0.010769 | 812.8875 | 0.01296 | 947.0932 | 0.025845 | 812.8875 | 6.6714 | 946.725 | 0.00097375 | 947.0932 | 5.799 | 638.1192 | 0.45119
| 635.6744 | 0 | 813.1256 | -0.0027275 | 635.6744 | 0 | 813.1256 | -0.068741 | 813.3247 | 0 | 813.1256 | -0.049627 | 638.2392 | 0.00057255 | 807.86 | -0.013154 | 635.6744 | 0.0036856 | 807.86 | -1.1002e-05 | 807.86 | 0.0023318 | 638.2392 | 1.8829 | 638.2392 | 13.6362 | 813.1256 | -0.029342 | 813.1256 | -0.0049605 | 947.2615 | 0.026518 | 813.1256 | 6.7066 | 946.894 | 0 | 947.2615 | 5.7966 | 638.2392 | 0.44577
| 635.7952 | 0.0059529 | 813.3638 | 0.026601 | 635.7952 | 0.01854 | 813.3638 | 0.0010615 | 813.5628 | 0 | 813.3638 | 0.028022 | 638.3592 | 0.00028034 | 808.1 | 0.0069968 | 635.7952 | 0.0046449 | 808.1 | -0.00027504 | 808.1 | -0.0079864 | 638.3592 | 1.8134 | 638.3592 | 13.3957 | 813.3638 | 0.012918 | 813.3638 | 0.0071299 | 947.4297 | 0.030779 | 813.3638 | 6.6986 | 947.063 | 0.00097375 | 947.4297 | 5.7889 | 638.3592 | 0.43634
| 635.9161 | 0 | 813.6019 | -0.033341 | 635.9161 | 0 | 813.6019 | -0.081097 | 813.8009 | 0 | 813.6019 | -0.040238 | 638.4793 | 0.00056044 | 808.34 | -0.013714 | 635.9161 | 0.0030627 | 808.34 | -0.015457 | 808.34 | -0.007462 | 638.4793 | 1.7688 | 638.4793 | 13.1926 | 813.6019 | -0.013939 | 813.6019 | -0.0032932 | 947.598 | 0.032517 | 813.6019 | 6.664 | 947.232 | 0 | 947.598 | 5.789 | 638.4793 | 0.43708
| 636.037 | 0.0024034 | 813.84 | 0.0028496 | 636.037 | 0.010091 | 813.84 | 0.015836 | 814.039 | 0 | 813.84 | 0.023641 | 638.5993 | 0.00028523 | 808.58 | 0.04282 | 636.037 | 0.0043335 | 808.58 | -0.010705 | 808.58 | -0.0086863 | 638.5993 | 1.7048 | 638.5993 | 12.9381 | 813.84 | 0.019623 | 813.84 | 0.017245 | 947.7662 | 0.037338 | 813.84 | 6.6064 | 947.401 | 0.00097375 | 947.7662 | 5.7887 | 638.5993 | 0.43129
| 636.1578 | 0 | 814.0782 | -0.025304 | 636.1578 | 0 | 814.0782 | -0.078531 | 814.2771 | 0 | 814.0782 | -0.048458 | 638.7193 | 0.00059956 | 808.81 | 0.014833 | 636.1578 | 0 | 808.81 | 0.0026294 | 808.81 | -0.0060627 | 638.7193 | 1.6628 | 638.7193 | 12.7077 | 814.0782 | -0.014831 | 814.0782 | 0.00032679 | 947.9345 | 0.03319 | 814.0782 | 6.6602 | 947.57 | 0 | 947.9345 | 5.796 | 638.7193 | 0.43144
| 636.2787 | 0.0037345 | 814.3164 | 0.038205 | 636.2787 | 0.02463 | 814.3164 | 0.039001 | 814.5152 | 0 | 814.3164 | 0.033881 | 638.8394 | 0.00031992 | 809.05 | 0.011475 | 636.2787 | 0.0099285 | 809.05 | 0.0055338 | 809.05 | 0.0028565 | 638.8394 | 1.6128 | 638.8394 | 12.4557 | 814.3164 | 0.020864 | 814.3164 | 0.00049644 | 948.1027 | 0.041824 | 814.3164 | 6.5507 | 947.739 | 0.00097375 | 948.1027 | 5.8013 | 638.8394 | 0.42506
| 636.3996 | 0 | 814.5545 | -0.036315 | 636.3996 | 0 | 814.5545 | -0.080963 | 814.7533 | 0 | 814.5545 | -0.04156 | 638.9594 | 0.00062447 | 809.29 | -0.038904 | 636.3996 | 0.0057047 | 809.29 | -0.0097808 | 809.29 | -0.0065873 | 638.9594 | 1.5784 | 638.9594 | 12.2178 | 814.5545 | -0.02888 | 814.5545 | 0.0092001 | 948.271 | 0.033806 | 814.5545 | 6.5748 | 947.9081 | 0 | 948.271 | 5.8099 | 638.9594 | 0.42268
| 636.5205 | 0.01039 | 814.7927 | 0.061054 | 636.5205 | 0.028148 | 814.7927 | 0.01965 | 814.9915 | 0 | 814.7927 | 0.029719 | 639.0795 | 0.00030851 | 809.53 | -0.013154 | 636.5205 | 0.0099285 | 809.53 | 0.010287 | 809.53 | 0.0042556 | 639.0795 | 1.5298 | 639.0795 | 11.9378 | 814.7927 | 0.019558 | 814.7927 | 0.018179 | 948.4392 | 0.026406 | 814.7927 | 6.5353 | 948.0771 | 0.00069566 | 948.4392 | 5.8138 | 639.0795 | 0.4154
| 636.6414 | 0 | 815.0309 | -0.017686 | 636.6414 | 0 | 815.0309 | -0.061888 | 815.2296 | 0 | 815.0309 | -0.04429 | 639.1995 | 0.00061144 | 809.76 | -0.015393 | 636.6414 | 0 | 809.76 | -0.0026514 | 809.76 | -0.012709 | 639.1995 | 1.4915 | 639.1995 | 11.6806 | 815.0309 | -0.016114 | 815.0309 | -0.00054458 | 948.6075 | 0.026126 | 815.0309 | 6.5182 | 948.2461 | 0 | 948.6075 | 5.8187 | 639.1995 | 0.41177
| 636.7624 | 0.021484 | 815.2691 | 0.004927 | 636.7624 | 0.0084479 | 815.2691 | 0.068591 | 815.4678 | 0 | 815.2691 | 0.028466 | 639.3196 | 0.00030409 | 810 | 0.014833 | 636.7624 | 0.01119 | 810 | 0.0026294 | 810 | 0.0061793 | 639.3196 | 1.4449 | 639.3196 | 11.3982 | 815.2691 | 0.022952 | 815.2691 | 0.020224 | 948.7757 | 0.0356 | 815.2691 | 6.4583 | 948.4151 | 0.00097375 | 948.7757 | 5.8151 | 639.3196 | 0.40315
| 636.8833 | 0 | 815.5073 | -0.01183 | 636.8833 | 0 | 815.5073 | -0.11463 | 815.7059 | 0 | 815.5073 | -0.040197 | 639.4396 | 0.00057348 | 810.24 | -0.0075566 | 636.8833 | 0.012232 | 810.24 | -0.00053907 | 810.24 | -0.007462 | 639.4396 | 1.4102 | 639.4396 | 11.1593 | 815.5073 | -0.018466 | 815.5073 | -0.0146 | 948.944 | 0.02663 | 815.5073 | 6.4208 | 948.5842 | 0 | 948.944 | 5.8178 | 639.4396 | 0.40293
| 637.0042 | 0.013459 | 815.7455 | 0.010203 | 637.0042 | 0.025983 | 815.7455 | 0.016424 | 815.9441 | 0 | 815.7455 | 0.021642 | 639.5597 | 0.00027102 | 810.48 | 0.014274 | 637.0042 | 0.012452 | 810.48 | 0.007646 | 810.48 | 0.0070537 | 639.5597 | 1.3615 | 639.5597 | 10.9222 | 815.7455 | 0.030035 | 815.7455 | 0.0016605 | 949.1122 | 0.02792 | 815.7455 | 6.4172 | 948.7532 | 0.00097375 | 949.1122 | 5.8182 | 639.5597 | 0.3941
| 637.1252 | 0 | 815.9837 | -0.025362 | 637.1252 | 0 | 815.9837 | -0.037545 | 816.1822 | 0 | 815.9837 | -0.040262 | 639.6797 | 0.00055136 | 810.72 | -0.056816 | 637.1252 | 0.0094348 | 810.72 | -0.0072719 | 810.72 | -0.0099105 | 639.6797 | 1.325 | 639.6797 | 10.7135 | 815.9837 | -0.016752 | 815.9837 | -0.0078414 | 949.2805 | 0.036273 | 815.9837 | 6.384 | 948.9222 | 0 | 949.2805 | 5.8238 | 639.6797 | 0.39647
| 637.2461 | 0.0063967 | 816.2219 | -0.0054401 | 637.2461 | 0.019893 | 816.2219 | -0.0055818 | 816.4204 | 0 | 816.2219 | 0.017829 | 639.7998 | 0.0002836 | 810.95 | -0.023229 | 637.2461 | 0.013384 | 810.95 | -0.0015952 | 810.95 | 0.00093272 | 639.7998 | 1.2771 | 639.7998 | 10.4557 | 816.2219 | 0.016689 | 816.2219 | 0.003508 | 949.4487 | 0.029882 | 816.2219 | 6.3251 | 949.0913 | 0.00097375 | 949.4487 | 5.8231 | 639.7998 | 0.39179
| 637.3671 | 0 | 816.4601 | -0.023625 | 637.3671 | 0 | 816.4601 | -0.050313 | 816.6586 | 0 | 816.4601 | -0.037372 | 639.9198 | 0.0005984 | 811.19 | -0.027708 | 637.3671 | 0.0015054 | 811.19 | -0.0027834 | 811.19 | 0.00513 | 639.9198 | 1.2398 | 639.9198 | 10.2057 | 816.4601 | -0.01623 | 816.4601 | -0.0029217 | 949.617 | 0.02848 | 816.4601 | 6.2573 | 949.2603 | 0 | 949.617 | 5.8289 | 639.9198 | 0.39513
| 637.4881 | 0.016175 | 816.6984 | -0.031156 | 637.4881 | 0.0086826 | 816.6984 | 0.0052915 | 816.8968 | 0 | 816.6984 | 0.013965 | 640.0399 | 0.00031829 | 811.43 | 0.02155 | 637.4881 | 0.01119 | 811.43 | 0.0047417 | 811.43 | 0.00513 | 640.0399 | 1.1919 | 640.0399 | 9.9429 | 816.6984 | 0.012961 | 816.6984 | 0.0017013 | 949.7853 | 0.026126 | 816.6984 | 6.2314 | 949.4294 | 0.00097375 | 949.7853 | 5.8367 | 640.0399 | 0.38563
| 637.6091 | 0 | 816.9366 | 0.014706 | 637.6091 | 0 | 816.9366 | -0.089722 | 817.135 | 0 | 816.9366 | -0.041098 | 640.1599 | 0.00062983 | 811.67 | 0.02155 | 637.6091 | 0.0027513 | 811.67 | -0.012949 | 811.67 | -0.0016906 | 640.1599 | 1.1575 | 640.1599 | 9.7185 | 816.9366 | -0.018364 | 816.9366 | 0.00061596 | 949.9535 | 0.01923 | 816.9366 | 6.1724 | 949.5984 | 0 | 949.9535 | 5.8521 | 640.1599 | 0.38853
| 637.7301 | 0 | 817.1749 | 0.0096664 | 637.7301 | 0.020435 | 817.1749 | 0.018257 | 817.3732 | 0 | 817.1749 | 0.019488 | 640.28 | 0.00031433 | 811.91 | 0.031067 | 637.7301 | 0.0065275 | 811.91 | 0.0059299 | 811.91 | -0.0078116 | 640.28 | 1.1112 | 640.28 | 9.4715 | 817.1749 | 0.024259 | 817.1749 | 0.0018268 | 950.1218 | 0.029377 | 817.1749 | 6.0935 | 949.7675 | 0.00069566 | 950.1218 | 5.863 | 640.28 | 0.38155
| 637.8511 | 0 | 817.4131 | -0.056437 | 637.8511 | 0 | 817.4131 | -0.05911 | 817.6115 | 0 | 817.4131 | -0.038375 | 640.4 | 0.00060166 | 812.15 | -0.014274 | 637.8511 | 0.013823 | 812.15 | -0.00014302 | 812.15 | 0.00023318 | 640.4 | 1.0706 | 640.4 | 9.2541 | 817.4131 | -0.025414 | 817.4131 | 0.0038345 | 950.2901 | 0.021697 | 817.4131 | 6.0122 | 949.9365 | 0 | 950.2901 | 5.8749 | 640.4 | 0.38771
| 637.9721 | 0.013459 | 817.6514 | 0.015468 | 637.9721 | 0.0093865 | 817.6514 | 0.029745 | 817.8497 | 0 | 817.6514 | 0.028997 | 640.5201 | 0.00029105 | 812.38 | 0.013714 | 637.9721 | 0.0080634 | 812.38 | 0.0043457 | 812.38 | 0.0058296 | 640.5201 | 1.0093 | 640.5201 | 9.0101 | 817.6514 | 0.024259 | 817.6514 | 0.0071225 | 950.4583 | 0.028873 | 817.6514 | 5.976 | 950.1056 | 0.0004174 | 950.4583 | 5.8745 | 640.5201 | 0.37531
| 638.0931 | 0 | 817.8897 | -0.026689 | 638.0931 | 0 | 817.8897 | -0.057581 | 818.0879 | 0 | 817.8897 | -0.042677 | 640.6402 | 0.00058443 | 812.62 | 0.014833 | 638.0931 | 0.0080634 | 812.62 | -0.012817 | 812.62 | 0.00040807 | 640.6402 | 0.96885 | 640.6402 | 8.7856 | 817.8897 | -0.019771 | 817.8897 | 0.010507 | 950.6266 | 0.031564 | 817.8897 | 5.9062 | 950.2746 | 0 | 950.6266 | 5.8738 | 640.6402 | 0.37865
| 638.2141 | 0 | 818.128 | 0.012487 | 638.2141 | 0.011498 | 818.128 | 0.0015598 | 818.3262 | 0 | 818.128 | 0.029944 | 640.7603 | 0.0002971 | 812.86 | -0.024908 | 638.2141 | 0.012561 | 812.86 | -0.0039716 | 812.86 | -0.004139 | 640.7603 | 0.91331 | 640.7603 | 8.5615 | 818.128 | 0.026569 | 818.128 | 0.0064605 | 950.7949 | 0.029602 | 818.128 | 5.8264 | 950.4437 | 0.00097375 | 950.7949 | 5.8644 | 640.7603 | 0.36692
| 638.3352 | 0 | 818.3663 | -0.024257 | 638.3352 | 0 | 818.3663 | -0.10692 | 818.5644 | 0 | 818.3663 | -0.034437 | 640.8803 | 0.0005807 | 813.1 | 0.018192 | 638.3352 | 0 | 813.1 | -0.0079322 | 813.1 | -0.012183 | 640.8803 | 0.89231 | 640.8803 | 8.3586 | 818.3663 | -0.018317 | 818.3663 | 0.0040124 | 950.9631 | 0.030667 | 818.3663 | 5.8294 | 950.6128 | 0 | 950.9631 | 5.857 | 640.8803 | 0.37167
| 638.4562 | 0.017533 | 818.6046 | -0.0024079 | 638.4562 | 0.021788 | 818.6046 | 0.0068311 | 818.8027 | 0 | 818.6046 | 0.026846 | 641.0004 | 0.00028779 | 813.34 | -0.014274 | 638.4562 | 0.015853 | 813.34 | 0.00051708 | 813.34 | 0.0063542 | 641.0004 | 0.851 | 641.0004 | 8.1513 | 818.6046 | 0.019376 | 818.6046 | 0.0002992 | 951.1314 | 0.025453 | 818.6046 | 5.7693 | 950.7818 | 0.00097375 | 951.1314 | 5.8411 | 641.0004 | 0.36128
| 638.5773 | 0 | 818.8429 | -0.037306 | 638.5773 | 0 | 818.8429 | -0.11681 | 819.041 | 0 | 818.8429 | -0.042893 | 641.1205 | 0.00058489 | 813.57 | -0.036664 | 638.5773 | 0.0086668 | 813.57 | -0.0072719 | 813.57 | 0.00075785 | 641.1205 | 0.84076 | 641.1205 | 7.953 | 818.8429 | -0.025183 | 818.8429 | -0.0021724 | 951.2997 | 0.033302 | 818.8429 | 5.6555 | 950.9509 | 0 | 951.2997 | 5.827 | 641.1205 | 0.3664
| 638.6983 | 0.024201 | 819.0812 | 0.011254 | 638.6983 | 0.012202 | 819.0812 | 0.025628 | 819.2793 | 0 | 819.0812 | 0.033142 | 641.2405 | 0.00035787 | 813.81 | 0.0069968 | 638.6983 | 0.010422 | 813.81 | 0.0050058 | 813.81 | 0.0016322 | 641.2405 | 0.83104 | 641.2405 | 7.7042 | 819.0812 | -0.00052594 | 819.0812 | 0.0091827 | 951.4679 | 0.030779 | 819.0812 | 5.5737 | 951.12 | 0.00097375 | 951.4679 | 5.8122 | 641.2405 | 0.36403
| 638.8194 | 0 | 819.3195 | 0.0024704 | 638.8194 | 0 | 819.3195 | 0.020595 | 819.5176 | 0 | 819.3195 | 0.029563 | 641.3606 | 0.00042447 | 814.05 | 0.006437 | 638.8194 | 0.0099285 | 814.05 | 0.0035535 | 814.05 | -0.0015157 | 641.3606 | 0.83 | 641.3606 | 7.438 | 819.3195 | 0.025414 | 819.3195 | 0.015235 | 951.6362 | 0.035264 | 819.3195 | 5.4168 | 951.289 | 0.00037102 | 951.6362 | 5.803 | 641.3606 | 0.36276
| 638.9405 | 0.013088 | 819.5578 | -0.016627 | 638.9405 | 0.015969 | 819.5578 | -0.071838 | 819.7559 | 0 | 819.5578 | -0.039261 | 641.4807 | 0.00020071 | 814.29 | -0.006437 | 638.9405 | 0.0010639 | 814.29 | -0.0088562 | 814.29 | -0.0053632 | 641.4807 | 0.79285 | 641.4807 | 7.1924 | 819.5578 | -0.018569 | 819.5578 | -0.0044496 | 951.8045 | 0.024556 | 819.5578 | 5.3639 | 951.4581 | 0 | 951.8045 | 5.7967 | 641.4807 | 0.36158
| 639.0616 | 0 | 819.7962 | 0.011695 | 639.0616 | 0 | 819.7962 | 0.055724 | 819.9942 | 0 | 819.7962 | 0.026989 | 641.6008 | 0.00019954 | 814.53 | 0.042262 | 639.0616 | 0.0058693 | 814.53 | 0.005798 | 814.53 | 0.001982 | 641.6008 | 0.72863 | 641.6008 | 6.984 | 819.7962 | 0.016158 | 819.7962 | 0.017692 | 951.9728 | 0.032124 | 819.7962 | 5.1918 | 951.6272 | 0.00037102 | 951.9728 | 5.7903 | 641.6008 | 0.35311
| 639.1826 | 0.0028471 | 820.0345 | -0.039363 | 639.1826 | 0.013804 | 820.0345 | -0.059803 | 820.2325 | 0 | 820.0345 | -0.041824 | 641.7209 | 0.0001886 | 814.76 | -0.048418 | 639.1826 | 0.0093251 | 814.76 | -0.0048957 | 814.76 | -0.0053632 | 641.7209 | 0.68594 | 641.7209 | 6.813 | 820.0345 | -0.021034 | 820.0345 | -0.0039967 | 952.1411 | 0.022257 | 820.0345 | 5.1335 | 951.7963 | 0.00013913 | 952.1411 | 5.7848 | 641.7209 | 0.35616
| 639.3038 | 0 | 820.2729 | -0.0062138 | 639.3038 | 0 | 820.2729 | 0.014969 | 820.4708 | 0 | 820.2729 | 0.025259 | 641.841 | 0.00018092 | 815 | -0.0025189 | 639.3038 | 0.0068018 | 815 | 0.0011772 | 815 | -0.0013408 | 641.841 | 0.63751 | 641.841 | 6.6156 | 820.2729 | 0.0016977 | 820.2729 | 0.0046949 | 952.3093 | 0.024836 | 820.2729 | 5.0259 | 951.9653 | 9.2755e-05 | 952.3093 | 5.7724 | 641.841 | 0.34947
| 639.4249 | 0 | 820.5112 | -0.042263 | 639.4249 | 0.019758 | 820.5112 | -0.092354 | 820.7092 | 0 | 820.5112 | -0.046788 | 641.9611 | 0.00017836 | 815.24 | 0.02379 | 639.4249 | 0.0094896 | 815.24 | 0.012003 | 815.24 | 0.015099 | 641.9611 | 0.62588 | 641.9611 | 6.4495 | 820.5112 | -0.025876 | 820.5112 | -0.0036572 | 952.4776 | 0.026798 | 820.5112 | 4.9371 | 952.1344 | 0.00013913 | 952.4776 | 5.7607 | 641.9611 | 0.35237
| 639.546 | 0 | 820.7496 | 0.032247 | 639.546 | 0 | 820.7496 | 0.025875 | 820.9475 | 0 | 820.7496 | 0.022826 | 642.0811 | 0.00017603 | 815.48 | -0.0041982 | 639.546 | 0 | 815.48 | -0.0078004 | 815.48 | -0.0051883 | 642.0811 | 0.55021 | 642.0811 | 6.2716 | 820.7496 | 0.026569 | 820.7496 | 0.014071 | 952.6459 | 0.032741 | 820.7496 | 4.8354 | 952.3035 | 0.00037102 | 952.6459 | 5.7437 | 642.0811 | 0.34858
| 639.6671 | 0.0006286 | 820.988 | -0.046328 | 639.6671 | 0.024359 | 820.988 | -0.1089 | 821.1859 | 0 | 820.988 | -0.042734 | 642.2012 | 0.00016904 | 815.72 | -0.02155 | 639.6671 | 0.012287 | 815.72 | 0.0046097 | 815.72 | -0.00064125 | 642.2012 | 0.51393 | 642.2012 | 6.0887 | 820.988 | -0.025645 | 820.988 | -0.00092804 | 952.8142 | 0.030667 | 820.988 | 4.7792 | 952.4726 | 0.0004174 | 952.8142 | 5.7322 | 642.2012 | 0.35103
| 639.7882 | 0 | 821.2264 | 0.0065227 | 639.7882 | 0 | 821.2264 | 0.042604 | 821.4242 | 0 | 821.2264 | 0.025414 | 642.3213 | 0.00016764 | 815.95 | 0.0097957 | 639.7882 | 0.0035299 | 815.95 | -0.0054239 | 815.95 | -0.00011659 | 642.3213 | 0.43531 | 642.3213 | 5.8891 | 821.2264 | 0.009362 | 821.2264 | 0.008428 | 952.9825 | 0.035096 | 821.2264 | 4.6221 | 952.6417 | 9.2755e-05 | 952.9825 | 5.7187 | 642.3213 | 0.34925
| 639.9094 | 0.023707 | 821.4647 | -0.044246 | 639.9094 | 0.012437 | 821.4647 | -0.09585 | 821.6626 | 0 | 821.4647 | -0.039373 | 642.4414 | 0.00017882 | 816.19 | -0.019871 | 639.9094 | 0.016182 | 816.19 | -0.0081965 | 816.19 | 0.0025067 | 642.4414 | 0.43531 | 642.4414 | 5.7265 | 821.4647 | -0.022278 | 821.4647 | -0.0026811 | 953.1508 | 0.0208 | 821.4647 | 4.5598 | 952.8108 | 0.0004174 | 953.1508 | 5.711 | 642.4414 | 0.35133
| 640.0305 | 0.0013333 | 821.7031 | -0.0042109 | 640.0305 | 0 | 821.7031 | 0.031624 | 821.901 | 0 | 821.7031 | 0.034179 | 642.5615 | 0.00016904 | 816.43 | 0.014274 | 640.0305 | 0.0052429 | 816.43 | -0.0046317 | 816.43 | 0.0040807 | 642.5615 | 0.4334 | 642.5615 | 5.5704 | 821.7032 | 0.012121 | 821.7031 | 0.0066307 | 953.3191 | 0.027191 | 821.7031 | 4.4105 | 952.9799 | 0 | 953.3191 | 5.7039 | 642.5615 | 0.35118
| 640.1517 | 0.0068403 | 821.9416 | -0.03325 | 640.1517 | 0.010091 | 821.9416 | -0.08204 | 822.1394 | 0 | 821.9416 | -0.046196 | 642.6816 | 0.00017137 | 816.67 | 0.0036384 | 640.1517 | 0.001531 | 816.67 | 0.0013092 | 816.67 | 0.0089776 | 642.6816 | 0.45145 | 642.6816 | 5.4317 | 821.9416 | -0.019992 | 821.9416 | -0.0040624 | 953.4873 | 0.014072 | 821.9416 | 4.288 | 953.149 | 0.00013913 | 953.4873 | 5.7036 | 642.6816 | 0.35274
| 640.2729 | 0 | 822.18 | 0.029069 | 640.2729 | 0 | 822.18 | 0.062696 | 822.3777 | 0 | 822.18 | 0.025995 | 642.8017 | 0.00017253 | 816.91 | -0.0086761 | 640.2729 | 0 | 816.91 | 0.0017053 | 816.91 | 0.00058296 | 642.8017 | 0.45561 | 642.8017 | 5.2621 | 822.18 | 0.020211 | 822.18 | 0.0094894 | 953.6557 | 0.0282 | 822.18 | 4.1795 | 953.3181 | 0.00064928 | 953.6557 | 5.6965 | 642.8017 | 0.35571
| 640.3941 | 0.011721 | 822.4184 | -0.04194 | 640.3941 | 0.014345 | 822.4184 | -0.053686 | 822.6161 | 0 | 822.4184 | -0.037376 | 642.9218 | 0.00020164 | 817.15 | -0.035543 | 640.3941 | 0.010861 | 817.15 | -0.0047637 | 817.15 | -0.010435 | 642.9218 | 0.4334 | 642.9218 | 5.1082 | 822.4184 | -0.010243 | 822.4184 | 0.0053074 | 953.8239 | 0.031227 | 822.4184 | 4.1427 | 953.4872 | 0.0004174 | 953.8239 | 5.6903 | 642.9218 | 0.35697
| 640.5153 | 0 | 822.6568 | 0.022134 | 640.5153 | 0 | 822.6568 | -0.015366 | 822.8546 | 0 | 822.6568 | 0.024786 | 643.0419 | 0.00020071 | 817.38 | 0.0092359 | 640.5153 | 0.019254 | 817.38 | 0.0050058 | 817.38 | -0.011659 | 643.0419 | 0.43652 | 643.0419 | 4.9515 | 822.6568 | 0.01635 | 822.6568 | 0.01632 | 953.9922 | 0.029153 | 822.6568 | 4.008 | 953.6563 | 0 | 953.9922 | 5.6779 | 643.0419 | 0.3612
| 640.6364 | 0.0010722 | 822.8953 | -0.036931 | 640.6364 | 0.018134 | 822.8953 | -0.067594 | 823.093 | 0 | 822.8953 | -0.044462 | 643.1621 | 0.00020606 | 817.62 | -0.0036384 | 640.6364 | 0.0099285 | 817.62 | -0.00080314 | 817.62 | 0.0061793 | 643.1621 | 0.41187 | 643.1621 | 4.8333 | 822.8953 | -0.0033042 | 822.8953 | 0.00020277 | 954.1605 | 0.028761 | 822.8953 | 3.9226 | 953.8254 | 0.00013913 | 954.1605 | 5.6701 | 643.1621 | 0.35786
| 640.7577 | 0 | 823.1337 | -0.0005597 | 640.7577 | 0 | 823.1337 | 0.03273 | 823.3314 | 0 | 823.1337 | 0.027824 | 643.2822 | 0.00016904 | 817.86 | 0.0036384 | 640.7577 | 0.0064727 | 817.86 | 0.00038506 | 817.86 | -0.0060627 | 643.2822 | 0.42559 | 643.2822 | 4.7031 | 823.1337 | 0.021129 | 823.1337 | 0.0033869 | 954.3288 | 0.028088 | 823.1337 | 3.8223 | 953.9945 | 9.2755e-05 | 954.3288 | 5.655 | 643.2822 | 0.36024
| 640.8789 | 0.00018483 | 823.3722 | -0.036161 | 640.8789 | 0.001408 | 823.3722 | -0.048254 | 823.5698 | 0 | 823.3722 | -0.045085 | 643.4023 | 0.00019349 | 818.1 | -0.036664 | 640.8789 | 0.012561 | 818.1 | 0.0010452 | 818.1 | -0.012709 | 643.4023 | 0.41482 | 643.4023 | 4.5717 | 823.3722 | -0.025876 | 823.3722 | 0.00010011 | 954.4971 | 0.024724 | 823.3722 | 3.7178 | 954.1637 | 0.0004174 | 954.4971 | 5.6407 | 643.4023 | 0.35868
| 641.0001 | 0 | 823.6106 | -0.0029454 | 641.0001 | 0 | 823.6106 | -0.0078227 | 823.8083 | 0 | 823.6106 | 0.026792 | 643.5224 | 0.00017836 | 818.34 | 0.032185 | 641.0001 | 0.0074052 | 818.34 | 0.0010452 | 818.34 | 0.007229 | 643.5224 | 0.4091 | 643.5224 | 4.416 | 823.6106 | 0.022726 | 823.6106 | 0.0018478 | 954.6654 | 0.040702 | 823.6106 | 3.658 | 954.3328 | 0 | 954.6654 | 5.6234 | 643.5224 | 0.36343
| 641.1213 | 0.02062 | 823.8491 | -0.0413 | 641.1213 | 0.012672 | 823.8491 | -0.085831 | 824.0467 | 0 | 823.8491 | -0.048649 | 643.6425 | 0.0001886 | 818.58 | -0.012035 | 641.1213 | 0.0086668 | 818.58 | -0.0046317 | 818.58 | -0.0011659 | 643.6425 | 0.39313 | 643.6425 | 4.2913 | 823.8491 | -0.038121 | 823.8491 | -0.0046015 | 954.8337 | 0.020407 | 823.8491 | 3.5207 | 954.5019 | 0.00013913 | 954.8337 | 5.6107 | 643.6425 | 0.35757
| 641.2426 | 0 | 824.0876 | 0.034586 | 641.2426 | 0 | 824.0876 | -0.016424 | 824.2852 | 0 | 824.0876 | 0.033981 | 643.7626 | 0.00018255 | 818.81 | 0.018752 | 641.2426 | 0.010093 | 818.81 | 0.0011772 | 818.81 | -0.0046636 | 643.7626 | 0.369 | 643.7626 | 4.1858 | 824.0876 | 0.015803 | 824.0876 | 0.0088705 | 955.002 | 0.032909 | 824.0876 | 3.3675 | 954.671 | 9.2755e-05 | 955.002 | 5.5959 | 643.7626 | 0.35853
| 641.3638 | 0 | 824.326 | -0.0067258 | 641.3638 | 0.014074 | 824.326 | -0.039469 | 824.5237 | 0 | 824.326 | -0.043769 | 643.8827 | 0.0002028 | 819.05 | -0.053457 | 641.3638 | 0.0069664 | 819.05 | 0.0039496 | 819.05 | -0.011834 | 643.8827 | 0.35026 | 643.8827 | 4.0987 | 824.326 | -0.016536 | 824.326 | -0.011426 | 955.1703 | 0.025229 | 824.326 | 3.2838 | 954.8401 | 0.0004174 | 955.1703 | 5.5815 | 643.8827 | 0.35333
| 641.4851 | 0 | 824.5645 | 0.016966 | 641.4851 | 0 | 824.5645 | 0.076995 | 824.7621 | 0 | 824.5645 | 0.026158 | 644.0029 | 0.00021188 | 819.29 | 0.010915 | 641.4851 | 0.010093 | 819.29 | 0.0055338 | 819.29 | 0.0079281 | 644.0029 | 0.30773 | 644.0029 | 4.01 | 824.5645 | 0.024028 | 824.5645 | 0.0032748 | 955.3386 | 0.032629 | 824.5645 | 3.1734 | 955.0093 | 0 | 955.3386 | 5.5604 | 644.0029 | 0.35341
| 641.6064 | 0.014323 | 824.803 | -0.023104 | 641.6064 | 0.0091518 | 824.803 | -0.067286 | 825.0006 | 0 | 824.803 | -0.04058 | 644.123 | 0.00021887 | 819.53 | -0.024908 | 641.6064 | 0.0052676 | 819.53 | -0.0085925 | 819.53 | 0.0012825 | 644.123 | 0.27979 | 644.123 | 3.9213 | 824.803 | -0.020361 | 824.803 | -0.0041765 | 955.5069 | 0.024556 | 824.803 | 3.1235 | 955.1784 | 0.00013913 | 955.5069 | 5.5428 | 644.123 | 0.33492
| 641.7276 | 0 | 825.0415 | 0.0041136 | 641.7276 | 0 | 825.0415 | 0.035758 | 825.2391 | 0 | 825.0415 | 0.026841 | 644.2431 | 0.00019582 | 819.77 | -0.0075566 | 641.7276 | 0.0025955 | 819.77 | 0.0021013 | 819.77 | 0.0049551 | 644.2431 | 0.24317 | 644.2431 | 3.8114 | 825.0415 | 0.0020245 | 825.0415 | 0.0022904 | 955.6753 | 0.026686 | 825.0415 | 2.9827 | 955.3475 | 9.2755e-05 | 955.6753 | 5.5247 | 644.2431 | 0.33418
| 641.8489 | 0.0099464 | 825.2801 | -0.038268 | 641.8489 | 0.016916 | 825.2801 | -0.097622 | 825.4776 | 0 | 825.2801 | -0.047295 | 644.3632 | 0.00019721 | 820 | -0.050657 | 641.8489 | 0.01492 | 820 | -0.0048957 | 820 | -0.005538 | 644.3632 | 0.23709 | 644.3632 | 3.7084 | 825.28 | -0.014223 | 825.2801 | -0.0068289 | 955.8436 | 0.020183 | 825.2801 | 2.8902 | 955.5167 | 0.0004174 | 955.8436 | 5.514 | 644.3632 | 0.32327
| 641.9702 | 0 | 825.5186 | -0.012114 | 641.9702 | 0 | 825.5186 | 0.04041 | 825.7161 | 0 | 825.5186 | 0.031436 | 644.4834 | 0.00019465 | 820.24 | -0.015953 | 641.9702 | 0.0095993 | 820.24 | -0.0060837 | 820.24 | -0.0030897 | 644.4834 | 0.20776 | 644.4834 | 3.584 | 825.5186 | 0.0096554 | 825.5186 | 0.0026126 | 956.0119 | 0.035264 | 825.5186 | 2.8013 | 955.6858 | 0 | 956.0119 | 5.5066 | 644.4834 | 0.33262
| 642.0915 | 0.0072841 | 825.7571 | -0.017932 | 642.0915 | 0.019893 | 825.7571 | -0.03877 | 825.9547 | 0 | 825.7571 | -0.043494 | 644.6035 | 0.00022562 | 820.48 | -0.0069968 | 642.0915 | 0.014591 | 820.48 | -0.0033115 | 820.48 | -0.0048385 | 644.6035 | 0.20186 | 644.6035 | 3.5018 | 825.7571 | -0.018519 | 825.7571 | -0.0093889 | 956.1802 | 0.025117 | 825.7571 | 2.7335 | 955.855 | 0.00013913 | 956.1802 | 5.5042 | 644.6035 | 0.32223
| 642.2128 | 0 | 825.9956 | 0.0053248 | 642.2128 | 0 | 825.9956 | 0.044657 | 826.1932 | 0 | 825.9956 | 0.032961 | 644.7236 | 0.00021351 | 820.72 | -0.016513 | 642.2128 | 0.014097 | 820.72 | 0.00025304 | 820.72 | 0.0060044 | 644.7236 | 0.17443 | 644.7236 | 3.3893 | 825.9956 | 0.013222 | 825.9956 | 0.0091931 | 956.3485 | 0.03134 | 825.9956 | 2.6542 | 956.0241 | 9.2755e-05 | 956.3485 | 5.5031 | 644.7236 | 0.31406
| 642.3341 | 0.0046219 | 826.2342 | -0.035246 | 642.3341 | 0.01854 | 826.2342 | -0.11405 | 826.4317 | 0 | 826.2342 | -0.05106 | 644.8438 | 0.00023354 | 820.96 | -0.0019591 | 642.3341 | 0.011793 | 820.96 | 0.0052698 | 820.96 | 0.0011076 | 644.8438 | 0.17079 | 644.8438 | 3.3097 | 826.2342 | -0.015008 | 826.2342 | -0.0074754 | 956.5168 | 0.026798 | 826.2342 | 2.5855 | 956.1933 | 0 | 956.5168 | 5.4999 | 644.8438 | 0.30218
| 642.4555 | 0 | 826.4727 | -0.0063942 | 642.4555 | 0 | 826.4727 | -0.0039728 | 826.6703 | 0 | 826.4727 | 0.025535 | 644.9639 | 0.00021305 | 821.2 | -0.0075566 | 642.4555 | 0.0097639 | 821.2 | 0.007646 | 821.2 | -0.0029147 | 644.9639 | 0.14614 | 644.9639 | 3.2048 | 826.4727 | 0.025183 | 826.4727 | 0.014542 | 956.6851 | 0.029546 | 826.4727 | 2.4897 | 956.3624 | 0 | 956.6851 | 5.4841 | 644.9639 | 0.29899
| 642.5768 | 0.0077278 | 826.7113 | -0.056534 | 642.5768 | 0.016645 | 826.7113 | -0.072561 | 826.9088 | 0 | 826.7113 | -0.044448 | 645.084 | 0.00021794 | 821.43 | -0.04506 | 642.5768 | 0.005595 | 821.43 | -0.00053907 | 821.43 | 0.011251 | 645.084 | 0.1425 | 645.084 | 3.1214 | 826.7113 | -0.011258 | 826.7113 | -0.0067831 | 956.8534 | 0.02663 | 826.7113 | 2.44 | 956.5316 | 0.0004174 | 956.8534 | 5.4609 | 645.084 | 0.29817
| 642.6982 | 0 | 826.9499 | 0.019699 | 642.6982 | 0 | 826.9499 | -0.0053044 | 827.1474 | 0 | 826.9499 | 0.029264 | 645.2042 | 0.00017393 | 821.67 | -0.0036384 | 642.6982 | 0.0015054 | 821.67 | 0.0034215 | 821.67 | 0.010377 | 645.2042 | 0.11612 | 645.2042 | 3.0202 | 826.9499 | 0.0073187 | 826.9499 | 0.014833 | 957.0217 | 0.023547 | 826.9499 | 2.2823 | 956.7007 | 0.00037102 | 957.0217 | 5.4292 | 645.2042 | 0.29394
| 642.8195 | 0 | 827.1884 | -0.0085079 | 642.8195 | 0.011968 | 827.1884 | -0.075324 | 827.3859 | 0 | 827.1884 | -0.038486 | 645.3243 | 0.00014692 | 821.91 | -0.024908 | 642.8195 | 0.0074601 | 821.91 | -0.0023874 | 821.91 | 0.0088028 | 645.3243 | 0.11629 | 645.3243 | 2.9517 | 827.1884 | -0.010249 | 827.1884 | 0.0011243 | 957.1901 | 0.041095 | 827.1884 | 2.2406 | 956.8699 | 0 | 957.1901 | 5.4008 | 645.3243 | 0.29015
| 642.9409 | 0 | 827.427 | 0.018964 | 642.9409 | 0 | 827.427 | 0.0047749 | 827.6245 | 0 | 827.427 | 0.020972 | 645.4445 | 0.00013388 | 822.15 | 0.0097957 | 642.9409 | 0.0077343 | 822.15 | -0.0085925 | 822.15 | -0.0027399 | 645.4445 | 0.092511 | 645.4445 | 2.8645 | 827.427 | 0.0070484 | 827.427 | 0.0031661 | 957.3584 | 0.029377 | 827.427 | 2.1847 | 957.039 | 0.00037102 | 957.3584 | 5.3715 | 645.4445 | 0.28681
| 643.0622 | 0.0092808 | 827.6656 | -0.029495 | 643.0622 | 0.03072 | 827.6656 | -0.021501 | 827.8631 | 0 | 827.6656 | -0.04199 | 645.5646 | 0.00015996 | 822.39 | -0.038343 | 643.0622 | 0.0077343 | 822.39 | -0.0050278 | 822.39 | -0.01061 | 645.5646 | 0.093205 | 645.5646 | 2.8064 | 827.6656 | -0.013497 | 827.6656 | 0.010993 | 957.5267 | 0.021809 | 827.6656 | 2.0958 | 957.2082 | 0.00013913 | 957.5267 | 5.3468 | 645.5646 | 0.28696
| 643.1836 | 0 | 827.9042 | -0.052899 | 643.1836 | 0 | 827.9042 | 0.0081644 | 828.1017 | 0 | 827.9042 | 0.028603 | 645.6848 | 0.0001751 | 822.63 | 0.023229 | 643.1836 | 0.0083377 | 822.63 | 0.0044777 | 822.63 | -0.0067623 | 645.6848 | 0.067865 | 645.6848 | 2.7094 | 827.9042 | -0.0018863 | 827.9042 | 0.0018983 | 957.695 | 0.030162 | 827.9042 | 2.0306 | 957.3773 | 9.2755e-05 | 957.695 | 5.3206 | 645.6848 | 0.27664
| 643.305 | 0.014817 | 828.1428 | -0.0073959 | 643.305 | 0.013141 | 828.1428 | -0.03693 | 828.3403 | 0 | 828.1428 | -0.042031 | 645.8049 | 0.00020769 | 822.86 | 0.0013994 | 643.305 | 0.0044891 | 822.86 | -0.00067108 | 822.86 | 0.0081029 | 645.8049 | 0.064567 | 645.8049 | 2.6454 | 828.1428 | -0.007725 | 828.1428 | -0.0074353 | 957.8634 | 0.026798 | 828.1428 | 1.9577 | 957.5465 | 0 | 957.8634 | 5.2981 | 645.8049 | 0.2834
| 643.4264 | 0 | 828.3814 | -0.00040078 | 643.4264 | 0 | 828.3814 | 0.0095933 | 828.5789 | 0 | 828.3814 | 0.020434 | 645.9251 | 0.0002056 | 823.1 | -0.0030786 | 643.4264 | 0.0074052 | 823.1 | 0.00012102 | 823.1 | -0.00046636 | 645.9251 | 0.043392 | 645.9251 | 2.5537 | 828.3814 | 0.007994 | 828.3814 | 0.0022872 | 958.0317 | 0.032405 | 828.3814 | 1.8976 | 957.7157 | 0 | 958.0317 | 5.2688 | 645.9251 | 0.27397
| 643.5478 | 0.0024034 | 828.62 | -0.026524 | 643.5478 | 0.012906 | 828.62 | -0.037871 | 828.8175 | 0 | 828.62 | -0.044172 | 646.0452 | 0.00021142 | 823.34 | -0.031067 | 643.5478 | 0.0072955 | 823.34 | -0.0042357 | 823.34 | -0.0011659 | 646.0452 | 0.042871 | 646.0452 | 2.4917 | 828.62 | -0.011158 | 828.62 | -0.0073141 | 958.2 | 0.024332 | 828.62 | 1.8197 | 957.8849 | 0 | 958.2 | 5.2454 | 646.0452 | 0.28317
| 643.6692 | 0 | 828.8587 | 0.00058323 | 643.6692 | 0 | 828.8587 | 0.0080827 | 829.0562 | 0 | 828.8587 | 0.026571 | 646.1654 | 0.00019186 | 823.58 | -0.016513 | 643.6692 | 0.0011939 | 823.58 | 0.00012102 | 823.58 | -0.0023901 | 646.1654 | 0.02482 | 646.1654 | 2.4144 | 828.8587 | 0.0053095 | 828.8587 | 0.0064366 | 958.3683 | 0.028705 | 828.8587 | 1.763 | 958.054 | 0 | 958.3683 | 5.2192 | 646.1654 | 0.2684
| 643.7907 | 0.014817 | 829.0973 | 0.0062292 | 643.7907 | 0.0025812 | 829.0973 | -0.071846 | 829.2948 | 0 | 829.0973 | -0.042161 | 646.2855 | 0.00017253 | 823.82 | 0.010915 | 643.7907 | 0 | 823.82 | 0.00051708 | 823.82 | -0.00011659 | 646.2855 | 0.030201 | 646.2855 | 2.3672 | 829.0973 | -0.011549 | 829.0973 | 0.01386 | 958.5367 | 0.030274 | 829.0973 | 1.698 | 958.2232 | 0.00013913 | 958.5367 | 5.1964 | 646.2855 | 0.28102
| 643.9121 | 0 | 829.3359 | -0.0070437 | 643.9121 | 0 | 829.3359 | 0.057145 | 829.5335 | 0 | 829.3359 | 0.020373 | 646.4057 | 0.00015507 | 824.06 | 0.027148 | 643.9121 | 0 | 824.06 | 0.0015733 | 824.06 | -0.0036143 | 646.4057 | 0.016012 | 646.4057 | 2.2978 | 829.3359 | 0.0060376 | 829.3359 | 0.0046733 | 958.705 | 0.035096 | 829.3359 | 1.6204 | 958.3924 | 0 | 958.705 | 5.1697 | 646.4057 | 0.26357
| 644.0335 | 0.00018483 | 829.5746 | -0.047307 | 644.0335 | 0.013376 | 829.5746 | -0.058157 | 829.7721 | 0 | 829.5746 | -0.047119 | 646.5259 | 0.0001567 | 824.3 | -0.014833 | 644.0335 | 0.010093 | 824.3 | 0.0006491 | 824.3 | 0.010027 | 646.5259 | 0.01753 | 646.5259 | 2.2368 | 829.5746 | -0.0092918 | 829.5746 | -0.0019392 | 958.8733 | 0.020912 | 829.5746 | 1.537 | 958.5616 | 0.0004174 | 958.8733 | 5.1493 | 646.5259 | 0.2785
| 644.155 | 0 | 829.8132 | -0.0071254 | 644.155 | 0 | 829.8132 | 0.042739 | 830.0108 | 0 | 829.8132 | 0.033612 | 646.646 | 0.00016206 | 824.53 | 0.02267 | 644.155 | 0.00057103 | 824.53 | 0.0061941 | 824.53 | -0.00064125 | 646.646 | 0.0039829 | 646.646 | 2.1475 | 829.8132 | 0.010857 | 829.8132 | 0.013281 | 959.0417 | 0.031059 | 829.8132 | 1.4933 | 958.7307 | 9.2755e-05 | 959.0417 | 5.1279 | 646.646 | 0.25481
| 644.2764 | 0.0055093 | 830.0519 | -0.019199 | 644.2764 | 0.010794 | 830.0519 | -0.06056 | 830.2494 | 0 | 830.0519 | -0.035966 | 646.7662 | 0.00019093 | 824.77 | -0.012595 | 644.2764 | 0.0052676 | 824.77 | -0.0056876 | 824.77 | -0.0032645 | 646.7662 | 0.0039195 | 646.7662 | 2.082 | 830.0519 | -0.031652 | 830.0519 | -0.0060721 | 959.21 | 0.019622 | 830.0519 | 1.4592 | 958.8999 | 0.0004174 | 959.21 | 5.1126 | 646.7662 | 0.26817
| 644.3979 | 0 | 830.2906 | -0.016438 | 644.3979 | 0 | 830.2906 | 0.060373 | 830.4881 | 0 | 830.2906 | 0.028899 | 646.8863 | 0.00020047 | 825.01 | 0.0081163 | 644.3979 | 0.014262 | 825.01 | -0.0072719 | 825.01 | -0.0013408 | 646.8863 | 0.00023761 | 646.8863 | 2.0125 | 830.2906 | 0.014579 | 830.2906 | 0.0046006 | 959.3783 | 0.029882 | 830.2906 | 1.4406 | 959.0691 | 0.00037102 | 959.3783 | 5.0896 | 646.8863 | 0.24464
| 644.5194 | 0.017039 | 830.5293 | -0.035145 | 644.5194 | 0.012202 | 830.5293 | -0.059544 | 830.7268 | 0 | 830.5293 | -0.043483 | 647.0065 | 0.0002028 | 825.25 | -0.014833 | 644.5194 | 0.0074601 | 825.25 | -0.0021233 | 825.25 | -0.0053632 | 647.0065 | 0.00024473 | 647.0065 | 1.9665 | 830.5293 | -0.0268 | 830.5293 | 0.010475 | 959.5466 | 0.028088 | 830.5293 | 1.3448 | 959.2383 | 0.00013913 | 959.5466 | 5.0695 | 647.0065 | 0.2603
| 644.6409 | 0 | 830.7679 | -0.034659 | 644.6409 | 0 | 830.7679 | 0.020627 | 830.9655 | 0 | 830.7679 | 0.022264 | 647.1267 | 0.0001865 | 825.49 | 0.00027989 | 644.6409 | 0.0060339 | 825.49 | 0.0028934 | 825.49 | 0.00058296 | 647.1267 | 7.1141e-06 | 647.1267 | 1.9005 | 830.768 | 0.0045553 | 830.7679 | 0.0043341 | 959.715 | 0.040029 | 830.7679 | 1.3445 | 959.4075 | 9.2755e-05 | 959.715 | 5.0419 | 647.1267 | 0.23751
| 644.7624 | 0.0068403 | 831.0066 | 0.028357 | 644.7624 | 0.016645 | 831.0066 | -0.065643 | 831.2042 | 0 | 831.0066 | -0.036115 | 647.2469 | 0.00018278 | 825.73 | 0.00083963 | 644.7624 | 0.017389 | 825.73 | -0.011761 | 825.73 | -0.0058878 | 647.2469 | 9.35e-06 | 647.2469 | 1.8461 | 831.0066 | -0.0085106 | 831.0066 | 0.0071299 | 959.8833 | 0.034816 | 831.0066 | 1.2872 | 959.5767 | 0.00013913 | 959.8833 | 5.0257 | 647.2469 | 0.24367
| 644.8839 | 0 | 831.2453 | 0.014391 | 644.8839 | 0 | 831.2453 | 0.044537 | 831.4429 | 0 | 831.2453 | 0.021317 | 647.367 | 0.00017603 | 825.96 | -0.0053177 | 644.8839 | 0.0050872 | 825.96 | -0.0037076 | 825.96 | 0.0039058 | 647.367 | 2.2359e-06 | 647.367 | 1.7689 | 831.2453 | 0.017815 | 831.2453 | 0.0027479 | 960.0517 | 0.03874 | 831.2453 | 1.2379 | 959.7459 | 9.2755e-05 | 960.0517 | 5.0074 | 647.367 | 0.21709
| 645.0054 | 0.0097244 | 831.4841 | -0.033496 | 645.0054 | 0.014751 | 831.4841 | -0.086601 | 831.6816 | 0 | 831.4841 | -0.04905 | 647.4872 | 0.00020373 | 826.2 | -0.019871 | 645.0054 | 0.0046449 | 826.2 | -0.0022553 | 826.2 | -0.0046636 | 647.4872 | 7.5206e-06 | 647.4872 | 1.7187 | 831.4841 | -0.028187 | 831.4841 | -0.0080832 | 960.22 | 0.032741 | 831.4841 | 1.1985 | 959.9151 | 0.00013913 | 960.22 | 4.9914 | 647.4872 | 0.2093
| 645.1269 | 0 | 831.7228 | 0.023657 | 645.1269 | 0 | 831.7228 | 0.0066645 | 831.9203 | 0 | 831.7228 | 0.021705 | 647.6074 | 0.00020443 | 826.44 | -0.012035 | 645.1269 | 0.010203 | 826.44 | 0.0032895 | 826.44 | 0.00513 | 647.6074 | 5.2848e-06 | 647.6074 | 1.6489 | 831.7228 | 0.012476 | 831.7228 | 0.0075447 | 960.3883 | 0.033302 | 831.7228 | 1.1555 | 960.0843 | 9.2755e-05 | 960.3883 | 4.9581 | 647.6074 | 0.1842
| 645.2484 | 0.018397 | 831.9615 | -0.01296 | 645.2484 | 0.0051626 | 831.9615 | -0.071364 | 832.1591 | 0 | 831.9615 | -0.044065 | 647.7276 | 0.00020536 | 826.68 | -0.010915 | 645.2484 | 0.0089959 | 826.68 | 0.0006491 | 826.68 | 0.0061793 | 647.7276 | 5.2848e-06 | 647.7276 | 1.6051 | 831.9615 | -0.008632 | 831.9615 | 0.0023978 | 960.5567 | 0.034479 | 831.9615 | 1.0945 | 960.2535 | 0 | 960.5567 | 4.9232 | 647.7276 | 0.18279
| 645.37 | 0 | 832.2002 | 0.0028059 | 645.37 | 0 | 832.2002 | -0.043761 | 832.3978 | 0 | 832.2002 | 0.019985 | 647.8478 | 0.00020164 | 826.92 | -0.00083963 | 645.37 | 0.0030627 | 826.92 | -0.0042357 | 826.92 | -0.0018654 | 647.8478 | 0 | 647.8478 | 1.5393 | 832.2002 | 0.028649 | 832.2002 | 0.0029933 | 960.725 | 0.031115 | 832.2002 | 1.0858 | 960.4227 | 0.00037102 | 960.725 | 4.8865 | 647.8478 | 0.17633
| 645.4915 | 0.0090589 | 832.439 | -0.041507 | 645.4915 | 0.013668 | 832.439 | -0.1064 | 832.6366 | 0 | 832.439 | -0.040876 | 647.9679 | 0.00019186 | 827.16 | -0.0058775 | 645.4915 | 0.0040221 | 827.16 | -0.0021233 | 827.16 | -0.0090358 | 647.9679 | 0 | 647.9679 | 1.4962 | 832.439 | -0.01357 | 832.439 | 0.004196 | 960.8934 | 0.031227 | 832.439 | 1.0392 | 960.5919 | 0.0004174 | 960.8934 | 4.8585 | 647.9679 | 0.18658
| 645.6131 | 0 | 832.6777 | -0.0010477 | 645.6131 | 0 | 832.6777 | 0.025595 | 832.8754 | 0 | 832.6777 | 0.019645 | 648.0881 | 0.00017882 | 827.4 | 0.036104 | 645.6131 | 0.011793 | 827.4 | 0.0059299 | 827.4 | 0.00075785 | 648.0881 | 4.0652e-07 | 648.0881 | 1.4363 | 832.6777 | 0.011832 | 832.6777 | -0.00035826 | 961.0617 | 0.043281 | 832.6777 | 1.0142 | 960.7612 | 0 | 961.0617 | 4.8283 | 648.0881 | 0.18071
| 645.7346 | 0.0055093 | 832.9165 | -0.030606 | 645.7346 | 0.026795 | 832.9165 | -0.06486 | 833.1141 | 0 | 832.9165 | -0.049875 | 648.2083 | 0.00017673 | 827.63 | 0.026029 | 645.7346 | 0.016785 | 827.63 | -0.0055558 | 827.63 | 0.0021569 | 648.2083 | 2.4391e-06 | 648.2083 | 1.3926 | 832.9165 | -0.014821 | 832.9165 | -0.0077003 | 961.2301 | 0.021024 | 832.9165 | 0.96226 | 960.9304 | 0.00013913 | 961.2301 | 4.7995 | 648.2083 | 0.18665
| 645.8562 | 0 | 833.1552 | 0.020089 | 645.8562 | 0 | 833.1552 | 0.019003 | 833.3529 | 0 | 833.1552 | 0.027509 | 648.3285 | 0.00017673 | 827.87 | -0.017072 | 645.8562 | 0.010532 | 827.87 | -0.0083283 | 827.87 | -0.0078116 | 648.3285 | 2.4391e-06 | 648.3285 | 1.3324 | 833.1552 | 0.014401 | 833.1552 | 0.01548 | 961.3984 | 0.035881 | 833.1552 | 0.94228 | 961.0996 | 9.2755e-05 | 961.3984 | 4.7658 | 648.3285 | 0.17782
| 645.9778 | 0 | 833.394 | -0.018036 | 645.9778 | 0.026525 | 833.394 | -0.072517 | 833.5917 | 0 | 833.394 | -0.040985 | 648.4487 | 0.00018813 | 828.11 | -0.040583 | 645.9778 | 0.0024651 | 828.11 | -0.010572 | 828.11 | 0.0014574 | 648.4487 | 2.2359e-06 | 648.4487 | 1.2935 | 833.394 | -0.024721 | 833.394 | -0.0065682 | 961.5668 | 0.023883 | 833.394 | 0.88346 | 961.2688 | 0.00013913 | 961.5668 | 4.7318 | 648.4487 | 0.18123
| 646.0994 | 0 | 833.6328 | 0.01106 | 646.0994 | 0.00094079 | 833.6328 | -0.0043031 | 833.8305 | 0 | 833.6328 | 0.030958 | 648.5689 | 0.00018115 | 828.35 | 0.016513 | 646.0994 | 0.0064727 | 828.35 | -0.0026514 | 828.35 | 0.008628 | 648.5689 | 0 | 648.5689 | 1.2326 | 833.6328 | 0.014807 | 833.6328 | -0.0013189 | 961.7351 | 0.034423 | 833.6328 | 0.87865 | 961.438 | 9.2755e-05 | 961.7351 | 4.6886 | 648.5689 | 0.17425
| 646.221 | 0.0077278 | 833.8716 | -0.068686 | 646.221 | 0.020705 | 833.8716 | -0.059367 | 834.0693 | 0 | 833.8716 | -0.037964 | 648.6891 | 0.00019838 | 828.59 | -0.037222 | 646.221 | 0.0032436 | 828.59 | 0.0015733 | 828.59 | -0.00099105 | 648.6891 | 2.4391e-06 | 648.6891 | 1.2051 | 833.8716 | -0.018137 | 833.8716 | -0.0028933 | 961.9035 | 0.033414 | 833.8716 | 0.8462 | 961.6073 | 0.00013913 | 961.9035 | 4.6465 | 648.6891 | 0.17596
| 646.3426 | 0 | 834.1103 | 0.0021267 | 646.3426 | 0 | 834.1103 | 0.027074 | 834.3081 | 0 | 834.1103 | 0.025091 | 648.8093 | 0.00019884 | 828.83 | 0.027148 | 646.3426 | 0.0047757 | 828.83 | -0.00014302 | 828.83 | 0.00058296 | 648.8093 | 2.4391e-06 | 648.8093 | 1.1557 | 834.1104 | 0.001185 | 834.1103 | 0.0098265 | 962.0718 | 0.033694 | 834.1103 | 0.81683 | 961.7765 | 0 | 962.0718 | 4.6038 | 648.8093 | 0.17321
| 646.4642 | 0 | 834.3491 | -0.041179 | 646.4642 | 0.026931 | 834.3491 | -0.062346 | 834.5469 | 0 | 834.3491 | -0.04468 | 648.9295 | 0.0002021 | 829.07 | -0.014833 | 646.4642 | 0.013658 | 829.07 | -0.0010672 | 829.07 | 0.0021569 | 648.9295 | 3.2522e-06 | 648.9295 | 1.1231 | 834.3492 | -0.0068707 | 834.3491 | -0.016305 | 962.2402 | 0.014801 | 834.3491 | 0.75829 | 961.9457 | 0 | 962.2402 | 4.5687 | 648.9295 | 0.17945
| 646.5858 | 0 | 834.588 | 0.015365 | 646.5858 | 0 | 834.588 | -0.0112 | 834.7857 | 0 | 834.588 | 0.01819 | 649.0497 | 0.00021235 | 829.3 | -0.038343 | 646.5858 | 0.0089959 | 829.3 | -0.0037076 | 829.3 | 0.00058296 | 649.0497 | 2.4391e-06 | 649.0497 | 1.048 | 834.588 | 0.014548 | 834.588 | 0.012099 | 962.4085 | 0.035376 | 834.588 | 0.76262 | 962.115 | 0 | 962.4085 | 4.5294 | 649.0497 | 0.17945
| 646.7075 | 0.01457 | 834.8268 | -0.00078972 | 646.7075 | 0.012202 | 834.8268 | -0.10205 | 835.0246 | 0 | 834.8268 | -0.042628 | 649.1699 | 0.00022562 | 829.54 | -0.0075566 | 646.7075 | 0.0035549 | 829.54 | 0.0031575 | 829.54 | 5.8296e-05 | 649.1699 | 6.5043e-06 | 649.1699 | 1.002 | 834.8268 | -0.0078871 | 834.8268 | 0.00068353 | 962.5769 | 0.023659 | 834.8268 | 0.70611 | 962.2842 | 0.0004174 | 962.5769 | 4.4894 | 649.1699 | 0.18428
| 646.8291 | 0 | 835.0656 | -0.0058716 | 646.8291 | 0 | 835.0656 | 0.012369 | 835.2634 | 0 | 835.0656 | 0.021602 | 649.2901 | 0.00019675 | 829.78 | 0.0097957 | 646.8291 | 0.013658 | 829.78 | 0.0006491 | 829.78 | 0.0098522 | 649.2901 | 6.0978e-06 | 649.2901 | 0.93482 | 835.0656 | 0.024721 | 835.0656 | 0.0065271 | 962.7453 | 0.029489 | 835.0656 | 0.70921 | 962.4534 | 0 | 962.7453 | 4.4356 | 649.2901 | 0.18257
| 646.9508 | 0.014199 | 835.3044 | -0.027961 | 646.9508 | 0.010794 | 835.3044 | -0.036661 | 835.5023 | 0 | 835.3044 | -0.049296 | 649.4103 | 0.00016601 | 830.02 | -0.048418 | 646.9508 | 0.0085571 | 830.02 | -0.0021233 | 830.02 | -0.0085115 | 649.4103 | 6.0978e-06 | 649.4103 | 0.91782 | 835.3044 | -0.0096104 | 835.3044 | 0.0012455 | 962.9136 | 0.026798 | 835.3044 | 0.69265 | 962.6227 | 0 | 962.9136 | 4.3825 | 649.4103 | 0.18836
| 647.0724 | 0 | 835.5433 | 0.0020035 | 647.0724 | 0 | 835.5433 | 0.087158 | 835.7411 | 0 | 835.5433 | 0.020352 | 649.5305 | 0.00013598 | 830.26 | 0.0081163 | 647.0724 | 0.0043085 | 830.26 | -0.0054239 | 830.26 | -0.0018654 | 649.5305 | 2.4391e-06 | 649.5305 | 0.88423 | 835.5433 | 0.028187 | 835.5433 | 0.003714 | 963.082 | 0.032909 | 835.5433 | 0.66148 | 962.7919 | 0 | 963.082 | 4.3258 | 649.5305 | 0.18331
| 647.1941 | 0.0075059 | 835.7821 | 0.0057785 | 647.1941 | 0.03099 | 835.7821 | -0.081347 | 835.98 | 0 | 835.7821 | -0.038084 | 649.6507 | 0.00016601 | 830.5 | -0.02267 | 647.1941 | 0.0054233 | 830.5 | -0.0017272 | 830.5 | -0.0078116 | 649.6507 | 3.6587e-06 | 649.6507 | 0.89036 | 835.7821 | -0.0089318 | 835.7821 | 0.0026899 | 963.2503 | 0.025453 | 835.7821 | 0.63161 | 962.9611 | 0.00013913 | 963.2503 | 4.2819 | 649.6507 | 0.1897
| 647.3158 | 0 | 836.021 | 0.02071 | 647.3158 | 0 | 836.021 | 0.036187 | 836.2189 | 0 | 836.021 | 0.02614 | 649.7709 | 0.00018045 | 830.74 | -0.014274 | 647.3158 | 0.0099285 | 830.74 | -0.0031795 | 830.74 | -0.00011659 | 649.7709 | 5.6913e-06 | 649.7709 | 0.88858 | 836.0209 | 0.027262 | 836.021 | 0.0098935 | 963.4187 | 0.029882 | 836.021 | 0.63007 | 963.1304 | 0 | 963.4187 | 4.2392 | 649.7709 | 0.18539
| 647.4375 | 0.0068403 | 836.2598 | -0.015543 | 647.4375 | 0.016645 | 836.2598 | -0.064921 | 836.4578 | 0 | 836.2598 | -0.042282 | 649.8911 | 0.00019419 | 830.97 | 0.011475 | 647.4375 | 0.018979 | 830.97 | 0.007646 | 830.97 | -0.0032645 | 649.8911 | 1.0366e-05 | 649.8911 | 0.8949 | 836.2598 | -0.015599 | 836.2598 | -0.0058335 | 963.587 | 0.04031 | 836.2598 | 0.58229 | 963.2997 | 0.00013913 | 963.587 | 4.2076 | 649.8911 | 0.194
| 647.5592 | 0 | 836.4987 | -0.024886 | 647.5592 | 0 | 836.4987 | 0.0092103 | 836.6966 | 0 | 836.4987 | 0.026722 | 650.0113 | 0.00020047 | 831.21 | 0.00083963 | 647.5592 | 0.012068 | 831.21 | 0.00012102 | 831.21 | 0.0033811 | 650.0113 | 1.1383e-05 | 650.0113 | 0.88917 | 836.4987 | 0.0078593 | 836.4987 | -0.00041447 | 963.7554 | 0.027976 | 836.4987 | 0.57307 | 963.4689 | 9.2755e-05 | 963.7554 | 4.1698 | 650.0113 | 0.19155
| 647.6809 | 0 | 836.7375 | -0.025704 | 647.6809 | 0.0077438 | 836.7375 | -0.07844 | 836.9355 | 0 | 836.7375 | -0.041317 | 650.1316 | 0.00019908 | 831.45 | -0.012595 | 647.6809 | 0.013055 | 831.45 | 0.0027614 | 831.45 | -0.0015157 | 650.1316 | 1.0773e-05 | 650.1316 | 0.8297 | 836.7376 | -0.034425 | 836.7375 | -0.0087611 | 963.9238 | 0.025453 | 836.7375 | 0.54254 | 963.6382 | 0.0004174 | 963.9238 | 4.1317 | 650.1316 | 0.19541
| 647.8026 | 0 | 836.9764 | 0.02411 | 647.8026 | 0 | 836.9764 | 0.03027 | 837.1744 | 0 | 836.9764 | 0.036433 | 650.2518 | 0.00020816 | 831.69 | 0.018752 | 647.8026 | 0.0030627 | 831.69 | -0.0017272 | 831.69 | -0.0053632 | 650.2518 | 6.0978e-06 | 650.2518 | 0.7552 | 836.9764 | 0.019765 | 836.9764 | 0.007457 | 964.0921 | 0.036554 | 836.9764 | 0.54646 | 963.8074 | 0 | 964.0921 | 4.084 | 650.2518 | 0.19282
| 647.9243 | 0.0050655 | 837.2153 | -0.014698 | 647.9243 | 0.021382 | 837.2153 | -0.086267 | 837.4134 | 0 | 837.2153 | -0.035047 | 650.372 | 0.000173 | 831.93 | 0.0019591 | 647.9243 | 0.006363 | 831.93 | -0.0025194 | 831.93 | -0.010085 | 650.372 | 1.1789e-05 | 650.372 | 0.70225 | 837.2153 | -0.01535 | 837.2153 | 0.007699 | 964.2605 | 0.02977 | 837.2153 | 0.51139 | 963.9767 | 0.00013913 | 964.2605 | 4.0426 | 650.372 | 0.19579
| 648.0461 | 0 | 837.4542 | 0.0011426 | 648.0461 | 0 | 837.4542 | 0.034159 | 837.6523 | 0 | 837.4542 | 0.028455 | 650.4922 | 0.00015298 | 832.17 | -0.028827 | 648.0461 | 0.0095993 | 832.17 | -0.0059519 | 832.17 | 0.0096767 | 650.4922 | 1.0976e-05 | 650.4922 | 0.65087 | 837.4542 | 0.0096904 | 837.4542 | 0.0028296 | 964.4289 | 0.034087 | 837.4542 | 0.49757 | 964.1459 | 0 | 964.4289 | 3.9974 | 650.4922 | 0.19764
| 648.1678 | 0.025312 | 837.6931 | -0.044408 | 648.1678 | 0.0093865 | 837.6931 | -0.079939 | 837.8912 | 0 | 837.6931 | -0.041732 | 650.6125 | 0.00014902 | 832.41 | -0.019871 | 648.1678 | 0.0083926 | 832.41 | -0.0035756 | 832.41 | -0.0032645 | 650.6125 | 2.3172e-05 | 650.6125 | 0.66214 | 837.6931 | -0.015698 | 837.6931 | -0.0076501 | 964.5973 | 0.030443 | 837.6931 | 0.48367 | 964.3152 | 0.0004174 | 964.5973 | 3.9553 | 650.6125 | 0.19809
| 648.2895 | 0 | 837.932 | 0.0096944 | 648.2895 | 0 | 837.932 | 0.016434 | 838.1302 | 0 | 837.932 | 0.02824 | 650.7327 | 0.00015461 | 832.64 | 0.012035 | 648.2895 | 0.011135 | 832.64 | 0.00012102 | 832.64 | -0.0032645 | 650.7327 | 2.3172e-05 | 650.7327 | 0.59752 | 837.932 | 0.01698 | 837.932 | 0.010136 | 964.7656 | 0.038908 | 837.932 | 0.47594 | 964.4845 | 0 | 964.7656 | 3.9058 | 650.7327 | 0.19705
| 648.4113 | 0.011277 | 838.1709 | -0.0016096 | 648.4113 | 0.017863 | 838.1709 | -0.053201 | 838.3691 | 0 | 838.1709 | -0.037026 | 650.8529 | 0.0001886 | 832.88 | -0.0019591 | 648.4113 | 0.015688 | 832.88 | -0.0096484 | 832.88 | -0.0036143 | 650.8529 | 2.8863e-05 | 650.8529 | 0.55741 | 838.1709 | -0.029111 | 838.1709 | 0.0013589 | 964.934 | 0.024444 | 838.1709 | 0.43648 | 964.6537 | 0.00013913 | 964.934 | 3.8638 | 650.8529 | 0.1923
| 648.5331 | 0 | 838.4099 | 0.017131 | 648.5331 | 0 | 838.4099 | 0.040375 | 838.6081 | 0 | 838.4099 | 0.022099 | 650.9731 | 0.00018813 | 833.12 | 0.0025189 | 648.5331 | 0.0085023 | 833.12 | 0.0059299 | 833.12 | 0.0046053 | 650.9731 | 2.2155e-05 | 650.9731 | 0.46277 | 838.4099 | 0.013312 | 838.4099 | 0.0012707 | 965.1024 | 0.023939 | 838.4099 | 0.44557 | 964.823 | 9.2755e-05 | 965.1024 | 3.8211 | 650.9731 | 0.19319
| 648.6549 | 0 | 838.6488 | -0.04087 | 648.6549 | 0.0089172 | 838.6488 | -0.075888 | 838.847 | 0 | 838.6488 | -0.043065 | 651.0934 | 0.00020164 | 833.36 | 0.0081163 | 648.6549 | 0.013988 | 833.36 | 0.00091312 | 833.36 | -0.0011659 | 651.0934 | 2.7034e-05 | 651.0934 | 0.43767 | 838.6488 | -0.020489 | 838.6488 | 6.7838e-05 | 965.2707 | 0.032517 | 838.6488 | 0.42143 | 964.9923 | 0.00013913 | 965.2707 | 3.7884 | 651.0934 | 0.18443
| 648.7766 | 0 | 838.8877 | 0.021754 | 648.7766 | 0 | 838.8877 | -0.024158 | 839.086 | 0 | 838.8877 | 0.024799 | 651.2136 | 0.00018976 | 833.6 | -0.00027989 | 648.7766 | 0.0080634 | 833.6 | -0.010837 | 833.6 | 0.0011076 | 651.2136 | 2.4188e-05 | 651.2136 | 0.44301 | 838.8877 | 0.0335 | 838.8877 | 0.0074453 | 965.4391 | 0.051354 | 838.8877 | 0.40021 | 965.1616 | 9.2755e-05 | 965.4391 | 3.752 | 651.2136 | 0.18925
| 648.8984 | 0.019756 | 839.1267 | -0.033763 | 648.8984 | 0.022329 | 839.1267 | -0.098099 | 839.325 | 0 | 839.1267 | -0.049757 | 651.3338 | 0.00019465 | 833.84 | -0.0041982 | 648.8984 | 0.015249 | 833.84 | -0.00040706 | 833.84 | -0.0071117 | 651.3338 | 2.6017e-05 | 651.3338 | 0.46672 | 839.1267 | -0.0070928 | 839.1267 | -0.011787 | 965.6075 | 0.019342 | 839.1267 | 0.4147 | 965.3308 | 0.00013913 | 965.6075 | 3.7163 | 651.3338 | 0.17953
| 649.0202 | 0 | 839.3656 | 0.0024182 | 649.0202 | 0 | 839.3656 | 0.03 | 839.564 | 0 | 839.3656 | 0.021089 | 651.4541 | 0.00019256 | 834.08 | 0.0069968 | 649.0202 | 0.0025955 | 834.08 | -0.0025194 | 834.08 | 0.012476 | 651.4541 | 2.2359e-05 | 651.4541 | 0.48569 | 839.3656 | 0.0088699 | 839.3656 | 0.0099672 | 965.7759 | 0.033975 | 839.3656 | 0.40013 | 965.5001 | 0 | 965.7759 | 3.6721 | 651.4541 | 0.19066
| 649.1421 | 0.0095026 | 839.6046 | -0.033238 | 649.1421 | 0.0089172 | 839.6046 | -0.0901 | 839.803 | 0 | 839.6046 | -0.044419 | 651.5743 | 0.00019908 | 834.32 | -0.0058775 | 649.1421 | 0.0040221 | 834.32 | 0.0061941 | 834.32 | -0.0095602 | 651.5743 | 3.1099e-05 | 651.5743 | 0.47344 | 839.6046 | -0.021579 | 839.6046 | -0.012333 | 965.9443 | 0.032517 | 839.6046 | 0.38016 | 965.6694 | 0.00013913 | 965.9443 | 3.6247 | 651.5743 | 0.17967
| 649.2639 | 0 | 839.8436 | -0.0056912 | 649.2639 | 0 | 839.8436 | 0.013123 | 840.042 | 0 | 839.8436 | 0.014158 | 651.6946 | 0.00019396 | 834.55 | -0.027708 | 649.2639 | 0.0050872 | 834.55 | 0.0011772 | 834.55 | -0.0013408 | 651.6946 | 3.3131e-05 | 651.6946 | 0.47561 | 839.8436 | 0.016834 | 839.8436 | -0.010127 | 966.1126 | 0.029265 | 839.8436 | 0.37338 | 965.8387 | 0 | 966.1126 | 3.5643 | 651.6946 | 0.18955
| 649.3857 | 0 | 840.0825 | -0.029195 | 649.3857 | 0.018134 | 840.0825 | -0.054587 | 840.281 | 0 | 840.0825 | -0.049528 | 651.8148 | 0.0002028 | 834.79 | -0.018192 | 649.3857 | 0.0012196 | 834.79 | -0.0014632 | 834.79 | 0.00058296 | 651.8148 | 4.4514e-05 | 651.8148 | 0.4436 | 840.0825 | -0.024721 | 840.0825 | -0.0050868 | 966.281 | 0.023042 | 840.0825 | 0.3252 | 966.008 | 0.00013913 | 966.281 | 3.502 | 651.8148 | 0.17663
| 649.5076 | 0 | 840.3215 | 0.0083384 | 649.5076 | 0 | 840.3215 | -0.030054 | 840.52 | 0 | 840.3215 | 0.023986 | 651.9351 | 0.0002028 | 835.03 | -0.0013994 | 649.5076 | 0.0027513 | 835.03 | -0.014269 | 835.03 | 0.0018072 | 651.9351 | 4.6343e-05 | 651.9351 | 0.45466 | 840.3215 | 0.013248 | 840.3215 | 0.0033223 | 966.4494 | 0.032349 | 840.3215 | 0.35355 | 966.1773 | 9.2755e-05 | 966.4494 | 3.435 | 651.9351 | 0.18502
| 649.6294 | 0.011277 | 840.5605 | -0.053621 | 649.6294 | 0.018811 | 840.5605 | -0.092703 | 840.7591 | 0 | 840.5605 | -0.052562 | 652.0553 | 0.00023028 | 835.27 | -0.0081163 | 649.6294 | 0.0040221 | 835.27 | 0.00051708 | 835.27 | -0.0034394 | 652.0553 | 4.8782e-05 | 652.0553 | 0.43135 | 840.5605 | -0.022377 | 840.5605 | -7.3053e-05 | 966.6178 | 0.028873 | 840.5605 | 0.32356 | 966.3466 | 0.0004174 | 966.6178 | 3.3813 | 652.0553 | 0.17321
| 649.7513 | 0 | 840.7995 | 0.01377 | 649.7513 | 0 | 840.7995 | 0.0076461 | 840.9981 | 0 | 840.7995 | 0.023595 | 652.1756 | 0.00021887 | 835.51 | 0.037783 | 649.7513 | 0.00072677 | 835.51 | 0.00038506 | 835.51 | 0.0058296 | 652.1756 | 3.8213e-05 | 652.1756 | 0.44617 | 840.7995 | 0.0058594 | 840.7995 | 0.0089958 | 966.7862 | 0.034311 | 840.7995 | 0.31202 | 966.5159 | 0 | 966.7862 | 3.3286 | 652.1756 | 0.18205
| 649.8731 | 0.011277 | 841.0385 | -0.018561 | 649.8731 | 0.017187 | 841.0385 | -0.065633 | 841.2372 | 0 | 841.0385 | -0.039122 | 652.2958 | 0.00021258 | 835.75 | -0.016513 | 649.8731 | 0.011519 | 835.75 | -0.0039716 | 835.75 | -0.0072872 | 652.2958 | 4.2685e-05 | 652.2958 | 0.43965 | 841.0385 | -0.027493 | 841.0385 | -0.00027405 | 966.9546 | 0.024163 | 841.0385 | 0.30457 | 966.6852 | 0 | 966.9546 | 3.2845 | 652.2958 | 0.17232
| 649.995 | 0 | 841.2775 | -0.0043866 | 649.995 | 0 | 841.2775 | 0.043768 | 841.4762 | 0 | 841.2775 | 0.021083 | 652.4161 | 0.00019628 | 835.99 | -0.011475 | 649.995 | 0.016291 | 835.99 | -0.0011992 | 835.99 | -0.013758 | 652.4161 | 4.3904e-05 | 652.4161 | 0.43174 | 841.2775 | 0.016475 | 841.2775 | 0.0058732 | 967.1229 | 0.028368 | 841.2775 | 0.30297 | 966.8545 | 0 | 967.1229 | 3.2341 | 652.4161 | 0.18212
| 650.1169 | 0 | 841.5166 | -0.023773 | 650.1169 | 0.013804 | 841.5166 | -0.072028 | 841.7153 | 0 | 841.5166 | -0.040465 | 652.5363 | 0.00019908 | 836.23 | -0.0047579 | 650.1169 | 0.010861 | 836.23 | -0.0035756 | 836.23 | -0.0043139 | 652.5363 | 5.9149e-05 | 652.5363 | 0.41119 | 841.5166 | -0.017362 | 841.5166 | -0.0037784 | 967.2913 | 0.027135 | 841.5166 | 0.28803 | 967.0238 | 0.0004174 | 967.2913 | 3.1874 | 652.5363 | 0.17359
| 650.2388 | 0 | 841.7556 | 0.023358 | 650.2388 | 0 | 841.7556 | -0.020442 | 841.9543 | 0 | 841.7556 | 0.015886 | 652.6566 | 0.00020886 | 836.46 | 0.013154 | 650.2388 | 0.0071309 | 836.46 | -0.0017272 | 836.46 | 0.007229 | 652.6566 | 6.7279e-05 | 652.6566 | 0.36219 | 841.7556 | 0.023566 | 841.7556 | 0.015019 | 967.4597 | 0.024332 | 841.7556 | 0.29495 | 967.1931 | 0.00037102 | 967.4597 | 3.1349 | 652.6566 | 0.18175
| 650.3607 | 0.018768 | 841.9946 | -0.0066555 | 650.3607 | 0.012672 | 841.9946 | -0.055316 | 842.1934 | 0 | 841.9946 | -0.042569 | 652.7768 | 0.00019023 | 836.7 | -0.024908 | 650.3607 | 0.011355 | 836.7 | -0.0023874 | 836.7 | 0.00093272 | 652.7768 | 7.7645e-05 | 652.7768 | 0.33551 | 841.9946 | -0.023335 | 841.9946 | -0.0083164 | 967.6281 | 0.035096 | 841.9946 | 0.2806 | 967.3624 | 0.0004174 | 967.6281 | 3.0864 | 652.7768 | 0.17537
| 650.4826 | 0 | 842.2337 | 0.013482 | 650.4826 | 0 | 842.2337 | 0.057587 | 842.4325 | 0 | 842.2337 | 0.032571 | 652.8971 | 0.00020653 | 836.94 | -0.015393 | 650.4826 | 0.0068018 | 836.94 | 0.0071181 | 836.94 | -0.010085 | 652.8971 | 6.5247e-05 | 652.8971 | 0.28849 | 842.2337 | 0.03119 | 842.2337 | 0.016932 | 967.7965 | 0.030835 | 842.2337 | 0.26881 | 967.5317 | 9.2755e-05 | 967.7965 | 3.0317 | 652.8971 | 0.18153
| 650.6045 | 0.0006286 | 842.4727 | -0.022204 | 650.6045 | 0.005632 | 842.4727 | -0.064351 | 842.6716 | 0 | 842.4727 | -0.04411 | 653.0173 | 0.00020071 | 837.18 | -0.02379 | 650.6045 | 0.0086668 | 837.18 | 0.005798 | 837.18 | -0.002565 | 653.0173 | 6.423e-05 | 653.0173 | 0.27643 | 842.4727 | -0.015187 | 842.4727 | -0.00067667 | 967.9649 | 0.032517 | 842.4727 | 0.27084 | 967.701 | 0 | 967.9649 | 2.9811 | 653.0173 | 0.17656
| 650.7264 | 0 | 842.7118 | -0.013074 | 650.7264 | 0 | 842.7118 | 0.054539 | 842.9107 | 0 | 842.7118 | 0.021883 | 653.1376 | 0.00021794 | 837.42 | -0.013154 | 650.7264 | 0.0057047 | 837.42 | -0.00582 | 837.42 | 0.0014574 | 653.1376 | 5.2441e-05 | 653.1376 | 0.24106 | 842.7118 | 0.012709 | 842.7118 | 0.011009 | 968.1333 | 0.026518 | 842.7118 | 0.26266 | 967.8703 | 0 | 968.1333 | 2.9269 | 653.1376 | 0.17953
| 650.8484 | 0.00085042 | 842.9508 | -0.016168 | 650.8484 | 0.005632 | 842.9508 | -0.080387 | 843.1498 | 0 | 842.9508 | -0.032972 | 653.2579 | 0.00019256 | 837.66 | -0.033864 | 650.8484 | 0.0051119 | 837.66 | -0.0068759 | 837.66 | 0.0011076 | 653.2579 | 6.8092e-05 | 653.2579 | 0.2381 | 842.9508 | -0.021897 | 842.9508 | -0.0043044 | 968.3017 | 0.02108 | 842.9508 | 0.24378 | 968.0396 | 0.0004174 | 968.3017 | 2.8782 | 653.2579 | 0.17693
| 650.9703 | 0 | 843.1899 | -0.022244 | 650.9703 | 0 | 843.1899 | -0.024051 | 843.389 | 0 | 843.1899 | 0.013278 | 653.3781 | 0.00017463 | 837.9 | -0.027148 | 650.9703 | 0.0072406 | 837.9 | 0.0038176 | 837.9 | -0.0046636 | 653.3781 | 6.5653e-05 | 653.3781 | 0.20609 | 843.1899 | 0.017943 | 843.1899 | 0.0016284 | 968.4701 | 0.045804 | 843.1899 | 0.2421 | 968.209 | 9.2755e-05 | 968.4701 | 2.8275 | 653.3781 | 0.17552
| 651.0923 | 0.0055093 | 843.429 | -0.021982 | 651.0923 | 0.011733 | 843.429 | -0.082567 | 843.6281 | 0 | 843.429 | -0.044495 | 653.4984 | 0.00016741 | 838.14 | -0.014274 | 651.0923 | 0.0068018 | 838.14 | -0.0023874 | 838.14 | 0.0096767 | 653.4984 | 8.293e-05 | 653.4984 | 0.19661 | 843.429 | -0.026569 | 843.429 | -0.011346 | 968.6385 | 0.031452 | 843.429 | 0.23781 | 968.3783 | 0.00013913 | 968.6385 | 2.7821 | 653.4984 | 0.17455
| 651.2143 | 0 | 843.6681 | 0.014263 | 651.2143 | 0 | 843.6681 | -0.0058539 | 843.8672 | 0 | 843.6681 | 0.024049 | 653.6187 | 0.00015298 | 838.38 | 0.02267 | 651.2143 | 0.0058693 | 838.38 | -0.0054239 | 838.38 | -0.0032645 | 653.6187 | 6.9515e-05 | 653.6187 | 0.16203 | 843.6681 | 0.022274 | 843.6681 | 0.014652 | 968.8069 | 0.040198 | 843.6681 | 0.22858 | 968.5476 | 0 | 968.8069 | 2.7368 | 653.6187 | 0.17515
| 651.3362 | 0.012594 | 843.9072 | 0.017558 | 651.3362 | 0.0042239 | 843.9072 | -0.051054 | 844.1064 | 0 | 843.9072 | -0.04215 | 653.7389 | 0.0001567 | 838.61 | 0.014833 | 651.3362 | 0.0048005 | 838.61 | -0.0059519 | 838.61 | -0.0034394 | 653.7389 | 9.228e-05 | 653.7389 | 0.16361 | 843.9072 | 0.0039993 | 843.9072 | -0.011034 | 968.9752 | 0.031227 | 843.9072 | 0.21355 | 968.7169 | 0.00013913 | 968.9752 | 2.6949 | 653.7389 | 0.17841
| 651.4582 | 0 | 844.1463 | -0.023704 | 651.4582 | 0 | 844.1463 | 0.01601 | 844.3455 | 0 | 844.1463 | 0.020672 | 653.8592 | 0.00016112 | 838.85 | -0.0081163 | 651.4582 | 0.0072406 | 838.85 | -0.0022553 | 838.85 | -0.0018654 | 653.8592 | 9.4516e-05 | 653.8592 | 0.13911 | 844.1463 | 0.017837 | 844.1463 | 0.0041902 | 969.1436 | 0.037338 | 844.1463 | 0.21162 | 968.8863 | 0 | 969.1436 | 2.6493 | 653.8592 | 0.17752
| 651.5802 | 0.0044001 | 844.3854 | 0.0055755 | 651.5802 | 0.0075091 | 844.3854 | -0.063206 | 844.5847 | 0 | 844.3854 | -0.040796 | 653.9795 | 0.0001865 | 839.09 | -0.027708 | 651.5802 | 0.0097639 | 839.09 | -0.007668 | 839.09 | -0.0032645 | 653.9795 | 0.00011159 | 653.9795 | 0.13832 | 844.3854 | -0.0087071 | 844.3854 | -0.010892 | 969.312 | 0.032741 | 844.3854 | 0.20947 | 969.0556 | 0.0004174 | 969.312 | 2.6026 | 653.9795 | 0.17708
| 651.7022 | 0 | 844.6245 | 0.014904 | 651.7022 | 0 | 844.6245 | 0.0047586 | 844.8239 | 0 | 844.6245 | 0.023795 | 654.0998 | 0.00017347 | 839.33 | -0.0097957 | 651.7022 | 0.012068 | 839.33 | -0.0079322 | 839.33 | -0.00099105 | 654.0998 | 9.2687e-05 | 654.0998 | 0.11283 | 844.6245 | 0.019562 | 844.6245 | -0.0031408 | 969.4805 | 0.035993 | 844.6245 | 0.2137 | 969.2249 | 0.00037102 | 969.4805 | 2.5526 | 654.0998 | 0.17708
| 651.8242 | 0.01039 | 844.8636 | -0.0041743 | 651.8242 | 0.012906 | 844.8636 | -0.097986 | 845.063 | 0 | 844.8636 | -0.040248 | 654.22 | 0.00014972 | 839.57 | -0.006437 | 651.8242 | 0.0083926 | 839.57 | -0.0084602 | 839.57 | 0.0032063 | 654.22 | 0.00010122 | 654.22 | 0.10611 | 844.8636 | -0.021026 | 844.8636 | -0.0051684 | 969.6489 | 0.01211 | 844.8636 | 0.1962 | 969.3943 | 0.00013913 | 969.6489 | 2.5106 | 654.22 | 0.17774
| 651.9462 | 0 | 845.1027 | 0.0020301 | 651.9462 | 0 | 845.1027 | 0.0093222 | 845.3022 | 0 | 845.1027 | 0.023039 | 654.3403 | 0.00013551 | 839.81 | 0.02155 | 651.9462 | 0.0055402 | 839.81 | 0.0046097 | 839.81 | -0.00046636 | 654.3403 | 9.3703e-05 | 654.3403 | 0.081014 | 845.1027 | 0.0067966 | 845.1027 | 0.011146 | 969.8172 | 0.034479 | 845.1027 | 0.18976 | 969.5636 | 9.2755e-05 | 969.8172 | 2.469 | 654.3403 | 0.17448
| 652.0683 | 0.0037345 | 845.3419 | 0.0044583 | 652.0683 | 0.0082132 | 845.3419 | -0.024479 | 845.5414 | 0 | 845.3419 | -0.039548 | 654.4606 | 0.00015787 | 840.05 | 0.0069968 | 652.0683 | 0.0033993 | 840.05 | -0.0047637 | 840.05 | 0.0061793 | 654.4606 | 0.0001061 | 654.4606 | 0.070146 | 845.3419 | -0.0061839 | 845.3419 | -0.0025274 | 969.9856 | 0.026126 | 845.3419 | 0.19156 | 969.7329 | 0.00013913 | 969.9856 | 2.4311 | 654.4606 | 0.16854
| 652.1903 | 0 | 845.581 | 0.007851 | 652.1903 | 0 | 845.581 | -0.010543 | 845.7806 | 0 | 845.581 | 0.015456 | 654.5809 | 0.00016601 | 840.29 | 0.012035 | 652.1903 | 0.0032184 | 840.29 | -0.0023874 | 840.29 | -0.002565 | 654.5809 | 8.9028e-05 | 654.5809 | 0.048015 | 845.581 | 0.030266 | 845.581 | 0.0060895 | 970.1541 | 0.033694 | 845.581 | 0.18864 | 969.9023 | 9.2755e-05 | 970.1541 | 2.3859 | 654.5809 | 0.16267
| 652.3124 | 0.0055093 | 845.8202 | -0.02769 | 652.3124 | 0.010794 | 845.8202 | -0.054491 | 846.0198 | 0 | 845.8202 | -0.035106 | 654.7012 | 0.00015717 | 840.52 | -0.041141 | 652.3124 | 0.0061984 | 840.52 | -0.014797 | 840.52 | -0.015507 | 654.7012 | 8.8621e-05 | 654.7012 | 0.043866 | 845.8202 | -0.015685 | 845.8202 | -0.007566 | 970.3225 | 0.02977 | 845.8202 | 0.17452 | 970.0716 | 0.00013913 | 970.3225 | 2.3408 | 654.7012 | 0.16193
| 652.4344 | 0 | 846.0593 | -0.019545 | 652.4344 | 0 | 846.0593 | 0.0039634 | 846.2591 | 0 | 846.0593 | 0.0241 | 654.8215 | 0.00016159 | 840.76 | -0.027708 | 652.4344 | 0.016785 | 840.76 | -0.0033115 | 840.76 | -0.0034394 | 654.8215 | 7.5206e-05 | 654.8215 | 0.024502 | 846.0593 | 0.010336 | 846.0593 | 0.001544 | 970.4909 | 0.032124 | 846.0593 | 0.16888 | 970.241 | 9.2755e-05 | 970.4909 | 2.2923 | 654.8215 | 0.15614
| 652.5565 | 0.011721 | 846.2985 | 0.033122 | 652.5565 | 0.014751 | 846.2985 | -0.047046 | 846.4983 | 0 | 846.2985 | -0.038769 | 654.9417 | 0.00018278 | 841 | -0.017632 | 652.5565 | 0.0069664 | 841 | -0.0043677 | 841 | 0.0044305 | 654.9417 | 9.4516e-05 | 654.9417 | 0.026675 | 846.2985 | -0.0093649 | 846.2985 | -0.0048986 | 970.6593 | 0.030667 | 846.2985 | 0.16549 | 970.4103 | 0.0004174 | 970.6593 | 2.2501 | 654.9417 | 0.15822
| 652.6786 | 0 | 846.5377 | 0.026007 | 652.6786 | 0 | 846.5377 | 0.025914 | 846.7375 | 0 | 846.5377 | 0.024196 | 655.062 | 0.00021514 | 841.24 | 0.0047579 | 652.6786 | 0.0063081 | 841.24 | -0.00093515 | 841.24 | 0.0093272 | 655.062 | 9.6955e-05 | 655.062 | 0.013586 | 846.5377 | 0.019069 | 846.5377 | 0.0085462 | 970.8277 | 0.028705 | 846.5377 | 0.15499 | 970.5797 | 9.2755e-05 | 970.8277 | 2.2064 | 655.062 | 0.15844
| 652.8007 | 0.0061749 | 846.7769 | -0.044352 | 652.8007 | 0.023277 | 846.7769 | -0.096462 | 846.9768 | 0 | 846.7769 | -0.044341 | 655.1823 | 0.00022539 | 841.48 | -0.014274 | 652.8007 | 0.011026 | 841.48 | -0.013345 | 841.48 | -0.012183 | 655.1823 | 0.00011322 | 655.1823 | 0.015057 | 846.7768 | -0.029573 | 846.7769 | 0.001205 | 970.9961 | 0.043169 | 846.7769 | 0.15239 | 970.7491 | 0.0004174 | 970.9961 | 2.1681 | 655.1823 | 0.16416
| 652.9227 | 0 | 847.016 | 0.018638 | 652.9227 | 0 | 847.016 | 0.036441 | 847.216 | 0 | 847.016 | 0.025474 | 655.3026 | 0.00019582 | 841.72 | 0.020991 | 652.9227 | 0.0039971 | 841.72 | 0.0030255 | 841.72 | 0.0023318 | 655.3026 | 9.8784e-05 | 655.3026 | 0.0044519 | 847.016 | 0.018802 | 847.016 | 0.0092304 | 971.1645 | 0.044627 | 847.016 | 0.14902 | 970.9184 | 0 | 971.1645 | 2.1256 | 655.3026 | 0.15554
| 653.0448 | 0.013952 | 847.2552 | -0.056841 | 653.0448 | 0.017322 | 847.2552 | -0.064232 | 847.4553 | 0 | 847.2552 | -0.053605 | 655.4229 | 0.00018744 | 841.96 | -0.02155 | 653.0448 | 0.0061984 | 841.96 | -1.1002e-05 | 841.96 | 0.0023318 | 655.4229 | 0.00011261 | 655.4229 | 0.0027426 | 847.2552 | -0.012462 | 847.2552 | -0.007865 | 971.3329 | 0.01895 | 847.2552 | 0.13408 | 971.0878 | 0.0004174 | 971.3329 | 2.0903 | 655.4229 | 0.1522
| 653.167 | 0 | 847.4944 | -0.014035 | 653.167 | 0 | 847.4944 | 0.0023524 | 847.6945 | 0 | 847.4944 | 0.024062 | 655.5432 | 0.00015763 | 842.2 | 0.018192 | 653.167 | 0.0043085 | 842.2 | -0.0078004 | 842.2 | -0.0030897 | 655.5432 | 9.4719e-05 | 655.5432 | 1.2585e-05 | 847.4944 | 0.014362 | 847.4944 | 0.0025229 | 971.5013 | 0.040422 | 847.4944 | 0.14924 | 971.2571 | 0 | 971.5013 | 2.0553 | 655.5432 | 0.14433
| 653.2891 | 0.014199 | 847.7336 | -0.015498 | 653.2891 | 0.018811 | 847.7336 | -0.065631 | 847.9338 | 0 | 847.7336 | -0.046405 | 655.6635 | 0.00016695 | 842.44 | -0.030506 | 653.2891 | 0.010696 | 842.44 | -0.0014632 | 842.44 | -0.0090358 | 655.6635 | 0.00010874 | 655.6635 | 1.6924e-05 | 847.7337 | -0.030497 | 847.7336 | -0.0094488 | 971.6698 | 0.032237 | 847.7336 | 0.14105 | 971.4265 | 0.00069566 | 971.6698 | 2.0254 | 655.6635 | 0.14574
| 653.4112 | 0 | 847.9729 | 0.0037419 | 653.4112 | 0 | 847.9729 | 0.029243 | 848.1731 | 0 | 847.9729 | 0.021032 | 655.7838 | 0.00017253 | 842.68 | 0.019871 | 653.4112 | 0.010532 | 842.68 | -0.0018593 | 842.68 | -0.00011659 | 655.7838 | 8.6589e-05 | 655.7838 | 4.1225e-06 | 847.9729 | 0.01104 | 847.9729 | -0.0010208 | 971.8382 | 0.030443 | 847.9729 | 0.13268 | 971.5959 | 9.2755e-05 | 971.8382 | 1.9926 | 655.7838 | 0.13505
| 653.5333 | 0.01039 | 848.2121 | -0.010492 | 653.5333 | 0.017863 | 848.2121 | -0.085121 | 848.4124 | 0 | 848.2121 | -0.038481 | 655.9041 | 0.00017766 | 842.91 | 0.0019591 | 653.5333 | 0.0061984 | 842.91 | 0.0019693 | 842.91 | -0.00029147 | 655.9041 | 0.00010265 | 655.9041 | 4.1225e-06 | 848.2121 | -0.011808 | 848.2121 | 0.0019138 | 972.0066 | 0.024276 | 848.2121 | 0.14353 | 971.7652 | 0.00013913 | 972.0066 | 1.9621 | 655.9041 | 0.13535
| 653.6555 | 0 | 848.4513 | -0.0035808 | 653.6555 | 0 | 848.4513 | 0.030729 | 848.6517 | 0 | 848.4513 | 0.023372 | 656.0244 | 0.00017137 | 843.15 | 0.026587 | 653.6555 | 0.0033741 | 843.15 | 0.011871 | 843.15 | -0.0037892 | 656.0244 | 8.9434e-05 | 656.0244 | 0 | 848.4513 | 0.025414 | 848.4513 | -0.0054018 | 972.175 | 0.039132 | 848.4513 | 0.13684 | 971.9346 | 0 | 972.175 | 1.9268 | 656.0244 | 0.12822
| 653.7776 | 0.0075059 | 848.6906 | 0.013386 | 653.7776 | 0.014751 | 848.6906 | -0.059689 | 848.891 | 0 | 848.6906 | -0.038011 | 656.1447 | 0.00016974 | 843.39 | -0.0086761 | 653.7776 | 0.0069664 | 843.39 | -0.0044997 | 843.39 | -0.016906 | 656.1447 | 9.8378e-05 | 656.1447 | 0 | 848.6906 | 0.0043968 | 848.6906 | -0.0024518 | 972.3434 | 0.024724 | 848.6906 | 0.13803 | 972.104 | 0.00013913 | 972.3434 | 1.8959 | 656.1447 | 0.13312
| 653.8998 | 0 | 848.9298 | -0.016186 | 653.8998 | 0 | 848.9298 | 0.072424 | 849.1303 | 0 | 848.9298 | 0.021643 | 656.265 | 0.00016811 | 843.63 | 0.0019591 | 653.8998 | 0.0055402 | 843.63 | 0.00025304 | 843.63 | 5.8296e-05 | 656.265 | 0.0001061 | 656.265 | 0 | 848.9298 | 0.022712 | 848.9298 | 0.011901 | 972.5118 | 0.034703 | 848.9298 | 0.10944 | 972.2734 | 9.2755e-05 | 972.5118 | 1.8623 | 656.265 | 0.12444
| 654.022 | 0.014323 | 849.1691 | -0.034891 | 654.022 | 0.016645 | 849.1691 | -0.071803 | 849.3696 | 0 | 849.1691 | -0.039421 | 656.3854 | 0.00016764 | 843.87 | 0.017632 | 654.022 | 0.0054233 | 843.87 | -0.0022553 | 843.87 | 0.0089776 | 656.3854 | 0.00011017 | 656.3854 | 0 | 849.1691 | -0.007394 | 849.1691 | -0.0014174 | 972.6803 | 0.028368 | 849.1691 | 0.10049 | 972.4427 | 0.0004174 | 972.6803 | 1.834 | 656.3854 | 0.12651
| 654.1442 | 0 | 849.4083 | -0.00032853 | 654.1442 | 0 | 849.4083 | -0.032088 | 849.609 | 0 | 849.4083 | 0.031532 | 656.5057 | 0.00015181 | 844.11 | -0.010915 | 654.1442 | 0.0011939 | 844.11 | -0.0068759 | 844.11 | 0.0025067 | 656.5057 | 0.0001311 | 656.5057 | 0 | 849.4083 | 0.013184 | 849.4083 | 0.01579 | 972.8487 | 0.030947 | 849.4083 | 0.1255 | 972.6121 | 0 | 972.8487 | 1.8003 | 656.5057 | 0.11746
| 654.2664 | 0.0063967 | 849.6476 | -0.0095433 | 654.2664 | 0.011968 | 849.6476 | -0.092281 | 849.8483 | 0 | 849.6476 | -0.045883 | 656.626 | 0.00015135 | 844.35 | -0.0047579 | 654.2664 | 0.010861 | 844.35 | 0.005798 | 844.35 | -0.0099105 | 656.626 | 0.00011687 | 656.626 | 0 | 849.6476 | -0.010581 | 849.6476 | -0.0069047 | 973.0171 | 0.026294 | 849.6476 | 0.12427 | 972.7815 | 0.0004174 | 973.0171 | 1.7699 | 656.626 | 0.12087
| 654.3886 | 0 | 849.8869 | -0.01083 | 654.3886 | 0 | 849.8869 | 0.049196 | 850.0877 | 0 | 849.8869 | 0.019395 | 656.7463 | 0.00017626 | 844.59 | 0.0092359 | 654.3886 | 0 | 844.59 | 0.0031575 | 844.59 | 0.0030313 | 656.7463 | 0.00012216 | 656.7463 | 0 | 849.8869 | 0.015717 | 849.8869 | -0.0069623 | 973.1855 | 0.034423 | 849.8869 | 0.11197 | 972.9509 | 0 | 973.1855 | 1.7379 | 656.7463 | 0.1127
| 654.5108 | 0.0012942 | 850.1261 | -0.0077103 | 654.5108 | 0.015292 | 850.1261 | -0.079764 | 850.327 | 0 | 850.1261 | -0.046236 | 656.8666 | 0.00019349 | 844.83 | -0.018752 | 654.5108 | 0.0044891 | 844.83 | -0.0046317 | 844.83 | -0.005538 | 656.8666 | 0.00011505 | 656.8666 | 0 | 850.1261 | -0.032807 | 850.1261 | -3.4135e-05 | 973.3539 | 0.026014 | 850.1261 | 0.093218 | 973.1203 | 0.0004174 | 973.3539 | 1.7111 | 656.8666 | 0.11293
| 654.633 | 0 | 850.3654 | -0.00040074 | 654.633 | 0 | 850.3654 | 0.049416 | 850.5664 | 0 | 850.3654 | 0.027126 | 656.9869 | 0.00021025 | 845.07 | 0.011475 | 654.633 | 0.0027513 | 845.07 | -0.0052918 | 845.07 | 0.0026815 | 656.9869 | 0.00011118 | 656.9869 | 2.1697e-06 | 850.3654 | 0.013279 | 850.3654 | 0.016009 | 973.5224 | 0.025509 | 850.3654 | 0.091099 | 973.2897 | 9.2755e-05 | 973.5224 | 1.6817 | 656.9869 | 0.10617
| 654.7552 | 0.0055093 | 850.6047 | -0.0011549 | 654.7552 | 0.016645 | 850.6047 | -0.091253 | 850.8057 | 0 | 850.6047 | -0.040863 | 657.1073 | 0.0002056 | 845.3 | -0.031627 | 654.7552 | 0.0038663 | 845.3 | -0.0030475 | 845.3 | 0.0033811 | 657.1073 | 0.00012013 | 657.1073 | 2.1697e-06 | 850.6047 | -0.014265 | 850.6047 | -0.0035289 | 973.6908 | 0.023491 | 850.6047 | 0.10075 | 973.4591 | 0.0004174 | 973.6908 | 1.655 | 657.1073 | 0.10721
| 654.8775 | 0 | 850.844 | 0.0040427 | 654.8775 | 0 | 850.844 | 0.032013 | 851.0451 | 0 | 850.844 | 0.019623 | 657.2276 | 0.00019884 | 845.54 | -0.006437 | 654.8775 | 0.0061984 | 845.54 | 0.0044777 | 845.54 | 0.0037309 | 657.2276 | 0.00011444 | 657.2276 | 2.1697e-06 | 850.844 | 0.01826 | 850.844 | 0.0066099 | 973.8592 | 0.034703 | 850.844 | 0.091754 | 973.6285 | 0 | 973.8592 | 1.6247 | 657.2276 | 0.1029
| 654.9997 | 0.013459 | 851.0833 | -0.012202 | 654.9997 | 0.020164 | 851.0833 | -0.071177 | 851.2845 | 0 | 851.0833 | -0.046979 | 657.3479 | 0.00020071 | 845.78 | 0.037222 | 654.9997 | 0.0046449 | 845.78 | 0.0068539 | 845.78 | 0.0032063 | 657.3479 | 0.00012155 | 657.3479 | 0 | 851.0833 | -0.020283 | 851.0833 | -0.0015765 | 974.0276 | 0.029994 | 851.0833 | 0.082636 | 973.7979 | 0.0004174 | 974.0276 | 1.5967 | 657.3479 | 0.1058
| 655.122 | 0 | 851.3227 | -0.027577 | 655.122 | 0 | 851.3227 | -0.012348 | 851.5239 | 0 | 851.3227 | 0.02171 | 657.4682 | 0.0001886 | 846.02 | -0.015393 | 655.122 | 0 | 846.02 | 0.0024974 | 846.02 | -0.0016906 | 657.4682 | 9.9394e-05 | 657.4682 | 0 | 851.3226 | 0.0050702 | 851.3227 | 0.005461 | 974.1961 | 0.035264 | 851.3227 | 0.079789 | 973.9673 | 9.2755e-05 | 974.1961 | 1.5647 | 657.4682 | 0.10328
| 655.2442 | 0.017286 | 851.562 | -0.021706 | 655.2442 | 0.016916 | 851.562 | -0.089428 | 851.7633 | 0 | 851.562 | -0.05149 | 657.5886 | 0.00019139 | 846.26 | -0.0075566 | 655.2442 | 0.0043335 | 846.26 | 0.0061941 | 846.26 | -0.011135 | 657.5886 | 0.00011017 | 657.5886 | 0 | 851.562 | -0.018727 | 851.562 | -0.0023122 | 974.3645 | 0.029377 | 851.562 | 0.096757 | 974.1367 | 0 | 974.3645 | 1.5342 | 657.5886 | 0.10662
| 655.3665 | 0 | 851.8013 | 3.6473e-05 | 655.3665 | 0 | 851.8013 | 0.068284 | 852.0027 | 0 | 851.8013 | 0.027513 | 657.7089 | 0.00016858 | 846.5 | -0.010915 | 655.3665 | 0.0086668 | 846.5 | -0.0015952 | 846.5 | 0.00023318 | 657.7089 | 0.00011748 | 657.7089 | 0 | 851.8013 | 0.012886 | 851.8013 | 0.010782 | 974.5329 | 0.042664 | 851.8013 | 0.10739 | 974.3061 | 0 | 974.5329 | 1.4993 | 657.7089 | 0.1009
| 655.4888 | 0.011277 | 852.0406 | -0.026577 | 655.4888 | 0.0018773 | 852.0406 | -0.083128 | 852.2422 | 0 | 852.0406 | -0.038815 | 657.8292 | 0.00019465 | 846.74 | -0.046181 | 655.4888 | 0.0041777 | 846.74 | -0.010309 | 846.74 | -0.0048385 | 657.8292 | 0.00016749 | 657.8292 | 0 | 852.0407 | -0.026107 | 852.0406 | -0.0040787 | 974.7014 | 0.034703 | 852.0406 | 0.083574 | 974.4755 | 0.0004174 | 974.7014 | 1.4671 | 657.8292 | 0.10172
| 655.6111 | 0 | 852.28 | -0.012647 | 655.6111 | 0 | 852.28 | 0.015692 | 852.4816 | 0 | 852.28 | 0.019511 | 657.9496 | 0.00017463 | 846.98 | 0.026587 | 655.6111 | 0.0027513 | 846.98 | -0.0010672 | 846.98 | 0.0042556 | 657.9496 | 0.00015102 | 657.9496 | 0 | 852.28 | 0.0056493 | 852.28 | 0.0038372 | 974.8698 | 0.034703 | 852.28 | 0.095739 | 974.6449 | 9.2755e-05 | 974.8698 | 1.4365 | 657.9496 | 0.093401
| 655.7334 | 0.014199 | 852.5193 | -0.03201 | 655.7334 | 0.011733 | 852.5193 | -0.091337 | 852.721 | 0 | 852.5193 | -0.048624 | 658.0699 | 0.00021631 | 847.22 | -0.0075566 | 655.7334 | 0.0049562 | 847.22 | 0.0010452 | 847.22 | 0.0028565 | 658.0699 | 0.00013496 | 658.0699 | 0 | 852.5194 | -0.030266 | 852.5193 | -0.0023108 | 975.0382 | 0.03689 | 852.5193 | 0.062654 | 974.8143 | 0.0004174 | 975.0382 | 1.4114 | 658.0699 | 0.095777
| 655.8557 | 0 | 852.7587 | 0.0041657 | 655.8557 | 0 | 852.7587 | 0.037677 | 852.9605 | 0 | 852.7587 | 0.02377 | 658.1902 | 0.00018371 | 847.46 | -0.015953 | 655.8557 | 0.011135 | 847.46 | 0.0051378 | 847.46 | -0.0036143 | 658.1902 | 0.00011322 | 658.1902 | 0 | 852.7587 | 0.014482 | 852.7587 | 0.0094514 | 975.2066 | 0.036161 | 852.7587 | 0.077041 | 974.9837 | 9.2755e-05 | 975.2066 | 1.3874 | 658.1902 | 0.089243
| 655.978 | 0.0048437 | 852.9981 | 0.0046577 | 655.978 | 0.016645 | 852.9981 | -0.084032 | 853.1999 | 0 | 852.9981 | -0.05047 | 658.3106 | 0.00017626 | 847.7 | -0.012595 | 655.978 | 0.0086668 | 847.7 | 0.0018373 | 847.7 | 0.0021569 | 658.3106 | 0.00014188 | 658.3106 | 0 | 852.9981 | -0.013005 | 852.9981 | -0.001077 | 975.3751 | 0.027415 | 852.9981 | 0.095206 | 975.1531 | 0.0004174 | 975.3751 | 1.3651 | 658.3106 | 0.092584
| 656.1004 | 0 | 853.2374 | 0.039518 | 656.1004 | 0 | 853.2374 | 0.022527 | 853.4394 | 0 | 853.2374 | 0.039453 | 658.4309 | 0.00013551 | 847.93 | -0.015393 | 656.1004 | 0.014426 | 847.93 | -0.0021233 | 847.93 | 0.0053049 | 658.4309 | 0.00015651 | 658.4309 | 4.1225e-06 | 853.2374 | 0.020797 | 853.2374 | 0.011481 | 975.5435 | 0.042945 | 853.2374 | 0.089721 | 975.3225 | 0.00037102 | 975.5435 | 1.3407 | 658.4309 | 0.086348
| 656.2227 | 0.0070623 | 853.4768 | -0.036437 | 656.2227 | 0.0030506 | 853.4768 | -0.081731 | 853.6788 | 0 | 853.4768 | -0.054219 | 658.5512 | 0.00013831 | 848.17 | -0.0058775 | 656.2227 | 0.0076246 | 848.17 | -0.0010672 | 848.17 | -0.0027399 | 658.5512 | 0.0001618 | 658.5512 | 4.1225e-06 | 853.4768 | -0.029573 | 853.4768 | -0.00081815 | 975.712 | 0.024163 | 853.4768 | 0.073934 | 975.492 | 0 | 975.712 | 1.3179 | 658.5512 | 0.091025
| 656.3451 | 0 | 853.7162 | -0.0092607 | 656.3451 | 0.00047047 | 853.7162 | 0.043939 | 853.9183 | 0 | 853.7162 | 0.02898 | 658.6716 | 0.00017789 | 848.41 | -0.020991 | 656.3451 | 0.0068018 | 848.41 | -0.0048957 | 848.41 | 0.00058296 | 658.6716 | 0.00016078 | 658.6716 | 4.1225e-06 | 853.7162 | 0.029342 | 853.7162 | 0.01448 | 975.8804 | 0.035656 | 853.7162 | 0.074289 | 975.6614 | 9.2755e-05 | 975.8804 | 1.2942 | 658.6716 | 0.086645
| 656.4674 | 0.012841 | 853.9556 | -0.040375 | 656.4674 | 0.016375 | 853.9556 | -0.093192 | 854.1578 | 0 | 853.9556 | -0.049928 | 658.7919 | 0.00019512 | 848.65 | -0.031067 | 656.4674 | 0.0085571 | 848.65 | -0.0042357 | 848.65 | -0.0060627 | 658.7919 | 0.00014675 | 658.7919 | 0 | 853.9556 | -0.018501 | 853.9556 | -0.0020564 | 976.0488 | 0.029265 | 853.9556 | 0.057601 | 975.8308 | 0.00013913 | 976.0488 | 1.2711 | 658.7919 | 0.089986
| 656.5898 | 0 | 854.195 | -0.0011092 | 656.5898 | 0 | 854.195 | -0.0077276 | 854.3973 | 0 | 854.195 | 0.028777 | 658.9123 | 0.00021468 | 848.89 | 0.024908 | 656.5898 | 0.010203 | 848.89 | -0.0029155 | 848.89 | 0.00058296 | 658.9123 | 0.00013151 | 658.9123 | 8.462e-06 | 854.195 | 0.033731 | 854.195 | 0.0016487 | 976.2173 | 0.027808 | 854.195 | 0.067167 | 976.0002 | 0 | 976.2173 | 1.2445 | 658.9123 | 0.083007
| 656.7122 | 0.0019596 | 854.4344 | -0.027128 | 656.7122 | 0.010794 | 854.4344 | -0.073539 | 854.6368 | 0 | 854.4344 | -0.045719 | 659.0326 | 0.00020443 | 849.13 | -0.006437 | 656.7122 | 0.0096542 | 849.13 | -0.0096484 | 849.13 | -0.0050134 | 659.0326 | 0.00013049 | 659.0326 | 1.2585e-05 | 854.4344 | -0.019961 | 854.4344 | -0.0026467 | 976.3857 | 0.027135 | 854.4344 | 0.059184 | 976.1697 | 0 | 976.3857 | 1.2173 | 659.0326 | 0.086125
| 656.8346 | 0 | 854.6738 | 0.0036604 | 656.8346 | 0 | 854.6738 | 0.014699 | 854.8763 | 0 | 854.6738 | 0.022707 | 659.153 | 0.00019093 | 849.37 | 0.019871 | 656.8346 | 0.011135 | 849.37 | 0.00091312 | 849.37 | 0.0040807 | 659.153 | 0.00013761 | 659.153 | 1.2585e-05 | 854.6738 | 0.0229 | 854.6738 | 0.0063511 | 976.5542 | 0.03134 | 854.6738 | 0.071545 | 976.3391 | 0.00037102 | 976.5542 | 1.1888 | 659.153 | 0.081076
| 656.9569 | 0.016792 | 854.9133 | 0.0012135 | 656.9569 | 0.012202 | 854.9133 | -0.11212 | 855.1158 | 0 | 854.9133 | -0.060177 | 659.2733 | 0.00015787 | 849.61 | -0.013714 | 656.9569 | 0.0035549 | 849.61 | 0.00025304 | 849.61 | 0.013699 | 659.2733 | 0.00015509 | 659.2733 | 4.1225e-06 | 854.9133 | -0.0092578 | 854.9133 | -0.0036997 | 976.7226 | 0.023771 | 854.9133 | 0.062829 | 976.5085 | 0.00013913 | 976.7226 | 1.1652 | 659.2733 | 0.084046
| 657.0793 | 0 | 855.1527 | 0.012313 | 657.0793 | 0 | 855.1527 | 0.048748 | 855.3554 | 0 | 855.1527 | 0.023344 | 659.3937 | 0.00013342 | 849.85 | -0.029387 | 657.0793 | 0.010696 | 849.85 | 0.0019693 | 849.85 | -0.005713 | 659.3937 | 0.00014147 | 659.3937 | 0 | 855.1527 | 0.0051801 | 855.1527 | 0.012804 | 976.891 | 0.037843 | 855.1527 | 0.070752 | 976.678 | 0 | 976.891 | 1.1403 | 659.3937 | 0.07573
| 657.2018 | 0.015681 | 855.3921 | -0.032438 | 657.2018 | 0.0037546 | 855.3921 | -0.082138 | 855.5949 | 0 | 855.3921 | -0.048575 | 659.514 | 0.00013342 | 850.09 | -0.039462 | 657.2018 | 0.016017 | 850.09 | -0.0080641 | 850.09 | -0.010435 | 659.514 | 0.00015651 | 659.514 | 4.1225e-06 | 855.3921 | -0.023059 | 855.3921 | -0.007678 | 977.0595 | 0.030555 | 855.3921 | 0.056599 | 976.8474 | 0 | 977.0595 | 1.1185 | 659.514 | 0.078032
| 657.3242 | 0 | 855.6316 | 0.018329 | 657.3242 | 0 | 855.6316 | 0.034199 | 855.8344 | 0 | 855.6316 | 0.037379 | 659.6344 | 0.00016043 | 850.33 | 0.043941 | 657.3242 | 0.0058693 | 850.33 | 0.0024974 | 850.33 | -0.0043139 | 659.6344 | 0.00015143 | 659.6344 | 4.1225e-06 | 855.6316 | 0.020586 | 855.6316 | 0.0049127 | 977.2279 | 0.029658 | 855.6316 | 0.068686 | 977.0168 | 0 | 977.2279 | 1.0937 | 659.6344 | 0.071721
| 657.4466 | 0.0072841 | 855.871 | -0.0018889 | 657.4466 | 0.014751 | 855.871 | -0.039098 | 856.074 | 0 | 855.871 | -0.051904 | 659.7548 | 0.00020443 | 850.57 | 0.020431 | 657.4466 | 0.0012196 | 850.57 | -0.0031795 | 850.57 | -0.00046636 | 659.7548 | 0.00016993 | 659.7548 | 2.1047e-05 | 855.871 | -0.023335 | 855.871 | -0.007889 | 977.3964 | 0.029602 | 855.871 | 0.058998 | 977.1863 | 0.0004174 | 977.3964 | 1.0728 | 659.7548 | 0.075359
| 657.5691 | 0 | 856.1105 | 0.0034507 | 657.5691 | 0 | 856.1105 | -0.0036403 | 856.3135 | 0 | 856.1105 | 0.02363 | 659.8751 | 0.00021142 | 850.8 | 0.010915 | 657.5691 | 0.0055402 | 850.8 | -0.0034436 | 850.8 | 0.012825 | 659.8751 | 0.00016078 | 659.8751 | 2.1047e-05 | 856.1105 | 0.036504 | 856.1105 | 0.0078146 | 977.5648 | 0.035881 | 856.1105 | 0.055856 | 977.3557 | 0 | 977.5648 | 1.0513 | 659.8751 | 0.069197
| 657.6915 | 0.0099464 | 856.35 | -0.0097423 | 657.6915 | 0.020435 | 856.35 | -0.10904 | 856.5531 | 0 | 856.35 | -0.037673 | 659.9955 | 0.00022818 | 851.04 | -0.0019591 | 657.6915 | 0.0019981 | 851.04 | 0.0085706 | 851.04 | -0.0037892 | 659.9955 | 0.00014777 | 659.9955 | 2.5386e-05 | 856.35 | -0.01493 | 856.35 | 0.001359 | 977.7333 | 0.027808 | 856.35 | 0.050153 | 977.5252 | 0.00013913 | 977.7333 | 1.0316 | 659.9955 | 0.074023
| 657.814 | 0 | 856.5894 | -0.037571 | 657.814 | 0 | 856.5894 | 0.036066 | 856.7927 | 0 | 856.5894 | 0.026694 | 660.1159 | 0.00021561 | 851.28 | 0.0097957 | 657.814 | 0.0013497 | 851.28 | 0.0019693 | 851.28 | -0.005538 | 660.1159 | 0.00012013 | 660.1159 | 2.3216e-05 | 856.5894 | 0.013672 | 856.5894 | -0.0020181 | 977.9017 | 0.032629 | 856.5894 | 0.035061 | 977.6946 | 0.00037102 | 977.9017 | 1.0125 | 660.1159 | 0.068603
| 657.9364 | 0.0081715 | 856.8289 | -0.041577 | 657.9364 | 0.015969 | 856.8289 | -0.06636 | 857.0322 | 0 | 856.8289 | -0.055563 | 660.2362 | 0.00021351 | 851.52 | -0.033864 | 657.9364 | 0.0018424 | 851.52 | -0.00080314 | 851.52 | 0.0014574 | 660.2362 | 0.00012501 | 660.2362 | 2.3216e-05 | 856.8289 | -0.022568 | 856.8289 | -0.01487 | 978.0702 | 0.034423 | 856.8289 | 0.040154 | 977.8641 | 0.00013913 | 978.0702 | 0.99697 | 660.2362 | 0.07135
| 658.0589 | 0 | 857.0684 | -0.023299 | 658.0589 | 0 | 857.0684 | 0.026735 | 857.2718 | 0 | 857.0684 | 0.030216 | 660.3566 | 0.00019139 | 851.76 | -0.010915 | 658.0589 | 0.0080634 | 851.76 | -0.00014302 | 851.76 | 0.0063542 | 660.3566 | 0.00013476 | 660.3566 | 1.9094e-05 | 857.0684 | 0.011908 | 857.0684 | 0.0024305 | 978.2386 | 0.038123 | 857.0684 | 0.037151 | 978.0335 | 9.2755e-05 | 978.2386 | 0.98251 | 660.3566 | 0.063257
| 658.1814 | 0.0063967 | 857.3079 | -0.024795 | 658.1814 | 0.023006 | 857.3079 | -0.047996 | 857.5114 | 0 | 857.3079 | -0.050414 | 660.477 | 0.00017998 | 852 | -0.035543 | 658.1814 | 0.0024651 | 852 | -0.0095165 | 852 | 0.0021569 | 660.477 | 0.00014208 | 660.477 | 1.4754e-05 | 857.3079 | -0.01311 | 857.3079 | -0.002594 | 978.4071 | 0.019622 | 857.3079 | 0.041011 | 978.203 | 0.0004174 | 978.4071 | 0.97041 | 660.477 | 0.066376
| 658.3039 | 0 | 857.5474 | 0.013068 | 658.3039 | 0 | 857.5474 | 0.02974 | 857.751 | 0 | 857.5474 | 0.023672 | 660.5973 | 0.00017673 | 852.24 | 0.0041982 | 658.3039 | 0.011135 | 852.24 | 0.0018373 | 852.24 | 0.0023318 | 660.5973 | 0.00014005 | 660.5973 | 1.4754e-05 | 857.5474 | 0.026107 | 857.5474 | 0.012602 | 978.5755 | 0.032797 | 857.5474 | 0.058505 | 978.3725 | 0 | 978.5755 | 0.95437 | 660.5973 | 0.058431
| 658.4264 | 0.012165 | 857.7869 | 0.00033134 | 658.4264 | 0.0046932 | 857.7869 | -0.09639 | 857.9906 | 0 | 857.7869 | -0.050563 | 660.7177 | 0.0001744 | 852.48 | -0.014274 | 658.4264 | 0.013055 | 852.48 | -0.0039716 | 852.48 | -0.0065873 | 660.7177 | 0.0001244 | 660.7177 | 1.9094e-05 | 857.7869 | -0.024721 | 857.7869 | -0.011358 | 978.744 | 0.027527 | 857.7869 | 0.045457 | 978.5419 | 0.00013913 | 978.744 | 0.93898 | 660.7177 | 0.059471
| 658.5489 | 0 | 858.0264 | 0.025594 | 658.5489 | 0 | 858.0264 | 0.0634 | 858.2303 | 0 | 858.0264 | 0.034849 | 660.8381 | 0.00018441 | 852.72 | -0.035543 | 658.5489 | 0.0039971 | 852.72 | -1.1002e-05 | 852.72 | -0.0032645 | 660.8381 | 0.00014289 | 660.8381 | 1.6924e-05 | 858.0264 | 0.036273 | 858.0264 | 0.0036674 | 978.9124 | 0.029377 | 858.0264 | 0.063621 | 978.7114 | 0 | 978.9124 | 0.9203 | 660.8381 | 0.05264
| 658.6715 | 0.0037345 | 858.2659 | -0.021188 | 658.6715 | 0.016375 | 858.2659 | -0.1382 | 858.4699 | 0 | 858.2659 | -0.057833 | 660.9584 | 0.00020862 | 852.96 | 0.0025189 | 658.6715 | 0.0099285 | 852.96 | -0.0097808 | 852.96 | 0.007229 | 660.9584 | 0.00013618 | 660.9584 | 2.1047e-05 | 858.2659 | 0.0050016 | 858.2659 | -0.0015918 | 979.0809 | 0.025341 | 858.2659 | 0.035507 | 978.8809 | 0.00013913 | 979.0809 | 0.90367 | 660.9584 | 0.056204
| 658.794 | 0 | 858.5055 | 0.0014506 | 658.794 | 0 | 858.5055 | 0.038292 | 858.7095 | 0 | 858.5055 | 0.029041 | 661.0788 | 0.00021957 | 853.2 | -0.0025189 | 658.794 | 0.0019726 | 853.2 | -0.0014632 | 853.2 | 0.0058296 | 661.0788 | 0.00013436 | 661.0788 | 2.7556e-05 | 858.5055 | 0.013106 | 858.5055 | 0.0023779 | 979.2493 | 0.032629 | 858.5055 | 0.054141 | 979.0503 | 0 | 979.2493 | 0.8847 | 661.0788 | 0.051898
| 658.9165 | 0 | 858.745 | -0.014994 | 658.9165 | 0.020164 | 858.745 | -0.088863 | 858.9492 | 0 | 858.745 | -0.057402 | 661.1992 | 0.00021142 | 853.44 | -0.013714 | 658.9165 | 0.0086668 | 853.44 | -0.0054239 | 853.44 | -0.0036143 | 661.1992 | 0.00013354 | 661.1992 | 2.5386e-05 | 858.745 | -0.02194 | 858.745 | -0.0023587 | 979.4178 | 0.0282 | 858.745 | 0.036731 | 979.2198 | 0.0004174 | 979.4178 | 0.86666 | 661.1992 | 0.056501
| 659.0391 | 0 | 858.9846 | 7.5751e-05 | 659.0391 | 0 | 858.9846 | -0.021561 | 859.1888 | 0 | 858.9846 | 0.027617 | 661.3196 | 0.00020327 | 853.68 | 0.017072 | 659.0391 | 0.011135 | 853.68 | -0.0023874 | 853.68 | 0.0070537 | 661.3196 | 0.00013578 | 661.3196 | 3.6018e-05 | 858.9846 | 0.014331 | 858.9846 | 0.015966 | 979.5862 | 0.043561 | 858.9846 | 0.044494 | 979.3893 | 0 | 979.5862 | 0.84657 | 661.3196 | 0.054348
| 659.1617 | 0 | 859.2241 | -0.043088 | 659.1617 | 0.012437 | 859.2241 | -0.091698 | 859.4285 | 0 | 859.2241 | -0.052171 | 661.44 | 0.00021305 | 853.91 | -0.0047579 | 659.1617 | 0.0032436 | 853.91 | -0.0051598 | 853.91 | -0.013583 | 661.44 | 0.00015509 | 661.44 | 2.5386e-05 | 859.2241 | -0.033269 | 859.2241 | -0.0081291 | 979.7547 | 0.030779 | 859.2241 | 0.045616 | 979.5587 | 0 | 979.7547 | 0.83035 | 661.44 | 0.059248
| 659.2842 | 0 | 859.4637 | -0.012836 | 659.2842 | 0 | 859.4637 | 0.0075991 | 859.6681 | 0 | 859.4637 | 0.030611 | 661.5604 | 0.00020769 | 854.15 | -0.029946 | 659.2842 | 0 | 854.15 | -0.0021233 | 854.15 | -0.0036143 | 661.5604 | 0.00013639 | 661.5604 | 3.3848e-05 | 859.4637 | 0.034425 | 859.4637 | 0.0082421 | 979.9232 | 0.031956 | 859.4637 | 0.042529 | 979.7282 | 0 | 979.9232 | 0.81185 | 661.5604 | 0.053234
| 659.4068 | 0.00018483 | 859.7032 | -0.021659 | 659.4068 | 0.012906 | 859.7032 | -0.12604 | 859.9078 | 0 | 859.7032 | -0.058663 | 661.6807 | 0.00021025 | 854.39 | -0.026587 | 659.4068 | 0.0032436 | 854.39 | -0.007668 | 854.39 | -0.0032645 | 661.6807 | 0.00015062 | 661.6807 | 1.9094e-05 | 859.7032 | -0.0093728 | 859.7032 | 0.0063862 | 980.0916 | 0.028761 | 859.7032 | 0.045795 | 979.8977 | 0.00013913 | 980.0916 | 0.79816 | 661.6807 | 0.052863
| 659.5294 | 0 | 859.9428 | -0.0039952 | 659.5294 | 0 | 859.9428 | 0.040314 | 860.1475 | 0 | 859.9428 | 0.033265 | 661.8011 | 0.00018604 | 854.63 | 0.012035 | 659.5294 | 0.0049315 | 854.63 | 0.0042136 | 854.63 | 0.0047802 | 661.8011 | 0.0001561 | 661.8011 | 5.0772e-05 | 859.9428 | 0.031883 | 859.9428 | 0.0047992 | 980.2601 | 0.025509 | 859.9428 | 0.050355 | 980.0672 | 0 | 980.2601 | 0.78165 | 661.8011 | 0.044399
| 659.652 | 0.010834 | 860.1824 | 0.0022372 | 659.652 | 0.024359 | 860.1824 | -0.079558 | 860.3872 | 0 | 860.1824 | -0.0436 | 661.9215 | 0.00019745 | 854.87 | -0.0081163 | 659.652 | 0 | 854.87 | -0.0044997 | 854.87 | 0.0056546 | 661.9215 | 0.00017175 | 661.9215 | 5.2725e-05 | 860.1824 | -0.015483 | 860.1824 | 0.001424 | 980.4285 | 0.030667 | 860.1824 | 0.038173 | 980.2367 | 0.0004174 | 980.4285 | 0.76808 | 661.9215 | 0.044696
| 659.7746 | 0 | 860.422 | 0.023806 | 659.7746 | 0 | 860.422 | 0.013278 | 860.6269 | 0 | 860.422 | 0.028612 | 662.0419 | 0.00019512 | 855.11 | -0.019311 | 659.7746 | 0.0099285 | 855.11 | 0.0079103 | 855.11 | 0.01195 | 662.0419 | 0.00016606 | 662.0419 | 7.3988e-05 | 860.422 | 0.012249 | 860.422 | 0.0028687 | 980.597 | 0.034703 | 860.422 | 0.057248 | 980.4062 | 0 | 980.597 | 0.7511 | 662.0419 | 0.037049
| 659.8972 | 0.0041782 | 860.6616 | -0.0034171 | 659.8972 | 0.016645 | 860.6616 | -0.065253 | 860.8666 | 0 | 860.6616 | -0.05104 | 662.1623 | 0.00023913 | 855.35 | -0.033864 | 659.8972 | 0.0051119 | 855.35 | -0.0051598 | 855.35 | -0.0018654 | 662.1623 | 0.00015184 | 662.1623 | 5.0772e-05 | 860.6616 | -0.0095898 | 860.6616 | -0.0047743 | 980.7655 | 0.026126 | 860.6616 | 0.023884 | 980.5756 | 0.00013913 | 980.7655 | 0.73783 | 662.1623 | 0.039573
| 660.0198 | 0 | 860.9012 | 0.00094185 | 660.0198 | 0 | 860.9012 | -0.0065688 | 861.1063 | 0 | 860.9012 | 0.028761 | 662.2827 | 0.00022818 | 855.59 | 0.014274 | 660.0198 | 0.010203 | 855.59 | 0.0048738 | 855.59 | 0.0021569 | 662.2827 | 0.00016423 | 662.2827 | 6.3357e-05 | 860.9012 | 0.0075628 | 860.9012 | 0.0096 | 980.9339 | 0.036441 | 860.9012 | 0.062882 | 980.7451 | 9.2755e-05 | 980.9339 | 0.72273 | 662.2827 | 0.033707
| 660.1425 | 0 | 861.1408 | -0.01779 | 660.1425 | 0.021382 | 861.1408 | -0.077868 | 861.346 | 0 | 861.1408 | -0.04928 | 662.4031 | 0.0002056 | 855.83 | -0.0086761 | 660.1425 | 0.0019981 | 855.83 | -0.0021233 | 855.83 | -0.00099105 | 662.4031 | 0.00016952 | 662.4031 | 5.2725e-05 | 861.1408 | -0.01553 | 861.1408 | -0.0060435 | 981.1024 | 0.021809 | 861.1408 | 0.045417 | 980.9146 | 0.00013913 | 981.1024 | 0.70939 | 662.4031 | 0.038756
| 660.2651 | 0 | 861.3804 | 0.013056 | 660.2651 | 0 | 861.3804 | 0.032186 | 861.5858 | 0 | 861.3804 | 0.031901 | 662.5235 | 0.00014622 | 856.07 | 0.02211 | 660.2651 | 0.0091605 | 856.07 | 0.006722 | 856.07 | 0.0082777 | 662.5235 | 0.00019106 | 662.5235 | 5.0772e-05 | 861.3804 | 0.026569 | 861.3804 | 0.011822 | 981.2709 | 0.035656 | 861.3804 | 0.051558 | 981.0841 | 0.00037102 | 981.2709 | 0.69312 | 662.5235 | 0.033633
| 660.3878 | 0.0077278 | 861.62 | -0.020006 | 660.3878 | 0.0084479 | 861.62 | -0.080836 | 861.8255 | 0 | 861.62 | -0.045283 | 662.6439 | 0.00013831 | 856.31 | 0.0075566 | 660.3878 | 0.005595 | 856.31 | 0.0040816 | 856.31 | -0.0015157 | 662.6439 | 0.00017745 | 662.6439 | 2.5386e-05 | 861.62 | -0.024721 | 861.62 | -0.004486 | 981.4393 | 0.021865 | 861.62 | 0.019132 | 981.2536 | 0.0004174 | 981.4393 | 0.67896 | 662.6439 | 0.036974
| 660.5104 | 0 | 861.8596 | -0.0059866 | 660.5104 | 0 | 861.8596 | 0.0638 | 862.0653 | 0 | 861.8596 | 0.022294 | 662.7643 | 0.00014809 | 856.55 | 0.061292 | 660.5104 | 0.0057047 | 856.55 | 0.0093622 | 856.55 | 0.0098522 | 662.7643 | 0.00018232 | 662.7643 | 3.1678e-05 | 861.8596 | 0.011251 | 861.8596 | -0.0033454 | 981.6078 | 0.035096 | 861.8596 | 0.045082 | 981.4231 | 9.2755e-05 | 981.6078 | 0.66492 | 662.7643 | 0.032742
| 660.6331 | 0.023213 | 862.0993 | -0.01019 | 660.6331 | 0.005632 | 862.0993 | -0.11402 | 862.305 | 0 | 862.0993 | -0.052896 | 662.8847 | 0.00017393 | 856.79 | -0.012035 | 660.6331 | 0.012452 | 856.79 | -0.010968 | 856.79 | -0.0039641 | 662.8847 | 0.00016139 | 662.8847 | 4.6433e-05 | 862.0993 | -0.011037 | 862.0993 | -0.021009 | 981.7763 | 0.027135 | 862.0993 | 0.030573 | 981.5926 | 0.00069566 | 981.7763 | 0.65282 | 662.8847 | 0.036603
| 660.7558 | 0 | 862.3389 | 0.0097073 | 660.7558 | 0 | 862.3389 | 0.037146 | 862.5448 | 0 | 862.3389 | 0.035549 | 663.0051 | 0.00018278 | 857.03 | 0.026029 | 660.7558 | 0 | 857.03 | 0.0096264 | 857.03 | 0.0042556 | 663.0051 | 0.00016952 | 663.0051 | 8.245e-05 | 862.3389 | 0.02055 | 862.3389 | -0.0034075 | 981.9447 | 0.032909 | 862.3389 | 0.054691 | 981.7621 | 9.2755e-05 | 981.9447 | 0.63895 | 663.0051 | 0.032594
| 660.8785 | 0.0059529 | 862.5786 | -0.062707 | 660.8785 | 0.013141 | 862.5786 | -0.08102 | 862.7845 | 0 | 862.5786 | -0.063398 | 663.1255 | 0.0002021 | 857.27 | -0.013154 | 660.8785 | 0.005595 | 857.27 | 0.00091312 | 857.27 | -0.0071117 | 663.1255 | 0.00015427 | 663.1255 | 0.0001035 | 862.5786 | -0.023013 | 862.5786 | -0.016931 | 982.1132 | 0.027583 | 862.5786 | 0.0054062 | 981.9316 | 0.00013913 | 982.1132 | 0.62661 | 663.1255 | 0.035638
| 661.0012 | 0 | 862.8182 | 0.020153 | 661.0012 | 0 | 862.8182 | -0.043933 | 863.0243 | 0 | 862.8182 | 0.025122 | 663.2459 | 0.00017393 | 857.5 | 0.013154 | 661.0012 | 0.0066373 | 857.5 | 0.0059299 | 857.5 | 0.0093272 | 663.2459 | 0.00016606 | 663.2459 | 0.00010567 | 862.8182 | 0.024028 | 862.8182 | 0.01298 | 982.2817 | 0.032797 | 862.8182 | 0.049328 | 982.1011 | 0 | 982.2817 | 0.61234 | 663.2459 | 0.029995
| 661.1239 | 0.014323 | 863.0579 | -0.022332 | 661.1239 | 0.018946 | 863.0579 | -0.073143 | 863.2641 | 0 | 863.0579 | -0.062102 | 663.3663 | 0.00016369 | 857.74 | -0.02211 | 661.1239 | 0.0061984 | 857.74 | -0.0025194 | 857.74 | -0.007462 | 663.3663 | 0.00015671 | 663.3663 | 6.5527e-05 | 863.0579 | -0.032114 | 863.0579 | -0.00031229 | 982.4501 | 0.033638 | 863.0579 | 0.018183 | 982.2707 | 0.00013913 | 982.4501 | 0.60194 | 663.3663 | 0.033485
| 661.2466 | 0 | 863.2976 | -0.020356 | 661.2466 | 0 | 863.2976 | -0.053226 | 863.5039 | 0 | 863.2976 | 0.031418 | 663.4867 | 0.00013784 | 857.98 | -0.0041982 | 661.2466 | 0.0053986 | 857.98 | -0.012025 | 857.98 | 0.0047802 | 663.4867 | 0.00014757 | 663.4867 | 8.245e-05 | 863.2976 | 0.0097929 | 863.2976 | 0.0058782 | 982.6186 | 0.031452 | 863.2976 | 0.048922 | 982.4402 | 9.2755e-05 | 982.6186 | 0.58984 | 663.4867 | 0.028659
| 661.3694 | 0.0044001 | 863.5372 | -0.012044 | 661.3694 | 0.0098558 | 863.5372 | -0.10704 | 863.7437 | 0 | 863.5372 | -0.048544 | 663.6072 | 0.00015554 | 858.22 | -0.033306 | 661.3694 | 0.015414 | 858.22 | 0.0055338 | 858.22 | -0.007462 | 663.6072 | 0.00015326 | 663.6072 | 6.7696e-05 | 863.5372 | -0.013812 | 863.5372 | 0.0018127 | 982.7871 | 0.029994 | 863.5372 | 0.010762 | 982.6097 | 0.00013913 | 982.7871 | 0.58073 | 663.6072 | 0.032668
| 661.4921 | 0 | 863.7769 | 0.024 | 661.4921 | 0 | 863.7769 | 0.030587 | 863.9835 | 0 | 863.7769 | 0.038353 | 663.7276 | 0.00015926 | 858.46 | 0.019311 | 661.4921 | 0.0027513 | 858.46 | -0.0066122 | 858.46 | -0.0020404 | 663.7276 | 0.00013476 | 663.7276 | 8.462e-05 | 863.7769 | 0.018113 | 863.7769 | 0.001933 | 982.9556 | 0.037955 | 863.7769 | 0.034288 | 982.7792 | 9.2755e-05 | 982.9556 | 0.56916 | 663.7276 | 0.028807
| 661.6149 | 0.0024034 | 864.0166 | -0.029799 | 661.6149 | 0.0098558 | 864.0166 | -0.070433 | 864.2233 | 0 | 864.0166 | -0.049138 | 663.848 | 0.00018604 | 858.7 | -0.012035 | 661.6149 | 0.01492 | 858.7 | -0.0087244 | 858.7 | -0.016906 | 663.848 | 0.00016789 | 663.848 | 7.1819e-05 | 864.0166 | -0.032807 | 864.0166 | -0.017202 | 983.124 | 0.03162 | 864.0166 | 0.025831 | 982.9487 | 0.00013913 | 983.124 | 0.55917 | 663.848 | 0.029401
| 661.7376 | 0 | 864.2563 | -0.020318 | 661.7376 | 0 | 864.2563 | -0.0016631 | 864.4632 | 0 | 864.2563 | 0.041704 | 663.9684 | 0.00017882 | 858.94 | -0.026029 | 661.7376 | 0.00072677 | 858.94 | -0.0017272 | 858.94 | 0.0039058 | 663.9684 | 0.0001561 | 663.9684 | 9.5035e-05 | 864.2563 | 0.019887 | 864.2563 | -0.007757 | 983.2925 | 0.030947 | 864.2563 | 0.031492 | 983.1182 | 0.00037102 | 983.2925 | 0.54666 | 663.9684 | 0.02465
| 661.8604 | 0.0039563 | 864.496 | -0.040254 | 661.8604 | 0.012202 | 864.496 | -0.11885 | 864.703 | 0 | 864.496 | -0.059247 | 664.0888 | 0.00019233 | 859.18 | 0.026029 | 661.8604 | 0.0052676 | 859.18 | -0.0089886 | 859.18 | -0.0046636 | 664.0888 | 0.00019533 | 664.0888 | 0.00010567 | 864.496 | -0.043435 | 864.496 | -0.0048935 | 983.461 | 0.029489 | 864.496 | 0.018353 | 983.2878 | 0.00013913 | 983.461 | 0.53573 | 664.0888 | 0.026654
| 661.9832 | 0 | 864.7357 | 0.01651 | 661.9832 | 0 | 864.7357 | 0.065844 | 864.9428 | 0 | 864.7357 | 0.038785 | 664.2092 | 0.00017067 | 859.42 | -0.0092359 | 661.9832 | 0.0077343 | 859.42 | -0.0013312 | 859.42 | 0.0089776 | 664.2092 | 0.00018741 | 664.2092 | 0.00011196 | 864.7357 | 0.0268 | 864.7357 | 0.012889 | 983.6295 | 0.026518 | 864.7357 | 0.030518 | 983.4573 | 9.2755e-05 | 983.6295 | 0.52304 | 664.2092 | 0.022199
| 662.106 | 0.010834 | 864.9754 | -0.01307 | 662.106 | 0.025307 | 864.9754 | -0.11665 | 865.1827 | 0 | 864.9754 | -0.048277 | 664.3297 | 0.00018208 | 859.66 | -0.0041982 | 662.106 | 0.019144 | 859.66 | -0.00014302 | 859.66 | 0.0054798 | 664.3297 | 0.00018415 | 664.3297 | 0.00011196 | 864.9754 | -0.021309 | 864.9754 | -0.0065878 | 983.7979 | 0.033302 | 864.9754 | -0.00034393 | 983.6268 | 0.00013913 | 983.7979 | 0.51329 | 664.3297 | 0.025466
| 662.2287 | 0 | 865.2152 | -0.0063726 | 662.2287 | 0 | 865.2152 | -0.0092728 | 865.4225 | 0 | 865.2152 | 0.023568 | 664.4501 | 0.00017556 | 859.9 | -0.0041982 | 662.2287 | 0.0068018 | 859.9 | -0.0052918 | 859.9 | 0.00093272 | 664.4501 | 0.00015854 | 664.4501 | 9.0912e-05 | 865.2152 | 0.0056666 | 865.2152 | 0.0032959 | 983.9664 | 0.025621 | 865.2152 | 0.023126 | 983.7964 | 9.2755e-05 | 983.9664 | 0.50218 | 664.4501 | 0.019898
| 662.3515 | 0 | 865.4549 | -0.00097928 | 662.3515 | 0.0079785 | 865.4549 | -0.093552 | 865.6624 | 0 | 865.4549 | -0.066319 | 664.5705 | 0.00018092 | 860.14 | -0.0086761 | 662.3515 | 0.015085 | 860.14 | -0.0066122 | 860.14 | -0.01848 | 664.5705 | 0.00014818 | 664.5705 | 6.5527e-05 | 865.4549 | -0.036042 | 865.4549 | -0.007965 | 984.1349 | 0.024276 | 865.4549 | 0.014012 | 983.9659 | 0.0004174 | 984.1349 | 0.49343 | 664.5705 | 0.022942
| 662.4744 | 0 | 865.6946 | 0.035281 | 662.4744 | 0 | 865.6946 | 0.030746 | 865.9023 | 0 | 865.6946 | 0.04045 | 664.691 | 0.00017253 | 860.38 | -0.019871 | 662.4744 | 0.019418 | 860.38 | -0.0095165 | 860.38 | -0.0034394 | 664.691 | 0.00015712 | 664.691 | 5.4895e-05 | 865.6946 | 0.026338 | 865.6946 | 0.006258 | 984.3034 | 0.034703 | 865.6946 | 0.037093 | 984.1354 | 9.2755e-05 | 984.3034 | 0.48233 | 664.691 | 0.017076
| 662.5972 | 0.0055093 | 865.9344 | -0.026553 | 662.5972 | 0.0084479 | 865.9344 | -0.08836 | 866.1422 | 0 | 865.9344 | -0.046848 | 664.8114 | 0.00017021 | 860.62 | -0.042262 | 662.5972 | 0.011958 | 860.62 | -0.0054239 | 860.62 | -0.004139 | 664.8114 | 0.00016423 | 664.8114 | 4.8602e-05 | 865.9344 | -0.0054014 | 865.9344 | -0.0093686 | 984.4719 | 0.035993 | 865.9344 | 0.019229 | 984.305 | 0.0004174 | 984.4719 | 0.47322 | 664.8114 | 0.02064
| 662.72 | 0 | 866.1741 | 0.0026352 | 662.72 | 0 | 866.1741 | 0.02669 | 866.382 | 0 | 866.1741 | 0.023967 | 664.9318 | 0.00019302 | 860.86 | 0.0036384 | 662.72 | 0.0052429 | 860.86 | -0.0034436 | 860.86 | -0.0015157 | 664.9318 | 0.00018212 | 664.9318 | 5.9234e-05 | 866.1741 | 0.017866 | 866.1741 | -0.0010583 | 984.6403 | 0.032517 | 866.1741 | 0.035551 | 984.4745 | 9.2755e-05 | 984.6403 | 0.462 | 664.9318 | 0.016779
| 662.8429 | 0.0090589 | 866.4139 | -0.015018 | 662.8429 | 0.0042239 | 866.4139 | -0.12306 | 866.6219 | 0 | 866.4139 | -0.062966 | 665.0522 | 0.00021188 | 861.1 | -0.0086761 | 662.8429 | 0.0080634 | 861.1 | 0.0044777 | 861.1 | -0.0032645 | 665.0522 | 0.00018537 | 665.0522 | 0.00010784 | 866.4139 | -0.012001 | 866.4139 | -0.013962 | 984.8088 | 0.034591 | 866.4139 | 0.01492 | 984.644 | 0.0004174 | 984.8088 | 0.45395 | 665.0522 | 0.020566
| 662.9657 | 0 | 866.6537 | -0.0069567 | 662.9657 | 0 | 866.6537 | 0.04796 | 866.8618 | 0 | 866.6537 | 0.03966 | 665.1727 | 0.00022073 | 861.34 | 0.00083963 | 662.9657 | 0.0092702 | 861.34 | 0.0014412 | 861.34 | -0.005538 | 665.1727 | 0.0001746 | 665.1727 | 0.00011413 | 866.6537 | 0.0063146 | 866.6537 | 0.0033234 | 984.9773 | 0.032237 | 866.6537 | 0.028501 | 984.8136 | 9.2755e-05 | 984.9773 | 0.44379 | 665.1727 | 0.01522
| 663.0886 | 0.014817 | 866.8934 | -0.033336 | 663.0886 | 0.013141 | 866.8934 | -0.11204 | 867.1018 | 0 | 866.8934 | -0.059686 | 665.2931 | 0.00020071 | 861.58 | -0.00083963 | 663.0886 | 0.01492 | 861.58 | -0.0042357 | 861.58 | 0.0033811 | 665.2931 | 0.00016952 | 665.2931 | 0.00013301 | 866.8934 | -0.025876 | 866.8934 | -0.012354 | 985.1458 | 0.027191 | 866.8934 | 0.0084348 | 984.9831 | 0.00013913 | 985.1458 | 0.43592 | 665.2931 | 0.018116
| 663.2115 | 0 | 867.1332 | 0.014117 | 663.2115 | 0 | 867.1332 | -0.0088017 | 867.3417 | 0 | 867.1332 | 0.027614 | 665.4135 | 0.00018324 | 861.81 | 0.024908 | 663.2115 | 0.0038414 | 861.81 | -0.0050278 | 861.81 | 0.0021569 | 665.4135 | 0.00014431 | 665.4135 | 9.9375e-05 | 867.1332 | 0.016211 | 867.1332 | 0.017216 | 985.3143 | 0.033694 | 867.1332 | 0.026271 | 985.1527 | 9.2755e-05 | 985.3143 | 0.42528 | 665.4135 | 0.012102
| 663.3343 | 0.010168 | 867.373 | -0.033791 | 663.3343 | 0.019893 | 867.373 | -0.059543 | 867.5816 | 0 | 867.373 | -0.058102 | 665.534 | 0.0001865 | 862.05 | -0.012595 | 663.3343 | 0.0085571 | 862.05 | 0.00091312 | 862.05 | -0.0078116 | 665.534 | 0.00014716 | 665.534 | 9.2865e-05 | 867.373 | -0.037659 | 867.373 | -0.0068449 | 985.4828 | 0.02848 | 867.373 | 0.027858 | 985.3222 | 0.0004174 | 985.4828 | 0.41723 | 665.534 | 0.014626
| 663.4572 | 0 | 867.6128 | 0.00015675 | 663.4572 | 0 | 867.6128 | 0.036503 | 867.8215 | 0 | 867.6128 | 0.031471 | 665.6544 | 0.00016904 | 862.29 | -0.00027989 | 663.4572 | 0 | 862.29 | -0.010705 | 862.29 | 0.00513 | 665.6544 | 0.00013354 | 665.6544 | 6.9649e-05 | 867.6128 | 0.013453 | 867.6128 | 0.0083841 | 985.6512 | 0.019398 | 867.6128 | 0.029915 | 985.4918 | 9.2755e-05 | 985.6512 | 0.40766 | 665.6544 | 0.0095034
| 663.5801 | 0.010834 | 867.8526 | -0.010809 | 663.5801 | 0.023412 | 867.8526 | -0.14177 | 868.0615 | 0 | 867.8526 | -0.05227 | 665.7749 | 0.00019302 | 862.53 | -0.0075566 | 663.5801 | 0.0018424 | 862.53 | -0.0071401 | 862.53 | -0.0090358 | 665.7749 | 0.00015468 | 665.7749 | 5.7064e-05 | 867.8526 | -0.023335 | 867.8526 | 0.0039263 | 985.8197 | 0.021977 | 867.8526 | 0.010457 | 985.6613 | 0.00013913 | 985.8197 | 0.4002 | 665.7749 | 0.012325
| 663.703 | 0 | 868.0924 | -0.027626 | 663.703 | 0 | 868.0924 | 0.0061727 | 868.3014 | 0 | 868.0924 | 0.033038 | 665.8953 | 0.00018255 | 862.77 | 0.010355 | 663.703 | 0.011793 | 862.77 | 0.0064578 | 862.77 | 0.0026815 | 665.8953 | 0.00016078 | 665.8953 | 9.5035e-05 | 868.0924 | 0.0057468 | 868.0924 | 0.0016475 | 985.9882 | 0.042889 | 868.0924 | 0.020943 | 985.8309 | 9.2755e-05 | 985.9882 | 0.39056 | 665.8953 | 0.0074988
| 663.826 | 0.012841 | 868.3322 | -0.046229 | 663.826 | 0.011264 | 868.3322 | -0.11315 | 868.5414 | 0 | 868.3322 | -0.068098 | 666.0158 | 0.00020816 | 863.01 | -0.010915 | 663.826 | 0.0048005 | 863.01 | 0.0043457 | 863.01 | 0.0068789 | 666.0158 | 0.00016566 | 666.0158 | 7.8111e-05 | 868.3322 | -0.029573 | 868.3322 | -0.010883 | 986.1567 | 0.045356 | 868.3322 | 0.0092213 | 986.0005 | 0.0004174 | 986.1567 | 0.38334 | 666.0158 | 0.010988
| 663.9489 | 0 | 868.572 | -0.0088883 | 663.9489 | 0 | 868.572 | 0.019673 | 868.7813 | 0 | 868.572 | 0.036359 | 666.1362 | 0.00020071 | 863.25 | 0.027148 | 663.9489 | 0.0071309 | 863.25 | 0.0014412 | 863.25 | -0.00099105 | 666.1362 | 0.00015753 | 666.1362 | 8.6573e-05 | 868.572 | 0.047132 | 868.572 | 0.0039472 | 986.3252 | 0.042777 | 868.572 | 0.043092 | 986.17 | 0 | 986.3252 | 0.37493 | 666.1362 | 0.0082413
| 664.0718 | 0.013335 | 868.8119 | -0.016718 | 664.0718 | 0.025983 | 868.8119 | -0.086432 | 869.0213 | 0 | 868.8119 | -0.065956 | 666.2567 | 0.00021468 | 863.49 | 0.029387 | 664.0718 | 0.014591 | 863.49 | 0.0026294 | 863.49 | -0.004139 | 666.2567 | 0.00016566 | 666.2567 | 0.0001035 | 868.8119 | -0.018039 | 868.8119 | -0.0089146 | 986.4937 | 0.034311 | 868.8119 | 0.028591 | 986.3396 | 0.00013913 | 986.4937 | 0.36753 | 666.2567 | 0.011582
| 664.1948 | 0 | 869.0517 | 0.025992 | 664.1948 | 0 | 869.0517 | 0.037469 | 869.2613 | 0 | 869.0517 | 0.051987 | 666.3771 | 0.00020234 | 863.73 | -0.006437 | 664.1948 | 0.0058693 | 863.73 | 0.0036855 | 863.73 | -0.0039641 | 666.3771 | 0.00014757 | 666.3771 | 0.00013105 | 869.0517 | 0.026107 | 869.0517 | 0.023078 | 986.6622 | 0.027695 | 869.0517 | 0.033995 | 986.5092 | 9.2755e-05 | 986.6622 | 0.35895 | 666.3771 | 0.0076473
| 664.3177 | 0.0086152 | 869.2916 | -0.047743 | 664.3177 | 0.030449 | 869.2916 | -0.13544 | 869.5013 | 0 | 869.2916 | -0.067895 | 666.4976 | 0.00020723 | 863.97 | -0.037783 | 664.3177 | 0.0021537 | 863.97 | -0.0063479 | 863.97 | -0.01743 | 666.4976 | 0.00014614 | 666.4976 | 0.0001035 | 869.2916 | -0.041587 | 869.2916 | -0.0018043 | 986.8306 | 0.028368 | 869.2916 | 0.010147 | 986.6787 | 0.0004174 | 986.8306 | 0.35202 | 666.4976 | 0.0083897
| 664.4407 | 0 | 869.5314 | -0.0031741 | 664.4407 | 0 | 869.5314 | -0.030168 | 869.7413 | 0 | 869.5314 | 0.046355 | 666.618 | 0.00019023 | 864.21 | 0.034425 | 664.4407 | 0.0064727 | 864.21 | -0.0026514 | 864.21 | 0.011251 | 666.618 | 0.00013049 | 666.618 | 5.7064e-05 | 869.5314 | 0.02123 | 869.5314 | 0.00013898 | 986.9991 | 0.037955 | 869.5314 | 0.031976 | 986.8483 | 0 | 986.9991 | 0.34468 | 666.618 | 0.0045062
| 664.5637 | 0.015311 | 869.7713 | -0.014027 | 664.5637 | 0.0093865 | 869.7713 | -0.10599 | 869.9813 | 0 | 869.7713 | -0.052336 | 666.7385 | 0.00018487 | 864.45 | -0.013154 | 664.5637 | 0.0018424 | 864.45 | -0.0083283 | 864.45 | -0.0081612 | 666.7385 | 0.00015366 | 666.7385 | 2.5386e-05 | 869.7713 | -0.02155 | 869.7713 | 0.0024449 | 987.1676 | 0.040814 | 869.7713 | 0.012936 | 987.0179 | 0.0004174 | 987.1676 | 0.33739 | 666.7385 | 0.0062435
| 664.6867 | 0 | 870.0111 | -0.0047374 | 664.6867 | 0 | 870.0111 | 0.024428 | 870.2213 | 0 | 870.0111 | 0.042069 | 666.8589 | 0.00019139 | 864.69 | 0.020991 | 664.6867 | 0.0097639 | 864.69 | -0.0023874 | 864.69 | 0.0070537 | 666.8589 | 0.00018171 | 666.8589 | 4.4263e-05 | 870.0111 | 0.032576 | 870.0111 | 0.016247 | 987.3361 | 0.038516 | 870.0111 | 0.011734 | 987.1875 | 0 | 987.3361 | 0.32958 | 666.8589 | 0.0037713
| 664.8097 | 0 | 870.251 | -0.0058544 | 664.8097 | 0.017863 | 870.251 | -0.068923 | 870.4613 | 0 | 870.251 | -0.06385 | 666.9794 | 0.00020071 | 864.93 | -0.020431 | 664.8097 | 0.0086668 | 864.93 | -0.0021233 | 864.93 | -0.004139 | 666.9794 | 0.00018253 | 666.9794 | 7.6158e-05 | 870.251 | -0.024952 | 870.251 | -0.009034 | 987.5046 | 0.030667 | 870.251 | 0.030412 | 987.357 | 0.0004174 | 987.5046 | 0.324 | 666.9794 | 0.0052325
| 664.9327 | 0 | 870.4909 | -0.023575 | 664.9327 | 0 | 870.4909 | 0.048658 | 870.7014 | 0 | 870.4909 | 0.033062 | 667.0998 | 0.00020932 | 865.17 | 0.019311 | 664.9327 | 0.0089959 | 865.17 | -0.012157 | 865.17 | -0.012709 | 667.0998 | 0.00016708 | 667.0998 | 9.9375e-05 | 870.4909 | 0.0097563 | 870.4909 | -0.005501 | 987.6731 | 0.027808 | 870.4909 | 0.014208 | 987.5266 | 0.00037102 | 987.6731 | 0.31777 | 667.0998 | 0.0020783
| 665.0557 | 0.0090589 | 870.7308 | 0.0013995 | 665.0557 | 0.021653 | 870.7308 | -0.13565 | 870.9414 | 0 | 870.7308 | -0.04582 | 667.2203 | 0.00018115 | 865.41 | -0.04562 | 665.0557 | 0.012891 | 865.41 | -0.0052918 | 865.41 | -0.0079864 | 667.2203 | 0.00015529 | 667.2203 | 0.00012888 | 870.7307 | -0.02888 | 870.7308 | -0.010411 | 987.8416 | 0.030835 | 870.7308 | -0.0036038 | 987.6962 | 0.00069566 | 987.8416 | 0.31272 | 667.2203 | 0.0033375
| 665.1787 | 0 | 870.9706 | 0.010405 | 665.1787 | 0 | 870.9706 | 0.023044 | 871.1814 | 0 | 870.9706 | 0.040516 | 667.3408 | 0.00017626 | 865.65 | -0.0013994 | 665.1787 | 0.0035299 | 865.65 | -0.0030475 | 865.65 | -0.0050134 | 667.3408 | 0.00015102 | 667.3408 | 0.00013735 | 870.9706 | 0.021635 | 870.9706 | 0.007003 | 988.0101 | 0.035881 | 870.9706 | 0.045071 | 987.8658 | 0 | 988.0101 | 0.30643 | 667.3408 | 0.0014842
| 665.3017 | 0.0030689 | 871.2105 | -0.028113 | 665.3017 | 0.027742 | 871.2105 | -0.090798 | 871.4215 | 0 | 871.2105 | -0.061014 | 667.4612 | 0.00018324 | 865.89 | 0.0097957 | 665.3017 | 0.0044891 | 865.89 | -0.0018593 | 865.89 | -0.0039641 | 667.4612 | 0.00016362 | 667.4612 | 0.00014364 | 871.2105 | -0.034656 | 871.2105 | -0.0073623 | 988.1786 | 0.02108 | 871.2105 | 0.011497 | 988.0354 | 0.0004174 | 988.1786 | 0.30103 | 667.4612 | 0.0037398
| 665.4248 | 0 | 871.4504 | -0.0013503 | 665.4248 | 0 | 871.4504 | 0.020894 | 871.6616 | 0 | 871.4504 | 0.037807 | 667.5817 | 0.00018534 | 866.13 | 0.0086761 | 665.4248 | 0.00462 | 866.13 | 0.0079103 | 866.13 | -0.0069371 | 667.5817 | 0.00014614 | 667.5817 | 0.00013301 | 871.4504 | 0.018208 | 871.4504 | 0.015267 | 988.3471 | 0.038123 | 871.4504 | 0.002111 | 988.2049 | 0 | 988.3471 | 0.29492 | 667.5817 | 0.0024185
| 665.5478 | 0 | 871.6904 | -0.056672 | 665.5478 | 0.023683 | 871.6904 | -0.082846 | 871.9016 | 0 | 871.6904 | -0.056067 | 667.7022 | 0.00017184 | 866.37 | -0.012595 | 665.5478 | 0.0054233 | 866.37 | -0.0050278 | 866.37 | -0.0032645 | 667.7022 | 0.00016891 | 667.7022 | 0.00010784 | 871.6903 | -0.043435 | 871.6904 | -0.0065476 | 988.5156 | 0.025509 | 871.6904 | 0.0013818 | 988.3745 | 0.00013913 | 988.5156 | 0.2894 | 667.7022 | 0.0035148
| 665.6709 | 0 | 871.9303 | 0.01107 | 665.6709 | 0 | 871.9303 | -0.075445 | 872.1417 | 0 | 871.9303 | 0.04281 | 667.8226 | 0.00015111 | 866.61 | 0.038343 | 665.6709 | 0.0099285 | 866.61 | 0.0031575 | 866.61 | 0.017372 | 667.8226 | 0.00017216 | 667.8226 | 8.462e-05 | 871.9303 | 0.041587 | 871.9303 | -0.0024486 | 988.6841 | 0.036385 | 871.9303 | 0.019716 | 988.5441 | 9.2755e-05 | 988.6841 | 0.28258 | 667.8226 | 0.0011951
| 665.794 | 0.00085042 | 872.1702 | -0.0051881 | 665.794 | 0.018134 | 872.1702 | -0.16748 | 872.3818 | 0 | 872.1702 | -0.060429 | 667.9431 | 0.00016206 | 866.85 | -0.019311 | 665.794 | 0.0066921 | 866.85 | 0.0038176 | 866.85 | -0.004139 | 667.9431 | 0.00019554 | 667.9431 | 4.231e-05 | 872.1702 | -0.025183 | 872.1702 | -0.0028491 | 988.8526 | 0.033414 | 872.1702 | -0.011341 | 988.7137 | 0.0004174 | 988.8526 | 0.27512 | 667.9431 | 0.0022394
| 665.917 | 0 | 872.4101 | -0.0085083 | 665.917 | 0 | 872.4101 | 0.053845 | 872.6219 | 0 | 872.4101 | 0.038522 | 668.0636 | 0.00018767 | 867.09 | 0.027148 | 665.917 | 0.013055 | 867.09 | -0.0039716 | 867.09 | -0.00081612 | 668.0636 | 0.00018273 | 668.0636 | 7.1819e-05 | 872.4101 | -0.0065017 | 872.4101 | -0.0077036 | 989.0211 | 0.032629 | 872.4101 | 0.029842 | 988.8833 | 0.00037102 | 989.0211 | 0.26666 | 668.0636 | 0.0013119
| 666.0401 | 0.0021815 | 872.6501 | -0.060435 | 666.0401 | 0.0039893 | 872.6501 | -0.096385 | 872.862 | 0 | 872.6501 | -0.068069 | 668.1841 | 0.00020047 | 867.32 | -0.028267 | 666.0401 | 0.0038663 | 867.32 | 0.00025304 | 867.32 | -0.0071117 | 668.1841 | 0.00018171 | 668.1841 | 9.5035e-05 | 872.6501 | -0.02449 | 872.6501 | 0.0050896 | 989.1896 | 0.026911 | 872.6501 | 0.0090583 | 989.0529 | 0.0004174 | 989.1896 | 0.25832 | 668.1841 | 0.0015532
| 666.1632 | 0 | 872.89 | -0.0097131 | 666.1632 | 0 | 872.89 | -0.045234 | 873.1021 | 0 | 872.89 | 0.032987 | 668.3045 | 0.00019512 | 867.56 | -0.029387 | 666.1632 | 0.0092702 | 867.56 | -0.0034436 | 867.56 | -0.017955 | 668.3045 | 0.00017948 | 668.3045 | 0.00013951 | 872.89 | 0.028418 | 872.89 | 0.0055576 | 989.3581 | 0.030162 | 872.89 | 0.022743 | 989.2225 | 0 | 989.3581 | 0.24992 | 668.3045 | 0.00041093
| 666.2863 | 0.0090589 | 873.13 | -0.017401 | 666.2863 | 0.015292 | 873.13 | -0.020398 | 873.3422 | 0 | 873.13 | -0.06169 | 668.425 | 0.00016974 | 867.8 | -0.012035 | 666.2863 | 0.0012196 | 867.8 | -0.0050278 | 867.8 | 0.0070537 | 668.425 | 0.00018131 | 668.425 | 0.00012259 | 873.13 | 0.0020629 | 873.13 | -0.0025398 | 989.5266 | 0.023883 | 873.13 | -0.017395 | 989.3921 | 0.0004174 | 989.5266 | 0.24199 | 668.425 | 0.0010895
| 666.4095 | 0 | 873.3699 | -0.00782 | 666.4095 | 0 | 873.3699 | 0.098363 | 873.5823 | 0 | 873.3699 | 0.030652 | 668.5455 | 0.00015274 | 868.04 | 0.020431 | 666.4095 | 0.0030627 | 868.04 | -1.1002e-05 | 868.04 | 0.001982 | 668.5455 | 0.00016891 | 668.5455 | 0.00012888 | 873.3699 | 0.00050113 | 873.3699 | 0.0022101 | 989.6951 | 0.032797 | 873.3699 | 0.018094 | 989.5617 | 9.2755e-05 | 989.6951 | 0.23259 | 668.5455 | 0.0008482
| 666.5326 | 0.0059529 | 873.6099 | -0.039993 | 666.5326 | 0.03478 | 873.6099 | -0.1241 | 873.8224 | 0 | 873.6099 | -0.067146 | 668.666 | 0.00015298 | 868.28 | -0.024908 | 666.5326 | 0.012726 | 868.28 | -0.0048957 | 868.28 | -0.011135 | 668.666 | 0.00016098 | 668.666 | 0.00011413 | 873.6099 | -0.039045 | 873.6099 | -0.0048716 | 989.8636 | 0.031956 | 873.6099 | -0.011519 | 989.7313 | 0 | 989.8636 | 0.22742 | 668.666 | 0.0014254
| 666.6557 | 0 | 873.8499 | 0.052202 | 666.6557 | 0 | 873.8499 | -0.0084001 | 874.0626 | 0 | 873.8499 | 0.027458 | 668.7865 | 0.00016811 | 868.52 | 0.034985 | 666.6557 | 0.0039971 | 868.52 | -0.0062161 | 868.52 | -0.0046636 | 668.7865 | 0.00016464 | 668.7865 | 0.00010784 | 873.8499 | 0.028649 | 873.8499 | 0.022798 | 990.0321 | 0.029658 | 873.8499 | 0.02078 | 989.9009 | 0 | 990.0321 | 0.21872 | 668.7865 | 0.00057717
| 666.7789 | 0 | 874.0898 | -0.034108 | 666.7789 | 0.0065706 | 874.0898 | -0.064286 | 874.3027 | 0 | 874.0898 | -0.053381 | 668.907 | 0.00018418 | 868.76 | -0.023229 | 666.7789 | 0.006363 | 868.76 | -0.0013312 | 868.76 | -0.011834 | 668.907 | 0.0001935 | 668.907 | 0.00012888 | 874.0898 | -0.022306 | 874.0898 | -0.0037317 | 990.2006 | 0.030443 | 874.0898 | -0.00038772 | 990.0706 | 0.00013913 | 990.2006 | 0.21719 | 668.907 | 0.00058137
| 666.902 | 0 | 874.3298 | -0.014804 | 666.902 | 0 | 874.3298 | -0.0017007 | 874.5429 | 0 | 874.3298 | 0.029874 | 669.0274 | 0.00019396 | 869 | 0.026029 | 666.902 | 0.0039971 | 869 | 0.0019693 | 869 | 0.0070537 | 669.0274 | 0.00017379 | 669.0274 | 0.00013105 | 874.3298 | 0.031421 | 874.3298 | 0.016215 | 990.3691 | 0.039917 | 874.3298 | 0.017284 | 990.2402 | 9.2755e-05 | 990.3691 | 0.20797 | 669.0274 | 4.2896e-06
| 667.0252 | 0.0024034 | 874.5698 | -0.057134 | 667.0252 | 0.016375 | 874.5698 | -0.1239 | 874.783 | 0 | 874.5698 | -0.070704 | 669.1479 | 0.00019838 | 869.24 | -0.031627 | 667.0252 | 0.0091605 | 869.24 | -0.0071401 | 869.24 | -0.0051883 | 669.1479 | 0.00019411 | 669.1479 | 0.00014798 | 874.5698 | -0.0074778 | 874.5698 | -0.010057 | 990.5376 | 0.025341 | 874.5698 | 0.016212 | 990.4098 | 0.0004174 | 990.5376 | 0.20685 | 669.1479 | 4.2896e-06
| 667.1484 | 0.0017777 | 874.8098 | -0.023789 | 667.1484 | 0 | 874.8098 | 0.014807 | 875.0232 | 0 | 874.8098 | 0.029713 | 669.2684 | 0.0002028 | 869.48 | 0.011475 | 667.1484 | 0.016621 | 869.48 | -0.0022553 | 869.48 | 0.0012825 | 669.2684 | 0.00016566 | 669.2684 | 0.00011825 | 874.8098 | 0.014723 | 874.8098 | 0.0076749 | 990.7061 | 0.030555 | 874.8098 | -0.012862 | 990.5794 | 0 | 990.7061 | 0.19869 | 669.2684 | 0
| 667.2716 | 0.0097244 | 875.0498 | -0.0054904 | 667.2716 | 0.024224 | 875.0498 | -0.171 | 875.2634 | 0 | 875.0498 | -0.060737 | 669.3889 | 0.0001893 | 869.72 | -0.0097957 | 667.2716 | 0.01865 | 869.72 | -0.0074043 | 869.72 | -0.005538 | 669.3889 | 0.00019167 | 669.3889 | 0.00015644 | 875.0498 | -0.010081 | 875.0498 | 0.0026522 | 990.8746 | 0.029994 | 875.0498 | 0.016448 | 990.749 | 0.00013913 | 990.8746 | 0.19804 | 669.3889 | 0
| 667.3948 | 0 | 875.2898 | -0.017523 | 667.3948 | 0 | 875.2898 | -0.017058 | 875.5036 | 0 | 875.2898 | 0.034696 | 669.5094 | 0.00017184 | 869.96 | -0.013154 | 667.3948 | 0.0077343 | 869.96 | -0.0038396 | 869.96 | 0.0033811 | 669.5094 | 0.00016525 | 669.5094 | 0.00018595 | 875.2898 | 0.019054 | 875.2898 | -0.0015413 | 991.0431 | 0.033302 | 875.2898 | 0.0045636 | 990.9186 | 9.2755e-05 | 991.0431 | 0.19258 | 669.5094 | 0
| 667.518 | 0.0070623 | 875.5299 | -0.037551 | 667.518 | 0.018946 | 875.5299 | -0.13956 | 875.7437 | 0 | 875.5299 | -0.073721 | 669.6299 | 0.00016811 | 870.2 | -0.02379 | 667.518 | 0.013823 | 870.2 | -0.0056876 | 870.2 | -0.0067623 | 669.6299 | 0.00017318 | 669.6299 | 0.00022175 | 875.5299 | -0.031652 | 875.5299 | 0.0068216 | 991.2117 | 0.033694 | 875.5299 | -0.030418 | 991.0883 | 0.00013913 | 991.2117 | 0.19305 | 669.6299 | 0
| 667.6412 | 0 | 875.7699 | 0.013913 | 667.6412 | 0 | 875.7699 | 0.051225 | 875.984 | 0 | 875.7699 | 0.035421 | 669.7504 | 0.00015996 | 870.44 | 0.0069968 | 667.6412 | 0.0086668 | 870.44 | 0.0010452 | 870.44 | 0.00058296 | 669.7504 | 0.00015956 | 669.7504 | 0.00018378 | 875.7699 | 0.014846 | 875.7699 | 0.0051236 | 991.3802 | 0.032349 | 875.7699 | 0.033752 | 991.2579 | 9.2755e-05 | 991.3802 | 0.1914 | 669.7504 | 0
| 667.7644 | 0.0081715 | 876.0099 | -0.033187 | 667.7644 | 0.023683 | 876.0099 | -0.064129 | 876.2242 | 0 | 876.0099 | -0.082375 | 669.8709 | 0.00019791 | 870.68 | -0.031067 | 667.7644 | 0.011026 | 870.68 | 0.0048738 | 870.68 | -0.0085115 | 669.8709 | 0.0001685 | 669.8709 | 0.00011825 | 876.0099 | -0.029804 | 876.0099 | -0.0097867 | 991.5487 | 0.04031 | 876.0099 | 0.002174 | 991.4275 | 0.0004174 | 991.5487 | 0.1944 | 669.8709 | 0
| 667.8877 | 0 | 876.25 | -0.01249 | 667.8877 | 0 | 876.25 | 0.082247 | 876.4644 | 0 | 876.25 | 0.038934 | 669.9914 | 0.0001893 | 870.92 | 0.010915 | 667.8877 | 0.0053986 | 870.92 | 0.00038506 | 870.92 | 0.00513 | 669.9914 | 0.00016362 | 669.9914 | 9.0912e-05 | 876.25 | 0.019334 | 876.25 | 0.0019993 | 991.7172 | 0.033919 | 876.25 | -0.00011989 | 991.5972 | 9.2755e-05 | 991.7172 | 0.19622 | 669.9914 | 0
| 668.0109 | 0.01039 | 876.49 | -0.045167 | 668.0109 | 0.023277 | 876.49 | -0.11379 | 876.7046 | 0 | 876.49 | -0.06553 | 670.1119 | 0.0002049 | 871.16 | -0.02435 | 668.0109 | 0.0096542 | 871.16 | -0.0042357 | 871.16 | -0.011135 | 670.1119 | 0.00018171 | 670.1119 | 8.245e-05 | 876.49 | -0.029111 | 876.49 | -0.013346 | 991.8857 | 0.032741 | 876.49 | -0.0075865 | 991.7668 | 0.00013913 | 991.8857 | 0.20104 | 670.1119 | 1.6633e-06
| 668.1341 | 0 | 876.7301 | -0.0089156 | 668.1341 | 0 | 876.7301 | 0.013234 | 876.9448 | 0 | 876.7301 | 0.026229 | 670.2324 | 0.00018581 | 871.4 | 0.0019591 | 668.1341 | 0.012068 | 871.4 | 0.0019693 | 871.4 | 0.0032063 | 670.2324 | 0.00016952 | 670.2324 | 0.00010133 | 876.7301 | 0.0073714 | 876.7301 | -0.0012613 | 992.0542 | 0.034703 | 876.7301 | 0.0081994 | 991.9364 | 9.2755e-05 | 992.0542 | 0.20468 | 670.2324 | 1.6633e-06
| 668.2574 | 0.0006286 | 876.9701 | -0.041672 | 668.2574 | 0.014751 | 876.9701 | -0.11641 | 877.1851 | 0 | 876.9701 | -0.063958 | 670.3529 | 0.00016974 | 871.64 | 0.033306 | 668.2574 | 0.010587 | 871.64 | -0.0039716 | 871.64 | -0.00099105 | 670.3529 | 0.00017643 | 670.3529 | 0.00010567 | 876.9701 | -0.0335 | 876.9701 | -0.023803 | 992.2227 | 0.030555 | 876.9701 | 0.0026866 | 992.1061 | 0.0004174 | 992.2227 | 0.20521 | 670.3529 | 1.6633e-06
| 668.3807 | 0 | 877.2102 | 0.0048139 | 668.3807 | 0.0025873 | 877.2102 | 0.0025792 | 877.4253 | 0 | 877.2102 | 0.047275 | 670.4734 | 0.00018324 | 871.88 | 0.012035 | 668.3807 | 0.0091605 | 871.88 | -0.0050278 | 871.88 | -0.004139 | 670.4734 | 0.00016037 | 670.4734 | 0.00014581 | 877.2102 | 0.013892 | 877.2102 | 0.0093281 | 992.3912 | 0.039805 | 877.2102 | 0.023706 | 992.2757 | 0 | 992.3912 | 0.20691 | 670.4734 | 0
| 668.504 | 0.0050655 | 877.4503 | -0.028087 | 668.504 | 0.0037546 | 877.4503 | -0.060985 | 877.6656 | 0 | 877.4503 | -0.06054 | 670.5939 | 0.00015833 | 872.12 | -0.0030786 | 668.504 | 0.0018424 | 872.12 | -0.010309 | 872.12 | -0.0090358 | 670.5939 | 0.0001622 | 670.5939 | 0.00015644 | 877.4502 | -0.011387 | 877.4503 | 0.013028 | 992.5598 | 0.033526 | 877.4503 | -0.0095426 | 992.4453 | 0.0004174 | 992.5598 | 0.19998 | 670.5939 | 0
| 668.6273 | 0 | 877.6903 | -0.015861 | 668.6273 | 0 | 877.6903 | 0.016882 | 877.9058 | 0 | 877.6903 | 0.033864 | 670.7144 | 0.00017021 | 872.36 | -0.006437 | 668.6273 | 0.0085023 | 872.36 | 0.0047417 | 872.36 | 0.0060044 | 670.7144 | 0.00016952 | 670.7144 | 0.00013951 | 877.6903 | 0.0012108 | 877.6903 | 0.0038853 | 992.7283 | 0.032237 | 877.6903 | 0.038931 | 992.615 | 9.2755e-05 | 992.7283 | 0.19945 | 670.7144 | 0
| 668.7506 | 0.020373 | 877.9304 | 0.00125 | 668.7506 | 0.012437 | 877.9304 | -0.12014 | 878.1461 | 0 | 877.9304 | -0.073779 | 670.8349 | 0.00013877 | 872.6 | -0.032746 | 668.7506 | 0.008228 | 872.6 | -0.010044 | 872.6 | -0.017955 | 670.8349 | 0.00016037 | 670.8349 | 0.00010567 | 877.9304 | -0.043897 | 877.9304 | -0.0021062 | 992.8968 | 0.030162 | 877.9304 | -0.017339 | 992.7846 | 0.00069566 | 992.8968 | 0.184 | 670.8349 | 0
| 668.8739 | 0 | 878.1705 | 0.021357 | 668.8739 | 0 | 878.1705 | -0.028877 | 878.3864 | 0 | 878.1705 | 0.059258 | 670.9554 | 0.00016974 | 872.84 | 0.030506 | 668.8739 | 0.0033741 | 872.84 | 0.0065902 | 872.84 | 0.0040807 | 670.9554 | 0.00016647 | 670.9554 | 9.5035e-05 | 878.1705 | 0.041818 | 878.1705 | 0.005739 | 993.0653 | 0.030555 | 878.1705 | 0.015208 | 992.9543 | 9.2755e-05 | 993.0653 | 0.18083 | 670.9554 | 0
| 668.9972 | 0.0006286 | 878.4106 | -0.021243 | 668.9972 | 0.014345 | 878.4106 | -0.10232 | 878.6267 | 0 | 878.4106 | -0.081977 | 671.076 | 0.000173 | 873.08 | 0.018192 | 668.9972 | 0.011793 | 873.08 | -0.011365 | 873.08 | -0.0053632 | 671.076 | 0.00015143 | 671.076 | 0.00010567 | 878.4106 | -0.02449 | 878.4106 | 0.0054067 | 993.2338 | 0.02848 | 878.4106 | -0.006238 | 993.1239 | 0 | 993.2338 | 0.16855 | 671.076 | 0
| 669.1205 | 0 | 878.6507 | -0.027619 | 669.1205 | 0 | 878.6507 | -0.03451 | 878.8669 | 0 | 878.6507 | 0.039129 | 671.1965 | 0.0001709 | 873.32 | 0.060174 | 669.1205 | 0.0018169 | 873.32 | 0.006326 | 873.32 | 0.0040807 | 671.1965 | 0.0001433 | 671.1965 | 0.00010979 | 878.6507 | 0.039507 | 878.6507 | 8.9536e-05 | 993.4023 | 0.04031 | 878.6507 | 0.016361 | 993.2936 | 9.2755e-05 | 993.4023 | 0.1662 | 671.1965 | 0
| 669.2439 | 0.0012942 | 878.8908 | -0.045002 | 669.2439 | 0.016645 | 878.8908 | -0.15817 | 879.1072 | 0 | 878.8908 | -0.077662 | 671.317 | 0.00017067 | 873.56 | -0.029387 | 669.2439 | 0.0069664 | 873.56 | -0.0041036 | 873.56 | -0.0053632 | 671.317 | 0.00012765 | 671.317 | 9.7205e-05 | 878.8908 | -0.038583 | 878.8908 | -0.00067204 | 993.5708 | 0.036273 | 878.8908 | 0.0026565 | 993.4633 | 0.00013913 | 993.5708 | 0.16033 | 671.317 | 0
| 669.3672 | 0 | 879.131 | -0.019134 | 669.3672 | 0 | 879.131 | -0.052886 | 879.3475 | 0 | 879.131 | 0.035105 | 671.4375 | 0.00016741 | 873.8 | -0.019311 | 669.3672 | 0.011135 | 873.8 | 0.0050058 | 873.8 | 0.0061793 | 671.4375 | 0.00012216 | 671.4375 | 0.0001035 | 879.131 | 0.016743 | 879.131 | 0.0025256 | 993.7394 | 0.026686 | 879.131 | 0.014743 | 993.6329 | 9.2755e-05 | 993.7394 | 0.15633 | 671.4375 | 0
| 669.4906 | 0 | 879.3711 | -0.034944 | 669.4906 | 0.010325 | 879.3711 | -0.062699 | 879.5879 | 0 | 879.3711 | -0.079904 | 671.558 | 0.00019465 | 874.04 | -0.017072 | 669.4906 | 0.010587 | 874.04 | -0.012025 | 874.04 | 0.00058296 | 671.558 | 0.00014858 | 671.558 | 0.00014581 | 879.3711 | -0.0088884 | 879.3711 | -0.0088889 | 993.9079 | 0.023379 | 879.3711 | -0.025281 | 993.8026 | 0.00013913 | 993.9079 | 0.15956 | 671.558 | 0
| 669.614 | 0.00066663 | 879.6112 | -0.031482 | 669.614 | 0 | 879.6112 | -0.017379 | 879.8282 | 0 | 879.6112 | 0.053164 | 671.6785 | 0.00017836 | 874.28 | 0.00083963 | 669.614 | 0.00462 | 874.28 | 0.0039496 | 874.28 | 0.0093272 | 671.6785 | 0.00015245 | 671.6785 | 0.00016685 | 879.6112 | 0.038121 | 879.6112 | 0.0072706 | 994.0764 | 0.036273 | 879.6112 | 0.036267 | 993.9722 | 9.2755e-05 | 994.0764 | 0.1561 | 671.6785 | 0
| 669.7373 | 0.0055093 | 879.8514 | -0.005541 | 669.7373 | 0.011498 | 879.8514 | -0.14617 | 880.0685 | 0 | 879.8514 | -0.078233 | 671.7991 | 0.00017998 | 874.52 | -0.0081163 | 669.7373 | 0.0072955 | 874.52 | -0.0060837 | 874.52 | 0.0014574 | 671.7991 | 0.00015936 | 671.7991 | 0.00015839 | 879.8514 | -0.017495 | 879.8514 | -0.0010525 | 994.2449 | 0.030274 | 879.8514 | 0.0071005 | 994.1419 | 0.00013913 | 994.2449 | 0.16338 | 671.7991 | 0
| 669.8607 | 0 | 880.0915 | 0.014979 | 669.8607 | 0 | 880.0915 | 0.04325 | 880.3089 | 0 | 880.0915 | 0.039087 | 671.9196 | 0.00015461 | 874.76 | 0.0036384 | 669.8607 | 0.010861 | 874.76 | -0.0089886 | 874.76 | 0.0014574 | 671.9196 | 0.00014899 | 671.9196 | 0.00014364 | 880.0915 | 0.040431 | 880.0915 | 0.01261 | 994.4134 | 0.044851 | 880.0915 | 0.027454 | 994.3116 | 0 | 994.4134 | 0.15792 | 671.9196 | 0
| 669.9841 | 0.011056 | 880.3317 | -0.040302 | 669.9841 | 0.0089172 | 880.3317 | -0.14807 | 880.5492 | 0 | 880.3317 | -0.07916 | 672.0401 | 9.9655e-05 | 875 | 0.013154 | 669.9841 | 0.0037107 | 875 | 0.0043457 | 875 | -0.008861 | 672.0401 | 0.00010366 | 672.0401 | 0.00010979 | 880.3317 | -0.054063 | 880.3317 | -0.019577 | 994.582 | 0.030387 | 880.3317 | 0.0021928 | 994.4812 | 0.00013913 | 994.582 | 0.15433 | 672.0401 | 0
| 670.1075 | 0 | 880.5718 | -0.030108 | 670.1075 | 0 | 880.5718 | -0.14703 | 880.7895 | 0 | 880.5718 | -0.067224 | 672.1606 | 0.00033436 | 875.24 | -0.014274 | 670.1075 | 0.0057047 | 875.24 | -0.0096484 | 875.24 | -0.0032645 | 672.1606 | 0.00029859 | 672.1606 | 0.00027252 | 880.5718 | -0.014955 | 880.5718 | -0.012787 | 994.7505 | 0.034872 | 880.5718 | 0.0028837 | 994.6509 | 0 | 994.7505 | 0.15222 | 672.1606 | 1.1118e-05
| 670.2309 | 0 | 880.812 | 0.0079466 | 670.2309 | 0.016916 | 880.812 | 0.078287 | 881.0299 | 0 | 880.812 | 0.050794 | 672.2812 | 0.00029477 | 875.48 | 0.006437 | 670.2309 | 0.014317 | 875.48 | -0.0031795 | 875.48 | -0.0032645 | 672.2812 | 0.00024737 | 672.2812 | 0.00021133 | 880.812 | -0.0024077 | 880.812 | 0.0065078 | 994.919 | 0.035993 | 880.812 | 0.015619 | 994.8206 | 0.00069566 | 994.919 | 0.14464 | 672.2812 | 1.1118e-05
| 670.3544 | 0 | 881.0522 | -0.043246 | 670.3544 | 0 | 881.0522 | -0.17146 | 881.2703 | 0 | 881.0522 | -0.08034 | 672.4017 | 0.00057954 | 875.72 | 0.010355 | 670.3544 | 0.010367 | 875.72 | 0.010419 | 875.72 | 0.0058296 | 672.4017 | 0.00049352 | 672.4017 | 0.00042679 | 881.0522 | -0.026338 | 881.0522 | 0.010442 | 995.0875 | 0.043169 | 881.0522 | 0.015215 | 994.9902 | 0 | 995.0875 | 0.14893 | 672.4017 | 1.532e-05
| 670.4778 | 0.013088 | 881.2923 | -0.014184 | 670.4778 | 0.019487 | 881.2923 | -0.057341 | 881.5107 | 0 | 881.2923 | 0.046867 | 672.5222 | 0.00029501 | 875.96 | -0.0036384 | 670.4778 | 0.013055 | 875.96 | -0.0014632 | 875.96 | -0.00029147 | 672.5222 | 0.00024798 | 672.5222 | 0.0002198 | 881.2923 | 0.022952 | 881.2923 | 0.0066484 | 995.256 | 0.032012 | 881.2923 | 0.0031903 | 995.1599 | 0.00069566 | 995.256 | 0.13119 | 672.5222 | 4.2896e-06
| 670.6013 | 0 | 881.5325 | -0.022293 | 670.6013 | 0 | 881.5325 | -0.1857 | 881.751 | 0 | 881.5325 | -0.082234 | 672.6428 | 0.0005523 | 876.2 | -0.02155 | 670.6013 | 0.0074052 | 876.2 | 0.0022334 | 876.2 | -0.00081612 | 672.6428 | 0.00050693 | 672.6428 | 0.00046476 | 881.5325 | -0.053601 | 881.5325 | 0.0037385 | 995.4246 | 0.03033 | 881.5325 | 0.00069125 | 995.3296 | 0 | 995.4246 | 0.13142 | 672.6428 | 1.0242e-05
| 670.7247 | 0.0092808 | 881.7727 | 0.021315 | 670.7247 | 0.012906 | 881.7727 | 0.027615 | 881.9914 | 0 | 881.7727 | 0.05647 | 672.7633 | 0.00026404 | 876.44 | 0.02211 | 670.7247 | 0.0057596 | 876.44 | 0.00038506 | 876.44 | -0.0034394 | 672.7633 | 0.00026038 | 672.7633 | 0.00024518 | 881.7727 | 0.05129 | 881.7727 | 0.016221 | 995.5931 | 0.036497 | 881.7727 | -0.0083355 | 995.4993 | 0.00069566 | 995.5931 | 0.11444 | 672.7633 | 5.9529e-06
| 670.8482 | 0 | 882.0129 | -0.050362 | 670.8482 | 0 | 882.0129 | -0.089899 | 882.2318 | 0 | 882.0129 | -0.079675 | 672.8838 | 0.00054112 | 876.68 | -0.0030786 | 670.8482 | 0.0095993 | 876.68 | -0.00040706 | 876.68 | 0.0123 | 672.8838 | 0.00053579 | 672.8838 | 0.00054092 | 882.0129 | -0.035811 | 882.0129 | -0.01587 | 995.7616 | 0.029377 | 882.0129 | -0.018386 | 995.6689 | 0 | 995.7616 | 0.11585 | 672.8838 | 8.4916e-06
| 670.9716 | 0.024571 | 882.2531 | 0.015478 | 670.9716 | 0.011498 | 882.2531 | 0.056884 | 882.4722 | 0 | 882.2531 | 0.050443 | 673.0044 | 0.00028337 | 876.92 | -0.0058775 | 670.9716 | 0.015523 | 876.92 | -0.0015952 | 876.92 | -0.005538 | 673.0044 | 0.00027867 | 673.0044 | 0.00030008 | 882.2531 | 0.050597 | 882.2531 | -0.0022374 | 995.9302 | 0.034423 | 882.2531 | 0.037048 | 995.8386 | 0.00097375 | 995.9302 | 0.10357 | 673.0044 | 2.5387e-06
| 671.0951 | 0 | 882.4933 | -0.026368 | 671.0951 | 0 | 882.4933 | -0.14832 | 882.7126 | 0 | 882.4933 | -0.076093 | 673.1249 | 0.00057884 | 877.16 | 0.0075566 | 671.0951 | 0.0068018 | 877.16 | -0.0083283 | 877.16 | -0.0043139 | 673.1249 | 0.0005551 | 673.1249 | 0.00053246 | 882.4933 | -0.025414 | 882.4933 | -0.0033039 | 996.0987 | 0.028985 | 882.4933 | -0.032776 | 996.0083 | 0 | 996.0987 | 0.10322 | 673.1249 | 1.1118e-05
| 671.2186 | 0.011943 | 882.7336 | -0.02172 | 671.2186 | 0.017187 | 882.7336 | 0.031074 | 882.9531 | 0 | 882.7336 | 0.010646 | 673.2455 | 0.00030036 | 877.4 | -0.037783 | 671.2186 | 0.012726 | 877.4 | 0.0051378 | 877.4 | -0.0039641 | 673.2455 | 0.00028213 | 673.2455 | 0.00024084 | 882.7336 | 0.016483 | 882.7336 | 0.011553 | 996.2672 | 0.022986 | 882.7336 | -0.0073512 | 996.178 | 0.0004174 | 996.2672 | 0.091942 | 673.2455 | 8.4916e-06
| 671.3421 | 0 | 882.9738 | -0.026892 | 671.3421 | 0 | 882.9738 | -0.082966 | 883.1935 | 0 | 882.9738 | -0.08569 | 673.366 | 0.00057581 | 877.64 | -0.0058775 | 671.3421 | 0.0069664 | 877.64 | -0.0093847 | 877.64 | -0.0036143 | 673.366 | 0.0005301 | 673.366 | 0.00046064 | 882.9738 | -0.022316 | 882.9738 | -0.0055173 | 996.4357 | 0.035264 | 882.9738 | -0.0022573 | 996.3477 | 0 | 996.4357 | 0.092353 | 673.366 | 1.3657e-05
| 671.4657 | 0.010834 | 883.214 | -0.0024321 | 671.4657 | 0.023412 | 883.214 | 0.14458 | 883.4339 | 0 | 883.214 | 0.041395 | 673.4865 | 0.00027987 | 877.88 | -0.0069968 | 671.4657 | 0.0019981 | 877.88 | -0.0078004 | 877.88 | -0.0032645 | 673.4865 | 0.00025408 | 673.4865 | 0.00023238 | 883.214 | 0.0044345 | 883.214 | -0.0044896 | 996.6043 | 0.026742 | 883.214 | 0.007224 | 996.5174 | 0.00097375 | 996.6043 | 0.085949 | 673.4865 | 5.0775e-06
| 671.5892 | 0 | 883.4543 | -0.062073 | 671.5892 | 0 | 883.4543 | -0.059966 | 883.6744 | 0 | 883.4543 | -0.071288 | 673.6071 | 0.00057791 | 878.12 | -0.0013994 | 671.5892 | 0.00462 | 878.12 | 0.00012102 | 878.12 | 0.011076 | 673.6071 | 0.00051405 | 673.6071 | 0.00045847 | 883.4543 | -0.03558 | 883.4543 | -0.0090785 | 996.7728 | 0.03902 | 883.4543 | 0.0015732 | 996.6871 | 0 | 996.7728 | 0.087301 | 673.6071 | 1.1118e-05
| 671.7127 | 0.0092808 | 883.6945 | 0.017985 | 671.7127 | 0.017322 | 883.6945 | 0.045974 | 883.9148 | 0 | 883.6945 | 0.059811 | 673.7276 | 0.00029827 | 878.36 | -0.02155 | 671.7127 | 0.0080634 | 878.36 | 0.00051708 | 878.36 | 0.00075785 | 673.7276 | 0.00026403 | 673.7276 | 0.00023455 | 883.6945 | 0.027955 | 883.6945 | 0.0017531 | 996.9413 | 0.036385 | 883.6945 | 0.015774 | 996.8568 | 0.00069566 | 996.9413 | 0.081896 | 673.7276 | 5.9529e-06
| 671.8363 | 0 | 883.9348 | -0.02184 | 671.8363 | 0 | 883.9348 | -0.12774 | 884.1553 | 0 | 883.9348 | -0.080746 | 673.8482 | 0.00060771 | 878.6 | -0.00083963 | 671.8363 | 0.012561 | 878.6 | -0.0071401 | 878.6 | -0.010784 | 673.8482 | 0.00053579 | 673.8482 | 0.00043742 | 883.9348 | -0.027724 | 883.9348 | -0.0061028 | 997.1099 | 0.030443 | 883.9348 | 0.00041474 | 997.0265 | 0 | 997.1099 | 0.083599 | 673.8482 | 1.4532e-05
| 671.9598 | 0 | 884.175 | -0.004477 | 671.9598 | 0.0068052 | 884.175 | 0.015379 | 884.3958 | 0 | 884.175 | 0.044071 | 673.9687 | 0.00031014 | 878.84 | -0.028267 | 671.9598 | 0.013494 | 878.84 | -0.007668 | 878.84 | -0.0050134 | 673.9687 | 0.00027216 | 673.9687 | 0.00020699 | 884.175 | 0.035811 | 884.175 | 0.011621 | 997.2784 | 0.034087 | 884.175 | 0.022706 | 997.1962 | 0.00097375 | 997.2784 | 0.080368 | 673.9687 | 8.4916e-06
| 672.0834 | 0 | 884.4153 | -0.030289 | 672.0834 | 0 | 884.4153 | -0.1437 | 884.6362 | 0 | 884.4153 | -0.086257 | 674.0893 | 0.00060608 | 879.08 | 0.016513 | 672.0834 | 0.00072677 | 879.08 | -0.0034436 | 879.08 | -0.00046636 | 674.0893 | 0.00054006 | 674.0893 | 0.00042679 | 884.4153 | -0.043897 | 884.4153 | -0.0021276 | 997.4469 | 0.032237 | 884.4153 | -0.015796 | 997.3659 | 0 | 997.4469 | 0.084951 | 674.0893 | 1.7859e-05
| 672.207 | 0.0077278 | 884.6556 | 0.013887 | 672.207 | 0.016916 | 884.6556 | 0.093638 | 884.8767 | 0 | 884.6556 | 0.06009 | 674.2098 | 0.00029967 | 879.32 | -0.011475 | 672.207 | 0.017389 | 879.32 | 0.010022 | 879.32 | 0.013175 | 674.2098 | 0.00027359 | 674.2098 | 0.0002198 | 884.6556 | 0.025183 | 884.6556 | -0.0034762 | 997.6154 | 0.031171 | 884.6556 | 0.015994 | 997.5356 | 0.00069566 | 997.6154 | 0.083071 | 674.2098 | 9.367e-06
| 672.3305 | 0 | 884.8958 | -0.015947 | 672.3305 | 0 | 884.8958 | -0.16128 | 885.1172 | 0 | 884.8958 | -0.077668 | 674.3304 | 0.00059723 | 879.56 | -0.019871 | 672.3305 | 0.0061984 | 879.56 | -0.0018593 | 879.56 | 0.0016322 | 674.3304 | 0.00049677 | 674.3304 | 0.00045218 | 884.8958 | -0.041125 | 884.8958 | -0.0071622 | 997.784 | 0.02977 | 884.8958 | -0.0043929 | 997.7053 | 0 | 997.784 | 0.089474 | 674.3304 | 1.8734e-05
| 672.4541 | 0.02062 | 885.1361 | 0.030642 | 672.4541 | 0.021111 | 885.1361 | 0.028969 | 885.3577 | 0 | 885.1361 | 0.040025 | 674.451 | 0.00030246 | 879.8 | 0.039462 | 672.4541 | 0.014756 | 879.8 | -0.0046317 | 879.8 | -0.0013408 | 674.451 | 0.00023192 | 674.451 | 0.00023238 | 885.1361 | 0.015666 | 885.1361 | 0.033537 | 997.9525 | 0.033246 | 885.1361 | -0.012487 | 997.875 | 0.00097375 | 997.9525 | 0.087653 | 674.451 | 9.367e-06
| 672.5777 | 0 | 885.3764 | -0.029042 | 672.5777 | 0 | 885.3764 | -0.086221 | 885.5982 | 0 | 885.3764 | -0.073584 | 674.5715 | 0.00059537 | 880.04 | 0.017072 | 672.5777 | 0.0015054 | 880.04 | 0.00038506 | 880.04 | 0.0046053 | 674.5715 | 0.00047502 | 674.5715 | 0.00047756 | 885.3764 | -0.017533 | 885.3764 | -0.02371 | 998.121 | 0.027583 | 885.3764 | -0.0058228 | 998.0447 | 0 | 998.121 | 0.093763 | 674.5715 | 9.367e-06
| 672.7014 | 0.0024034 | 885.6167 | 0.027462 | 672.7014 | 0.019758 | 885.6167 | 0.044494 | 885.8387 | 0 | 885.6167 | 0.050562 | 674.6921 | 0.0002999 | 880.28 | 0.0025189 | 672.7014 | 0.016017 | 880.28 | 0.006326 | 880.28 | -0.002565 | 674.6921 | 0.00025448 | 674.6921 | 0.00024518 | 885.6167 | 0.033962 | 885.6167 | 0.0053349 | 998.2896 | 0.036385 | 885.6167 | 0.015222 | 998.2144 | 0.001252 | 998.2896 | 0.091413 | 674.6921 | 0
| 672.825 | 0 | 885.857 | 0.0099906 | 672.825 | 0 | 885.857 | -0.21399 | 886.0792 | 0 | 885.857 | -0.081077 | 674.8126 | 0.00056533 | 880.52 | 0.0058775 | 672.825 | 0.0027513 | 880.52 | -0.0010672 | 880.52 | -0.00046636 | 674.8126 | 0.00049778 | 674.8126 | 0.00046476 | 885.857 | -0.046901 | 885.857 | -0.0038938 | 998.4581 | 0.034872 | 885.857 | -0.0066509 | 998.3841 | 0 | 998.4581 | 0.095878 | 674.8126 | 8.7543e-07
| 672.9486 | 0.00018483 | 886.0973 | -0.01679 | 672.9486 | 0.024224 | 886.0973 | 0.021166 | 886.3198 | 0 | 886.0973 | 0.031066 | 674.9332 | 0.00027335 | 880.76 | -0.0086761 | 672.9486 | 0.010861 | 880.76 | -0.0044997 | 880.76 | -0.0037892 | 674.9332 | 0.00024981 | 674.9332 | 0.00022392 | 886.0973 | 0.019926 | 886.0973 | 0.0040301 | 998.6266 | 0.04429 | 886.0973 | 0.0025237 | 998.5539 | 0.00097375 | 998.6266 | 0.094409 | 674.9332 | 8.7543e-07
| 673.0723 | 0 | 886.3377 | -0.055284 | 673.0723 | 0 | 886.3377 | -0.14668 | 886.5603 | 0 | 886.3377 | -0.097292 | 675.0538 | 0.00055183 | 881 | -0.051218 | 673.0723 | 0.0011939 | 881 | -0.0095165 | 881 | -0.011659 | 675.0538 | 0.00051526 | 675.0538 | 0.00039294 | 886.3377 | -0.030728 | 886.3377 | -0.025232 | 998.7952 | 0.029489 | 886.3377 | -0.027665 | 998.7236 | 0 | 998.7952 | 0.096877 | 675.0538 | 5.9529e-06
| 673.1959 | 0.0070623 | 886.578 | -0.019603 | 673.1959 | 0.016916 | 886.578 | -0.002319 | 886.8008 | 0 | 886.578 | 0.039266 | 675.1743 | 0.00028826 | 881.24 | -0.0086761 | 673.1959 | 0.015249 | 881.24 | -0.0048957 | 881.24 | -0.0037892 | 675.1743 | 0.00026871 | 675.1743 | 0.00017315 | 886.578 | -0.000358 | 886.578 | 0.017498 | 998.9637 | 0.026014 | 886.578 | -0.0033548 | 998.8933 | 0.0004174 | 998.9637 | 0.096642 | 675.1743 | 5.0775e-06
| 673.3196 | 0 | 886.8183 | -0.038833 | 673.3196 | 0 | 886.8183 | -0.2669 | 887.0414 | 0 | 886.8183 | -0.083409 | 675.2949 | 0.00056766 | 881.48 | -0.016513 | 673.3196 | 0.0068018 | 881.48 | -0.0017272 | 881.48 | -0.00029147 | 675.2949 | 0.00053153 | 675.2949 | 0.0004014 | 886.8183 | -0.050135 | 886.8183 | -0.015308 | 999.1322 | 0.033526 | 886.8183 | -0.017133 | 999.063 | 0 | 999.1322 | 0.096289 | 675.2949 | 6.8283e-06
| 673.4432 | 0.010834 | 887.0587 | 0.0056713 | 673.4432 | 0.016375 | 887.0587 | 0.1012 | 887.282 | 0 | 887.0587 | 0.04111 | 675.4155 | 0.00028686 | 881.72 | -0.023229 | 673.4432 | 0.0091605 | 881.72 | 0.00078111 | 881.72 | 0.0030313 | 675.4155 | 0.00026403 | 675.4155 | 0.00023238 | 887.0587 | 0.028649 | 887.0587 | 0.011762 | 999.3008 | 0.031564 | 887.0587 | 0.0080704 | 999.2327 | 0.00097375 | 999.3008 | 0.097112 | 675.4155 | 1.6633e-06
| 673.5669 | 0 | 887.299 | -0.043114 | 673.5669 | 0 | 887.299 | -0.15808 | 887.5225 | 0 | 887.299 | -0.073811 | 675.536 | 0.00057744 | 881.96 | -0.031627 | 673.5669 | 0.0060339 | 881.96 | -0.0051598 | 881.96 | -0.0036143 | 675.536 | 0.00054697 | 675.536 | 0.00050295 | 887.299 | -0.016356 | 887.299 | -0.0034126 | 999.4693 | 0.022874 | 887.299 | -0.030276 | 999.4025 | 0 | 999.4693 | 0.094644 | 675.536 | 1.961e-05
| 673.6906 | 0.0068403 | 887.5394 | -0.019391 | 673.6906 | 0.011264 | 887.5394 | -0.032288 | 887.7631 | 0 | 887.5394 | 0.057908 | 675.6566 | 0.00029594 | 882.2 | 0.013154 | 673.6906 | 0.0043335 | 882.2 | 0.0044777 | 882.2 | 0.0040807 | 675.6566 | 0.00028396 | 675.6566 | 0.00027035 | 887.5394 | 0.028187 | 887.5394 | 0.0045762 | 999.6379 | 0.031844 | 887.5394 | 0.030302 | 999.5722 | 0.00097375 | 999.6379 | 0.096172 | 675.6566 | 1.7859e-05
| 673.8143 | 0 | 887.7797 | -0.018877 | 673.8143 | 0 | 887.7797 | -0.18184 | 888.0037 | 0 | 887.7797 | -0.08146 | 675.7772 | 0.00057139 | 882.44 | 0.0069968 | 673.8143 | 0.0015054 | 882.44 | -0.00053907 | 882.44 | -0.0015157 | 675.7772 | 0.00055592 | 675.7772 | 0.00051965 | 887.7797 | -0.028418 | 887.7797 | -0.0040326 | 999.8064 | 0.029882 | 887.7797 | -0.025608 | 999.7419 | 0 | 999.8064 | 0.091766 | 675.7772 | 2.5562e-05
| 673.938 | 0.0090589 | 888.0201 | -0.063563 | 673.938 | 0.023412 | 888.0201 | 0.12209 | 888.2442 | 0 | 888.0201 | 0.043664 | 675.8977 | 0.00028034 | 882.68 | 0.037222 | 673.938 | 0.011519 | 882.68 | -0.0025194 | 882.68 | -0.00011659 | 675.8977 | 0.00027298 | 675.8977 | 0.0002493 | 888.0201 | 0.031421 | 888.0201 | 0.0203 | 999.9749 | 0.025509 | 888.0201 | 0.020929 | 999.9117 | 0.00097375 | 999.9749 | 0.094703 | 675.8977 | 7.7038e-06
| 674.0617 | 0 | 888.2605 | -0.013518 | 674.0617 | 0 | 888.2605 | -0.13759 | 888.4849 | 0 | 888.2605 | -0.075997 | 676.0183 | 0.00059886 | 882.92 | 0.028267 | 674.0617 | 0.0071309 | 882.92 | -0.020474 | 882.92 | -0.010085 | 676.0183 | 0.00053579 | 676.0183 | 0.00041833 | 888.2604 | -0.034656 | 888.2605 | -0.020806 | 1000.1435 | 0.03162 | 888.2605 | 0.0075356 | 1000.0814 | 0 | 1000.1435 | 0.090297 | 676.0183 | 1.1118e-05
| 674.1855 | 0.012594 | 888.5008 | -0.0085845 | 674.1855 | 0.0042239 | 888.5008 | 0.075404 | 888.7255 | 0 | 888.5008 | 0.036005 | 676.1389 | 0.00032295 | 883.16 | 0.006437 | 674.1855 | 0.005595 | 883.16 | -0.0026514 | 883.16 | 0.0040807 | 676.1389 | 0.00026546 | 676.1389 | 0.00016902 | 888.5008 | 0.0060638 | 888.5008 | 0.016142 | 1000.312 | 0.038067 | 888.5008 | 0.039349 | 1000.2511 | 0.001252 | 1000.312 | 0.094057 | 676.1389 | 3.4142e-06
| 674.3092 | 0 | 888.7412 | -0.039542 | 674.3092 | 0 | 888.7412 | -0.20293 | 888.9661 | 0 | 888.7412 | -0.095222 | 676.2595 | 0.00061144 | 883.4 | 0.013154 | 674.3092 | 0.0053986 | 883.4 | -0.0031795 | 883.4 | -0.0011659 | 676.2595 | 0.00052055 | 676.2595 | 0.00040357 | 888.7412 | -0.056835 | 888.7412 | -0.016792 | 1000.4806 | 0.039525 | 888.7412 | -0.013834 | 1000.4209 | 0 | 1000.4806 | 0.088593 | 676.2595 | 1.4532e-05
| 674.433 | 0.01039 | 888.9816 | -0.026348 | 674.433 | 0.023006 | 888.9816 | -0.015852 | 889.2067 | 0 | 888.9816 | 0.033567 | 676.3801 | 0.00029268 | 883.64 | 0.012035 | 674.433 | 0.011958 | 883.64 | 0.0035535 | 883.64 | 0.0014574 | 676.3801 | 0.00025753 | 676.3801 | 0.00023867 | 888.9816 | -0.003766 | 888.9816 | -0.0014141 | 1000.6491 | 0.035993 | 888.9816 | 0.010582 | 1000.5906 | 0.00069566 | 1000.6491 | 0.092118 | 676.3801 | 1.1118e-05
| 674.5567 | 0 | 889.222 | -0.013217 | 674.5567 | 0 | 889.222 | -0.15449 | 889.4473 | 0 | 889.222 | -0.086565 | 676.5006 | 0.00057628 | 883.88 | -0.049539 | 674.5567 | 0.011135 | 883.88 | -0.0037076 | 883.88 | -0.0036143 | 676.5006 | 0.00051303 | 676.5006 | 0.00044588 | 889.222 | -0.02158 | 889.222 | 0.00093062 | 1000.8176 | 0.031732 | 889.222 | -0.0081768 | 1000.7604 | 0 | 1000.8176 | 0.086008 | 676.5006 | 2.6438e-05
| 674.6805 | 0.017533 | 889.4624 | 0.0038372 | 674.6805 | 0.015292 | 889.4624 | 0.0046069 | 889.6879 | 0 | 889.4624 | 0.037515 | 676.6212 | 0.00028523 | 884.12 | 0.02211 | 674.6805 | 0.0016867 | 884.12 | 0.012531 | 884.12 | 0.00040807 | 676.6212 | 0.00025895 | 676.6212 | 0.00021133 | 889.4624 | 0.045283 | 889.4624 | 0.0039585 | 1000.9862 | 0.031171 | 889.4624 | 0.0039719 | 1000.9301 | 0.00069566 | 1000.9862 | 0.089474 | 676.6212 | 1.532e-05
| 674.8043 | 0 | 889.7028 | -0.021914 | 674.8043 | 0 | 889.7028 | -0.16789 | 889.9286 | 0 | 889.7028 | -0.073158 | 676.7418 | 0.00056906 | 884.36 | -0.048978 | 674.8043 | 0.0036856 | 884.36 | -0.0050278 | 884.36 | -0.010435 | 676.7418 | 0.00053051 | 676.7418 | 0.00042679 | 889.7028 | -0.047825 | 889.7028 | -0.0086911 | 1001.1547 | 0.040702 | 889.7028 | 0.0081183 | 1001.0998 | 0 | 1001.1547 | 0.083952 | 676.7418 | 2.2148e-05
| 674.9281 | 0.010168 | 889.9432 | -0.027312 | 674.9281 | 0.016916 | 889.9432 | 0.0024838 | 890.1692 | 0 | 889.9432 | 0.051571 | 676.8624 | 0.00028732 | 884.6 | 0.020991 | 674.9281 | 0.012452 | 884.6 | -0.012289 | 884.6 | -0.0050134 | 676.8624 | 0.00027359 | 676.8624 | 0.0002198 | 889.9432 | 0.040663 | 889.9432 | 0.0068029 | 1001.3233 | 0.034984 | 889.9432 | 0.0041444 | 1001.2696 | 0.00069566 | 1001.3233 | 0.088006 | 676.8624 | 6.8283e-06
| 675.0519 | 0 | 890.1837 | -0.0060672 | 675.0519 | 0 | 890.1837 | -0.066698 | 890.4099 | 0 | 890.1837 | -0.08899 | 676.983 | 0.00056603 | 884.84 | 0.0075566 | 675.0519 | 0.0066373 | 884.84 | -0.0070082 | 884.84 | -0.0067623 | 676.983 | 0.00051486 | 676.983 | 0.00046476 | 890.1837 | -0.014749 | 890.1837 | -0.0070196 | 1001.4918 | 0.028312 | 890.1837 | 0.0015472 | 1001.4393 | 0 | 1001.4918 | 0.083247 | 676.983 | 6.8283e-06
| 675.1757 | 0.022102 | 890.4241 | -0.0051186 | 675.1757 | 0.0082132 | 890.4241 | 0.0049731 | 890.6505 | 0 | 890.4241 | 0.035784 | 677.1036 | 0.00028197 | 885.08 | 0.0047579 | 675.1757 | 0.01119 | 885.08 | -0.0021233 | 885.08 | -0.00011659 | 677.1036 | 0.00024432 | 677.1036 | 0.00024518 | 890.4241 | 0.042511 | 890.4241 | -0.0002413 | 1001.6603 | 0.033694 | 890.4241 | 0.0027287 | 1001.6091 | 0.001252 | 1001.6603 | 0.086948 | 677.1036 | 0
| 675.2995 | 0 | 890.6645 | -0.025494 | 675.2995 | 0 | 890.6645 | -0.20526 | 890.8912 | 0 | 890.6645 | -0.093885 | 677.2242 | 0.00061027 | 885.32 | 0.0025189 | 675.2995 | 0.0043085 | 885.32 | -0.0047637 | 885.32 | -0.015856 | 677.2242 | 0.00050551 | 677.2242 | 0.00050295 | 890.6645 | -0.0402 | 890.6645 | -0.018766 | 1001.8289 | 0.031227 | 890.6645 | 0.0058826 | 1001.7789 | 0 | 1001.8289 | 0.082483 | 677.2242 | 1.0242e-05
| 675.4233 | 0.015928 | 890.905 | -0.036368 | 675.4233 | 0.020705 | 890.905 | -0.040238 | 891.1319 | 0 | 890.905 | 0.032174 | 677.3448 | 0.00033296 | 885.56 | -0.0097957 | 675.4233 | 0.0043335 | 885.56 | -0.0029155 | 885.56 | -0.0018654 | 677.3448 | 0.00026729 | 677.3448 | 0.00025777 | 890.905 | 0.041125 | 890.905 | 0.0067101 | 1001.9974 | 0.034423 | 890.905 | 0.020517 | 1001.9486 | 0.00097375 | 1001.9974 | 0.086361 | 677.3448 | 1.0242e-05
| 675.5472 | 0 | 891.1454 | -0.024649 | 675.5472 | 0 | 891.1454 | -0.23202 | 891.3726 | 0 | 891.1454 | -0.069342 | 677.4654 | 0.00063263 | 885.8 | -0.0013994 | 675.5472 | 0.0071309 | 885.8 | -0.0026514 | 885.8 | -0.0027399 | 677.4654 | 0.00052705 | 677.4654 | 0.00045218 | 891.1454 | -0.036273 | 891.1454 | -0.0072015 | 1002.166 | 0.03319 | 891.1454 | 0.032552 | 1002.1184 | 0 | 1002.166 | 0.082424 | 677.4654 | 1.7071e-05
| 675.671 | 0.0079496 | 891.3859 | 0.0071147 | 675.671 | 0.011029 | 891.3859 | 0.036376 | 891.6133 | 0 | 891.3859 | 0.050572 | 677.586 | 0.00030292 | 886.04 | 0.006437 | 675.671 | 0.010422 | 886.04 | 0.0031575 | 886.04 | 0.0058296 | 677.586 | 0.00026607 | 677.586 | 0.00019441 | 891.3859 | 0.018601 | 891.3859 | -0.0035675 | 1002.3345 | 0.033919 | 891.3859 | -0.0039907 | 1002.2881 | 0.0004174 | 1002.3345 | 0.086243 | 677.586 | 6.8283e-06
| 675.7949 | 0 | 891.6263 | -0.045206 | 675.7949 | 0 | 891.6263 | -0.27521 | 891.854 | 0 | 891.6263 | -0.098467 | 677.7065 | 0.00059211 | 886.28 | -0.046739 | 675.7949 | 0.0063081 | 886.28 | -0.012289 | 886.28 | -0.0079864 | 677.7065 | 0.00053092 | 677.7065 | 0.00043937 | 891.6263 | -0.031883 | 891.6263 | -0.0023012 | 1002.5031 | 0.030162 | 891.6263 | -0.034009 | 1002.4579 | 0 | 1002.5031 | 0.082542 | 677.7065 | 1.6195e-05
| 675.9188 | 0.0086152 | 891.8668 | 0.0057522 | 675.9188 | 0.023683 | 891.8668 | 0.053519 | 892.0947 | 0 | 891.8668 | 0.046006 | 677.8271 | 0.00029151 | 886.52 | 0.014833 | 675.9188 | 0.018047 | 886.52 | 0.0027614 | 886.52 | 0.0054798 | 677.8271 | 0.00026932 | 677.8271 | 0.0002493 | 891.8668 | 0.036504 | 891.8668 | -0.00090048 | 1002.6716 | 0.040702 | 891.8668 | 0.03735 | 1002.6277 | 0.00069566 | 1002.6716 | 0.086419 | 677.8271 | 9.367e-06
| 676.0426 | 0 | 892.1073 | -0.070762 | 676.0426 | 0 | 892.1073 | -0.11 | 892.3354 | 0 | 892.1073 | -0.10615 | 677.9478 | 0.00060655 | 886.76 | -0.0025189 | 676.0426 | 0.0077343 | 886.76 | -0.0037076 | 886.76 | 0.0067039 | 677.9478 | 0.00054088 | 677.9478 | 0.0004691 | 892.1073 | -0.050828 | 892.1073 | -0.018255 | 1002.8402 | 0.026406 | 892.1073 | -0.030177 | 1002.7974 | 0 | 1002.8402 | 0.083129 | 677.9478 | 1.2781e-05
| 676.1665 | 0.0028471 | 892.3478 | -0.014306 | 676.1665 | 0.0065706 | 892.3478 | 0.077107 | 892.5761 | 0 | 892.3478 | 0.038594 | 678.0684 | 0.00031643 | 887 | -0.02211 | 676.1665 | 0.0057596 | 887 | 0.0006491 | 887 | -0.012183 | 678.0684 | 0.00027216 | 678.0684 | 0.00022392 | 892.3478 | 0.051059 | 892.3478 | 0.018219 | 1003.0087 | 0.031171 | 892.3478 | 0.02782 | 1002.9672 | 0.00069566 | 1003.0087 | 0.087007 | 678.0684 | 3.4142e-06
| 676.2904 | 0 | 892.5883 | -0.02512 | 676.2904 | 0 | 892.5883 | -0.14759 | 892.8169 | 0 | 892.5883 | -0.075807 | 678.1889 | 0.00062936 | 887.24 | -0.0075566 | 676.2904 | 0.0071309 | 887.24 | -0.0026514 | 887.24 | -0.00099105 | 678.1889 | 0.00052299 | 678.1889 | 0.00046476 | 892.5883 | -0.019257 | 892.5883 | -0.023263 | 1003.1773 | 0.035264 | 892.5883 | 0.019837 | 1003.137 | 0 | 1003.1773 | 0.083599 | 678.1889 | 3.4142e-06
| 676.4143 | 0.010168 | 892.8288 | 0.0037937 | 676.4143 | 0.014074 | 892.8288 | 0.030866 | 893.0576 | 0 | 892.8288 | 0.055849 | 678.3096 | 0.00031503 | 887.48 | 0.0041982 | 676.4143 | 0.0066921 | 887.48 | 0.0065902 | 887.48 | -0.0020404 | 678.3096 | 0.00025733 | 678.3096 | 0.0002493 | 892.8288 | 0.016779 | 892.8288 | 0.011002 | 1003.3458 | 0.031227 | 892.8288 | 0.0068478 | 1003.3067 | 0.00069566 | 1003.3458 | 0.087183 | 678.3096 | 0
| 676.5382 | 0 | 893.0693 | -0.011408 | 676.5382 | 0 | 893.0693 | -0.21372 | 893.2983 | 0 | 893.0693 | -0.098046 | 678.4302 | 0.00059211 | 887.72 | -0.0053177 | 676.5382 | 0.0072406 | 887.72 | -0.0072719 | 887.72 | 0.0025067 | 678.4302 | 0.00050591 | 678.4302 | 0.00049448 | 893.0693 | -0.015489 | 893.0693 | 0.005866 | 1003.5144 | 0.026798 | 893.0693 | -0.010454 | 1003.4765 | 0 | 1003.5144 | 0.083893 | 678.4302 | 5.9529e-06
| 676.6622 | 0 | 893.3098 | 0.00042902 | 676.6622 | 0.025848 | 893.3098 | 0.06624 | 893.5391 | 0 | 893.3098 | 0.050508 | 678.5508 | 0.00027918 | 887.96 | -0.026587 | 676.6622 | 0.0094896 | 887.96 | 0.00038506 | 887.96 | 0.012125 | 678.5508 | 0.00025651 | 678.5508 | 0.0002493 | 893.3098 | 0.031652 | 893.3098 | 0.026971 | 1003.6829 | 0.038179 | 893.3098 | 0.029413 | 1003.6463 | 0.00097375 | 1003.6829 | 0.087536 | 678.5508 | 5.9529e-06
| 676.7861 | 0 | 893.5503 | -0.020984 | 676.7861 | 0 | 893.5503 | -0.14298 | 893.7799 | 0 | 893.5503 | -0.07726 | 678.6714 | 0.00055905 | 888.2 | -0.010355 | 676.7861 | 0.002907 | 888.2 | -0.0087244 | 888.2 | -0.011484 | 678.6714 | 0.00049453 | 678.6714 | 0.00047756 | 893.5503 | -0.029573 | 893.5503 | 0.0081305 | 1003.8515 | 0.041992 | 893.5503 | -0.030469 | 1003.8161 | 0 | 1003.8515 | 0.084598 | 678.6714 | 9.367e-06
| 676.9101 | 0.010834 | 893.7908 | -0.0058778 | 676.9101 | 0.016916 | 893.7908 | 0.052404 | 894.0206 | 0 | 893.7908 | 0.046663 | 678.792 | 0.00028127 | 888.44 | 0.0036384 | 676.9101 | 0.0099285 | 888.44 | 0.0077784 | 888.44 | 0.01265 | 678.792 | 0.00024838 | 678.792 | 0.00023238 | 893.7908 | 0.032807 | 893.7908 | -0.0056242 | 1004.02 | 0.028761 | 893.7908 | 0.00067998 | 1003.9859 | 0.00097375 | 1004.02 | 0.088123 | 678.792 | 3.4142e-06
| 677.034 | 0 | 894.0313 | -0.0074994 | 677.034 | 0 | 894.0313 | -0.17275 | 894.2614 | 0 | 894.0313 | -0.084 | 678.9126 | 0.00055509 | 888.68 | -0.00083963 | 677.034 | 0.011026 | 888.68 | -0.0066122 | 888.68 | 0.0016322 | 678.9126 | 0.00047563 | 678.9126 | 0.00050295 | 894.0313 | -0.0268 | 894.0313 | -0.0054867 | 1004.1886 | 0.032517 | 894.0313 | -0.0067591 | 1004.1557 | 0 | 1004.1886 | 0.085303 | 678.9126 | 6.8283e-06
| 677.158 | 0.0072841 | 894.2719 | 0.0096228 | 677.158 | 0.005632 | 894.2719 | 0.058682 | 894.5022 | 0 | 894.2719 | 0.052239 | 679.0332 | 0.00027382 | 888.92 | 0.029946 | 677.158 | 0.010258 | 888.92 | 0.0011772 | 888.92 | 0.0018072 | 679.0332 | 0.00023436 | 679.0332 | 0.00027035 | 894.2719 | 0.014489 | 894.2719 | 0.0060846 | 1004.3571 | 0.038852 | 894.2719 | 0.022864 | 1004.3254 | 0.00097375 | 1004.3571 | 0.088534 | 679.0332 | 3.4142e-06
| 677.282 | 0 | 894.5124 | -0.042399 | 677.282 | 0 | 894.5124 | -0.16512 | 894.743 | 0 | 894.5124 | -0.093467 | 679.1538 | 0.00055253 | 889.16 | -0.035543 | 677.282 | 0.0057047 | 889.16 | -0.0055558 | 889.16 | -0.010784 | 679.1538 | 0.00048701 | 679.1538 | 0.00050295 | 894.5124 | -0.030728 | 894.5124 | -0.020177 | 1004.5257 | 0.034591 | 894.5124 | 0.0035296 | 1004.4952 | 0 | 1004.5257 | 0.085714 | 679.1538 | 6.8283e-06
| 677.406 | 0.023213 | 894.753 | -0.039145 | 677.406 | 0.013804 | 894.753 | 0.058158 | 894.9838 | 0 | 894.753 | 0.037447 | 679.2745 | 0.00027987 | 889.4 | -0.018752 | 677.406 | 0.020241 | 889.4 | 0.0060617 | 889.4 | -0.00011659 | 679.2745 | 0.00025936 | 679.2745 | 0.00023238 | 894.753 | 0.019013 | 894.753 | 0.013616 | 1004.6942 | 0.042272 | 894.753 | 0.042498 | 1004.665 | 0.00069566 | 1004.6942 | 0.088711 | 679.2745 | 3.4142e-06
| 677.53 | 0 | 894.9935 | -0.0025045 | 677.53 | 0 | 894.9935 | -0.12415 | 895.2246 | 0 | 894.9935 | -0.081646 | 679.3951 | 0.00056371 | 889.64 | -0.027148 | 677.53 | 0.011958 | 889.64 | 0.0055338 | 889.64 | 0.0021569 | 679.3951 | 0.00053701 | 679.3951 | 0.00049015 | 894.9935 | -0.041818 | 894.9935 | 0.0016565 | 1004.8628 | 0.038516 | 894.9935 | 0.0045948 | 1004.8348 | 0 | 1004.8628 | 0.086067 | 679.3951 | 1.1906e-05
| 677.654 | 0.015681 | 895.2341 | 0.01142 | 677.654 | 0.019487 | 895.2341 | -0.037568 | 895.4654 | 0 | 895.2341 | 0.04188 | 679.5157 | 0.00028523 | 889.88 | 0.0075566 | 677.654 | 0.0089959 | 889.88 | 0.0015733 | 889.88 | 0.010726 | 679.5157 | 0.00028253 | 679.5157 | 0.00025777 | 895.2341 | 0.018829 | 895.2341 | 0.0061737 | 1005.0313 | 0.047206 | 895.2341 | 0.029254 | 1005.0046 | 0.00069566 | 1005.0313 | 0.088946 | 679.5157 | 8.4916e-06
| 677.778 | 0 | 895.4746 | -0.046266 | 677.778 | 0 | 895.4746 | -0.12599 | 895.7062 | 0 | 895.4746 | -0.10952 | 679.6363 | 0.0005481 | 890.12 | -0.014833 | 677.778 | 0 | 890.12 | -0.0017272 | 890.12 | 0.00040807 | 679.6363 | 0.00052807 | 679.6363 | 0.00051553 | 895.4746 | -0.027262 | 895.4746 | -0.036693 | 1005.1999 | 0.033975 | 895.4746 | -0.015382 | 1005.1744 | 9.2755e-05 | 1005.1999 | 0.086654 | 679.6363 | 2.3024e-05
| 677.902 | 0.012594 | 895.7152 | 0.0076933 | 677.902 | 0.022329 | 895.7152 | 0.081108 | 895.947 | 0 | 895.7152 | 0.056309 | 679.7569 | 0.0002666 | 890.36 | -0.0041982 | 677.902 | 0.01119 | 890.36 | -0.00067108 | 890.36 | -0.0029147 | 679.7569 | 0.00024838 | 679.7569 | 0.00026189 | 895.7152 | 0.012498 | 895.7152 | -0.0023896 | 1005.3684 | 0.036666 | 895.7152 | 0.037313 | 1005.3442 | 0.00069566 | 1005.3684 | 0.089181 | 679.7569 | 1.4532e-05
| 678.0261 | 0 | 895.9558 | -0.054306 | 678.0261 | 0 | 895.9558 | -0.10635 | 896.1879 | 0 | 895.9558 | -0.095468 | 679.8776 | 0.00056696 | 890.6 | 0.0013994 | 678.0261 | 0.011135 | 890.6 | -0.0070082 | 890.6 | -0.0011659 | 679.8776 | 0.00053478 | 679.8776 | 0.00051965 | 895.9558 | -0.054525 | 895.9558 | -0.011291 | 1005.537 | 0.023435 | 895.9558 | 0.038392 | 1005.514 | 0 | 1005.537 | 0.086772 | 679.8776 | 3.493e-05
| 678.1501 | 0.0019596 | 896.1964 | -0.010869 | 678.1501 | 0.027878 | 896.1964 | 0.075091 | 896.4287 | 0 | 896.1964 | 0.03345 | 679.9982 | 0.00030316 | 890.84 | -0.02435 | 678.1501 | 0.0019981 | 890.84 | -0.006744 | 890.84 | 0.0061793 | 679.9982 | 0.00028822 | 679.9982 | 0.00026189 | 896.1964 | 0.033269 | 896.1964 | -0.007534 | 1005.7055 | 0.04429 | 896.1964 | 0.031853 | 1005.6838 | 0.00013913 | 1005.7055 | 0.088887 | 679.9982 | 2.0485e-05
| 678.2742 | 0 | 896.437 | -0.016733 | 678.2742 | 0 | 896.437 | -0.10763 | 896.6696 | 0 | 896.437 | -0.081278 | 680.1188 | 0.00059467 | 891.08 | -0.02379 | 678.2742 | 0.0044642 | 891.08 | -0.006744 | 891.08 | -0.00099105 | 680.1188 | 0.00053803 | 680.1188 | 0.00049015 | 896.437 | -0.032576 | 896.437 | 0.018124 | 1005.8741 | 0.034591 | 896.437 | -0.015267 | 1005.8536 | 0 | 1005.8741 | 0.086948 | 680.1188 | 2.5562e-05
| 678.3982 | 0.012841 | 896.6776 | 0.0024215 | 678.3982 | 0.0086826 | 896.6776 | 0.083883 | 896.9104 | 0 | 896.6776 | 0.062217 | 680.2394 | 0.00029477 | 891.32 | 0.027148 | 678.3982 | 0.0096542 | 891.32 | 0.0047417 | 891.32 | -0.00064125 | 680.2394 | 0.00025367 | 680.2394 | 0.00023238 | 896.6776 | 0.034193 | 896.6776 | -0.0049649 | 1006.0426 | 0.032853 | 896.6776 | 0.035516 | 1006.0234 | 0.0004174 | 1006.0426 | 0.089004 | 680.2394 | 5.0775e-06
| 678.5223 | 0 | 896.9182 | -0.033664 | 678.5223 | 0 | 896.9182 | -0.089353 | 897.1513 | 0 | 896.9182 | -0.096705 | 680.3601 | 0.00057791 | 891.56 | 0.0019591 | 678.5223 | 0.0075698 | 891.56 | -0.011629 | 891.56 | -0.0020404 | 680.3601 | 0.00050673 | 680.3601 | 0.00047756 | 896.9182 | -0.03789 | 896.9182 | -0.0075219 | 1006.2112 | 0.037338 | 896.9182 | -0.010384 | 1006.1932 | 0 | 1006.2112 | 0.087066 | 680.3601 | 1.1906e-05
| 678.6464 | 0.0010722 | 897.1588 | -0.012413 | 678.6464 | 0.032208 | 897.1588 | 0.015022 | 897.3922 | 0 | 897.1588 | 0.054217 | 680.4807 | 0.00028616 | 891.8 | 0.0086761 | 678.6464 | 0.015853 | 891.8 | 0.00038506 | 891.8 | 0.0026815 | 680.4807 | 0.00025692 | 680.4807 | 0.00024518 | 897.1588 | 0.045052 | 897.1588 | 0.00073085 | 1006.3798 | 0.0356 | 897.1588 | 0.012546 | 1006.363 | 0.00097375 | 1006.3798 | 0.088652 | 680.4807 | 6.8283e-06
| 678.7705 | 0 | 897.3994 | -0.052755 | 678.7705 | 0 | 897.3994 | -0.2222 | 897.6331 | 0 | 897.3994 | -0.11348 | 680.6013 | 0.00059095 | 892.04 | -0.02379 | 678.7705 | 0.00072677 | 892.04 | 0.0043457 | 892.04 | 0.00058296 | 680.6013 | 0.00050693 | 680.6013 | 0.00047756 | 897.3994 | -0.035349 | 897.3994 | -0.01057 | 1006.5483 | 0.034199 | 897.3994 | 0.0010997 | 1006.5328 | 0 | 1006.5483 | 0.086889 | 680.6013 | 1.6195e-05
| 678.8946 | 0.0039563 | 897.64 | 0.0077155 | 678.8946 | 0.012906 | 897.64 | -0.037092 | 897.8739 | 0 | 897.64 | 0.051173 | 680.7219 | 0.00030735 | 892.28 | 0.019871 | 678.8946 | 0.010861 | 892.28 | 0.0084382 | 892.28 | 0.0061793 | 680.7219 | 0.00025408 | 680.7219 | 0.00023238 | 897.64 | 0.064921 | 897.64 | 0.024255 | 1006.7169 | 0.033919 | 897.64 | 0.0091382 | 1006.7026 | 0.00069566 | 1006.7169 | 0.087829 | 680.7219 | 9.367e-06
| 679.0187 | 0 | 897.8806 | -0.029337 | 679.0187 | 0 | 897.8806 | -0.13052 | 898.1148 | 0 | 897.8806 | -0.094952 | 680.8426 | 0.00060003 | 892.52 | -0.026029 | 679.0187 | 0 | 892.52 | 0.0039496 | 892.52 | 0.012125 | 680.8426 | 0.00049738 | 680.8426 | 0.00045218 | 897.8806 | -0.035811 | 897.8806 | -0.016473 | 1006.8854 | 0.029938 | 897.8806 | -0.013721 | 1006.8725 | 0 | 1006.8854 | 0.086419 | 680.8426 | 1.7071e-05
| 679.1429 | 0.012165 | 898.1213 | -0.0060742 | 679.1429 | 0.022735 | 898.1213 | 0.022754 | 898.3557 | 0 | 898.1213 | 0.033154 | 680.9632 | 0.00029594 | 892.76 | -0.00027989 | 679.1429 | 0.014317 | 892.76 | -0.0064798 | 892.76 | -0.0029147 | 680.9632 | 0.00024798 | 680.9632 | 0.00022392 | 898.1213 | 0.033731 | 898.1213 | 0.0083002 | 1007.054 | 0.041992 | 898.1213 | -0.0012212 | 1007.0423 | 0.00069566 | 1007.054 | 0.087712 | 680.9632 | 7.7038e-06
| 679.267 | 0 | 898.3619 | -0.0053158 | 679.267 | 0 | 898.3619 | -0.20349 | 898.5966 | 0 | 898.3619 | -0.091271 | 681.0839 | 0.00057232 | 893 | -0.038343 | 679.267 | 0 | 893 | -0.0021233 | 893 | -0.0023901 | 681.0839 | 0.0004988 | 681.0839 | 0.00049448 | 898.3619 | -0.027031 | 898.3619 | 0.0052664 | 1007.2225 | 0.025117 | 898.3619 | 0.011014 | 1007.2121 | 0 | 1007.2225 | 0.086831 | 681.0839 | 1.8734e-05
| 679.3912 | 0.011721 | 898.6026 | -0.032603 | 679.3912 | 0.016916 | 898.6026 | -0.081984 | 898.8376 | 0 | 898.6026 | 0.050737 | 681.2045 | 0.00027801 | 893.24 | -0.0097957 | 679.3912 | 0.0038663 | 893.24 | -0.0089886 | 893.24 | -0.002565 | 681.2045 | 0.00025448 | 681.2045 | 0.00027469 | 898.6026 | 0.02888 | 898.6026 | 0.013827 | 1007.3911 | 0.030443 | 898.6026 | 0.023167 | 1007.3819 | 0.00069566 | 1007.3911 | 0.087653 | 681.2045 | 1.1118e-05
| 679.5153 | 0 | 898.8432 | -0.050066 | 679.5153 | 0 | 898.8432 | -0.15307 | 899.0785 | 0 | 898.8432 | -0.10603 | 681.3251 | 0.0005991 | 893.48 | -0.013154 | 679.5153 | 0.0015054 | 893.48 | -0.0062161 | 893.48 | -0.0032645 | 681.3251 | 0.00047888 | 681.3251 | 0.00050078 | 898.8432 | -0.079939 | 898.8432 | -0.025736 | 1007.5597 | 0.023771 | 898.8432 | -0.0093284 | 1007.5517 | 0 | 1007.5597 | 0.086067 | 681.3251 | 2.3899e-05
| 679.6395 | 0.010834 | 899.0839 | -0.0012402 | 679.6395 | 0.013376 | 899.0839 | -0.019934 | 899.3194 | 0 | 899.0839 | 0.055448 | 681.4458 | 0.00032365 | 893.73 | -0.013154 | 679.6395 | 0.01322 | 893.73 | -0.00080314 | 893.73 | -0.0013408 | 681.4458 | 0.00022989 | 681.4458 | 0.00023021 | 899.0839 | 0.022327 | 899.0839 | 0.0018782 | 1007.7282 | 0.050682 | 899.0839 | -0.014136 | 1007.7216 | 0.00069566 | 1007.7282 | 0.086419 | 681.4458 | 1.2781e-05
| 679.7637 | 0 | 899.3246 | -0.036645 | 679.7637 | 0 | 899.3246 | -0.14663 | 899.5604 | 0 | 899.3246 | -0.093897 | 681.5664 | 0.00061214 | 893.97 | -0.033306 | 679.7637 | 0.0063081 | 893.97 | -0.0021233 | 893.97 | -0.0032645 | 681.5664 | 0.00048925 | 681.5664 | 0.00042462 | 899.3246 | -0.033731 | 899.3246 | -0.028051 | 1007.8968 | 0.028705 | 899.3246 | 0.015001 | 1007.8914 | 0 | 1007.8968 | 0.085362 | 681.5664 | 1.4532e-05
| 679.8878 | 0.0086152 | 899.5652 | 0.0081458 | 679.8878 | 0.025848 | 899.5652 | -0.0016445 | 899.8013 | 0 | 899.5652 | 0.048173 | 681.6871 | 0.00029058 | 894.21 | -0.00083963 | 679.8878 | 0.0072955 | 894.21 | 0.011739 | 894.21 | -0.00011659 | 681.6871 | 0.00026221 | 681.6871 | 0.00019441 | 899.5652 | 0.023104 | 899.5652 | 0.002994 | 1008.0653 | 0.036273 | 899.5652 | 0.021748 | 1008.0612 | 0.00069566 | 1008.0653 | 0.085538 | 681.6871 | 1.6633e-06
| 680.012 | 0 | 899.8059 | -0.031129 | 680.012 | 0 | 899.8059 | -0.16226 | 900.0423 | 0 | 899.8059 | -0.091153 | 681.8077 | 0.00059793 | 894.45 | -0.0053177 | 680.012 | 0.00462 | 894.45 | 0.0090985 | 894.45 | -0.0050134 | 681.8077 | 0.00054758 | 681.8077 | 0.00046476 | 899.8059 | -0.056373 | 899.8059 | -0.022142 | 1008.2339 | 0.03033 | 899.8059 | 0.0027129 | 1008.2311 | 0 | 1008.2339 | 0.084833 | 681.8077 | 1.532e-05
| 680.1363 | 0.0070623 | 900.0466 | -0.0058581 | 680.1363 | 0.019217 | 900.0466 | 0.10596 | 900.2832 | 0 | 900.0466 | 0.058907 | 681.9284 | 0.00030944 | 894.69 | -0.013714 | 680.1363 | 0.0094896 | 894.69 | -0.0064798 | 894.69 | -0.0030897 | 681.9284 | 0.00029107 | 681.9284 | 0.00027469 | 900.0466 | 0.020388 | 900.0466 | 0.014905 | 1008.4025 | 0.033638 | 900.0466 | 0.0052754 | 1008.4009 | 0.00097375 | 1008.4025 | 0.085068 | 681.9284 | 1.3657e-05
| 680.2605 | 0 | 900.2873 | -0.014916 | 680.2605 | 0 | 900.2873 | -0.19186 | 900.5242 | 0 | 900.2873 | -0.095906 | 682.049 | 0.00063356 | 894.93 | 0.00083963 | 680.2605 | 0 | 894.93 | 0.0038176 | 894.93 | 0.0026815 | 682.049 | 0.00055368 | 682.049 | 0.00053246 | 900.2873 | -0.048056 | 900.2873 | -0.0035453 | 1008.571 | 0.033582 | 900.2873 | -0.023664 | 1008.5707 | 0 | 1008.571 | 0.084481 | 682.049 | 2.5562e-05
| 680.3847 | 0.018397 | 900.528 | -0.007649 | 680.3847 | 0.021653 | 900.528 | 0.044903 | 900.7652 | 0 | 900.528 | 0.043586 | 682.1697 | 0.00032854 | 895.17 | 0.0053177 | 680.3847 | 0.0083926 | 895.17 | -0.00040706 | 895.17 | -0.00029147 | 682.1697 | 0.00026729 | 682.1697 | 0.00026189 | 900.528 | 0.01709 | 900.528 | 0.0032213 | 1008.7396 | 0.042777 | 900.528 | 0.023197 | 1008.7406 | 0.00097375 | 1008.7396 | 0.084481 | 682.1697 | 1.1906e-05
| 680.5089 | 0 | 900.7687 | -0.058939 | 680.5089 | 0 | 900.7687 | -0.26687 | 901.0062 | 0 | 900.7687 | -0.10391 | 682.2903 | 0.00063426 | 895.41 | -0.0075566 | 680.5089 | 0.0018169 | 895.41 | -0.0010672 | 895.41 | -0.0050134 | 682.2903 | 0.00052807 | 682.2903 | 0.00043937 | 900.7687 | -0.061687 | 900.7687 | -0.018896 | 1008.9081 | 0.04059 | 900.7687 | -0.04599 | 1008.9104 | 0 | 1008.9081 | 0.083776 | 682.2903 | 1.2781e-05
| 680.6332 | 0.010834 | 901.0094 | 0.014771 | 680.6332 | 0.01624 | 901.0094 | -0.030741 | 901.2471 | 0 | 901.0094 | 0.066792 | 682.411 | 0.00030898 | 895.65 | 0.020431 | 680.6332 | 0.0058693 | 895.65 | 0.0017053 | 895.65 | -0.010784 | 682.411 | 0.00026444 | 682.411 | 0.00018161 | 901.0094 | 0.049442 | 901.0094 | 0.00067086 | 1009.0767 | 0.032349 | 901.0094 | 0.030016 | 1009.0802 | 0.00069566 | 1009.0767 | 0.083541 | 682.411 | 8.7543e-07
| 680.7574 | 0 | 901.2501 | -0.036082 | 680.7574 | 0 | 901.2501 | -0.13519 | 901.4881 | 0 | 901.2501 | -0.078991 | 682.5316 | 0.00059723 | 895.89 | -0.012595 | 680.7574 | 0.0055402 | 895.89 | -0.0029155 | 895.89 | -0.0027399 | 682.5316 | 0.00052096 | 682.5316 | 0.00038882 | 901.2501 | -0.041818 | 901.2501 | 0.0011493 | 1009.2453 | 0.034087 | 901.2501 | 0.012225 | 1009.2501 | 0 | 1009.2453 | 0.082953 | 682.5316 | 1.6195e-05
| 680.8817 | 0.013459 | 901.4909 | -0.0004079 | 680.8817 | 0.01854 | 901.4909 | -0.013028 | 901.7291 | 0 | 901.4909 | 0.054136 | 682.6523 | 0.00029175 | 896.13 | -0.024908 | 680.8817 | 0.016456 | 896.13 | -0.00040706 | 896.13 | 0.0037309 | 682.6523 | 0.00025753 | 682.6523 | 0.00020699 | 901.4909 | 0.02888 | 901.4909 | 0.00033421 | 1009.4138 | 0.042664 | 901.4909 | -0.016167 | 1009.4199 | 0.00097375 | 1009.4138 | 0.082424 | 682.6523 | 1.532e-05
| 681.006 | 0 | 901.7316 | -0.011766 | 681.006 | 0 | 901.7316 | -0.10788 | 901.9702 | 0 | 901.7316 | -0.10858 | 682.773 | 0.00056813 | 896.37 | 0.011475 | 681.006 | 0.0083377 | 896.37 | -0.0018593 | 896.37 | -0.0048385 | 682.773 | 0.00052136 | 682.773 | 0.00049015 | 901.7316 | -0.039969 | 901.7316 | -0.016016 | 1009.5824 | 0.039525 | 901.7316 | -0.0092737 | 1009.5898 | 0 | 1009.5824 | 0.082072 | 682.773 | 3.0727e-05
| 681.1303 | 0.010834 | 901.9723 | -0.024392 | 681.1303 | 0.018946 | 901.9723 | -0.011567 | 902.2112 | 0 | 901.9723 | 0.045698 | 682.8936 | 0.00028406 | 896.61 | 0.028267 | 681.1303 | 0.017882 | 896.61 | -0.0027834 | 896.61 | -0.0090358 | 682.8936 | 0.00026444 | 682.8936 | 0.00028315 | 901.9723 | 0.030266 | 901.9723 | 0.023953 | 1009.7509 | 0.036273 | 901.9723 | -0.016021 | 1009.7596 | 0.00069566 | 1009.7509 | 0.081015 | 682.8936 | 1.532e-05
| 681.2546 | 0 | 902.2131 | -0.0011899 | 681.2546 | 0 | 902.2131 | -0.2606 | 902.4522 | 0 | 902.2131 | -0.092702 | 683.0143 | 0.00054764 | 896.85 | -0.02267 | 681.2546 | 0.0071309 | 896.85 | -0.013873 | 896.85 | -0.005538 | 683.0143 | 0.00052563 | 683.0143 | 0.00049015 | 902.2131 | -0.038352 | 902.2131 | -0.0088997 | 1009.9195 | 0.037451 | 902.2131 | 0.00045927 | 1009.9295 | 0 | 1009.9195 | 0.080838 | 683.0143 | 1.8734e-05
| 681.3789 | 0.012165 | 902.4538 | -0.010141 | 681.3789 | 0.011968 | 902.4538 | 0.10358 | 902.6932 | 0 | 902.4538 | 0.034508 | 683.1349 | 0.00027149 | 897.09 | -0.018752 | 681.3789 | 0.010696 | 897.09 | -0.0026514 | 897.09 | 0.0091524 | 683.1349 | 0.00026322 | 683.1349 | 0.00022609 | 902.4538 | 0.065383 | 902.4538 | 0.0057176 | 1010.0881 | 0.038852 | 902.4538 | 0.006786 | 1010.0993 | 0.00069566 | 1010.0881 | 0.079605 | 683.1349 | 3.4142e-06
| 681.5032 | 0 | 902.6946 | -0.029342 | 681.5032 | 0 | 902.6946 | -0.1744 | 902.9343 | 0 | 902.6946 | -0.082149 | 683.2556 | 0.00055555 | 897.33 | 0.019871 | 681.5032 | 0.0077343 | 897.33 | -0.0060837 | 897.33 | -0.00081612 | 683.2556 | 0.00052909 | 683.2556 | 0.00045847 | 902.6946 | -0.046207 | 902.6946 | -0.037281 | 1010.2566 | 0.037226 | 902.6946 | -0.028209 | 1010.2692 | 0 | 1010.2566 | 0.080368 | 683.2556 | 6.8283e-06
| 681.6276 | 0.010834 | 902.9354 | -0.0059205 | 681.6276 | 0.01854 | 902.9354 | 0.082584 | 903.1753 | 0 | 902.9354 | 0.051646 | 683.3763 | 0.0002964 | 897.57 | 0.027148 | 681.6276 | 0.005595 | 897.57 | 0.0059299 | 897.57 | 0.0081029 | 683.3763 | 0.0002679 | 683.3763 | 0.0002556 | 902.9353 | 0.023566 | 902.9354 | 0.01317 | 1010.4252 | 0.02792 | 902.9354 | 0.01034 | 1010.439 | 0.00097375 | 1010.4252 | 0.079428 | 683.3763 | 3.4142e-06
| 681.7519 | 0 | 903.1761 | -0.053299 | 681.7519 | 0 | 903.1761 | -0.23265 | 903.4164 | 0 | 903.1761 | -0.12049 | 683.4969 | 0.00058373 | 897.81 | -0.018192 | 681.7519 | 0.0083377 | 897.81 | -0.016117 | 897.81 | -0.0081612 | 683.4969 | 0.00047461 | 683.4969 | 0.00050707 | 903.1761 | -0.058221 | 903.1761 | -0.014882 | 1010.5938 | 0.047598 | 903.1761 | 0.010734 | 1010.6089 | 0 | 1010.5938 | 0.079781 | 683.4969 | 1.0242e-05
| 681.8762 | 0.0068403 | 903.4169 | -0.0036335 | 681.8762 | 0.018269 | 903.4169 | 0.062275 | 903.6575 | 0 | 903.4169 | 0.044598 | 683.6176 | 0.00029314 | 898.05 | 0.0069968 | 681.8762 | 0.0078989 | 898.05 | 0.00012102 | 898.05 | -0.00029147 | 683.6176 | 0.000212 | 683.6176 | 0.00027469 | 903.4169 | 0.060994 | 903.4169 | 0.014566 | 1010.7623 | 0.026294 | 903.4169 | 0.02153 | 1010.7788 | 0.00069566 | 1010.7623 | 0.078018 | 683.6176 | 6.8283e-06
| 682.0006 | 0 | 903.6577 | -0.037593 | 682.0006 | 0 | 903.6577 | -0.12959 | 903.8985 | 0 | 903.6577 | -0.086273 | 683.7383 | 0.00059886 | 898.29 | -0.010915 | 682.0006 | 0.011793 | 898.29 | -0.0068759 | 898.29 | -0.005713 | 683.7383 | 0.00045429 | 683.7383 | 0.00052812 | 903.6577 | -0.038583 | 903.6577 | -0.025252 | 1010.9309 | 0.035096 | 903.6577 | 0.011274 | 1010.9486 | 0 | 1010.9309 | 0.077607 | 683.7383 | 1.4532e-05
| 682.125 | 0.0041782 | 903.8985 | -0.017496 | 682.125 | 0.015428 | 903.8985 | 0.11983 | 904.1396 | 0 | 903.8985 | 0.051054 | 683.8589 | 0.00031131 | 898.53 | 0.0041982 | 682.125 | 0.016456 | 898.53 | 0.0031575 | 898.53 | 0.001982 | 683.8589 | 0.00024615 | 683.8589 | 0.00025777 | 903.8985 | 0.00042172 | 903.8985 | 0.029798 | 1011.0995 | 0.027415 | 903.8985 | 0.045431 | 1011.1185 | 0.00069566 | 1011.0995 | 0.07655 | 683.8589 | 7.7038e-06
| 682.2494 | 0 | 904.1393 | -0.0063987 | 682.2494 | 0 | 904.1393 | -0.2393 | 904.3807 | 0 | 904.1393 | -0.096919 | 683.9796 | 0.00063588 | 898.77 | 0.0058775 | 682.2494 | 0.0011939 | 898.77 | 0.0039496 | 898.77 | 0.0046053 | 683.9796 | 0.0005299 | 683.9796 | 0.00050295 | 904.1393 | -0.054525 | 904.1393 | -0.022514 | 1011.268 | 0.057465 | 904.1393 | -0.014024 | 1011.2884 | 0 | 1011.268 | 0.076491 | 683.9796 | 3.668e-05
| 682.3737 | 0.0026252 | 904.3801 | -0.01735 | 682.3737 | 0.022059 | 904.3801 | 0.011714 | 904.6218 | 0 | 904.3801 | 0.048369 | 684.1003 | 0.00032621 | 899.01 | 0.014274 | 682.3737 | 0.0048005 | 899.01 | -0.0060837 | 899.01 | -0.0015157 | 684.1003 | 0.00028822 | 684.1003 | 0.00024518 | 904.3801 | 0.0040797 | 904.3801 | 0.01987 | 1011.4366 | 0.035769 | 904.3801 | 0.0074213 | 1011.4582 | 0.0004174 | 1011.4366 | 0.075786 | 684.1003 | 2.8977e-05
| 682.4982 | 0 | 904.6209 | -0.012353 | 682.4982 | 0 | 904.6209 | -0.21663 | 904.8629 | 0 | 904.6209 | -0.090948 | 684.221 | 0.00061307 | 899.25 | 0.028827 | 682.4982 | 0.0021283 | 899.25 | -0.0043677 | 899.25 | -0.0016906 | 684.221 | 0.00058193 | 684.221 | 0.00046476 | 904.6209 | -0.031652 | 904.6209 | -0.017011 | 1011.6052 | 0.027808 | 904.6209 | -0.014392 | 1011.6281 | 0 | 1011.6052 | 0.075962 | 684.221 | 4.4297e-05
| 682.6226 | 0.018768 | 904.8617 | 7.138e-05 | 682.6226 | 0.015698 | 904.8617 | 0.023497 | 905.104 | 0 | 904.8617 | 0.050018 | 684.3416 | 0.00029221 | 899.5 | -0.015393 | 682.6226 | 0.0027765 | 899.5 | -0.00053907 | 899.5 | 0.0021569 | 684.3416 | 0.00029574 | 684.3416 | 0.0002198 | 904.8617 | 0.013131 | 904.8617 | -0.021066 | 1011.7737 | 0.033246 | 904.8617 | -0.0023507 | 1011.798 | 0.0004174 | 1011.7737 | 0.075257 | 684.3416 | 1.532e-05
| 682.747 | 0 | 905.1025 | -0.042515 | 682.747 | 0 | 905.1025 | -0.20909 | 905.3451 | 0 | 905.1025 | -0.11779 | 684.4623 | 0.00058489 | 899.74 | -0.010355 | 682.747 | 0.0038414 | 899.74 | -0.0081965 | 899.74 | 0.0049551 | 684.4623 | 0.00054758 | 684.4623 | 0.00047756 | 905.1025 | -0.058683 | 905.1025 | -0.018417 | 1011.9423 | 0.033526 | 905.1025 | -0.014274 | 1011.9678 | 0 | 1011.9423 | 0.075668 | 684.4623 | 2.1273e-05
| 682.8714 | 0.0010722 | 905.3433 | 0.010498 | 682.8714 | 0.026254 | 905.3433 | -0.0053824 | 905.5862 | 0 | 905.3433 | 0.035957 | 684.583 | 0.00030083 | 899.98 | 0.02211 | 682.8714 | 0.0061984 | 899.98 | 0.0059299 | 899.98 | 0.0089776 | 684.583 | 0.00025448 | 684.583 | 0.00025777 | 905.3433 | 0.041356 | 905.3433 | -0.002207 | 1012.1109 | 0.034087 | 905.3433 | 0.027325 | 1012.1377 | 0.00069566 | 1012.1109 | 0.074963 | 684.583 | 5.9529e-06
| 682.9959 | 0 | 905.5842 | -0.0019764 | 682.9959 | 0 | 905.5842 | -0.079357 | 905.8274 | 0 | 905.5842 | -0.087372 | 684.7037 | 0.00056044 | 900.22 | -0.0081163 | 682.9959 | 0.00072677 | 900.22 | -0.0025194 | 900.22 | 0.00075785 | 684.7037 | 0.00052136 | 684.7037 | 0.00051553 | 905.5842 | -0.032576 | 905.5842 | -0.0095676 | 1012.2794 | 0.041207 | 905.5842 | -0.054289 | 1012.3076 | 0 | 1012.2794 | 0.074611 | 684.7037 | 6.8283e-06
| 683.1203 | 0 | 905.825 | -0.0085971 | 683.1203 | 0.020164 | 905.825 | 0.060158 | 906.0685 | 0 | 905.825 | 0.064863 | 684.8243 | 0.00026683 | 900.46 | -0.015953 | 683.1203 | 0.010861 | 900.46 | -0.00053907 | 900.46 | 0.0063542 | 684.8243 | 0.00026973 | 684.8243 | 0.00025777 | 905.825 | 0.055218 | 905.825 | 0.019723 | 1012.448 | 0.038964 | 905.825 | -0.032758 | 1012.4775 | 0.00069566 | 1012.448 | 0.072613 | 684.8243 | 8.7543e-07
| 683.2448 | 0 | 906.0658 | -0.013172 | 683.2448 | 0 | 906.0658 | -0.11834 | 906.3097 | 0 | 906.0658 | -0.094473 | 684.945 | 0.00055742 | 900.7 | -0.031067 | 683.2448 | 0.0055402 | 900.7 | 0.0019693 | 900.7 | -0.0051883 | 684.945 | 0.00055307 | 684.945 | 0.00049015 | 906.0658 | -0.021892 | 906.0658 | -0.00038955 | 1012.6166 | 0.032797 | 906.0658 | -0.0046362 | 1012.6473 | 0 | 1012.6166 | 0.071967 | 684.945 | 2.0485e-05
| 683.3692 | 0.0028471 | 906.3067 | -0.00022079 | 683.3692 | 0.011029 | 906.3067 | 0.057362 | 906.5508 | 0 | 906.3067 | 0.047651 | 685.0657 | 0.00029338 | 900.94 | 0.012035 | 683.3692 | 0.010587 | 900.94 | 0.0018373 | 900.94 | 0.0028565 | 685.0657 | 0.0002868 | 685.0657 | 0.00023238 | 906.3067 | 0.059377 | 906.3067 | 0.015733 | 1012.7852 | 0.041599 | 906.3067 | -0.0024809 | 1012.8172 | 0.001252 | 1012.7852 | 0.070733 | 685.0657 | 1.961e-05
| 683.4937 | 0 | 906.5476 | -0.03736 | 683.4937 | 0 | 906.5476 | -0.21646 | 906.792 | 0 | 906.5476 | -0.085596 | 685.1864 | 0.00058536 | 901.18 | 0.0053177 | 683.4937 | 0.0010382 | 901.18 | 0.006722 | 901.18 | -0.0072872 | 685.1864 | 0.00054901 | 685.1864 | 0.00047756 | 906.5476 | -0.057759 | 906.5476 | -0.021511 | 1012.9537 | 0.034872 | 906.5476 | -0.041933 | 1012.9871 | 0 | 1012.9537 | 0.071321 | 685.1864 | 3.668e-05
| 683.6182 | 0.015928 | 906.7884 | -0.0074566 | 683.6182 | 0.018134 | 906.7884 | 0.056682 | 907.0331 | 0 | 906.7884 | 0.057245 | 685.3071 | 0.00029175 | 901.42 | 0.038904 | 683.6182 | 0 | 901.42 | -0.0034436 | 901.42 | -0.010435 | 685.3071 | 0.00026729 | 685.3071 | 0.00024518 | 906.7884 | 0.063304 | 906.7884 | 0.044535 | 1013.1223 | 0.033638 | 906.7884 | 0.021819 | 1013.157 | 0.00097375 | 1013.1223 | 0.070205 | 685.3071 | 1.7071e-05
| 683.7427 | 0 | 907.0293 | -0.034701 | 683.7427 | 0 | 907.0293 | -0.19103 | 907.2743 | 0 | 907.0293 | -0.095472 | 685.4278 | 0.0005658 | 901.66 | -0.034425 | 683.7427 | 0.0039971 | 901.66 | 0.0015733 | 901.66 | -0.0029147 | 685.4278 | 0.00052909 | 685.4278 | 0.00054092 | 907.0293 | -0.05799 | 907.0293 | 0.0043939 | 1013.2908 | 0.032237 | 907.0293 | -0.037234 | 1013.3269 | 0 | 1013.2908 | 0.070263 | 685.4278 | 2.5562e-05
| 683.8672 | 0.015311 | 907.2702 | 0.0074162 | 683.8672 | 0.013376 | 907.2702 | 0.0084173 | 907.5155 | 0 | 907.2702 | 0.078919 | 685.5485 | 0.00027918 | 901.9 | 0.024908 | 683.8672 | 0.0033993 | 901.9 | -0.0022553 | 901.9 | 0.0070537 | 685.5485 | 0.00026607 | 685.5485 | 0.00029574 | 907.2702 | 0.028649 | 907.2702 | 0.011375 | 1013.4594 | 0.033302 | 907.2702 | 0.020313 | 1013.4968 | 0.00069566 | 1013.4594 | 0.068736 | 685.5485 | 8.4916e-06
| 683.9918 | 0 | 907.511 | -0.019299 | 683.9918 | 0 | 907.511 | -0.090962 | 907.7567 | 0 | 907.511 | -0.096636 | 685.6692 | 0.00059467 | 902.14 | -0.014274 | 683.9918 | 0.012561 | 902.14 | -0.00040706 | 902.14 | -0.0099105 | 685.6692 | 0.00056018 | 685.6692 | 0.0005663 | 907.511 | -0.052676 | 907.511 | -0.004524 | 1013.628 | 0.033134 | 907.511 | -0.029655 | 1013.6667 | 0 | 1013.628 | 0.069324 | 685.6692 | 1.1906e-05
| 684.1163 | 0.012165 | 907.7519 | -0.022933 | 684.1163 | 0.020435 | 907.7519 | 0.003111 | 907.9979 | 0 | 907.7519 | 0.065223 | 685.7899 | 0.00032248 | 902.38 | 0.02211 | 684.1163 | 0.006363 | 902.38 | -1.1002e-05 | 902.38 | -0.0095602 | 685.7899 | 0.00029859 | 685.7899 | 0.00027035 | 907.7519 | 0.051983 | 907.7519 | 0.033312 | 1013.7966 | 0.03874 | 907.7519 | 0.00016394 | 1013.8366 | 0.0004174 | 1013.7966 | 0.067914 | 685.7899 | 3.4142e-06
| 684.2408 | 0 | 907.9928 | -0.027038 | 684.2408 | 0 | 907.9928 | -0.035562 | 908.2391 | 0 | 907.9928 | -0.11954 | 685.9105 | 0.00066243 | 902.62 | -0.023229 | 684.2408 | 0.010203 | 902.62 | -0.0068759 | 902.62 | -0.0092106 | 685.9105 | 0.00057014 | 685.9105 | 0.0005663 | 907.9928 | -0.059145 | 907.9928 | -0.034204 | 1013.9651 | 0.042889 | 907.9928 | 0.016207 | 1014.0065 | 0 | 1013.9651 | 0.068795 | 685.9105 | 1.8734e-05
| 684.3654 | 0.0077278 | 908.2337 | 0.0010273 | 684.3654 | 0.013376 | 908.2337 | -0.011316 | 908.4803 | 0 | 908.2337 | 0.059043 | 686.0312 | 0.00034693 | 902.86 | -0.017632 | 684.3654 | 0.0040221 | 902.86 | -0.0043677 | 902.86 | -0.0020404 | 686.0312 | 0.00027461 | 686.0312 | 0.00029574 | 908.2337 | 0.02235 | 908.2337 | 0.014878 | 1014.1337 | 0.029265 | 908.2337 | 0.02635 | 1014.1764 | 0.00097375 | 1014.1337 | 0.066739 | 686.0312 | 1.532e-05
| 684.49 | 0 | 908.4746 | -0.028018 | 684.49 | 0 | 908.4746 | -0.19488 | 908.7215 | 0 | 908.4746 | -0.11366 | 686.1519 | 0.00065591 | 903.1 | -0.0075566 | 684.49 | 0.018924 | 903.1 | 0.0031575 | 903.1 | 0.0037309 | 686.1519 | 0.00054901 | 686.1519 | 0.00053463 | 908.4746 | -0.032345 | 908.4746 | -0.016056 | 1014.3023 | 0.035096 | 908.4746 | -0.012843 | 1014.3463 | 0 | 1014.3023 | 0.067502 | 686.1519 | 3.1515e-05
| 684.6145 | 0.016792 | 908.7156 | 0.022196 | 684.6145 | 0.00070405 | 908.7156 | 0.0033689 | 908.9627 | 0 | 908.7156 | 0.063141 | 686.2726 | 0.00031131 | 903.34 | 0.017632 | 684.6145 | 0.0080634 | 903.34 | -0.0031795 | 903.34 | -0.0067623 | 686.2726 | 0.0002805 | 686.2726 | 0.00024301 | 908.7156 | 0.030728 | 908.7156 | 0.015818 | 1014.4709 | 0.034199 | 908.7156 | 0.026319 | 1014.5162 | 0.00097375 | 1014.4709 | 0.065152 | 686.2726 | 1.6195e-05
| 684.7391 | 0 | 908.9565 | -0.039752 | 684.7391 | 0 | 908.9565 | -0.20745 | 909.204 | 0 | 908.9565 | -0.12328 | 686.3933 | 0.00060398 | 903.58 | -0.015953 | 684.7391 | 0.0069664 | 903.58 | -0.0038396 | 903.58 | 0.0123 | 686.3933 | 0.00055449 | 686.3933 | 0.00042462 | 908.9565 | -0.076473 | 908.9565 | -0.0070607 | 1014.6394 | 0.03162 | 908.9565 | -0.031526 | 1014.6861 | 0 | 1014.6394 | 0.065094 | 686.3933 | 2.5562e-05
| 684.8637 | 0.020373 | 909.1974 | -0.028708 | 684.8637 | 0.034238 | 909.1974 | 0.090246 | 909.4452 | 0 | 909.1974 | 0.049645 | 686.514 | 0.00029338 | 903.82 | 0.020431 | 684.8637 | 0.0066921 | 903.82 | 0.0073823 | 903.82 | 0.00513 | 686.514 | 0.00028192 | 686.514 | 0.00019007 | 909.1974 | 0.030959 | 909.1974 | 0.024866 | 1014.808 | 0.039525 | 909.1974 | 0.031136 | 1014.856 | 0.00097375 | 1014.808 | 0.064624 | 686.514 | 9.367e-06
| 684.9883 | 0 | 909.4383 | -0.026941 | 684.9883 | 0 | 909.4383 | -0.2369 | 909.6865 | 0 | 909.4383 | -0.10968 | 686.6347 | 0.00057884 | 904.07 | 0.0030786 | 684.9883 | 0.00462 | 904.07 | 0.0060617 | 904.07 | -0.0065873 | 686.6347 | 0.00052278 | 686.6347 | 0.00041833 | 909.4383 | -0.056604 | 909.4383 | -0.019125 | 1014.9766 | 0.032629 | 909.4383 | -0.032717 | 1015.0259 | 0 | 1014.9766 | 0.065505 | 686.6347 | 1.8734e-05
| 685.1129 | 0.013088 | 909.6793 | -0.00013909 | 685.1129 | 0.0065706 | 909.6793 | -0.016738 | 909.9277 | 0 | 909.6793 | 0.082432 | 686.7554 | 0.00028826 | 904.31 | -0.034425 | 685.1129 | 0.026933 | 904.31 | 0.0061941 | 904.31 | 0.0025067 | 686.7554 | 0.00025326 | 686.7554 | 0.00023672 | 909.6793 | 0.030728 | 909.6793 | 0.013265 | 1015.1451 | 0.033526 | 909.6793 | 0.014802 | 1015.1958 | 0.00097375 | 1015.1451 | 0.065799 | 686.7554 | 9.367e-06
| 685.2376 | 0 | 909.9202 | -0.035163 | 685.2376 | 0 | 909.9202 | -0.14081 | 910.169 | 0 | 909.9202 | -0.11831 | 686.8762 | 0.00058163 | 904.55 | 0.0053177 | 685.2376 | 0.008228 | 904.55 | -0.00014302 | 904.55 | -0.00081612 | 686.8762 | 0.00054088 | 686.8762 | 0.00046476 | 909.9202 | -0.049442 | 909.9202 | -0.00035864 | 1015.3137 | 0.036049 | 909.9202 | -0.0484 | 1015.3657 | 0 | 1015.3137 | 0.065857 | 686.8762 | 1.2781e-05
| 685.3622 | 0.017039 | 910.1612 | -0.016201 | 685.3622 | 0.017593 | 910.1612 | -0.025192 | 910.4103 | 0 | 910.1612 | 0.050353 | 686.9968 | 0.00029757 | 904.79 | 0.023229 | 685.3622 | 0.014317 | 904.79 | -1.1002e-05 | 904.79 | -0.00011659 | 686.9968 | 0.00029818 | 686.9968 | 0.00023238 | 910.1612 | 0.013979 | 910.1612 | -0.001879 | 1015.4823 | 0.037451 | 910.1612 | 0.0099971 | 1015.5356 | 0.00069566 | 1015.4823 | 0.064095 | 686.9968 | 3.4142e-06
| 685.4868 | 0 | 910.4021 | -0.0028414 | 685.4868 | 0 | 910.4021 | -0.1173 | 910.6515 | 0 | 910.4021 | -0.099385 | 687.1176 | 0.00055951 | 905.03 | 0.010915 | 685.4868 | 0.0027513 | 905.03 | 0.012531 | 905.03 | -0.0016906 | 687.1176 | 0.00051831 | 687.1176 | 0.00043937 | 910.4021 | -0.020891 | 910.4021 | -0.0065755 | 1015.6509 | 0.031956 | 910.4021 | 0.019054 | 1015.7055 | 0 | 1015.6509 | 0.064212 | 687.1176 | 1.1906e-05
| 685.6115 | 0.010168 | 910.6431 | 0.01149 | 685.6115 | 0.021788 | 910.6431 | 0.05237 | 910.8928 | 0 | 910.6431 | 0.063696 | 687.2383 | 0.0002666 | 905.27 | 0.014833 | 685.6115 | 0.0021537 | 905.27 | -0.00014302 | 905.27 | -0.004139 | 687.2383 | 0.00022846 | 687.2383 | 0.00020699 | 910.6431 | 0.048287 | 910.6431 | 0.010851 | 1015.8194 | 0.030443 | 910.6431 | 0.03864 | 1015.8755 | 0.00097375 | 1015.8194 | 0.062097 | 687.2383 | 8.4916e-06
| 685.7362 | 0 | 910.8841 | -0.0099234 | 685.7362 | 0 | 910.8841 | -0.22714 | 911.1341 | 0 | 910.8841 | -0.11219 | 687.359 | 0.00057022 | 905.51 | -0.013714 | 685.7362 | 0.0077343 | 905.51 | 0.0013092 | 905.51 | -0.01026 | 687.359 | 0.00046892 | 687.359 | 0.0004142 | 910.8841 | -0.054987 | 910.8841 | -0.0021677 | 1015.988 | 0.031564 | 910.8841 | -0.050378 | 1016.0454 | 0 | 1015.988 | 0.063625 | 687.359 | 1.0242e-05
| 685.8608 | 0.0079496 | 911.125 | -0.030944 | 685.8608 | 0.035186 | 911.125 | 0.11139 | 911.3754 | 0 | 911.125 | 0.050296 | 687.4797 | 0.00030735 | 905.75 | -0.02379 | 685.8608 | 0.0035549 | 905.75 | -0.0034436 | 905.75 | -0.0013408 | 687.4797 | 0.00024411 | 687.4797 | 0.00020699 | 911.125 | 0.038352 | 911.125 | 0.028833 | 1016.1566 | 0.034984 | 911.125 | 0.030592 | 1016.2153 | 0.00097375 | 1016.1566 | 0.061216 | 687.4797 | 1.6633e-06
| 685.9855 | 0 | 911.366 | -0.028598 | 685.9855 | 0 | 911.366 | -0.27626 | 911.6167 | 0 | 911.366 | -0.11318 | 687.6004 | 0.00060282 | 905.99 | 0.012035 | 685.9855 | 0.010367 | 905.99 | 0.007646 | 905.99 | -0.011659 | 687.6004 | 0.00050266 | 687.6004 | 0.00040574 | 911.366 | -0.038583 | 911.366 | 0.0030188 | 1016.3252 | 0.025453 | 911.366 | -0.024106 | 1016.3852 | 0 | 1016.3252 | 0.061921 | 687.6004 | 3.4142e-06
| 686.1102 | 0.00018483 | 911.607 | -0.038155 | 686.1102 | 0.010091 | 911.607 | 0.04858 | 911.858 | 0 | 911.607 | 0.046283 | 687.7211 | 0.0002971 | 906.23 | 0.012035 | 686.1102 | 0.012123 | 906.23 | 0.0026294 | 906.23 | 0.0070537 | 687.7211 | 0.00026038 | 687.7211 | 0.00019853 | 911.607 | 0.028649 | 911.607 | 0.0078533 | 1016.4937 | 0.043001 | 911.607 | 0.012771 | 1016.5551 | 0.00097375 | 1016.4937 | 0.059336 | 687.7211 | 1.6633e-06
| 686.2349 | 0 | 911.848 | 0.0066734 | 686.2349 | 0 | 911.848 | -0.12996 | 912.0993 | 0 | 911.848 | -0.079872 | 687.8418 | 0.00058932 | 906.47 | -0.0041982 | 686.2349 | 0.013988 | 906.47 | 0.0035535 | 906.47 | 0.0021569 | 687.8418 | 0.00054718 | 687.8418 | 0.0004563 | 911.848 | -0.031421 | 911.848 | 0.00075676 | 1016.6623 | 0.02848 | 911.848 | 0.001153 | 1016.7251 | 0 | 1016.6623 | 0.060805 | 687.8418 | 6.8283e-06
| 686.3596 | 0.0086152 | 912.089 | 0.0048135 | 686.3596 | 0.033562 | 912.089 | 0.076544 | 912.3407 | 0 | 912.089 | 0.065992 | 687.9626 | 0.00029757 | 906.71 | -0.00027989 | 686.3596 | 0 | 906.71 | 0.0042136 | 906.71 | 0.0095019 | 687.9626 | 0.00028721 | 687.9626 | 0.00025777 | 912.089 | 0.046901 | 912.089 | 0.0043426 | 1016.8309 | 0.024948 | 912.089 | 0.0065423 | 1016.895 | 0.001252 | 1016.8309 | 0.059865 | 687.9626 | 5.0775e-06
| 686.4844 | 0 | 912.33 | -0.066497 | 686.4844 | 0 | 912.33 | -0.25095 | 912.582 | 0 | 912.33 | -0.10438 | 688.0833 | 0.00061353 | 906.95 | 0.006437 | 686.4844 | 0.0068018 | 906.95 | -0.0046317 | 906.95 | -0.019179 | 688.0833 | 0.00058071 | 688.0833 | 0.00050295 | 912.33 | -0.042742 | 912.33 | -0.0062961 | 1016.9995 | 0.038852 | 912.33 | 0.0016129 | 1017.0649 | 0 | 1016.9995 | 0.062039 | 688.0833 | 2.9852e-05
| 686.6091 | 0.0068403 | 912.571 | 0.036609 | 686.6091 | 0.022735 | 912.571 | 0.067308 | 912.8233 | 0 | 912.571 | 0.079201 | 688.204 | 0.00032039 | 907.19 | 0.015393 | 686.6091 | 0.0076246 | 907.19 | 0.0050058 | 907.19 | 0.0028565 | 688.204 | 0.00029574 | 688.204 | 0.00026189 | 912.571 | 0.10166 | 912.571 | 0.017791 | 1017.168 | 0.032237 | 912.571 | 0.032305 | 1017.2349 | 0.001252 | 1017.168 | 0.059982 | 688.204 | 2.4687e-05
| 686.7339 | 0 | 912.812 | -0.032153 | 686.7339 | 0 | 912.812 | -0.2163 | 913.0647 | 0 | 912.812 | -0.12113 | 688.3247 | 0.00061027 | 907.43 | -0.023229 | 686.7339 | 0.0047757 | 907.43 | -0.0034436 | 907.43 | -0.012534 | 688.3247 | 0.00055307 | 688.3247 | 0.00051965 | 912.812 | -0.049442 | 912.812 | -0.0017694 | 1017.3366 | 0.04216 | 912.812 | -0.019224 | 1017.4048 | 0 | 1017.3366 | 0.060394 | 688.3247 | 2.8101e-05
| 686.8586 | 0.012594 | 913.0531 | -0.010852 | 686.8586 | 0.024901 | 913.0531 | -0.072829 | 913.3061 | 0 | 913.0531 | 0.052304 | 688.4454 | 0.00029827 | 907.68 | -0.013154 | 686.8586 | 0 | 907.68 | 0.013059 | 907.68 | 0.015973 | 688.4454 | 0.00026038 | 688.4454 | 0.00027469 | 913.053 | 0.0335 | 913.0531 | 0.018829 | 1017.5052 | 0.031452 | 913.0531 | -0.0086234 | 1017.5747 | 0.0004174 | 1017.5052 | 0.058572 | 688.4454 | 3.4142e-06
| 686.9834 | 0 | 913.2941 | -0.053991 | 686.9834 | 0 | 913.2941 | -0.1349 | 913.5474 | 0 | 913.2941 | -0.12806 | 688.5662 | 0.00060375 | 907.92 | -0.014274 | 686.9834 | 0.012232 | 907.92 | -0.00080314 | 907.92 | -0.0036143 | 688.5662 | 0.00050917 | 688.5662 | 0.00050295 | 913.2941 | -0.055449 | 913.2941 | 0.010419 | 1017.6738 | 0.037451 | 913.2941 | -0.032482 | 1017.7446 | 0 | 1017.6738 | 0.060159 | 688.5662 | 8.4916e-06
| 687.1082 | 0.020126 | 913.5351 | 0.01526 | 687.1082 | 0.010794 | 913.5351 | 0.034283 | 913.7888 | 0 | 913.5351 | 0.066676 | 688.6869 | 0.00030968 | 908.16 | -0.0092359 | 687.1082 | 0.0032436 | 908.16 | -0.0099126 | 908.16 | 0.0049551 | 688.6869 | 0.00025184 | 688.6869 | 0.00024518 | 913.5351 | 0.039045 | 913.5351 | 0.019998 | 1017.8423 | 0.038572 | 913.5351 | -0.021947 | 1017.9146 | 0.00069566 | 1017.8423 | 0.057926 | 688.6869 | 5.0775e-06
| 687.233 | 0 | 913.7762 | -0.0034831 | 687.233 | 0 | 913.7762 | -0.13777 | 914.0302 | 0 | 913.7762 | -0.1131 | 688.8076 | 0.00061865 | 908.4 | -0.012595 | 687.233 | 0.0030627 | 908.4 | 0.0019693 | 908.4 | -0.014457 | 688.8076 | 0.00051242 | 688.8076 | 0.00051553 | 913.7762 | -0.045283 | 913.7762 | -0.0059064 | 1018.0109 | 0.026406 | 913.7762 | -0.036186 | 1018.0845 | 0 | 1018.0109 | 0.058279 | 688.8076 | 1.3657e-05
| 687.3578 | 0.0095026 | 914.0172 | 0.02195 | 687.3578 | 0.022735 | 914.0172 | 0.056407 | 914.2716 | 0 | 914.0172 | 0.07457 | 688.9283 | 0.00031294 | 908.64 | -0.0047579 | 687.3578 | 0.010258 | 908.64 | 0.0035535 | 908.64 | 0.0082777 | 688.9283 | 0.0002616 | 688.9283 | 0.00030008 | 914.0172 | 0.062611 | 914.0172 | 0.013375 | 1018.1795 | 0.041095 | 914.0172 | 0.0085635 | 1018.2545 | 0.00097375 | 1018.1795 | 0.055988 | 688.9283 | 8.4916e-06
| 687.4826 | 0 | 914.2583 | -0.025886 | 687.4826 | 0 | 914.2583 | -0.21112 | 914.5129 | 0 | 914.2583 | -0.10928 | 689.0491 | 0.00057465 | 908.88 | 0.012035 | 687.4826 | 0.002284 | 908.88 | 0.0010452 | 908.88 | 0.00040807 | 689.0491 | 0.00053579 | 689.0491 | 0.00053658 | 914.2583 | -0.087794 | 914.2583 | -0.023458 | 1018.3481 | 0.031732 | 914.2583 | -0.010917 | 1018.4244 | 0 | 1018.3481 | 0.057104 | 689.0491 | 1.4532e-05
| 687.6074 | 0.0059529 | 914.4993 | 0.0006872 | 687.6074 | 0.035862 | 914.4993 | 0.014642 | 914.7543 | 0 | 914.4993 | 0.063411 | 689.1698 | 0.00026288 | 909.12 | -0.050097 | 687.6074 | 0 | 909.12 | 0.0050058 | 909.12 | -0.008861 | 689.1698 | 0.00027461 | 689.1698 | 0.00026623 | 914.4993 | 0.088949 | 914.4993 | 0.022547 | 1018.5166 | 0.034423 | 914.4993 | 0.059755 | 1018.5944 | 0.00069566 | 1018.5166 | 0.054871 | 689.1698 | 5.9529e-06
| 687.7322 | 0 | 914.7404 | -0.022459 | 687.7322 | 0 | 914.7404 | -0.15772 | 914.9958 | 0 | 914.7404 | -0.12077 | 689.2905 | 0.00059677 | 909.36 | 0.0058775 | 687.7322 | 0 | 909.36 | 0.00025304 | 909.36 | 0.0054798 | 689.2905 | 0.0005234 | 689.2905 | 0.0004563 | 914.7404 | -0.0012359 | 914.7404 | -0.0098069 | 1018.6852 | 0.026294 | 914.7404 | 0.0053181 | 1018.7643 | 0 | 1018.6852 | 0.056928 | 689.2905 | 2.0485e-05
| 687.8571 | 0.024571 | 914.9815 | -0.0017041 | 687.8571 | 0.017863 | 914.9815 | 0.048551 | 915.2372 | 0 | 914.9815 | 0.047752 | 689.4113 | 0.00033506 | 909.6 | 0.029387 | 687.8571 | 0.0061984 | 909.6 | -0.00582 | 909.6 | -0.01708 | 689.4113 | 0.0002494 | 689.4113 | 0.0002198 | 914.9815 | 0.058221 | 914.9815 | 0.024242 | 1018.8538 | 0.038179 | 914.9815 | 0.015781 | 1018.9343 | 0.00069566 | 1018.8538 | 0.055283 | 689.4113 | 1.4532e-05
| 687.9819 | 0 | 915.2225 | 0.0035664 | 687.9819 | 0 | 915.2225 | -0.096335 | 915.4786 | 0 | 915.2225 | -0.095524 | 689.532 | 0.00064194 | 909.84 | 0.0069968 | 687.9819 | 0.012726 | 909.84 | 0.00078111 | 909.84 | -0.0043139 | 689.532 | 0.00050408 | 689.532 | 0.00048798 | 915.2225 | -0.049211 | 915.2225 | -0.013748 | 1019.0224 | 0.028368 | 915.2225 | 0.0013691 | 1019.1042 | 0 | 1019.0224 | 0.057045 | 689.532 | 1.7071e-05
| 688.1068 | 0.00085042 | 915.4636 | 0.01228 | 688.1068 | 0.024224 | 915.4636 | 0.056927 | 915.72 | 0 | 915.4636 | 0.06333 | 689.6527 | 0.00030851 | 910.08 | 0.02267 | 688.1068 | 0.0077343 | 910.08 | -0.0044997 | 910.08 | -0.00064125 | 689.6527 | 0.0002555 | 689.6527 | 0.00027252 | 915.4636 | 0.052907 | 915.4636 | 0.02196 | 1019.191 | 0.035881 | 915.4636 | 0.023825 | 1019.2742 | 0.00069566 | 1019.191 | 0.054871 | 689.6527 | 2.5387e-06
| 688.2316 | 0 | 915.7047 | -0.042167 | 688.2316 | 0 | 915.7047 | -0.2122 | 915.9615 | 0 | 915.7047 | -0.12167 | 689.7735 | 0.00059956 | 910.32 | -0.043381 | 688.2316 | 0.0060339 | 910.32 | -0.0063479 | 910.32 | -0.0015157 | 689.7735 | 0.00053153 | 689.7735 | 0.00047952 | 915.7047 | -0.063535 | 915.7047 | -0.0073534 | 1019.3595 | 0.033022 | 915.7047 | 0.018925 | 1019.4441 | 0 | 1019.3595 | 0.056164 | 689.7735 | 5.9529e-06
| 688.3565 | 0.0055093 | 915.9458 | 0.0037366 | 688.3565 | 0.0011733 | 915.9458 | 0.027294 | 916.2029 | 0 | 915.9458 | 0.057483 | 689.8942 | 0.00029221 | 910.56 | 0.043941 | 688.3565 | 0.019144 | 910.56 | -0.0039716 | 910.56 | 0.0021569 | 689.8942 | 0.00027826 | 689.8942 | 0.00021133 | 915.9458 | 0.020995 | 915.9458 | 0.038181 | 1019.5281 | 0.030779 | 915.9458 | 0.034275 | 1019.6141 | 0.00069566 | 1019.5281 | 0.053285 | 689.8942 | 3.4142e-06
| 688.4814 | 0 | 916.1869 | -0.04535 | 688.4814 | 0 | 916.1869 | -0.20024 | 916.4443 | 0 | 916.1869 | -0.13363 | 690.015 | 0.00057884 | 910.8 | -0.00027989 | 688.4814 | 0.012068 | 910.8 | 0.0015733 | 910.8 | -0.013408 | 690.015 | 0.00054901 | 690.015 | 0.00049015 | 916.1869 | -0.070928 | 916.1869 | -0.00082951 | 1019.6967 | 0.025901 | 916.1869 | 0.02288 | 1019.784 | 0 | 1019.6967 | 0.054578 | 690.015 | 1.4532e-05
| 688.6063 | 0.019262 | 916.428 | -0.030676 | 688.6063 | 0.012202 | 916.428 | 0.053984 | 916.6858 | 0 | 916.428 | 0.039465 | 690.1357 | 0.00028779 | 911.05 | 0.0019591 | 688.6063 | 0.0068018 | 911.05 | 0.0073823 | 911.05 | -0.0099105 | 690.1357 | 0.00027399 | 690.1357 | 0.00028315 | 916.428 | 0.0094989 | 916.428 | -0.0066586 | 1019.8653 | 0.026518 | 916.428 | 0.0019568 | 1019.954 | 0.00097375 | 1019.8653 | 0.052874 | 690.1357 | 1.1118e-05
| 688.7313 | 0 | 916.6692 | -0.017821 | 688.7313 | 0 | 916.6692 | -0.24313 | 916.9273 | 0 | 916.6692 | -0.093727 | 690.2564 | 0.00057791 | 911.29 | 0.018192 | 688.7313 | 0 | 911.29 | 0.012795 | 911.29 | 0.00023318 | 690.2564 | 0.00055307 | 690.2564 | 0.00049015 | 916.6691 | -0.043666 | 916.6692 | 0.0066804 | 1020.0338 | 0.030947 | 916.6692 | -0.030253 | 1020.124 | 0 | 1020.0338 | 0.05446 | 690.2564 | 3.3266e-05
| 688.8562 | 0.01815 | 916.9103 | 0.0023964 | 688.8562 | 0.013141 | 916.9103 | 0.086222 | 917.1687 | 0 | 916.9103 | 0.054583 | 690.3772 | 0.00029268 | 911.53 | 0.024908 | 688.8562 | 0.0040221 | 911.53 | 0.0052698 | 911.53 | 0.00513 | 690.3772 | 0.00028334 | 690.3772 | 0.00021133 | 916.9103 | 0.025414 | 916.9103 | 0.0060582 | 1020.2024 | 0.033414 | 916.9103 | 0.018953 | 1020.2939 | 0.0015303 | 1020.2024 | 0.051346 | 690.3772 | 2.2148e-05
| 688.9811 | 0 | 917.1514 | -0.030841 | 688.9811 | 0 | 917.1514 | -0.16755 | 917.4102 | 0 | 917.1514 | -0.11194 | 690.4979 | 0.00060073 | 911.77 | -0.011475 | 688.9811 | 0.0015054 | 911.77 | -0.006744 | 911.77 | -0.01131 | 690.4979 | 0.00056039 | 690.4979 | 0.00043091 | 917.1514 | -0.09357 | 917.1514 | -0.013976 | 1020.371 | 0.033022 | 917.1514 | 0.0033935 | 1020.4639 | 0 | 1020.371 | 0.050818 | 690.4979 | 5.2e-05
| 689.106 | 0.0090589 | 917.3925 | 0.032405 | 689.106 | 0.018946 | 917.3925 | 0.030786 | 917.6517 | 0 | 917.3925 | 0.069464 | 690.6187 | 0.00031061 | 912.01 | 0.012035 | 689.106 | 0.0099285 | 912.01 | -0.0042357 | 912.01 | -0.011484 | 690.6187 | 0.00028213 | 690.6187 | 0.00022392 | 917.3925 | 0.065846 | 917.3925 | 0.033609 | 1020.5396 | 0.042889 | 917.3925 | 0.039953 | 1020.6339 | 0.0004174 | 1020.5396 | 0.049466 | 690.6187 | 2.9852e-05
| 689.231 | 0 | 917.6337 | -0.038215 | 689.231 | 0 | 917.6337 | -0.29112 | 917.8932 | 0 | 917.6337 | -0.13848 | 690.7394 | 0.00058769 | 912.25 | -0.02379 | 689.231 | 0.002284 | 912.25 | 0.00025304 | 912.25 | 0.013524 | 690.7394 | 0.00053661 | 690.7394 | 0.00042462 | 917.6337 | -0.042049 | 917.6337 | -0.0064908 | 1020.7082 | 0.038123 | 917.6337 | -0.021519 | 1020.8038 | 0 | 1020.7082 | 0.050876 | 690.7394 | 4.1758e-05
| 689.356 | 0.0048437 | 917.8748 | -0.025193 | 689.356 | 0.026931 | 917.8748 | 0.027165 | 918.1347 | 0 | 917.8748 | 0.046598 | 690.8602 | 0.00028034 | 912.49 | -0.006437 | 689.356 | 0.011355 | 912.49 | -0.0015952 | 912.49 | 0.0012825 | 690.8602 | 0.00025977 | 690.8602 | 0.00020504 | 917.8748 | 0.00067664 | 917.8748 | 0.0034437 | 1020.8767 | 0.046253 | 917.8748 | -0.034478 | 1020.9738 | 0.001252 | 1020.8767 | 0.050876 | 690.8602 | 1.1906e-05
| 689.481 | 0 | 918.116 | -0.038007 | 689.481 | 0 | 918.116 | -0.1833 | 918.3762 | 0 | 918.116 | -0.14524 | 690.9809 | 0.00057558 | 912.73 | -0.02267 | 689.481 | 0.0072406 | 912.73 | 0.0044777 | 912.73 | 0.0084525 | 690.9809 | 0.00052909 | 690.9809 | 0.00039923 | 918.116 | -0.021263 | 918.116 | -0.019429 | 1021.0453 | 0.037058 | 918.116 | -0.025719 | 1021.1438 | 0 | 1021.0453 | 0.052228 | 690.9809 | 2.6438e-05
| 689.6059 | 0.015681 | 918.3571 | 0.039111 | 689.6059 | 0.0079785 | 918.3571 | 0.02581 | 918.6177 | 0 | 918.3571 | 0.072674 | 691.1017 | 0.00029803 | 912.97 | -0.020431 | 689.6059 | 0.014317 | 912.97 | -0.0015952 | 912.97 | 0.01265 | 691.1017 | 0.00027501 | 691.1017 | 0.00019853 | 918.3571 | 0.045052 | 918.3571 | 0.010215 | 1021.2139 | 0.029153 | 918.3571 | 0.023669 | 1021.3138 | 0.00069566 | 1021.2139 | 0.0507 | 691.1017 | 1.4532e-05
| 689.7309 | 0 | 918.5983 | -0.044768 | 689.7309 | 0 | 918.5983 | -0.2298 | 918.8592 | 0 | 918.5983 | -0.12709 | 691.2224 | 0.00060282 | 913.21 | -0.023229 | 689.7309 | 0.011958 | 913.21 | -0.012421 | 913.21 | -0.0081612 | 691.2224 | 0.00054128 | 691.2224 | 0.00050707 | 918.5983 | -0.047363 | 918.5983 | 0.0049754 | 1021.3825 | 0.028368 | 918.5983 | -0.031023 | 1021.4837 | 0 | 1021.3825 | 0.051699 | 691.2224 | 2.4687e-05
| 689.8559 | 0 | 918.8395 | -0.017693 | 689.8559 | 0.011968 | 918.8395 | 0.16291 | 919.1008 | 0 | 918.8395 | 0.062501 | 691.3432 | 0.00030898 | 913.45 | 0.00027989 | 689.8559 | 0.0080634 | 913.45 | -0.0023874 | 913.45 | 0.0021569 | 691.3432 | 0.00026932 | 691.3432 | 0.00031266 | 918.8395 | 0.016961 | 918.8395 | 0.014806 | 1021.5511 | 0.026406 | 918.8395 | 0.0035333 | 1021.6537 | 0.00097375 | 1021.5511 | 0.049525 | 691.3432 | 1.0242e-05
| 689.981 | 0 | 919.0806 | -0.034299 | 689.981 | 0 | 919.0806 | -0.29736 | 919.3423 | 0 | 919.0806 | -0.10636 | 691.4639 | 0.00063053 | 913.69 | -0.018192 | 689.981 | 0.0015054 | 913.69 | -0.0010672 | 913.69 | -0.012183 | 691.4639 | 0.00052299 | 691.4639 | 0.00052812 | 919.0806 | -0.073932 | 919.0806 | -0.0066718 | 1021.7196 | 0.044739 | 919.0806 | -0.032909 | 1021.8237 | 0 | 1021.7196 | 0.051346 | 691.4639 | 4.0882e-05
| 690.106 | 0.020867 | 919.3218 | 0.0082774 | 690.106 | 0.024224 | 919.3218 | -0.029343 | 919.5838 | 0 | 919.3218 | 0.067756 | 691.5847 | 0.00032807 | 913.93 | 0.018192 | 690.106 | 0.0037107 | 913.93 | -0.0041036 | 913.93 | 0.0023318 | 691.5847 | 0.00025509 | 691.5847 | 0.0002198 | 919.3218 | 0.051059 | 919.3218 | -0.043549 | 1021.8882 | 0.03532 | 919.3218 | -0.0031402 | 1021.9937 | 0.00069566 | 1021.8882 | 0.049231 | 691.5847 | 3.0727e-05
| 690.231 | 0 | 919.563 | -0.0038063 | 690.231 | 0 | 919.563 | -0.21666 | 919.8254 | 0 | 919.563 | -0.11668 | 691.7055 | 0.00064683 | 914.18 | 0.0092359 | 690.231 | 0.0088314 | 914.18 | -0.0055558 | 914.18 | -0.0085115 | 691.7055 | 0.00049961 | 691.7055 | 0.00047756 | 919.563 | -0.025414 | 919.563 | -0.021861 | 1022.0568 | 0.030555 | 919.563 | 0.030442 | 1022.1637 | 0 | 1022.0568 | 0.050406 | 691.7055 | 3.9219e-05
| 690.3561 | 0.0090589 | 919.8042 | -0.00067586 | 690.3561 | 0.017322 | 919.8042 | 0.079647 | 920.067 | 0 | 919.8042 | 0.060483 | 691.8262 | 0.00032411 | 914.42 | 0.0047579 | 690.3561 | 0.0030879 | 914.42 | -0.0010672 | 914.42 | 0.014749 | 691.8262 | 0.00024554 | 691.8262 | 0.00025777 | 919.8042 | 0.064228 | 919.8042 | 0.0023557 | 1022.2254 | 0.037338 | 919.8042 | 0.015544 | 1022.3337 | 0.00069566 | 1022.2254 | 0.048644 | 691.8262 | 8.4916e-06
| 690.4811 | 0 | 920.0454 | -0.028998 | 690.4811 | 0 | 920.0454 | -0.11915 | 920.3085 | 0 | 920.0454 | -0.10126 | 691.947 | 0.00064846 | 914.66 | 0.0047579 | 690.4811 | 0.0064727 | 914.66 | 0.0034215 | 914.66 | 0.0096767 | 691.947 | 0.00051811 | 691.947 | 0.00049015 | 920.0454 | -0.066077 | 920.0454 | -0.0053277 | 1022.394 | 0.036778 | 920.0454 | 0.00027139 | 1022.5036 | 0 | 1022.394 | 0.049878 | 691.947 | 1.1906e-05
| 690.6062 | 0.0068403 | 920.2866 | 0.00523 | 690.6062 | 0.022329 | 920.2866 | 0.11133 | 920.5501 | 0 | 920.2866 | 0.061505 | 692.0677 | 0.0003318 | 914.9 | 0.0025189 | 690.6062 | 0.0049562 | 914.9 | -0.0056876 | 914.9 | -0.0062376 | 692.0677 | 0.00027359 | 692.0677 | 0.00023238 | 920.2866 | 0.044359 | 920.2866 | 0.029457 | 1022.5625 | 0.042104 | 920.2866 | 0.038377 | 1022.6736 | 0.00097375 | 1022.5625 | 0.048115 | 692.0677 | 3.4142e-06
| 690.7313 | 0 | 920.5278 | -0.01902 | 690.7313 | 0 | 920.5278 | -0.16496 | 920.7917 | 0 | 920.5278 | -0.12825 | 692.1885 | 0.00065218 | 915.14 | 0.010355 | 690.7313 | 0.016127 | 915.14 | 0.0023654 | 915.14 | -0.0058878 | 692.1885 | 0.00053051 | 692.1885 | 0.00045218 | 920.5278 | -0.055218 | 920.5278 | -0.031334 | 1022.7311 | 0.030835 | 920.5278 | 0.0047304 | 1022.8436 | 0 | 1022.7311 | 0.049231 | 692.1885 | 3.2391e-05
| 690.8564 | 0.0068403 | 920.769 | -0.013321 | 690.8564 | 0.00352 | 920.769 | -0.049776 | 921.0333 | 0 | 920.769 | 0.037199 | 692.3093 | 0.00032574 | 915.38 | 0.00083963 | 690.8564 | 0.013055 | 915.38 | 0.010287 | 915.38 | 0.016148 | 692.3093 | 0.00025936 | 692.3093 | 0.0002198 | 920.769 | 0.026338 | 920.769 | -0.016691 | 1022.8997 | 0.033302 | 920.769 | 0.034219 | 1023.0136 | 0.00097375 | 1022.8997 | 0.047763 | 692.3093 | 2.8977e-05
| 690.9815 | 0 | 921.0103 | -0.028421 | 690.9815 | 0 | 921.0103 | -0.16761 | 921.2749 | 0 | 921.0103 | -0.12235 | 692.43 | 0.00062238 | 915.62 | -0.040583 | 690.9815 | 0.011958 | 915.62 | -0.0071401 | 915.62 | -0.008861 | 692.43 | 0.00050388 | 692.43 | 0.00046476 | 921.0103 | -0.053601 | 921.0103 | -0.0035427 | 1023.0683 | 0.033526 | 921.0103 | 0.0076114 | 1023.1836 | 0 | 1023.0683 | 0.04835 | 692.43 | 4.4297e-05
| 691.1066 | 0.012165 | 921.2515 | -0.016289 | 691.1066 | 0.011029 | 921.2515 | 0.070493 | 921.5164 | 0 | 921.2515 | 0.069217 | 692.5508 | 0.00030199 | 915.86 | 0.010915 | 691.1066 | 0.012452 | 915.86 | -0.0035756 | 915.86 | 0.0014574 | 692.5508 | 0.00024594 | 692.5508 | 0.00024518 | 921.2515 | 0.014441 | 921.2515 | 0.01549 | 1023.2369 | 0.033919 | 921.2515 | 0.029235 | 1023.3536 | 0.00097375 | 1023.2369 | 0.04553 | 692.5508 | 1.532e-05
| 691.2317 | 0 | 921.4927 | -0.019341 | 691.2317 | 0 | 921.4927 | -0.28404 | 921.7581 | 0 | 921.4927 | -0.14279 | 692.6716 | 0.00057232 | 916.1 | -0.028827 | 691.2317 | 0.00462 | 916.1 | -0.0062161 | 916.1 | -0.0022152 | 692.6716 | 0.00052278 | 692.6716 | 0.00050295 | 921.4927 | -0.039045 | 921.4927 | -0.028569 | 1023.4054 | 0.029658 | 921.4927 | 0.0087652 | 1023.5236 | 0 | 1023.4054 | 0.046823 | 692.6716 | 4.3509e-05
| 691.3569 | 0.0081715 | 921.734 | 0.012781 | 691.3569 | 0.028825 | 921.734 | -0.045946 | 921.9997 | 0 | 921.734 | 0.073123 | 692.7923 | 0.00027335 | 916.34 | 0.00027989 | 691.3569 | 0.0010639 | 916.34 | -0.011761 | 916.34 | 0.0032063 | 692.7923 | 0.00027928 | 692.7923 | 0.00025777 | 921.734 | 0.036042 | 921.734 | 0.02609 | 1023.574 | 0.037731 | 921.734 | 0.051821 | 1023.6936 | 0.00097375 | 1023.574 | 0.045824 | 692.7923 | 2.8101e-05
| 691.482 | 0 | 921.9752 | -0.042439 | 691.482 | 0 | 921.9752 | -0.24386 | 922.2413 | 0 | 921.9752 | -0.10472 | 692.9131 | 0.00056487 | 916.58 | -0.016513 | 691.482 | 0.0036856 | 916.58 | -0.00067108 | 916.58 | 0.013349 | 692.9131 | 0.00054372 | 692.9131 | 0.00047756 | 921.9752 | -0.043897 | 921.9752 | -0.0032649 | 1023.7426 | 0.033134 | 921.9752 | -0.032539 | 1023.8636 | 0 | 1023.7426 | 0.048174 | 692.9131 | 4.9462e-05
| 691.6071 | 0.0019596 | 922.2165 | -0.01284 | 691.6071 | 0.021653 | 922.2165 | 0.007158 | 922.4829 | 0 | 922.2165 | 0.057892 | 693.0339 | 0.00029501 | 916.83 | -0.011475 | 691.6071 | 0.0027765 | 916.83 | -0.0079322 | 916.83 | 5.8296e-05 | 693.0339 | 0.00026607 | 693.0339 | 0.0002198 | 922.2165 | 0.055218 | 922.2165 | 0.01044 | 1023.9112 | 0.038067 | 922.2165 | 0.0052567 | 1024.0336 | 0.00097375 | 1023.9112 | 0.046999 | 693.0339 | 2.1273e-05
| 691.7323 | 0 | 922.4577 | -0.018966 | 691.7323 | 0 | 922.4577 | -0.13523 | 922.7246 | 0 | 922.4577 | -0.13321 | 693.1547 | 0.00056696 | 917.07 | -0.031627 | 691.7323 | 0.0052429 | 917.07 | 0.0022334 | 917.07 | 0.0016322 | 693.1547 | 0.00052665 | 693.1547 | 0.00047756 | 922.4577 | -0.068618 | 922.4577 | -0.018029 | 1024.0798 | 0.030274 | 922.4577 | -0.024258 | 1024.2036 | 0 | 1024.0798 | 0.048526 | 693.1547 | 2.6438e-05
| 691.8575 | 0.0070623 | 922.699 | -0.024222 | 691.8575 | 0.029502 | 922.699 | -0.04173 | 922.9662 | 0 | 922.699 | 0.049796 | 693.2754 | 0.00027755 | 917.31 | 0.010355 | 691.8575 | 0.011793 | 917.31 | -0.00014302 | 917.31 | -0.00046636 | 693.2754 | 0.00026322 | 693.2754 | 0.00025777 | 922.699 | 0.045283 | 922.699 | -0.021816 | 1024.2484 | 0.032853 | 922.699 | 0.010867 | 1024.3736 | 0.00097375 | 1024.2484 | 0.047586 | 693.2754 | 5.0775e-06
| 691.9827 | 0 | 922.9403 | -0.036382 | 691.9827 | 0 | 922.9403 | -0.19059 | 923.2079 | 0 | 922.9403 | -0.12048 | 693.3962 | 0.00056277 | 917.55 | 0.0092359 | 691.9827 | 0.0044642 | 917.55 | -0.0052918 | 917.55 | -0.011135 | 693.3962 | 0.00051974 | 693.3962 | 0.0005535 | 922.9403 | -0.098653 | 922.9403 | -0.0022254 | 1024.4169 | 0.052532 | 922.9403 | -0.030386 | 1024.5437 | 0 | 1024.4169 | 0.048879 | 693.3962 | 3.3266e-05
| 692.1079 | 0.0039563 | 923.1816 | 0.0043221 | 692.1079 | 0.022329 | 923.1816 | 0.084827 | 923.4495 | 0 | 923.1816 | 0.084458 | 693.517 | 0.00029012 | 917.79 | 0.035543 | 692.1079 | 0.0099285 | 917.79 | -0.00053907 | 917.79 | 0.0049551 | 693.517 | 0.0002616 | 693.517 | 0.00029574 | 923.1816 | 0.074163 | 923.1816 | 0.008113 | 1024.5855 | 0.038067 | 923.1816 | 0.040169 | 1024.7137 | 0.00097375 | 1024.5855 | 0.047058 | 693.517 | 2.8101e-05
| 692.2331 | 0 | 923.4228 | -0.026218 | 692.2331 | 0 | 923.4228 | -0.2809 | 923.6912 | 0 | 923.4228 | -0.11504 | 693.6378 | 0.00057185 | 918.03 | 0.0013994 | 692.2331 | 0 | 918.03 | -0.0050278 | 918.03 | -0.005538 | 693.6378 | 0.00051974 | 693.6378 | 0.00049015 | 923.4229 | -0.04459 | 923.4228 | -0.0061736 | 1024.7541 | 0.039693 | 923.4228 | -0.014009 | 1024.8837 | 0 | 1024.7541 | 0.047645 | 693.6378 | 4.8586e-05
| 692.3583 | 0.010834 | 923.6641 | -0.00067468 | 692.3583 | 0.013804 | 923.6641 | 0.039862 | 923.9328 | 0 | 923.6641 | 0.063344 | 693.7586 | 0.000285 | 918.27 | 0.017072 | 692.3583 | 0.0019981 | 918.27 | -0.0056876 | 918.27 | 0.00075785 | 693.7586 | 0.00026322 | 693.7586 | 0.00019441 | 923.6641 | 0.07578 | 923.6641 | -0.013401 | 1024.9227 | 0.034703 | 923.6641 | 0.0098321 | 1025.0537 | 0.0004174 | 1024.9227 | 0.046411 | 693.7586 | 2.0485e-05
| 692.4835 | 0 | 923.9054 | -0.013968 | 692.4835 | 0 | 923.9054 | -0.21545 | 924.1745 | 0 | 923.9054 | -0.14046 | 693.8793 | 0.00056976 | 918.51 | -0.026587 | 692.4835 | 0 | 918.51 | -0.00582 | 918.51 | -0.005713 | 693.8793 | 0.00054718 | 693.8793 | 0.00037602 | 923.9054 | -0.024259 | 923.9054 | -0.016296 | 1025.0913 | 0.033694 | 923.9054 | -0.0065191 | 1025.2237 | 0 | 1025.0913 | 0.04788 | 693.8793 | 3.2391e-05
| 692.6087 | 0.020867 | 924.1467 | -0.011362 | 692.6087 | 0.025307 | 924.1467 | -0.048597 | 924.4162 | 0 | 924.1467 | 0.081324 | 694.0001 | 0.00028616 | 918.75 | -0.016513 | 692.6087 | 0.0077343 | 918.75 | 0.0056657 | 918.75 | -0.002565 | 694.0001 | 0.00028782 | 694.0001 | 0.00018161 | 924.1467 | 0.044821 | 924.1467 | 0.011627 | 1025.2598 | 0.037563 | 924.1467 | 0.015533 | 1025.3937 | 0.001252 | 1025.2598 | 0.046353 | 694.0001 | 1.1906e-05
| 692.734 | 0 | 924.388 | -0.03533 | 692.734 | 0 | 924.388 | -0.10802 | 924.6579 | 0 | 924.388 | -0.13115 | 694.1209 | 0.00058536 | 918.99 | -0.0013994 | 692.734 | 0.0058693 | 918.99 | -0.0070082 | 918.99 | 0.0025067 | 694.1209 | 0.00053661 | 694.1209 | 0.0004014 | 924.388 | -0.06007 | 924.388 | -0.035106 | 1025.4284 | 0.026406 | 924.388 | 0.0070242 | 1025.5637 | 0 | 1025.4284 | 0.046764 | 694.1209 | 1.961e-05
| 692.8593 | 0.02062 | 924.6294 | -0.0037795 | 692.8593 | 0.030314 | 924.6294 | -0.05475 | 924.8996 | 0 | 924.6294 | 0.03987 | 694.2417 | 0.00029967 | 919.23 | -0.010355 | 692.8593 | 0.012452 | 919.23 | 0.0030255 | 919.23 | 0.0091524 | 694.2417 | 0.00025021 | 694.2417 | 0.0002198 | 924.6294 | 0.031421 | 924.6294 | 0.01889 | 1025.597 | 0.042496 | 924.6294 | -0.004947 | 1025.7338 | 0.00069566 | 1025.597 | 0.04553 | 694.2417 | 7.7038e-06
| 692.9845 | 0 | 924.8707 | -0.031975 | 692.9845 | 0 | 924.8707 | -0.19398 | 925.1413 | 0 | 924.8707 | -0.10603 | 694.3625 | 0.00060538 | 919.48 | -0.0053177 | 692.9845 | 0.012068 | 919.48 | 0.00091312 | 919.48 | -0.0015157 | 694.3625 | 0.00052014 | 694.3625 | 0.00047756 | 924.8707 | -0.046669 | 924.8707 | -0.023306 | 1025.7656 | 0.046925 | 924.8707 | -0.014623 | 1025.9038 | 0 | 1025.7656 | 0.047116 | 694.3625 | 3.493e-05
| 693.1098 | 0.0086152 | 925.112 | -0.013061 | 693.1098 | 0.017322 | 925.112 | 0.016334 | 925.383 | 0 | 925.112 | 0.066322 | 694.4833 | 0.00030805 | 919.72 | 0.031627 | 693.1098 | 0.010587 | 919.72 | -0.0038396 | 919.72 | -0.009735 | 694.4833 | 0.00027074 | 694.4833 | 0.00025777 | 925.112 | 0.019084 | 925.112 | 0.00083462 | 1025.9342 | 0.032124 | 925.112 | 0.029888 | 1026.0738 | 0.00069566 | 1025.9342 | 0.045119 | 694.4833 | 2.7313e-05
| 693.2351 | 0 | 925.3533 | -0.049277 | 693.2351 | 0 | 925.3533 | -0.25709 | 925.6247 | 0 | 925.3533 | -0.11046 | 694.6041 | 0.00060888 | 919.96 | -0.02155 | 693.2351 | 0.0077343 | 919.96 | -0.0026514 | 919.96 | -0.010435 | 694.6041 | 0.00052523 | 694.6041 | 0.00054092 | 925.3533 | -0.045745 | 925.3533 | 0.00024903 | 1026.1028 | 0.044458 | 925.3533 | -0.047136 | 1026.2438 | 0 | 1026.1028 | 0.046588 | 694.6041 | 5.0337e-05
| 693.3604 | 0.012594 | 925.5947 | -0.00011015 | 693.3604 | 0.00352 | 925.5947 | 0.03615 | 925.8665 | 0 | 925.5947 | 0.069269 | 694.7248 | 0.00030455 | 920.2 | -0.0025189 | 693.3604 | 0.0060339 | 920.2 | -0.0046317 | 920.2 | -0.0076368 | 694.7248 | 0.0002555 | 694.7248 | 0.00028315 | 925.5947 | 0.033038 | 925.5947 | -0.022565 | 1026.2713 | 0.039805 | 925.5947 | 0.018368 | 1026.4139 | 0.00013913 | 1026.2713 | 0.04412 | 694.7248 | 2.3024e-05
| 693.4857 | 0 | 925.836 | -0.034021 | 693.4857 | 0 | 925.836 | -0.20752 | 926.1082 | 0 | 925.836 | -0.11677 | 694.8456 | 0.00057628 | 920.44 | -0.0047579 | 693.4857 | 0.012726 | 920.44 | -0.0018593 | 920.44 | -0.0027399 | 694.8456 | 0.00050632 | 694.8456 | 0.0005535 | 925.836 | -0.032807 | 925.836 | -0.038762 | 1026.4399 | 0.055279 | 925.836 | -0.017393 | 1026.5839 | 0 | 1026.4399 | 0.045942 | 694.8456 | 4.3509e-05
| 693.611 | 0.011721 | 926.0774 | 0.020474 | 693.611 | 0.023006 | 926.0774 | 0.0013615 | 926.35 | 0 | 926.0774 | 0.087229 | 694.9664 | 0.00027661 | 920.68 | 0.00027989 | 693.611 | 0.0091605 | 920.68 | 0.0027614 | 920.68 | 0.0061793 | 694.9664 | 0.00025733 | 694.9664 | 0.00027035 | 926.0774 | 0.067001 | 926.0774 | 0.023838 | 1026.6085 | 0.034311 | 926.0774 | 0.035228 | 1026.7539 | 0.00069566 | 1026.6085 | 0.044943 | 694.9664 | 2.0485e-05
| 693.7364 | 0 | 926.3187 | -0.022091 | 693.7364 | 0 | 926.3187 | -0.15218 | 926.5917 | 0 | 926.3187 | -0.1002 | 695.0872 | 0.00053274 | 920.92 | 0.0025189 | 693.7364 | 0.013055 | 920.92 | -0.00014302 | 920.92 | -0.0051883 | 695.0872 | 0.00052482 | 695.0872 | 0.0005535 | 926.3187 | -0.068156 | 926.3187 | -0.001936 | 1026.7771 | 0.025845 | 926.3187 | 0.033453 | 1026.924 | 0 | 1026.7771 | 0.046823 | 695.0872 | 3.0727e-05
| 693.8617 | 0.017039 | 926.5601 | -0.029566 | 693.8617 | 0.018269 | 926.5601 | 0.026509 | 926.8334 | 0 | 926.5601 | 0.068217 | 695.208 | 0.00026171 | 921.16 | 0.014833 | 693.8617 | 0.0072955 | 921.16 | 0.0069863 | 921.16 | -0.0030897 | 695.208 | 0.00027461 | 695.208 | 0.00028315 | 926.5601 | 0.042973 | 926.5601 | 0.017579 | 1026.9457 | 0.032237 | 926.5601 | 0.047555 | 1027.094 | 0.00069566 | 1026.9457 | 0.044943 | 695.208 | 1.0242e-05
| 693.9871 | 0 | 926.8014 | -0.016348 | 693.9871 | 0 | 926.8014 | -0.20605 | 927.0752 | 0 | 926.8014 | -0.1397 | 695.3288 | 0.00055881 | 921.4 | -0.020431 | 693.9871 | 0.0091605 | 921.4 | -0.0054239 | 921.4 | -0.007462 | 695.3288 | 0.00050063 | 695.3288 | 0.00053246 | 926.8015 | -0.071621 | 926.8014 | -0.013291 | 1027.1143 | 0.032629 | 926.8014 | -0.015979 | 1027.264 | 0 | 1027.1143 | 0.045237 | 695.3288 | 2.3899e-05
| 694.1124 | 0.013952 | 927.0428 | 0.024015 | 694.1124 | 0.014345 | 927.0428 | 0.083834 | 927.317 | 0 | 927.0428 | 0.078324 | 695.4496 | 0.00030292 | 921.64 | 0.0081163 | 694.1124 | 0.0083926 | 921.64 | 0.0064578 | 921.64 | 0.01265 | 695.4496 | 0.00023416 | 695.4496 | 0.00026623 | 927.0428 | 0.028418 | 927.0428 | 0.031936 | 1027.2828 | 0.037058 | 927.0428 | 0.022932 | 1027.4341 | 0.00069566 | 1027.2828 | 0.043533 | 695.4496 | 1.3657e-05
| 694.2378 | 0 | 927.2842 | -0.063439 | 694.2378 | 0 | 927.2842 | -0.14236 | 927.5588 | 0 | 927.2842 | -0.10251 | 695.5704 | 0.00059421 | 921.89 | -0.017072 | 694.2378 | 0.00041529 | 921.89 | -0.0011992 | 921.89 | 0.0033811 | 695.5704 | 0.00051201 | 695.5704 | 0.00052399 | 927.2842 | -0.048749 | 927.2842 | -0.021039 | 1027.4514 | 0.036441 | 927.2842 | 0.0081591 | 1027.6041 | 0 | 1027.4514 | 0.045942 | 695.5704 | 4.4297e-05
| 694.3632 | 0.0061749 | 927.5256 | -0.017445 | 694.3632 | 0.015698 | 927.5256 | 0.12159 | 927.8006 | 0 | 927.5256 | 0.089803 | 695.6912 | 0.00029547 | 922.13 | -0.0047579 | 694.3632 | 0.0074601 | 922.13 | 0.0022334 | 922.13 | 0.0028565 | 695.6912 | 0.00028253 | 695.6912 | 0.00027469 | 927.5256 | 0.053832 | 927.5256 | 0.0027112 | 1027.62 | 0.039525 | 927.5256 | 0.0020818 | 1027.7742 | 0.00069566 | 1027.62 | 0.044238 | 695.6912 | 3.0727e-05
| 694.4886 | 0 | 927.767 | -0.01847 | 694.4886 | 0 | 927.767 | -0.14936 | 928.0423 | 0 | 927.767 | -0.090765 | 695.812 | 0.00055835 | 922.37 | -0.020431 | 694.4886 | 0.0083377 | 922.37 | 0.0032895 | 922.37 | -0.0020404 | 695.812 | 0.00052766 | 695.812 | 0.00052812 | 927.767 | -0.0098419 | 927.767 | -0.0039377 | 1027.7886 | 0.044571 | 927.767 | -0.00067159 | 1027.9442 | 0 | 1027.7886 | 0.045589 | 695.812 | 5.7953e-05
| 694.614 | 0.019756 | 928.0084 | -0.028855 | 694.614 | 0.011029 | 928.0084 | 0.081659 | 928.2841 | 0 | 928.0084 | 0.062747 | 695.9328 | 0.00026567 | 922.61 | -0.016513 | 694.614 | 0.01119 | 922.61 | -0.0075362 | 922.61 | 0.0012825 | 695.9328 | 0.00024899 | 695.9328 | 0.00027035 | 928.0084 | 0.038352 | 928.0084 | -0.0078783 | 1027.9572 | 0.044963 | 928.0084 | 0.038793 | 1028.1143 | 0.00069566 | 1027.9572 | 0.043298 | 695.9328 | 2.7313e-05
| 694.7394 | 0 | 928.2498 | -0.00077476 | 694.7394 | 0 | 928.2498 | -0.27492 | 928.5259 | 0 | 928.2498 | -0.098747 | 696.0536 | 0.00057139 | 922.85 | -0.048978 | 694.7394 | 0.013823 | 922.85 | -0.0074043 | 922.85 | -0.005538 | 696.0536 | 0.00051445 | 696.0536 | 0.00050295 | 928.2498 | -0.030266 | 928.2498 | 0.0093981 | 1028.1257 | 0.033526 | 928.2498 | -0.0082493 | 1028.2843 | 0 | 1028.1257 | 0.045472 | 696.0536 | 5.3664e-05
| 694.8648 | 0.011721 | 928.4912 | -0.0090689 | 694.8648 | 0.019487 | 928.4912 | 0.093763 | 928.7678 | 0 | 928.4912 | 0.090917 | 696.1744 | 0.00030735 | 923.09 | -0.029946 | 694.8648 | 0.012726 | 923.09 | 0.010154 | 923.09 | 0.0079281 | 696.1744 | 0.00027013 | 696.1744 | 0.00023238 | 928.4912 | 0.051983 | 928.4912 | 0.013749 | 1028.2943 | 0.030947 | 928.4912 | 0.029202 | 1028.4544 | 0.00069566 | 1028.2943 | 0.043239 | 696.1744 | 2.6438e-05
| 694.9903 | 0 | 928.7326 | -0.023104 | 694.9903 | 0 | 928.7326 | -0.23684 | 929.0096 | 0 | 928.7326 | -0.14633 | 696.2952 | 0.00061377 | 923.33 | -0.0081163 | 694.9903 | 0.0083377 | 923.33 | -0.0052918 | 923.33 | -0.002565 | 696.2952 | 0.00052624 | 696.2952 | 0.00050295 | 928.7326 | -0.066077 | 928.7326 | 0.015537 | 1028.4629 | 0.03902 | 928.7326 | 0.0046017 | 1028.6244 | 0 | 1028.4629 | 0.044767 | 696.2952 | 4.7711e-05
| 695.1157 | 0.0068403 | 928.974 | -0.0017034 | 695.1157 | 0.031667 | 928.974 | 0.12343 | 929.2514 | 0 | 928.974 | 0.056514 | 696.416 | 0.00031433 | 923.57 | 0.025469 | 695.1157 | 0.015414 | 923.57 | 0.0084382 | 923.57 | 0.0040807 | 696.416 | 0.00025936 | 696.416 | 0.00027035 | 928.974 | 0.058683 | 928.974 | 0.050956 | 1028.6315 | 0.032741 | 928.974 | -0.0047146 | 1028.7945 | 0.00097375 | 1028.6315 | 0.042593 | 696.416 | 2.1273e-05
| 695.2412 | 0 | 929.2154 | -0.030041 | 695.2412 | 0 | 929.2154 | -0.20389 | 929.4932 | 0 | 929.2154 | -0.13979 | 696.5368 | 0.00061027 | 923.81 | -0.020431 | 695.2412 | 0.0050872 | 923.81 | -0.0089886 | 923.81 | -0.0062376 | 696.5368 | 0.00050246 | 696.5368 | 0.00051553 | 929.2155 | -0.062149 | 929.2154 | -0.0066862 | 1028.8001 | 0.053317 | 929.2154 | -0.021146 | 1028.9645 | 0 | 1028.8001 | 0.044355 | 696.5368 | 7.6687e-05
| 695.3667 | 0.012165 | 929.4569 | -0.053306 | 695.3667 | 0.023277 | 929.4569 | -0.0013991 | 929.7351 | 0 | 929.4569 | 0.073111 | 696.6577 | 0.00030292 | 924.05 | -0.006437 | 695.3667 | 0.01119 | 924.05 | -0.0055558 | 924.05 | -0.0090358 | 696.6577 | 0.00025021 | 696.6577 | 0.00024518 | 929.4569 | 0.06238 | 929.4569 | 0.0065528 | 1028.9687 | 0.042216 | 929.4569 | -0.027198 | 1029.1346 | 0.001252 | 1028.9687 | 0.042064 | 696.6577 | 5.5415e-05
| 695.4921 | 0 | 929.6983 | -0.012738 | 695.4921 | 0 | 929.6983 | -0.12019 | 929.9769 | 0 | 929.6983 | -0.11168 | 696.7785 | 0.0005828 | 924.3 | 0.0081163 | 695.4921 | 0.0053986 | 924.3 | -0.0079322 | 924.3 | -0.00099105 | 696.7785 | 0.00048132 | 696.7785 | 0.00052812 | 929.6983 | -0.038121 | 929.6983 | -0.0028776 | 1029.1372 | 0.034872 | 929.6983 | 0.026711 | 1029.3046 | 0 | 1029.1372 | 0.043474 | 696.7785 | 8.0977e-05
| 695.6176 | 0.015681 | 929.9398 | 0.01074 | 695.6176 | 0.021788 | 929.9398 | 0.047649 | 930.2188 | 0 | 929.9398 | 0.055391 | 696.8993 | 0.00028732 | 924.54 | 0.0047579 | 695.6176 | 0.0086668 | 924.54 | -0.0051598 | 924.54 | -0.0029147 | 696.8993 | 0.0002372 | 696.8993 | 0.00028315 | 929.9398 | 0.033269 | 929.9398 | 0.00049075 | 1029.3058 | 0.042664 | 929.9398 | 0.0042599 | 1029.4747 | 0.00097375 | 1029.3058 | 0.041947 | 696.8993 | 2.5562e-05
| 695.7431 | 0 | 930.1812 | -0.036991 | 695.7431 | 0 | 930.1812 | -0.24439 | 930.4606 | 0 | 930.1812 | -0.14487 | 697.0201 | 0.00056766 | 924.78 | -0.0053177 | 695.7431 | 0.012726 | 924.78 | 0.0044777 | 924.78 | -0.00099105 | 697.0201 | 0.00049697 | 697.0201 | 0.00049015 | 930.1812 | -0.084791 | 930.1812 | -0.046478 | 1029.4744 | 0.038908 | 930.1812 | -0.0053313 | 1029.6448 | 0 | 1029.4744 | 0.043944 | 697.0201 | 5.0337e-05
| 695.8686 | 0.014323 | 930.4227 | -0.010169 | 695.8686 | 0.029366 | 930.4227 | -0.062153 | 930.7025 | 0 | 930.4227 | 0.086705 | 697.1409 | 0.00028686 | 925.02 | -0.0041982 | 695.8686 | 0.01119 | 925.02 | -0.0039716 | 925.02 | -0.0044887 | 697.1409 | 0.00026464 | 697.1409 | 0.00020699 | 930.4227 | 0.019779 | 930.4227 | 0.0026436 | 1029.643 | 0.033022 | 930.4227 | -0.034249 | 1029.8148 | 0.001252 | 1029.643 | 0.042828 | 697.1409 | 2.4687e-05
| 695.9942 | 0 | 930.6641 | -0.024842 | 695.9942 | 0 | 930.6641 | -0.1994 | 930.9444 | 0 | 930.6641 | -0.10232 | 697.2617 | 0.00056277 | 925.26 | 0.013714 | 695.9942 | 0.0078989 | 925.26 | -0.0033115 | 925.26 | 0.001982 | 697.2617 | 0.00051445 | 697.2617 | 0.00042679 | 930.6641 | -0.052907 | 930.6641 | -0.033306 | 1029.8116 | 0.03717 | 930.6641 | 0.018162 | 1029.9849 | 0 | 1029.8116 | 0.044297 | 697.2617 | 5.2e-05
| 696.1197 | 0 | 930.9056 | -0.0029814 | 696.1197 | 0.021382 | 930.9056 | -0.019654 | 931.1863 | 0 | 930.9056 | 0.071384 | 697.3826 | 0.00028174 | 925.5 | 0.014274 | 696.1197 | 0.0099285 | 925.5 | -0.00053907 | 925.5 | 0.003556 | 697.3826 | 0.00025164 | 697.3826 | 0.00023238 | 930.9056 | 0.045976 | 930.9056 | -0.0035753 | 1029.9802 | 0.041207 | 930.9056 | 0.023783 | 1030.155 | 0.0004174 | 1029.9802 | 0.042534 | 697.3826 | 2.7313e-05
| 696.2452 | 0 | 931.1471 | -0.033509 | 696.2452 | 0 | 931.1471 | -0.24609 | 931.4282 | 0 | 931.1471 | -0.13239 | 697.5034 | 0.00058932 | 925.74 | 0.023229 | 696.2452 | 0.010367 | 925.74 | 0.00091312 | 925.74 | -0.002565 | 697.5034 | 0.00050246 | 697.5034 | 0.00049015 | 931.1471 | -0.057066 | 931.1471 | -0.025542 | 1030.1488 | 0.039637 | 931.1471 | -0.010562 | 1030.325 | 0 | 1030.1488 | 0.043239 | 697.5034 | 3.8344e-05
| 696.3708 | 0.0077278 | 931.3885 | -0.0024007 | 696.3708 | 0.019893 | 931.3885 | -0.015375 | 931.6701 | 0 | 931.3885 | 0.07858 | 697.6242 | 0.0003155 | 925.98 | 0.017632 | 696.3708 | 0.0021537 | 925.98 | 0.0040816 | 925.98 | -0.0093854 | 697.6242 | 0.00025164 | 697.6242 | 0.00027035 | 931.3886 | 0.052214 | 931.3885 | 0.014625 | 1030.3173 | 0.046028 | 931.3885 | 0.063765 | 1030.4951 | 0.0004174 | 1030.3173 | 0.04177 | 697.6242 | 1.1118e-05
| 696.4964 | 0 | 931.63 | -0.012458 | 696.4964 | 0 | 931.63 | -0.22496 | 931.912 | 0 | 931.63 | -0.12344 | 697.745 | 0.00059188 | 926.22 | -0.020991 | 696.4964 | 0.0092702 | 926.22 | 0.0017053 | 926.22 | 0.0058296 | 697.745 | 0.00050388 | 697.745 | 0.00052812 | 931.63 | -0.050828 | 931.63 | -0.0056449 | 1030.4859 | 0.032405 | 931.63 | -0.011619 | 1030.6652 | 0 | 1030.4859 | 0.043239 | 697.745 | 5.0337e-05
| 696.6219 | 0.0063967 | 931.8715 | 0.021932 | 696.6219 | 0.011733 | 931.8715 | 0.027456 | 932.1539 | 0 | 931.8715 | 0.097186 | 697.8658 | 0.00027871 | 926.47 | -0.024908 | 696.6219 | 0.020241 | 926.47 | 0.0064578 | 926.47 | 0.0032063 | 697.8658 | 0.00025306 | 697.8658 | 0.00027035 | 931.8715 | 0.036966 | 931.8715 | 0.0096779 | 1030.6545 | 0.035488 | 931.8715 | 0.030418 | 1030.8353 | 0.00069566 | 1030.6545 | 0.041712 | 697.8658 | 3.9219e-05
| 696.7475 | 0 | 932.113 | 0.0064935 | 696.7475 | 0 | 932.113 | -0.14541 | 932.3958 | 0 | 932.113 | -0.11555 | 697.9867 | 0.00056976 | 926.71 | -0.0092359 | 696.7475 | 0.016127 | 926.71 | -0.0054239 | 926.71 | -0.015157 | 697.9867 | 0.00049169 | 697.9867 | 0.00051553 | 932.113 | -0.02178 | 932.113 | -0.006118 | 1030.8231 | 0.041992 | 932.113 | -0.008492 | 1031.0053 | 0 | 1030.8231 | 0.043415 | 697.9867 | 8.6054e-05
| 696.8731 | 0.0044001 | 932.3545 | 0.00069517 | 696.8731 | 0.016645 | 932.3545 | -0.022461 | 932.6377 | 0 | 932.3545 | 0.038401 | 698.1075 | 0.00029501 | 926.95 | 0.02435 | 696.8731 | 0.017279 | 926.95 | -0.0041036 | 926.95 | -0.0039641 | 698.1075 | 0.00023903 | 698.1075 | 0.00024518 | 932.3545 | 0.040663 | 932.3545 | 0.0070898 | 1030.9917 | 0.033302 | 932.3545 | 0.01409 | 1031.1754 | 0.00069566 | 1030.9917 | 0.042299 | 698.1075 | 4.6923e-05
| 696.9987 | 0 | 932.596 | -0.032773 | 696.9987 | 0 | 932.596 | -0.20066 | 932.8796 | 0 | 932.596 | -0.13144 | 698.2283 | 0.00057907 | 927.19 | -0.0097957 | 696.9987 | 0.0083377 | 927.19 | 0.0026294 | 927.19 | 0.00075785 | 698.2283 | 0.0005177 | 698.2283 | 0.00046476 | 932.596 | -0.070235 | 932.596 | -0.010855 | 1031.1602 | 0.031564 | 932.596 | -0.00039033 | 1031.3455 | 0 | 1031.1602 | 0.04459 | 698.2283 | 5.629e-05
| 697.1244 | 0.011721 | 932.8375 | 0.029518 | 697.1244 | 0.0086826 | 932.8375 | 0.050534 | 933.1216 | 0 | 932.8375 | 0.07441 | 698.3491 | 0.00028663 | 927.43 | 0.028827 | 697.1244 | 0.014426 | 927.43 | -0.0054239 | 927.43 | -0.0016906 | 698.3491 | 0.00028253 | 698.3491 | 0.0002198 | 932.8375 | 0.070235 | 932.8375 | 0.0019475 | 1031.3288 | 0.035208 | 932.8375 | 0.043026 | 1031.5156 | 0.00097375 | 1031.3288 | 0.042828 | 698.3491 | 9.367e-06
| 697.25 | 0 | 933.0791 | -0.033918 | 697.25 | 0 | 933.0791 | -0.10186 | 933.3635 | 0 | 933.0791 | -0.1306 | 698.47 | 0.00057837 | 927.67 | -0.019311 | 697.25 | 0.0061984 | 927.67 | 0.005402 | 927.67 | -0.010959 | 698.47 | 0.00052441 | 698.47 | 0.00051553 | 933.0791 | -0.053601 | 933.0791 | 0.0032993 | 1031.4974 | 0.033806 | 933.0791 | 0.014317 | 1031.6856 | 0 | 1031.4974 | 0.045295 | 698.47 | 3.7468e-05
| 697.3756 | 0.0010722 | 933.3206 | 8.094e-05 | 697.3756 | 0.026525 | 933.3206 | 0.042791 | 933.6055 | 0 | 933.3206 | 0.096886 | 698.5908 | 0.0002971 | 927.91 | -0.023229 | 697.3756 | 0.016785 | 927.91 | -0.00027504 | 927.91 | 0.0033811 | 698.5908 | 0.00024615 | 698.5908 | 0.00029574 | 933.3206 | 0.035118 | 933.3206 | 0.011265 | 1031.666 | 0.038964 | 933.3206 | 0.022652 | 1031.8557 | 0.001252 | 1031.666 | 0.043768 | 698.5908 | 2.8101e-05
| 697.5013 | 0 | 933.5621 | -0.041531 | 697.5013 | 0 | 933.5621 | -0.18269 | 933.8474 | 0 | 933.5621 | -0.12703 | 698.7116 | 0.00060445 | 928.15 | -0.027148 | 697.5013 | 0.018321 | 928.15 | -0.0025194 | 928.15 | 0.00058296 | 698.7116 | 0.00051587 | 698.7116 | 0.00050295 | 933.5621 | -0.056835 | 933.5621 | -0.043276 | 1031.8346 | 0.029546 | 933.5621 | -0.070421 | 1032.0258 | 0 | 1031.8346 | 0.045413 | 698.7116 | 8.1853e-05
| 697.6269 | 0.0052875 | 933.8037 | -0.00090293 | 697.6269 | 0.03099 | 933.8037 | -0.098072 | 934.0894 | 0 | 933.8037 | 0.062408 | 698.8325 | 0.00031294 | 928.4 | 0.020431 | 697.6269 | 0.016182 | 928.4 | -0.0052918 | 928.4 | 0.0082777 | 698.8325 | 0.00027359 | 698.8325 | 0.0002135 | 933.8036 | 0.060301 | 933.8037 | 0.00087695 | 1032.0032 | 0.04614 | 933.8037 | -0.010791 | 1032.1959 | 0.001252 | 1032.0032 | 0.042534 | 698.8325 | 5.3664e-05
| 697.7526 | 0 | 934.0452 | -0.026995 | 697.7526 | 0 | 934.0452 | -0.26301 | 934.3314 | 0 | 934.0452 | -0.14658 | 698.9533 | 0.00058652 | 928.64 | -0.011475 | 697.7526 | 0.0038414 | 928.64 | -0.013213 | 928.64 | -0.013583 | 698.9533 | 0.00053478 | 698.9533 | 0.00048385 | 934.0452 | -0.066308 | 934.0452 | 0.023485 | 1032.1717 | 0.027808 | 934.0452 | -0.059143 | 1032.366 | 0 | 1032.1717 | 0.044179 | 698.9533 | 8.8681e-05
| 697.8783 | 0 | 934.2867 | -0.027191 | 697.8783 | 0.024224 | 934.2867 | 0.070418 | 934.5734 | 0 | 934.2867 | 0.076571 | 699.0741 | 0.00027918 | 928.88 | 0.046739 | 697.8783 | 0.021777 | 928.88 | 0.010154 | 928.88 | 0.0025067 | 699.0741 | 0.0002616 | 699.0741 | 0.00027686 | 934.2867 | 0.063073 | 934.2867 | 0.052258 | 1032.3403 | 0.039749 | 934.2867 | -0.040308 | 1032.5361 | 0.001252 | 1032.3403 | 0.042945 | 699.0741 | 3.493e-05
| 698.004 | 0 | 934.5283 | -0.012813 | 698.004 | 0 | 934.5283 | -0.33023 | 934.8153 | 0 | 934.5283 | -0.11419 | 699.195 | 0.00052901 | 929.12 | -0.018192 | 698.004 | 0.011464 | 929.12 | -0.0070082 | 929.12 | 0.0037309 | 699.195 | 0.00054088 | 699.195 | 0.0005177 | 934.5283 | -0.036735 | 934.5283 | -0.018814 | 1032.5089 | 0.031452 | 934.5283 | -0.035827 | 1032.7062 | 0 | 1032.5089 | 0.04459 | 699.195 | 6.3906e-05
| 698.1297 | 0.0048437 | 934.7699 | -0.0036928 | 698.1297 | 0.01854 | 934.7699 | 0.052915 | 935.0573 | 0 | 934.7699 | 0.069472 | 699.3158 | 0.0002531 | 929.36 | 0.0081163 | 698.1297 | 0.018321 | 929.36 | -0.0041036 | 929.36 | -0.0053632 | 699.3158 | 0.00028192 | 699.3158 | 0.00024713 | 934.7699 | 0.030035 | 934.7699 | 0.014723 | 1032.6775 | 0.038235 | 934.7699 | 0.032647 | 1032.8763 | 0.00097375 | 1032.6775 | 0.042299 | 699.3158 | 2.8977e-05
| 698.2554 | 0 | 935.0114 | -0.058836 | 698.2554 | 0 | 935.0114 | -0.17804 | 935.2993 | 0 | 935.0114 | -0.13791 | 699.4366 | 0.00052645 | 929.6 | 0.0041982 | 698.2554 | 0.008228 | 929.6 | -0.0021233 | 929.6 | 0.0058296 | 699.4366 | 0.00054982 | 699.4366 | 0.00042896 | 935.0114 | -0.076935 | 935.0114 | -0.043508 | 1032.8461 | 0.030835 | 935.0114 | -0.045479 | 1033.0464 | 0 | 1032.8461 | 0.04412 | 699.4366 | 5.9704e-05
| 698.3811 | 0.010168 | 935.253 | -0.013579 | 698.3811 | 0.023277 | 935.253 | 0.087019 | 935.5413 | 0 | 935.253 | 0.046232 | 699.5575 | 0.00027475 | 929.84 | 0.010355 | 698.3811 | 0.0074601 | 929.84 | -1.1002e-05 | 929.84 | -0.0058878 | 699.5575 | 0.00027034 | 699.5575 | 0.00018161 | 935.253 | 0.087563 | 935.253 | 0.027935 | 1033.0147 | 0.033022 | 935.253 | 0.056702 | 1033.2165 | 0.00069566 | 1033.0147 | 0.042064 | 699.5575 | 3.0727e-05
| 698.5069 | 0 | 935.4946 | -0.044999 | 698.5069 | 0 | 935.4946 | -0.28343 | 935.7834 | 0 | 935.4946 | -0.14971 | 699.6783 | 0.00056533 | 930.08 | -0.02435 | 698.5069 | 0.0068018 | 930.08 | -0.0083283 | 930.08 | -0.00046636 | 699.6783 | 0.00055083 | 699.6783 | 0.00043937 | 935.4946 | -0.087794 | 935.4946 | -0.011495 | 1033.1832 | 0.044458 | 935.4946 | -0.019018 | 1033.3866 | 0 | 1033.1832 | 0.042828 | 699.6783 | 3.5805e-05
| 698.6326 | 0.01039 | 935.7362 | -0.011418 | 698.6326 | 0.021653 | 935.7362 | -0.11443 | 936.0254 | 0 | 935.7362 | 0.079499 | 699.7992 | 0.00029151 | 930.32 | 0.013714 | 698.6326 | 0.0046449 | 930.32 | 0.0075142 | 930.32 | 0.0032063 | 699.7992 | 0.00028477 | 699.7992 | 0.00025777 | 935.7362 | 0.032345 | 935.7362 | -0.042339 | 1033.3518 | 0.034479 | 935.7362 | 0.027395 | 1033.5567 | 0.00097375 | 1033.3518 | 0.04036 | 699.7992 | 5.0775e-06
| 698.7584 | 0 | 935.9777 | -0.01975 | 698.7584 | 0 | 935.9777 | -0.34633 | 936.2674 | 0 | 935.9777 | -0.13278 | 699.92 | 0.00060445 | 930.57 | -0.012595 | 698.7584 | 0.0061984 | 930.57 | -0.0068759 | 930.57 | -0.0067623 | 699.92 | 0.00054616 | 699.92 | 0.00053463 | 935.9777 | -0.013066 | 935.9777 | -0.038846 | 1033.5204 | 0.032797 | 935.9777 | -0.02155 | 1033.7268 | 0 | 1033.5204 | 0.042593 | 699.92 | 6.3118e-05
| 698.8841 | 0 | 936.2193 | 0.0097363 | 698.8841 | 0.0098558 | 936.2193 | 0.056152 | 936.5095 | 0 | 936.2193 | 0.077069 | 700.0409 | 0.00031433 | 930.81 | -0.020991 | 698.8841 | 0.01695 | 930.81 | 0.006326 | 930.81 | 0.0011076 | 700.0409 | 0.00026403 | 700.0409 | 0.00027686 | 936.2193 | 0.056835 | 936.2193 | 0.044678 | 1033.689 | 0.04031 | 936.2193 | 0.032877 | 1033.8969 | 0.00097375 | 1033.689 | 0.042182 | 700.0409 | 5.7953e-05
| 699.0099 | 0 | 936.4609 | -0.026559 | 699.0099 | 0 | 936.4609 | -0.22855 | 936.7515 | 0 | 936.4609 | -0.13649 | 700.1617 | 0.00060771 | 931.05 | -0.012595 | 699.0099 | 0.002907 | 931.05 | -0.0062161 | 931.05 | -0.0044887 | 700.1617 | 0.0005173 | 700.1617 | 0.0005726 | 936.4609 | -0.040894 | 936.4609 | -0.0062351 | 1033.8576 | 0.054494 | 936.4609 | 0.0072159 | 1034.067 | 0 | 1033.8576 | 0.044003 | 700.1617 | 8.0101e-05
| 699.1357 | 0.0037345 | 936.7025 | -0.0074636 | 699.1357 | 0.010325 | 936.7025 | 0.010752 | 936.9936 | 0 | 936.7025 | 0.090586 | 700.2826 | 0.0002971 | 931.29 | 0.016513 | 699.1357 | 0.018815 | 931.29 | -0.010968 | 931.29 | 0.00040807 | 700.2826 | 0.00025733 | 700.2826 | 0.00029574 | 936.7025 | 0.005535 | 936.7025 | -0.013584 | 1034.0262 | 0.030162 | 936.7025 | 0.049888 | 1034.2371 | 0.001252 | 1034.0262 | 0.04177 | 700.2826 | 2.2148e-05
| 699.2615 | 0 | 936.9442 | -0.020574 | 699.2615 | 0 | 936.9442 | -0.39161 | 937.2356 | 0 | 936.9442 | -0.16323 | 700.4034 | 0.00058489 | 931.53 | 0.0013994 | 699.2615 | 0.0075698 | 931.53 | -0.00014302 | 931.53 | 0.001982 | 700.4034 | 0.00053295 | 700.4034 | 0.00049015 | 936.9442 | -0.073701 | 936.9442 | -0.026962 | 1034.1947 | 0.026798 | 936.9442 | -0.0028337 | 1034.4072 | 0 | 1034.1947 | 0.043768 | 700.4034 | 4.4297e-05
| 699.3873 | 0.012165 | 937.1858 | -0.008631 | 699.3873 | 0.0077438 | 937.1858 | 0.069542 | 937.4777 | 0 | 937.1858 | 0.087059 | 700.5243 | 0.00029105 | 931.77 | 0.020431 | 699.3873 | 0.013384 | 931.77 | 0.0051378 | 931.77 | -0.00029147 | 700.5243 | 0.00028213 | 700.5243 | 0.00019441 | 937.1858 | 0.083866 | 937.1858 | -0.012904 | 1034.3633 | 0.043561 | 937.1858 | -0.013927 | 1034.5773 | 0.00069566 | 1034.3633 | 0.042358 | 700.5243 | 2.2148e-05
| 699.5131 | 0 | 937.4274 | -0.061013 | 699.5131 | 0 | 937.4274 | -0.36423 | 937.7197 | 0 | 937.4274 | -0.17614 | 700.6451 | 0.00059188 | 932.01 | -0.0081163 | 699.5131 | 0.0072406 | 932.01 | 0.00051708 | 932.01 | -0.0048385 | 700.6451 | 0.00050815 | 700.6451 | 0.00045218 | 937.4274 | -0.13123 | 937.4274 | -0.021597 | 1034.5319 | 0.038235 | 937.4274 | -0.0027042 | 1034.7474 | 0 | 1034.5319 | 0.044179 | 700.6451 | 6.4782e-05
| 699.639 | 0.010834 | 937.669 | -0.010634 | 699.639 | 0.0053973 | 937.669 | 0.02385 | 937.9618 | 0 | 937.669 | 0.045312 | 700.7659 | 0.00030316 | 932.25 | 0.029387 | 699.639 | 0.01492 | 932.25 | 0.0021013 | 932.25 | 0.0018072 | 700.7659 | 0.00023151 | 700.7659 | 0.00025777 | 937.669 | 0.024259 | 937.669 | 0.0029822 | 1034.7005 | 0.034872 | 937.669 | 6.816e-06 | 1034.9175 | 0.00069566 | 1034.7005 | 0.041829 | 700.7659 | 4.2633e-05
| 699.7648 | 0 | 937.9107 | -0.029866 | 699.7648 | 0 | 937.9107 | -0.32583 | 938.2039 | 0 | 937.9107 | -0.17007 | 700.8868 | 0.00058932 | 932.5 | 0.027708 | 699.7648 | 0.013165 | 932.5 | -0.00053907 | 932.5 | 0.0081029 | 700.8868 | 0.00051669 | 700.8868 | 0.00050295 | 937.9107 | -0.06469 | 937.9107 | -0.023459 | 1034.8691 | 0.040478 | 937.9107 | -0.032024 | 1035.0876 | 0 | 1034.8691 | 0.043357 | 700.8868 | 9.122e-05
| 699.8907 | 0.0095026 | 938.1523 | 0.0027284 | 699.8907 | 0.01624 | 938.1523 | -0.017968 | 938.446 | 0 | 938.1523 | 0.099487 | 701.0077 | 0.00028616 | 932.74 | 0.02379 | 699.8907 | 0.021173 | 932.74 | 0.0071181 | 932.74 | -0.0029147 | 701.0077 | 0.00029676 | 701.0077 | 0.00024518 | 938.1523 | 0.098653 | 938.1523 | -0.0014986 | 1035.0376 | 0.031564 | 938.1523 | -0.02802 | 1035.2578 | 0.00097375 | 1035.0376 | 0.04224 | 701.0077 | 4.8586e-05
| 700.0165 | 0 | 938.3939 | -0.0079967 | 700.0165 | 0 | 938.3939 | -0.37553 | 938.6881 | 0 | 938.3939 | -0.16875 | 701.1285 | 0.00058233 | 932.98 | 0.0013994 | 700.0165 | 0.002284 | 932.98 | -0.0050278 | 932.98 | 0.0040807 | 701.1285 | 0.00053701 | 701.1285 | 0.00048168 | 938.394 | -0.036042 | 938.3939 | 0.021629 | 1035.2062 | 0.02977 | 938.3939 | -0.040619 | 1035.4279 | 0 | 1035.2062 | 0.043768 | 701.1285 | 0.00010566
|  |  | 938.6356 | 0.019099 | 700.1424 | 0.025983 | 938.6356 | 0.13662 | 938.9302 | 0 | 938.6356 | 0.084237 | 701.2494 | 0.00030153 | 933.22 | -0.010915 | 700.1424 | 0.018047 | 933.22 | -0.0015952 | 933.22 | -0.0060627 | 701.2494 | 0.00025123 | 701.2494 | 0.00023672 | 938.6356 | 0.037659 | 938.6356 | 0.016149 | 1035.3748 | 0.043001 | 938.6356 | 0.015074 | 1035.598 | 0.00097375 | 1035.3748 | 0.041653 | 701.2494 | 5.7078e-05
|  |  | 938.8773 | -0.0065667 | 700.2683 | 0 | 938.8773 | -0.26063 | 939.1723 | 0 | 938.8773 | -0.13579 | 701.3702 | 0.00059258 | 933.46 | -0.012035 | 700.2683 | 0.002284 | 933.46 | -0.0041036 | 933.46 | -0.00011659 | 701.3702 | 0.00050348 | 701.3702 | 0.0004563 | 938.8773 | -0.060301 | 938.8773 | -0.00586 | 1035.5434 | 0.025341 | 938.8773 | -0.0345 | 1035.7681 | 0 | 1035.5434 | 0.043415 | 701.3702 | 8.3516e-05
|  |  | 939.1189 | -0.026233 | 700.3942 | 0.022465 | 939.1189 | -0.062921 | 939.4144 | 0 | 939.1189 | 0.067962 | 701.4911 | 0.0002964 | 933.7 | -0.0081163 | 700.3942 | 0.013384 | 933.7 | -0.010968 | 933.7 | -0.0081612 | 701.4911 | 0.00026322 | 701.4911 | 0.0002198 | 939.1189 | 0.048749 | 939.1189 | -0.0029973 | 1035.712 | 0.037955 | 939.1189 | 0.056344 | 1035.9383 | 0.00097375 | 1035.712 | 0.041594 | 701.4911 | 2.6438e-05
|  |  | 939.3606 | -0.013925 | 700.5201 | 0 | 939.3606 | -0.26555 | 939.6566 | 0 | 939.3606 | -0.17179 | 701.6119 | 0.0005984 | 933.94 | -0.0019591 | 700.5201 | 0.013055 | 933.94 | 0.0048738 | 933.94 | -0.0030897 | 701.6119 | 0.00050632 | 701.6119 | 0.00045218 | 939.3606 | -0.028418 | 939.3606 | 0.00029311 | 1035.8806 | 0.032405 | 939.3606 | -0.045456 | 1036.1084 | 0 | 1035.8806 | 0.043827 | 701.6119 | 4.6923e-05
|  |  | 939.6023 | -0.017824 | 700.646 | 0.03072 | 939.6023 | 0.01322 | 939.8987 | 0 | 939.6023 | 0.094803 | 701.7328 | 0.00030735 | 934.18 | 0.015953 | 700.646 | 0.01492 | 934.18 | -0.0023874 | 934.18 | 0.0044305 | 701.7328 | 0.00024838 | 701.7328 | 0.00023238 | 939.6023 | 0.052676 | 939.6023 | 0.012516 | 1036.0491 | 0.038348 | 939.6023 | 0.009835 | 1036.2785 | 0.0004174 | 1036.0491 | 0.041947 | 701.7328 | 2.0485e-05
|  |  | 939.8439 | -0.071242 | 700.7719 | 0 | 939.8439 | -0.3774 | 940.1408 | 0 | 939.8439 | -0.16325 | 701.8537 | 0.00062075 | 934.43 | 0.028827 | 700.7719 | 0.0052429 | 934.43 | -0.0084602 | 934.43 | -0.00011659 | 701.8537 | 0.0004803 | 701.8537 | 0.0004014 | 939.8439 | -0.12245 | 939.8439 | 0.026699 | 1036.2177 | 0.035264 | 939.8439 | -0.019744 | 1036.4487 | 0 | 1036.2177 | 0.043063 | 701.8537 | 7.2485e-05
|  |  | 940.0856 | -0.011694 | 700.8979 | 0.014751 | 940.0856 | 0.076781 | 940.383 | 0 | 940.0856 | 0.082953 | 701.9745 | 0.00031387 | 934.67 | -0.0047579 | 700.8979 | 0.0088314 | 934.67 | -0.0042357 | 934.67 | 0.007229 | 701.9745 | 0.00023375 | 701.9745 | 0.00016902 | 940.0856 | 0.074625 | 940.0856 | 0.002079 | 1036.3863 | 0.03005 | 940.0856 | 0.0011281 | 1036.6188 | 0.0004174 | 1036.3863 | 0.040243 | 701.9745 | 5.2e-05
|  |  | 940.3273 | -0.019144 | 701.0239 | 0 | 940.3273 | -0.22002 | 940.6251 | 0 | 940.3273 | -0.17093 | 702.0954 | 0.00060771 | 934.91 | -0.0013994 | 701.0239 | 0.0038414 | 934.91 | 0.0011772 | 934.91 | 0.0047802 | 702.0954 | 0.00049555 | 702.0954 | 0.00031266 | 940.3273 | -0.054756 | 940.3273 | -0.0058647 | 1036.5549 | 0.032124 | 940.3273 | 0.0044585 | 1036.7889 | 0 | 1036.5549 | 0.041065 | 702.0954 | 0.00010313
|  |  | 940.569 | 0.039331 | 701.1498 | 0.026931 | 940.569 | 0.11246 | 940.8673 | 0 | 940.569 | 0.10775 | 702.2163 | 0.00029501 | 935.15 | 0.010355 | 701.1498 | 0 | 935.15 | -0.00067108 | 935.15 | 0.010551 | 702.2163 | 0.00026363 | 702.2163 | 0.00014364 | 940.569 | 0.040431 | 940.569 | 0.0092879 | 1036.7235 | 0.035993 | 940.569 | 0.032052 | 1036.959 | 0.001252 | 1036.7235 | 0.03942 | 702.2163 | 5.1125e-05
|  |  | 940.8107 | -0.040971 | 701.2758 | 0 | 940.8107 | -0.29602 | 941.1095 | 0 | 940.8107 | -0.19715 | 702.3371 | 0.00057348 | 935.39 | 0.018192 | 701.2758 | 0.011026 | 935.39 | -0.010572 | 935.39 | -0.0027399 | 702.3371 | 0.00054006 | 702.3371 | 0.00036343 | 940.8107 | -0.08248 | 940.8107 | -0.028802 | 1036.892 | 0.038852 | 940.8107 | -0.048691 | 1037.1292 | 0 | 1036.892 | 0.041477 | 702.3371 | 7.0735e-05
|  |  | 941.0524 | -0.013262 | 701.4018 | 0.016645 | 941.0524 | 0.081717 | 941.3516 | 0 | 941.0524 | 0.088222 | 702.458 | 0.0002829 | 935.63 | -0.017632 | 701.4018 | 0.0074601 | 935.63 | -0.010572 | 935.63 | -0.00081612 | 702.458 | 0.0002807 | 702.458 | 0.0002198 | 941.0524 | 0.054525 | 941.0524 | -0.0054453 | 1037.0606 | 0.032349 | 941.0524 | -0.029138 | 1037.2993 | 0.00069566 | 1037.0606 | 0.040125 | 702.458 | 1.961e-05
|  |  | 941.2941 | -0.040271 | 701.5278 | 0 | 941.2941 | -0.36953 | 941.5938 | 0 | 941.2941 | -0.17675 | 702.5789 | 0.00053623 | 935.87 | -0.015393 | 701.5278 | 0.002907 | 935.87 | 0.0043457 | 935.87 | 0.0082777 | 702.5789 | 0.00053803 | 702.5789 | 0.0004142 | 941.2941 | -0.077628 | 941.2941 | 0.013891 | 1037.2292 | 0.044627 | 941.2941 | -0.053039 | 1037.4695 | 0 | 1037.2292 | 0.041829 | 702.5789 | 4.6923e-05
|  |  | 941.5359 | 0.011834 | 701.6538 | 0.0068052 | 941.5359 | 0.19496 | 941.836 | 0 | 941.5359 | 0.055548 | 702.6997 | 0.00026078 | 936.12 | -0.0092359 | 701.6538 | 0.013055 | 936.12 | -0.0051598 | 936.12 | 0.0042556 | 702.6997 | 0.0002618 | 702.6997 | 0.00019441 | 941.5359 | 0.038583 | 941.5359 | 0.059812 | 1037.3978 | 0.035713 | 941.5359 | 0.05432 | 1037.6396 | 0.001252 | 1037.3978 | 0.04036 | 702.6997 | 2.7313e-05
|  |  | 941.7776 | -0.078472 | 701.7798 | 0 | 941.7776 | -0.5952 | 942.0782 | 0 | 941.7776 | -0.18506 | 702.8206 | 0.00055392 | 936.36 | -0.019871 | 701.7798 | 0.012726 | 936.36 | -0.0019913 | 936.36 | -0.0046636 | 702.8206 | 0.00052766 | 702.8206 | 0.00042679 | 941.7776 | -0.06469 | 941.7776 | -0.0045409 | 1037.5664 | 0.031059 | 941.7776 | -0.00038114 | 1037.8097 | 0 | 1037.5664 | 0.041947 | 702.8206 | 7.161e-05
|  |  | 942.0193 | -0.022231 | 701.9058 | 0.019487 | 942.0193 | 0.024325 | 942.3204 | 0 | 942.0193 | 0.073337 | 702.9415 | 0.00036323 | 936.6 | 0.02435 | 701.9058 | 0.0061984 | 936.6 | -0.011365 | 936.6 | 0.00023318 | 702.9415 | 0.00032034 | 702.9415 | 0.00028532 | 942.0193 | -0.0054449 | 942.0193 | 0.010087 | 1037.7349 | 0.054326 | 942.0193 | 0.062085 | 1037.9799 | 0.00069566 | 1037.7349 | 0.042123 | 702.9415 | 5.0337e-05
|  |  | 942.2611 | -0.023985 | 702.0318 | 0 | 942.2611 | 0.047616 | 942.5626 | 0 | 942.2611 | 0.056889 | 703.0624 | 0.00045054 | 936.84 | -0.017632 | 702.0318 | 0.0095993 | 936.84 | -0.00093515 | 936.84 | -0.00081612 | 703.0624 | 0.00038437 | 703.0624 | 0.00035714 | 942.2611 | 0.027493 | 942.2611 | -0.016061 | 1037.9035 | 0.047878 | 942.2611 | 0.039459 | 1038.15 | 0 | 1037.9035 | 0.042887 | 703.0624 | 5.0337e-05
|  |  | 942.5028 | -0.037103 | 702.1579 | 0.0070399 | 942.5028 | -0.24676 | 942.8048 | 0 | 942.5028 | -0.17549 | 703.1832 | 0.00021188 | 937.08 | 0.0036384 | 702.1579 | 0.0085571 | 937.08 | -0.00040706 | 937.08 | -0.0062376 | 703.1832 | 0.0001622 | 703.1832 | 0.00015839 | 942.5028 | -0.10027 | 942.5028 | -0.049548 | 1038.0721 | 0.036946 | 942.5028 | -0.040999 | 1038.3202 | 0.00013913 | 1038.0721 | 0.042652 | 703.1832 | 9.367e-06
|  |  | 942.7445 | -0.009361 | 702.284 | 0 | 942.7445 | 0.17163 | 943.047 | 0 | 942.7445 | 0.088287 | 703.3041 | 0.00019093 | 937.32 | 0.0041982 | 702.284 | 0.010203 | 937.32 | 0.0011772 | 937.32 | 0.00058296 | 703.3041 | 0.00015671 | 703.3041 | 0.00018378 | 942.7446 | 0.056142 | 942.7445 | 0.0073959 | 1038.2407 | 0.042889 | 942.7445 | 0.017338 | 1038.4903 | 0 | 1038.2407 | 0.041477 | 703.3041 | 3.4142e-06
|  |  | 942.9863 | -0.010827 | 702.41 | 0.012906 | 942.9863 | -0.1513 | 943.2893 | 0 | 942.9863 | -0.14302 | 703.425 | 0.0001744 | 937.56 | 0.0081163 | 702.41 | 0.0012196 | 937.56 | -0.0080641 | 937.56 | -0.0050134 | 703.425 | 0.0001557 | 703.425 | 0.00017966 | 942.9863 | -0.068156 | 942.9863 | -0.011199 | 1038.4093 | 0.02663 | 942.9863 | 0.0057094 | 1038.6605 | 0.00013913 | 1038.4093 | 0.042005 | 703.425 | 3.4142e-06
|  |  | 943.2281 | 0.0015331 | 702.5361 | 0 | 943.2281 | -0.15396 | 943.5315 | 0 | 943.2281 | 0.081179 | 703.5459 | 0.00017603 | 937.8 | 0.0058775 | 702.5361 | 0.0019726 | 937.8 | 0.0048738 | 937.8 | 0.008628 | 703.5459 | 0.00017704 | 703.5459 | 0.0002198 | 943.2281 | 0.036042 | 943.2281 | 0.0256 | 1038.5778 | 0.048607 | 943.2281 | 0.02226 | 1038.8306 | 9.2755e-05 | 1038.5778 | 0.040419 | 703.5459 | 0
|  |  | 943.4698 | -0.02721 | 702.6622 | 0.023006 | 943.4698 | -0.4853 | 943.7737 | 0 | 943.4698 | -0.19538 | 703.6667 | 0.00019884 | 938.05 | 0.02211 | 702.6622 | 0 | 938.05 | -0.00093515 | 938.05 | 0.0060044 | 703.6667 | 0.00020387 | 703.6667 | 0.00015644 | 943.4698 | -0.034425 | 943.4698 | 0.0019581 | 1038.7464 | 0.039245 | 943.4698 | -0.050822 | 1039.0008 | 0.00013913 | 1038.7464 | 0.042064 | 703.6667 | 5.0775e-06
|  |  | 943.7116 | -0.021711 | 702.7883 | 0 | 943.7116 | -0.1057 | 944.016 | 0 | 943.7116 | 0.11745 | 703.7876 | 0.00021351 | 938.29 | -0.0053177 | 702.7883 | 0.00057103 | 938.29 | 0.0006491 | 938.29 | -0.0064125 | 703.7876 | 0.00019696 | 703.7876 | 0.00012476 | 943.7116 | 0.07139 | 943.7116 | 0.017228 | 1038.915 | 0.058026 | 943.7116 | -0.0073063 | 1039.1709 | 9.2755e-05 | 1038.915 | 0.041242 | 703.7876 | 8.4916e-06
|  |  | 943.9534 | -0.025193 | 702.9144 | 0.0042239 | 943.9534 | -0.23261 | 944.2582 | 0 | 943.9534 | -0.19042 | 703.9085 | 0.00020723 | 938.53 | 0.00027989 | 702.9144 | 0.0018424 | 938.53 | 0.0046097 | 938.53 | -0.0029147 | 703.9085 | 0.00018212 | 703.9085 | 0.00010784 | 943.9534 | -0.079246 | 943.9534 | -0.013945 | 1039.0836 | 0.031844 | 943.9534 | -0.038509 | 1039.3411 | 0 | 1039.0836 | 0.043122 | 703.9085 | 1.0242e-05
|  |  | 944.1952 | -0.0045105 | 703.0406 | 0 | 944.1952 | 0.05136 | 944.5005 | 0 | 944.1952 | 0.099848 | 704.0294 | 0.00017766 | 938.77 | -0.010355 | 703.0406 | 0.0036856 | 938.77 | 0.0036855 | 938.77 | -0.00046636 | 704.0294 | 0.00017501 | 704.0294 | 0.00017119 | 944.1952 | 0.08248 | 944.1952 | -0.021626 | 1039.2522 | 0.038628 | 944.1952 | 0.01935 | 1039.5113 | 0.00037102 | 1039.2522 | 0.0413 | 704.0294 | 5.0775e-06
|  |  | 944.4369 | 0.048805 | 703.1667 | 0.013141 | 944.4369 | -0.24966 | 944.7428 | 0 | 944.4369 | -0.16961 | 704.1503 | 0.00016695 | 939.01 | -0.02379 | 703.1667 | 0.0065275 | 939.01 | 0.00038506 | 939.01 | 0.0095019 | 704.1503 | 0.00017602 | 704.1503 | 0.00019853 | 944.4369 | -0.0054211 | 944.4369 | 0.013624 | 1039.4207 | 0.032909 | 944.4369 | -0.030546 | 1039.6814 | 0.0004174 | 1039.4207 | 0.043063 | 704.1503 | 3.4142e-06
|  |  | 944.6787 | -0.011404 | 703.2928 | 0 | 944.6787 | -0.070837 | 944.9851 | 0 | 944.6787 | 0.10182 | 704.2712 | 0.00015181 | 939.25 | -0.010915 | 703.2928 | 0.0035299 | 939.25 | 0.0026294 | 939.25 | -0.0027399 | 704.2712 | 0.00017175 | 704.2712 | 0.00017336 | 944.6787 | 0.044359 | 944.6787 | -0.00014202 | 1039.5893 | 0.042384 | 944.6787 | 0.0076214 | 1039.8516 | 9.2755e-05 | 1039.5893 | 0.041477 | 704.2712 | 7.7038e-06
|  |  | 944.9205 | -0.018075 | 703.419 | 0.019217 | 944.9205 | -0.17994 | 945.2273 | 0 | 944.9205 | -0.17567 | 704.3921 | 0.00020397 | 939.49 | -0.0036384 | 703.419 | 0.0065275 | 939.49 | -0.0011992 | 939.49 | 0.0058296 | 704.3921 | 0.0001618 | 704.3921 | 0.00013518 | 944.9205 | -0.068618 | 944.9205 | -0.064566 | 1039.7579 | 0.049168 | 944.9205 | -0.0070154 | 1040.0218 | 0.00013913 | 1039.7579 | 0.043298 | 704.3921 | 7.7038e-06
|  |  | 945.1623 | 0.037897 | 703.5452 | 0 | 945.1623 | -0.011676 | 945.4696 | 0 | 945.1623 | 0.1042 | 704.513 | 0.00020327 | 939.74 | -0.0053177 | 703.5452 | 0.0069664 | 939.74 | 0.0080421 | 939.74 | 0.0054798 | 704.513 | 0.00016037 | 704.513 | 0.00012259 | 945.1623 | 0.054525 | 945.1623 | 0.048952 | 1039.9265 | 0.03846 | 945.1623 | 0.092229 | 1040.1919 | 0 | 1039.9265 | 0.041477 | 704.513 | 5.9529e-06
|  |  | 945.4041 | -0.017847 | 703.6713 | 0.0072746 | 945.4041 | -0.21805 | 945.7119 | 0 | 945.4041 | -0.14734 | 704.6338 | 0.00023191 | 939.98 | 0.012595 | 703.6713 | 0.0051119 | 939.98 | -0.0031795 | 939.98 | 0.0047802 | 704.6338 | 0.00015956 | 704.6338 | 0.00015427 | 945.4041 | -0.091953 | 945.4041 | -0.027961 | 1040.095 | 0.023379 | 945.4041 | -0.05642 | 1040.3621 | 0.0004174 | 1040.095 | 0.043827 | 704.6338 | 0
|  |  | 945.646 | -0.031359 | 703.7975 | 0 | 945.646 | 0.1006 | 945.9542 | 0 | 945.646 | 0.13252 | 704.7547 | 0.0002021 | 940.22 | -0.010915 | 703.7975 | 0.0066373 | 940.22 | 0.0021013 | 940.22 | 0.010377 | 704.7547 | 0.00015753 | 704.7547 | 0.00015644 | 945.646 | 0.074163 | 945.646 | 0.0090607 | 1040.2636 | 0.038516 | 945.646 | 0.045879 | 1040.5322 | 9.2755e-05 | 1040.2636 | 0.042945 | 704.7547 | 0
|  |  | 945.8878 | -0.044544 | 703.9237 | 0.015428 | 945.8878 | -0.28638 | 946.1965 | 0 | 945.8878 | -0.20086 | 704.8756 | 0.0001744 | 940.46 | 0.02379 | 703.9237 | 0.011629 | 940.46 | -0.0088562 | 940.46 | -0.012009 | 704.8756 | 0.00017602 | 704.8756 | 0.00017749 | 945.8878 | -0.068156 | 945.8878 | 0.0060677 | 1040.4322 | 0.029265 | 945.8878 | -0.064885 | 1040.7024 | 0.0004174 | 1040.4322 | 0.044414 | 704.8756 | 1.3657e-05
|  |  | 946.1296 | 0.0096409 | 704.0499 | 0 | 946.1296 | 0.13962 | 946.4389 | 0 | 946.1296 | 0.10499 | 704.9965 | 0.000156 | 940.7 | 0.0047579 | 704.0499 | 0.0011939 | 940.7 | -0.0047637 | 940.7 | -0.0032645 | 704.9965 | 0.0001992 | 704.9965 | 0.00018595 | 946.1296 | 0.036966 | 946.1296 | 0.0093842 | 1040.6008 | 0.041767 | 946.1296 | 0.0091769 | 1040.8726 | 0 | 1040.6008 | 0.042299 | 704.9965 | 1.3657e-05
|  |  | 946.3714 | -0.014595 | 704.1762 | 0.0084479 | 946.3714 | -0.41152 | 946.6812 | 0 | 946.3714 | -0.18344 | 705.1174 | 0.00015833 | 940.94 | -0.014274 | 704.1762 | 0.0013753 | 940.94 | -0.0093847 | 940.94 | -0.013058 | 705.1174 | 0.00020306 | 705.1174 | 0.00014798 | 946.3714 | -0.094956 | 946.3714 | -0.016843 | 1040.7694 | 0.034816 | 946.3714 | -0.022436 | 1041.0428 | 0 | 1040.7694 | 0.043122 | 705.1174 | 2.1273e-05
|  |  | 946.6133 | 0.02476 | 704.3024 | 0 | 946.6133 | 0.23792 | 946.9235 | 0 | 946.6133 | 0.10765 | 705.2383 | 0.00017556 | 941.18 | 0.0036384 | 704.3024 | 0.016127 | 941.18 | -0.00582 | 941.18 | 0.0056546 | 705.2383 | 0.00018171 | 705.2383 | 0.0001163 | 946.6133 | 0.067925 | 946.6133 | 0.02528 | 1040.9379 | 0.032741 | 946.6133 | -0.021192 | 1041.2129 | 0 | 1040.9379 | 0.041594 | 705.2383 | 1.0242e-05
|  |  | 946.8551 | -0.024326 | 704.4286 | 0.0065706 | 946.8551 | -0.44457 | 947.1658 | 0 | 946.8551 | -0.16641 | 705.3592 | 0.00019186 | 941.43 | -0.012595 | 704.4286 | 0.013384 | 941.43 | -0.00040706 | 941.43 | 0.0025067 | 705.3592 | 0.00015854 | 705.3592 | 7.8111e-05 | 946.8551 | -0.069311 | 946.8551 | -0.033112 | 1041.1065 | 0.033638 | 946.8551 | -0.055267 | 1041.3831 | 0 | 1041.1065 | 0.042769 | 705.3592 | 1.7071e-05
|  |  | 947.097 | 0.020988 | 704.5549 | 0 | 947.097 | -0.014242 | 947.4082 | 0 | 947.097 | 0.073379 | 705.4801 | 0.00017836 | 941.67 | 0.0030786 | 704.5549 | 0.011629 | 941.67 | 0.0030255 | 941.67 | 0.0037309 | 705.4801 | 0.00016566 | 705.4801 | 0.0001035 | 947.097 | 0.14602 | 947.097 | 0.028855 | 1041.2751 | 0.043449 | 947.097 | 0.0095339 | 1041.5533 | 9.2755e-05 | 1041.2751 | 0.041594 | 705.4801 | 9.367e-06
|  |  | 947.3388 | -0.018942 | 704.6812 | 0.020435 | 947.3388 | -0.36064 | 947.6505 | 0 | 947.3388 | -0.12788 | 705.601 | 0.0001751 | 941.91 | -0.020991 | 704.6812 | 0.0086668 | 941.91 | -0.010705 | 941.91 | 0.0025067 | 705.601 | 0.0001931 | 705.601 | 0.00011825 | 947.3388 | -0.1072 | 947.3388 | -0.029627 | 1041.4437 | 0.042664 | 947.3388 | 0.028546 | 1041.7235 | 0 | 1041.4437 | 0.04318 | 705.601 | 8.4916e-06
|  |  | 947.5807 | -0.0037922 | 704.8074 | 0 | 947.5807 | 0.087465 | 947.8929 | 0 | 947.5807 | 0.09927 | 705.7219 | 0.00016322 | 942.15 | 0.0097957 | 704.8074 | 0.0027513 | 942.15 | 0.00091312 | 942.15 | 0.0063542 | 705.7219 | 0.00019167 | 705.7219 | 0.00016902 | 947.5807 | 0.09357 | 947.5807 | 0.056778 | 1041.6122 | 0.040983 | 947.5807 | -0.011522 | 1041.8937 | 0 | 1041.6122 | 0.042358 | 705.7219 | 1.6633e-06
|  |  | 947.8226 | -0.015682 | 704.9337 | 0.0049279 | 947.8226 | -0.31289 | 948.1353 | 0 | 947.8226 | -0.16587 | 705.8428 | 0.00017929 | 942.39 | 0.0013994 | 704.9337 | 0.0091605 | 942.39 | 0.0031575 | 942.39 | 0.010901 | 705.8428 | 0.00018741 | 705.8428 | 0.00019658 | 947.8226 | -0.025183 | 947.8226 | -0.055529 | 1041.7808 | 0.041319 | 947.8226 | -0.02769 | 1042.0638 | 0 | 1041.7808 | 0.043474 | 705.8428 | 3.4142e-06
|  |  | 948.0644 | -0.0084294 | 705.06 | 0 | 948.0644 | 0.1325 | 948.3776 | 0 | 948.0644 | 0.10304 | 705.9637 | 0.00017603 | 942.63 | 0.014274 | 705.06 | 0.0021283 | 942.63 | 0.0022334 | 942.63 | -0.0050134 | 705.9637 | 0.0001496 | 705.9637 | 0.00016273 | 948.0644 | 0.11321 | 948.0644 | 0.040242 | 1041.9494 | 0.047878 | 948.0644 | 0.013648 | 1042.234 | 0 | 1041.9494 | 0.04224 | 705.9637 | 1.7071e-05
|  |  | 948.3063 | -0.0025198 | 705.1863 | 0.031396 | 948.3063 | -0.3257 | 948.62 | 0 | 948.3063 | -0.15086 | 706.0846 | 0.00018208 | 942.87 | -0.016513 | 705.1863 | 0.0013753 | 942.87 | -0.0083283 | 942.87 | -0.0092106 | 706.0846 | 0.0001624 | 706.0846 | 0.00014364 | 948.3063 | -0.13423 | 948.3063 | 0.0033272 | 1042.118 | 0.037451 | 948.3063 | -0.050102 | 1042.4042 | 0.00069566 | 1042.118 | 0.043239 | 706.0846 | 2.2148e-05
|  |  | 948.5482 | 0.010677 | 705.3127 | 0 | 948.5482 | 0.13753 | 948.8624 | 0 | 948.5482 | 0.081195 | 706.2055 | 0.00016252 | 943.12 | 0.023229 | 705.3127 | 0.0063081 | 943.12 | 0.0051378 | 943.12 | 0.011426 | 706.2055 | 0.00017216 | 706.2055 | 0.00012476 | 948.5482 | 0.088025 | 948.5482 | 0.013826 | 1042.2866 | 0.041767 | 948.5482 | -0.075044 | 1042.5744 | 0 | 1042.2866 | 0.041477 | 706.2055 | 3.2391e-05
|  |  | 948.7901 | 0.0085536 | 705.439 | 0.026795 | 948.7901 | -0.37714 | 949.1048 | 0 | 948.7901 | -0.18641 | 706.3264 | 0.00015833 | 943.36 | -0.014274 | 705.439 | 0.0068018 | 943.36 | 0.0021013 | 943.36 | -0.015332 | 706.3264 | 0.00018598 | 706.3264 | 0.00016902 | 948.7901 | -0.072777 | 948.7901 | -0.0050265 | 1042.4551 | 0.043954 | 948.7901 | -0.016754 | 1042.7446 | 0 | 1042.4551 | 0.042945 | 706.3264 | 2.6438e-05
|  |  | 949.032 | 0.0059477 | 705.5653 | 0 | 949.032 | 0.075128 | 949.3472 | 0 | 949.032 | 0.10589 | 706.4473 | 0.0001588 | 943.6 | 0.0036384 | 705.5653 | 0.0043085 | 943.6 | -0.0021233 | 943.6 | -0.0023901 | 706.4473 | 0.00017277 | 706.4473 | 0.00014581 | 949.032 | 0.077628 | 949.032 | -0.013271 | 1042.6237 | 0.041095 | 949.032 | 0.067968 | 1042.9148 | 0 | 1042.6237 | 0.04177 | 706.4473 | 2.1273e-05
|  |  | 949.2739 | -0.015172 | 705.6917 | 0.016375 | 949.2739 | -0.31559 | 949.5896 | 0 | 949.2739 | -0.20867 | 706.5682 | 0.00017347 | 943.84 | -0.051776 | 705.6917 | 0.0080634 | 943.84 | 0.0026294 | 943.84 | 0.0014574 | 706.5682 | 0.00016525 | 706.5682 | 0.00013518 | 949.2739 | -0.070235 | 949.2739 | 0.011933 | 1042.7923 | 0.034479 | 949.2739 | -0.023558 | 1043.085 | 0.00013913 | 1042.7923 | 0.042945 | 706.5682 | 9.367e-06
|  |  | 949.5158 | 0.014676 | 705.8181 | 0 | 949.5158 | 0.14461 | 949.832 | 0 | 949.5158 | 0.060716 | 706.6891 | 0.00019721 | 944.08 | -0.0036384 | 705.8181 | 0.0047757 | 944.08 | -0.0019913 | 944.08 | 0.0021569 | 706.6891 | 0.00017216 | 706.6891 | 0.00010784 | 949.5158 | 0.08918 | 949.5158 | 0.069904 | 1042.9608 | 0.042777 | 949.5158 | 0.048026 | 1043.2552 | 0 | 1042.9608 | 0.040595 | 706.6891 | 5.0775e-06
|  |  | 949.7577 | -0.058216 | 705.9444 | 0.023277 | 949.7577 | -0.34253 | 950.0744 | 0 | 949.7577 | -0.20057 | 706.81 | 0.00020769 | 944.32 | -0.04786 | 705.9444 | 0 | 944.32 | -0.011365 | 944.32 | -0.0093854 | 706.81 | 0.00017175 | 706.81 | 0.00011825 | 949.7577 | -0.10974 | 949.7577 | -0.041287 | 1043.1294 | 0.028705 | 949.7577 | -0.032313 | 1043.4254 | 0.00013913 | 1043.1294 | 0.0413 | 706.81 | 6.8283e-06
|  |  | 949.9996 | -0.028462 | 706.0708 | 0 | 949.9996 | -0.037135 | 950.3169 | 0 | 949.9996 | 0.044389 | 706.9309 | 0.00019908 | 944.57 | -0.048418 | 706.0708 | 0.0039971 | 944.57 | -0.00067108 | 944.57 | 0.0047802 | 706.9309 | 0.00016423 | 706.9309 | 0.00013105 | 949.9996 | 0.054756 | 949.9996 | 0.017462 | 1043.298 | 0.055783 | 949.9996 | 0.017516 | 1043.5956 | 0 | 1043.298 | 0.040419 | 706.9309 | 7.7038e-06
|  |  | 950.2415 | -0.027949 | 706.1972 | 0.026525 | 950.2415 | -0.37472 | 950.5593 | 0 | 950.2415 | -0.18326 | 707.0518 | 0.00015717 | 944.81 | -0.020991 | 706.1972 | 0.012891 | 944.81 | -0.0010672 | 944.81 | -0.0046636 | 707.0518 | 0.0001685 | 707.0518 | 0.00014581 | 950.2415 | -0.044128 | 950.2415 | -0.0090024 | 1043.4666 | 0.040029 | 950.2415 | 0.035737 | 1043.7658 | 0 | 1043.4666 | 0.041829 | 707.0518 | 2.0485e-05
|  |  | 950.4834 | 0.0043671 | 706.3236 | 0 | 950.4834 | 0.14505 | 950.8017 | 0 | 950.4834 | 0.089241 | 707.1728 | 0.00014972 | 945.05 | -0.0075566 | 706.3236 | 0.011464 | 945.05 | 0.0022334 | 945.05 | 0.0067039 | 707.1728 | 0.0001935 | 707.1728 | 0.00016902 | 950.4834 | 0.038814 | 950.4834 | -0.015269 | 1043.6351 | 0.030947 | 950.4834 | 0.030184 | 1043.936 | 0 | 1043.6351 | 0.04083 | 707.1728 | 2.4687e-05
|  |  | 950.7254 | -0.0012281 | 706.4501 | 0.015292 | 950.7254 | -0.30002 | 951.0442 | 0 | 950.7254 | -0.18566 | 707.2937 | 0.00015298 | 945.29 | -0.028267 | 706.4501 | 0.010422 | 945.29 | 0.005402 | 945.29 | -0.00029147 | 707.2937 | 0.00019167 | 707.2937 | 0.00016902 | 950.7254 | -0.031883 | 950.7254 | -0.0094835 | 1043.8037 | 0.028873 | 950.7254 | -0.017526 | 1044.1062 | 0.00013913 | 1043.8037 | 0.042652 | 707.2937 | 3.668e-05
|  |  | 950.9673 | -0.00948 | 706.5765 | 0 | 950.9673 | -0.049849 | 951.2866 | 0 | 950.9673 | 0.12158 | 707.4146 | 0.00018115 | 945.53 | 0.0025189 | 706.5765 | 0.0068018 | 945.53 | 0.00078111 | 945.53 | -0.0034394 | 707.4146 | 0.00016505 | 707.4146 | 0.00021133 | 950.9673 | 0.057759 | 950.9673 | 0.053367 | 1043.9723 | 0.040983 | 950.9673 | -0.00020882 | 1044.2764 | 0 | 1043.9723 | 0.042005 | 707.4146 | 1.8734e-05
|  |  | 951.2093 | -0.028323 | 706.7029 | 0.011733 | 951.2093 | -0.58078 | 951.5291 | 0 | 951.2093 | -0.16245 | 707.5355 | 0.00018418 | 945.77 | 0.00083963 | 706.7029 | 0.010587 | 945.77 | -0.00067108 | 945.77 | -0.00099105 | 707.5355 | 0.00016708 | 707.5355 | 0.00023672 | 951.2093 | -0.061687 | 951.2093 | -0.0021498 | 1044.1409 | 0.028873 | 951.2093 | -0.069801 | 1044.4466 | 0.00013913 | 1044.1409 | 0.043533 | 707.5355 | 1.4532e-05
|  |  | 951.4512 | -0.013197 | 706.8294 | 0 | 951.4512 | -0.14482 | 951.7715 | 0 | 951.4512 | 0.11177 | 707.6564 | 0.00017137 | 946.01 | 0.029946 | 706.8294 | 0.00462 | 946.01 | -0.0026514 | 946.01 | -0.0079864 | 707.6564 | 0.00018537 | 707.6564 | 0.00024518 | 951.4512 | 0.084329 | 951.4512 | 0.032762 | 1044.3094 | 0.046925 | 951.4512 | 0.031604 | 1044.6168 | 0 | 1044.3094 | 0.041477 | 707.6564 | 7.7038e-06
|  |  | 951.6932 | -0.017967 | 706.9558 | 0.020705 | 951.6932 | -0.33444 | 952.014 | 0 | 951.6932 | -0.14605 | 707.7773 | 0.00017067 | 946.26 | -0.042262 | 706.9558 | 0.010093 | 946.26 | -0.0027834 | 946.26 | -0.00064125 | 707.7773 | 0.00020306 | 707.7773 | 0.00020504 | 951.6932 | -0.044359 | 951.6932 | -0.0046349 | 1044.478 | 0.039525 | 951.6932 | -0.028266 | 1044.787 | 0 | 1044.478 | 0.042945 | 707.7773 | 9.367e-06
|  |  | 951.9351 | 0.0094618 | 707.0823 | 0 | 951.9351 | 0.12155 | 952.2565 | 0 | 951.9351 | 0.13694 | 707.8983 | 0.00017626 | 946.5 | 0.041701 | 707.0823 | 0.0013497 | 946.5 | 0.00051708 | 946.5 | -0.0058878 | 707.8983 | 0.00017358 | 707.8983 | 0.00013301 | 951.9351 | 0.065846 | 951.9351 | 0.047105 | 1044.6466 | 0.036554 | 951.9351 | 0.022207 | 1044.9572 | 0 | 1044.6466 | 0.041124 | 707.8983 | 7.7038e-06
|  |  | 952.1771 | -0.049998 | 707.2088 | 0.013141 | 952.1771 | -0.3828 | 952.499 | 0 | 952.1771 | -0.19594 | 708.0192 | 0.00019675 | 946.74 | -0.006437 | 707.2088 | 0.0049562 | 946.74 | -0.012025 | 946.74 | -0.014457 | 708.0192 | 0.00016952 | 708.0192 | 0.00011825 | 952.1771 | -0.1102 | 952.1771 | -0.016178 | 1044.8151 | 0.037451 | 952.1771 | 0.013692 | 1045.1274 | 0 | 1044.8151 | 0.042475 | 708.0192 | 3.4142e-06
|  |  | 952.4191 | -0.0060965 | 707.3353 | 0 | 952.4191 | 0.011582 | 952.7415 | 0 | 952.4191 | 0.08384 | 708.1401 | 0.00018697 | 946.98 | 0.0013994 | 707.3353 | 0.015194 | 946.98 | 0.00051708 | 946.98 | 0.0058296 | 708.1401 | 0.00016037 | 708.1401 | 9.7205e-05 | 952.4191 | 0.023335 | 952.4191 | 0.020467 | 1044.9837 | 0.033806 | 952.4191 | 0.083315 | 1045.2976 | 0 | 1044.9837 | 0.040948 | 708.1401 | 3.0727e-05
|  |  | 952.661 | -0.039245 | 707.4618 | 0.019893 | 952.661 | -0.47549 | 952.984 | 0 | 952.661 | -0.1844 | 708.261 | 0.0001865 | 947.22 | -0.029946 | 707.4618 | 0.0035549 | 947.22 | -0.0052918 | 947.22 | -0.0011659 | 708.261 | 0.00017643 | 708.261 | 0.00010133 | 952.661 | -0.099346 | 952.661 | -0.0019808 | 1045.1523 | 0.032741 | 952.661 | -0.023045 | 1045.4678 | 0 | 1045.1523 | 0.042475 | 708.261 | 3.8344e-05
|  |  | 952.903 | -0.018505 | 707.5883 | 0 | 952.903 | 0.24414 | 953.2265 | 0 | 952.903 | 0.12865 | 708.3819 | 0.00017626 | 947.46 | -0.011475 | 707.5883 | 0.0010382 | 947.46 | 0.0052698 | 947.46 | 0.0067039 | 708.3819 | 0.0001809 | 708.3819 | 0.00012888 | 952.903 | 0.065846 | 952.903 | 0.041504 | 1045.3209 | 0.051242 | 952.903 | -0.0020299 | 1045.6381 | 0 | 1045.3209 | 0.040948 | 708.3819 | 3.668e-05
|  |  | 953.145 | 0.0096748 | 707.7149 | 0.01624 | 953.145 | -0.2636 | 953.469 | 0 | 953.145 | -0.14434 | 708.5029 | 0.00019396 | 947.71 | -0.02267 | 707.7149 | 0.006363 | 947.71 | -0.010176 | 947.71 | -0.0034394 | 708.5029 | 0.00019167 | 708.5029 | 0.00016056 | 953.145 | -0.014186 | 953.145 | -0.043145 | 1045.4894 | 0.039413 | 953.145 | -0.0054863 | 1045.8083 | 0 | 1045.4894 | 0.042005 | 708.5029 | 9.367e-06
|  |  | 953.387 | 0.001623 | 707.8414 | 0 | 953.387 | -0.032863 | 953.7115 | 0 | 953.387 | 0.082014 | 708.6238 | 0.00020886 | 947.95 | 0.015953 | 707.8414 | 0.0043085 | 947.95 | 0.00012102 | 947.95 | 0.0040807 | 708.6238 | 0.00019777 | 708.6238 | 0.00019007 | 953.387 | 0.077397 | 953.387 | -0.0012378 | 1045.658 | 0.042777 | 953.387 | 0.035325 | 1045.9785 | 0 | 1045.658 | 0.040889 | 708.6238 | 5.9529e-06
|  |  | 953.629 | -0.034519 | 707.9679 | 0.015022 | 953.629 | -0.34021 | 953.954 | 0 | 953.629 | -0.20903 | 708.7447 | 0.00021095 | 948.19 | -0.037783 | 707.9679 | 0.0044891 | 948.19 | -0.0046317 | 948.19 | 0.00075785 | 708.7447 | 0.00019676 | 708.7447 | 0.00018595 | 953.629 | -0.1243 | 953.629 | -0.0053298 | 1045.8266 | 0.027527 | 953.629 | -0.049456 | 1046.1487 | 0 | 1045.8266 | 0.042887 | 708.7447 | 5.9529e-06
|  |  | 953.871 | -0.018242 | 708.0945 | 0 | 953.871 | -0.063089 | 954.1966 | 0 | 953.871 | 0.062107 | 708.8657 | 0.00020117 | 948.43 | 0.017072 | 708.0945 | 0.0033741 | 948.43 | 0.0010452 | 948.43 | 0.0067039 | 708.8657 | 0.00019127 | 708.8657 | 0.00018161 | 953.871 | 0.033962 | 953.871 | -0.036839 | 1045.9951 | 0.0564 | 953.871 | -0.026552 | 1046.3189 | 0 | 1045.9951 | 0.041829 | 708.8657 | 6.8283e-06
|  |  | 954.113 | -0.050944 | 708.2211 | 0.024359 | 954.113 | -0.24718 | 954.4391 | 0 | 954.113 | -0.18752 | 708.9866 | 0.0001744 | 948.67 | 0.0069968 | 708.2211 | 0.0085571 | 948.67 | -0.0072719 | 948.67 | 0.0026815 | 708.9866 | 0.00018883 | 708.9866 | 0.00017749 | 954.113 | -0.11714 | 954.113 | -0.044853 | 1046.1637 | 0.038572 | 954.113 | -0.064485 | 1046.4892 | 0 | 1046.1637 | 0.043415 | 708.9866 | 6.8283e-06
|  |  | 954.355 | 0.0033206 | 708.3477 | 0 | 954.355 | 0.0020648 | 954.6817 | 0 | 954.355 | 0.083883 | 709.1075 | 0.00018115 | 948.91 | 0.0025189 | 708.3477 | 0.0061984 | 948.91 | -0.0023874 | 948.91 | 0.00093272 | 709.1075 | 0.00016647 | 709.1075 | 0.0001521 | 954.355 | 0.015462 | 954.355 | 0.03519 | 1046.3323 | 0.049672 | 954.355 | 0.044263 | 1046.6594 | 0 | 1046.3323 | 0.041829 | 709.1075 | 6.8283e-06
|  |  | 954.597 | -0.02601 | 708.4743 | 0.0065706 | 954.597 | -0.19623 | 954.9242 | 0 | 954.597 | -0.16244 | 709.2284 | 0.00019558 | 949.16 | 0.029946 | 708.4743 | 0.008228 | 949.16 | 0.0075142 | 949.16 | 0.0095019 | 709.2284 | 0.00016749 | 709.2284 | 0.00013951 | 954.597 | -0.061456 | 954.597 | -0.036245 | 1046.5008 | 0.039637 | 954.597 | -0.043023 | 1046.8296 | 0 | 1046.5008 | 0.042769 | 709.2284 | 2.5562e-05
|  |  | 954.8391 | -0.010659 | 708.6009 | 0 | 954.8391 | -0.0064252 | 955.1668 | 0 | 954.8391 | 0.11977 | 709.3494 | 0.00020816 | 949.4 | -0.0069968 | 708.6009 | 0.011464 | 949.4 | 0.0079103 | 949.4 | 0.00093272 | 709.3494 | 0.00016891 | 709.3494 | 0.00012888 | 954.8391 | 0.068387 | 954.8391 | 0.010303 | 1046.6694 | 0.051915 | 954.8391 | -0.0061433 | 1046.9998 | 0 | 1046.6694 | 0.041242 | 709.3494 | 2.9852e-05
|  |  | 955.0811 | -0.038024 | 708.7275 | 0.012906 | 955.0811 | -0.50871 | 955.4093 | 0 | 955.0811 | -0.17232 | 709.4703 | 0.00020723 | 949.64 | -0.041701 | 708.7275 | 0.015523 | 949.64 | -0.0043677 | 949.64 | 0.0011076 | 709.4703 | 0.00018456 | 709.4703 | 0.00017966 | 955.0811 | -0.089873 | 955.0811 | -0.069644 | 1046.838 | 0.033694 | 955.0811 | -0.090082 | 1047.1701 | 0 | 1046.838 | 0.042887 | 709.4703 | 3.493e-05
|  |  | 955.3231 | -0.019835 | 708.8541 | 0 | 955.3231 | 0.1354 | 955.6519 | 0 | 955.3231 | 0.1055 | 709.5912 | 0.00018418 | 949.88 | 0.0069968 | 708.8541 | 0.0027513 | 949.88 | 0.01055 | 949.88 | 0.0030313 | 709.5912 | 0.00018415 | 709.5912 | 0.00016685 | 955.3231 | 0.098884 | 955.3231 | -0.017846 | 1047.0066 | 0.03874 | 955.3231 | 0.046027 | 1047.3403 | 0 | 1047.0066 | 0.042299 | 709.5912 | 1.6195e-05
|  |  | 955.5652 | -0.006515 | 708.9808 | 0.010794 | 955.5652 | -0.22635 | 955.8945 | 0 | 955.5652 | -0.14034 | 709.7122 | 0.00017603 | 950.12 | 0.0047579 | 708.9808 | 0.0096542 | 950.12 | -0.0083283 | 950.12 | -0.0018654 | 709.7122 | 0.0001868 | 709.7122 | 0.00018378 | 955.5652 | -0.091029 | 955.5652 | -0.014733 | 1047.1751 | 0.033526 | 955.5652 | -0.011497 | 1047.5105 | 0.00013913 | 1047.1751 | 0.043827 | 709.7122 | 1.7071e-05
|  |  | 955.8072 | 0.026582 | 709.1074 | 0.0025873 | 955.8072 | 0.022432 | 956.1371 | 0 | 955.8072 | 0.10432 | 709.8331 | 0.0001907 | 950.36 | 0.017072 | 709.1074 | 0.0041529 | 950.36 | 0.00038506 | 950.36 | -0.0023901 | 709.8331 | 0.0001868 | 709.8331 | 0.00019658 | 955.8072 | 0.051752 | 955.8072 | -0.013759 | 1047.3437 | 0.046701 | 955.8072 | 0.018605 | 1047.6808 | 0 | 1047.3437 | 0.041829 | 709.8331 | 1.1906e-05
|  |  | 956.0493 | -0.022578 | 709.2341 | 0.015698 | 956.0493 | -0.14785 | 956.3797 | 0 | 956.0493 | -0.20872 | 709.9541 | 0.00020117 | 950.61 | 0.0036384 | 709.2341 | 0.013988 | 950.61 | 0.00038506 | 950.61 | -0.0044887 | 709.9541 | 0.00018822 | 709.9541 | 0.00020287 | 956.0493 | -0.091722 | 956.0493 | 0.0256 | 1047.5123 | 0.043001 | 956.0493 | 0.0019609 | 1047.851 | 0 | 1047.5123 | 0.042358 | 709.9541 | 2.3899e-05
|  |  | 956.2913 | 0.00031321 | 709.3608 | 0 | 956.2913 | 0.053049 | 956.6223 | 0 | 956.2913 | 0.14887 | 710.075 | 0.00019628 | 950.85 | -0.006437 | 709.3608 | 0.00025954 | 950.85 | -0.00040706 | 950.85 | -0.00081612 | 710.075 | 0.0001685 | 710.075 | 0.00019441 | 956.2913 | 0.10951 | 956.2913 | 0.020764 | 1047.6808 | 0.043674 | 956.2913 | -0.0040064 | 1048.0212 | 0 | 1047.6808 | 0.040948 | 710.075 | 1.8734e-05
|  |  | 956.5334 | -0.0080451 | 709.4874 | 0.0077438 | 956.5334 | -0.20925 | 956.8649 | 0 | 956.5334 | -0.15761 | 710.1959 | 0.0002028 | 951.09 | -0.0036384 | 709.4874 | 0.016346 | 951.09 | 0.00025304 | 951.09 | -0.0058878 | 710.1959 | 0.00019269 | 710.1959 | 0.00013301 | 956.5334 | -0.070235 | 956.5334 | -0.037464 | 1047.8494 | 0.038852 | 956.5334 | -0.013017 | 1048.1915 | 0 | 1047.8494 | 0.042182 | 710.1959 | 3.493e-05
|  |  | 956.7755 | 0.054841 | 709.6141 | 0 | 956.7755 | 0.037529 | 957.1075 | 0 | 956.7755 | 0.12758 | 710.3169 | 0.00021398 | 951.33 | -0.0047579 | 709.6141 | 0 | 951.33 | 0.00038506 | 951.33 | -0.0064125 | 710.3169 | 0.00018883 | 710.3169 | 0.00013301 | 956.7755 | 0.13331 | 956.7755 | 0.03081 | 1048.018 | 0.053541 | 956.7755 | 0.019475 | 1048.3617 | 0 | 1048.018 | 0.040713 | 710.3169 | 3.2391e-05
|  |  | 957.0175 | -0.01701 | 709.7409 | 0.005632 | 957.0175 | -0.18537 | 957.3501 | 0 | 957.0175 | -0.14091 | 710.4378 | 0.0002021 | 951.57 | -0.00083963 | 709.7409 | 0.0010639 | 951.57 | -0.0041036 | 951.57 | 0.001982 | 710.4378 | 0.0001935 | 710.4378 | 0.00012888 | 957.0175 | -0.073008 | 957.0175 | 0.0092597 | 1048.1865 | 0.040198 | 957.0175 | -0.010846 | 1048.532 | 0 | 1048.1865 | 0.041477 | 710.4378 | 3.493e-05
|  |  | 957.2596 | -0.019689 | 709.8676 | 0 | 957.2596 | 0.079274 | 957.5927 | 0 | 957.2596 | 0.076703 | 710.5588 | 0.00018161 | 951.81 | 0.028827 | 709.8676 | 0.0055402 | 951.81 | 0.0051378 | 951.81 | -0.00029147 | 710.5588 | 0.00016749 | 710.5588 | 0.00014364 | 957.2596 | 0.044359 | 957.2596 | 0.024429 | 1048.3551 | 0.047598 | 957.2596 | 0.015674 | 1048.7022 | 0 | 1048.3551 | 0.040478 | 710.5588 | 3.668e-05
|  |  | 957.5017 | -0.038239 | 709.9943 | 0.017322 | 957.5017 | -0.41262 | 957.8354 | 0 | 957.5017 | -0.15845 | 710.6797 | 0.000173 | 952.06 | -0.018192 | 709.9943 | 0.0038663 | 952.06 | 0.0064578 | 952.06 | -0.013408 | 710.6797 | 0.00016952 | 710.6797 | 0.00014581 | 957.5017 | -0.12129 | 957.5017 | -0.016058 | 1048.5237 | 0.03874 | 957.5017 | -0.0097327 | 1048.8725 | 0 | 1048.5237 | 0.042417 | 710.6797 | 2.9852e-05
|  |  | 957.7438 | -0.023156 | 710.121 | 0 | 957.7438 | 0.10827 | 958.078 | 0 | 957.7438 | 0.089017 | 710.8007 | 0.00018813 | 952.3 | -0.0086761 | 710.121 | 0.014262 | 952.3 | 0.0038176 | 952.3 | 0.0023318 | 710.8007 | 0.00017704 | 710.8007 | 0.00013951 | 957.7438 | 0.050366 | 957.7438 | 0.020168 | 1048.6922 | 0.041711 | 957.7438 | 0.015027 | 1049.0427 | 9.2755e-05 | 1048.6922 | 0.041535 | 710.8007 | 2.3899e-05
|  |  | 957.9859 | -0.040696 | 710.2478 | 0.011498 | 957.9859 | -0.22301 | 958.3207 | 0 | 957.9859 | -0.17272 | 710.9216 | 0.00018371 | 952.54 | -0.0047579 | 710.2478 | 0.0037107 | 952.54 | -0.0022553 | 952.54 | -0.0022152 | 710.9216 | 0.00017887 | 710.9216 | 0.00014147 | 957.9859 | -0.12453 | 957.9859 | -0.024561 | 1048.8608 | 0.038067 | 957.9859 | -0.053952 | 1049.2129 | 0 | 1048.8608 | 0.042769 | 710.9216 | 5.9529e-06
|  |  | 958.228 | 0.0050031 | 710.3745 | 0 | 958.228 | -0.086505 | 958.5633 | 0 | 958.228 | 0.066367 | 711.0426 | 0.00018744 | 952.78 | 0.0092359 | 710.3745 | 0.014756 | 952.78 | 0.0038176 | 952.78 | 0.015448 | 711.0426 | 0.00016952 | 711.0426 | 0.00013105 | 958.228 | 0.0090635 | 958.228 | 0.056367 | 1049.0294 | 0.039413 | 958.228 | 0.058029 | 1049.3832 | 0 | 1049.0294 | 0.041007 | 711.0426 | 1.961e-05
|  |  | 958.4701 | 0.0022571 | 710.5013 | 0.021382 | 958.4701 | -0.47523 | 958.806 | 0 | 958.4701 | -0.16839 | 711.1635 | 0.00019233 | 953.02 | -0.018192 | 710.5013 | 0.0060339 | 953.02 | -0.0095165 | 953.02 | 0.0033811 | 711.1635 | 0.00015285 | 711.1635 | 0.00018161 | 958.4701 | -0.069542 | 958.4701 | -0.023664 | 1049.1979 | 0.043169 | 958.4701 | -0.041691 | 1049.5534 | 0 | 1049.1979 | 0.042358 | 711.1635 | 2.3899e-05
|  |  | 958.7122 | 0.023243 | 710.6281 | 0 | 958.7122 | 0.13356 | 959.0486 | 0 | 958.7122 | 0.10615 | 711.2844 | 0.00019256 | 953.26 | 0.00083963 | 710.6281 | 0.0039971 | 953.26 | -0.010176 | 953.26 | 0.0023318 | 711.2844 | 0.00014492 | 711.2844 | 0.0001649 | 958.7122 | 0.097267 | 958.7122 | -0.0087869 | 1049.3665 | 0.043954 | 958.7122 | 0.029104 | 1049.7237 | 0 | 1049.3665 | 0.041183 | 711.2844 | 2.8977e-05
|  |  | 958.9543 | -0.035572 | 710.7549 | 0.012672 | 958.9543 | -0.19031 | 959.2913 | 0 | 958.9543 | -0.15743 | 711.4054 | 0.0001886 | 953.51 | -0.025469 | 710.7549 | 0.011793 | 953.51 | -0.00027504 | 953.51 | -0.002565 | 711.4054 | 0.00015529 | 711.4054 | 0.00019224 | 958.9543 | -0.067463 | 958.9543 | -0.042377 | 1049.535 | 0.035769 | 958.9543 | -0.052781 | 1049.8939 | 0 | 1049.535 | 0.043004 | 711.4054 | 2.7313e-05
|  |  | 959.1964 | 0.010181 | 710.8817 | 0 | 959.1964 | -0.03856 | 959.534 | 0 | 959.1964 | 0.094861 | 711.5263 | 0.00018441 | 953.75 | 0.0019591 | 710.8817 | 0.0097639 | 953.75 | -0.0029155 | 953.75 | -0.0018654 | 711.5263 | 0.00017135 | 711.5263 | 0.00013735 | 959.1964 | 0.072084 | 959.1964 | 0.054363 | 1049.7036 | 0.048383 | 959.1964 | 0.002728 | 1050.0642 | 0 | 1049.7036 | 0.041007 | 711.5263 | 2.7313e-05
|  |  | 959.4386 | 0.001574 | 711.0085 | 0.011968 | 959.4386 | -0.2307 | 959.7767 | 0 | 959.4386 | -0.12768 | 711.6473 | 0.00019139 | 953.99 | -0.0019591 | 711.0085 | 0 | 953.99 | 0.0052698 | 953.99 | 0.0033811 | 711.6473 | 0.0001935 | 711.6473 | 0.00016056 | 959.4386 | -0.065383 | 959.4386 | 0.011608 | 1049.8722 | 0.044571 | 959.4386 | -0.0542 | 1050.2345 | 0 | 1049.8722 | 0.041653 | 711.6473 | 2.2148e-05
|  |  | 959.6807 | 0.012181 | 711.1354 | 0 | 959.6807 | 0.18426 | 960.0194 | 0 | 959.6807 | 0.12649 | 711.7682 | 0.00020397 | 954.23 | -0.0075566 | 711.1354 | 0.0011939 | 954.23 | 0.0060617 | 954.23 | -0.00064125 | 711.7682 | 0.00020102 | 711.7682 | 0.00020504 | 959.6807 | 0.10651 | 959.6807 | 0.027662 | 1050.0407 | 0.047037 | 959.6807 | 0.054171 | 1050.4047 | 0 | 1050.0407 | 0.040595 | 711.7682 | 1.3657e-05
|  |  | 959.9228 | -0.0048337 | 711.2622 | 0.037486 | 959.9228 | -0.23816 | 960.2621 | 0 | 959.9228 | -0.16804 | 711.8892 | 0.00020979 | 954.47 | -0.012595 | 711.2622 | 0.0096542 | 954.47 | -0.0074043 | 954.47 | 0.00093272 | 711.8892 | 0.00020306 | 711.8892 | 0.00024518 | 959.9228 | -0.060301 | 959.9228 | -0.012137 | 1050.2093 | 0.028705 | 959.9228 | -0.02206 | 1050.575 | 0 | 1050.2093 | 0.042534 | 711.8892 | 1.532e-05
|  |  | 960.165 | -0.011552 | 711.3891 | 0 | 960.165 | 0.19326 | 960.5048 | 0 | 960.165 | 0.069037 | 712.0102 | 0.00020397 | 954.71 | -0.0047579 | 711.3891 | 0.0072406 | 954.71 | 0.0039496 | 954.71 | 0.010551 | 712.0102 | 0.00016423 | 712.0102 | 0.00026623 | 960.165 | 0.0011791 | 960.165 | -0.017179 | 1050.3779 | 0.054886 | 960.165 | -0.046684 | 1050.7452 | 0 | 1050.3779 | 0.041418 | 712.0102 | 2.2148e-05
|  |  | 960.4071 | -0.075342 | 711.5159 | 0.0044586 | 960.4071 | -0.25069 | 960.7475 | 0 | 960.4071 | -0.19739 | 712.1311 | 0.0002028 | 954.96 | 0.0025189 | 711.5159 | 0.0074601 | 954.96 | -0.0038396 | 954.96 | -0.015681 | 712.1311 | 0.0001561 | 712.1311 | 0.00021133 | 960.4071 | -0.10997 | 960.4071 | -0.024372 | 1050.5464 | 0.031956 | 960.4071 | 0.021291 | 1050.9155 | 0.00013913 | 1050.5464 | 0.042005 | 712.1311 | 1.8734e-05
|  |  | 960.6493 | 0.0044909 | 711.6428 | 0 | 960.6493 | 0.10473 | 960.9902 | 0 | 960.6493 | 0.085519 | 712.2521 | 0.00019721 | 955.2 | -0.0030786 | 711.6428 | 0.0068018 | 955.2 | -0.0030475 | 955.2 | 0.0021569 | 712.2521 | 0.00013537 | 712.2521 | 0.00017336 | 960.6493 | 0.058221 | 960.6493 | -0.02759 | 1050.715 | 0.051635 | 960.6493 | 0.10441 | 1051.0858 | 0 | 1050.715 | 0.040772 | 712.2521 | 1.2781e-05
|  |  | 960.8914 | -0.04115 | 711.7697 | 0.023277 | 960.8914 | -0.41143 | 961.2329 | 0 | 960.8914 | -0.16744 | 712.373 | 0.00020862 | 955.44 | -0.0069968 | 711.7697 | 0.010587 | 955.44 | 0.0013092 | 955.44 | 0.0037309 | 712.373 | 0.00014675 | 712.373 | 0.00014147 | 960.8914 | -0.062842 | 960.8914 | 0.028895 | 1050.8835 | 0.045916 | 960.8914 | 0.0070805 | 1051.256 | 0 | 1050.8835 | 0.042887 | 712.373 | 1.7859e-05
|  |  | 961.1336 | 0.029529 | 711.8966 | 0 | 961.1336 | -0.014925 | 961.4757 | 0 | 961.1336 | 0.10076 | 712.494 | 0.00018976 | 955.68 | 0.02435 | 711.8966 | 0.0064727 | 955.68 | 0.00012102 | 955.68 | -0.0092106 | 712.494 | 0.00014208 | 712.494 | 0.00013951 | 961.1336 | 0.086177 | 961.1336 | 0.013046 | 1051.0521 | 0.052027 | 961.1336 | 0.020193 | 1051.4263 | 0 | 1051.0521 | 0.042064 | 712.494 | 1.961e-05
|  |  | 961.3758 | -0.0085905 | 712.0235 | 0.011498 | 961.3758 | -0.31435 | 961.7184 | 0 | 961.3758 | -0.1732 | 712.615 | 0.00018324 | 955.92 | -0.032185 | 712.0235 | 0.010422 | 955.92 | -0.0035756 | 955.92 | -0.012183 | 712.615 | 0.00016078 | 712.615 | 0.00016056 | 961.3758 | -0.039045 | 961.3758 | 0.0086752 | 1051.2207 | 0.033022 | 961.3758 | -0.034193 | 1051.5966 | 0 | 1051.2207 | 0.044238 | 712.615 | 2.6438e-05
|  |  | 961.618 | 0.0034244 | 712.1504 | 0 | 961.618 | 0.081399 | 961.9612 | 0 | 961.618 | 0.089 | 712.7359 | 0.00017998 | 956.16 | 0.011475 | 712.1504 | 0.002907 | 956.16 | -0.0054239 | 956.16 | -0.013758 | 712.7359 | 0.00018212 | 712.7359 | 0.00013951 | 961.618 | 0.041125 | 961.618 | -0.015747 | 1051.3892 | 0.051523 | 961.618 | 0.060767 | 1051.7668 | 0 | 1051.3892 | 0.043533 | 712.7359 | 2.8101e-05
|  |  | 961.8601 | -0.027243 | 712.2773 | 0.016916 | 961.8601 | -0.26331 | 962.2039 | 0 | 961.8601 | -0.1908 | 712.8569 | 0.0001865 | 956.41 | 0.006437 | 712.2773 | 0.010696 | 956.41 | -0.0097808 | 956.41 | -0.010085 | 712.8569 | 0.00018395 | 712.8569 | 0.00014993 | 961.8601 | -0.044128 | 961.8601 | 0.0069203 | 1051.5578 | 0.031564 | 961.8601 | -0.0056004 | 1051.9371 | 0.0004174 | 1051.5578 | 0.045002 | 712.8569 | 2.6438e-05
|  |  | 962.1023 | 0.023814 | 712.4043 | 0 | 962.1023 | -0.14627 | 962.4467 | 0 | 962.1023 | 0.11056 | 712.9778 | 0.00019349 | 956.65 | -0.018752 | 712.4043 | 0.0068018 | 956.65 | -0.0062161 | 956.65 | 0.0012825 | 712.9778 | 0.00017704 | 712.9778 | 0.00011196 | 962.1023 | 0.096573 | 962.1023 | 0.031494 | 1051.7263 | 0.052027 | 962.1023 | 0.017829 | 1052.1074 | 0 | 1051.7263 | 0.042417 | 712.9778 | 2.2148e-05
|  |  | 962.3445 | -0.04044 | 712.5312 | 0.0053973 | 962.3445 | -0.38182 | 962.6894 | 0 | 962.3445 | -0.18712 | 713.0988 | 0.00017789 | 956.89 | -0.048418 | 712.5312 | 0.01119 | 956.89 | -0.0030475 | 956.89 | -0.0018654 | 713.0988 | 0.00016891 | 713.0988 | 0.00016273 | 962.3445 | -0.11991 | 962.3445 | -0.011209 | 1051.8949 | 0.034816 | 962.3445 | -0.0095884 | 1052.2777 | 0 | 1051.8949 | 0.043004 | 713.0988 | 1.961e-05
|  |  | 962.5867 | 0.055893 | 712.6582 | 0 | 962.5867 | -0.033951 | 962.9322 | 0 | 962.5867 | 0.087065 | 713.2198 | 0.00017929 | 957.13 | 0.013154 | 712.6582 | 0.0071309 | 957.13 | 0.0023654 | 957.13 | 0.013875 | 713.2198 | 0.0001685 | 713.2198 | 0.00014147 | 962.5867 | 0.13054 | 962.5867 | 0.078128 | 1052.0635 | 0.039132 | 962.5867 | 0.045716 | 1052.4479 | 0 | 1052.0635 | 0.041007 | 713.2198 | 1.8734e-05
|  |  | 962.8289 | 0.00027407 | 712.7852 | 0.012672 | 962.8289 | -0.2176 | 963.175 | 0 | 962.8289 | -0.16561 | 713.3407 | 0.00017603 | 957.37 | -0.012035 | 712.7852 | 0.0069664 | 957.37 | -0.0087244 | 957.37 | 0.003556 | 713.3407 | 0.00016749 | 713.3407 | 0.00017966 | 962.8289 | -0.017203 | 962.8289 | 0.015223 | 1052.232 | 0.053821 | 962.8289 | -0.015722 | 1052.6182 | 0.00013913 | 1052.232 | 0.043415 | 713.3407 | 2.5562e-05
|  |  | 963.0711 | -0.0059599 | 712.9122 | 0 | 963.0711 | -0.057522 | 963.4178 | 0 | 963.0711 | 0.058222 | 713.4617 | 0.00017952 | 957.62 | 0.048418 | 712.9122 | 0.0058693 | 957.62 | 0.0006491 | 957.62 | 0.0095019 | 713.4617 | 0.0001809 | 713.4617 | 0.00012259 | 963.0711 | 0.10258 | 963.0711 | 0.014365 | 1052.4006 | 0.04059 | 963.0711 | -0.0083896 | 1052.7885 | 0 | 1052.4006 | 0.041947 | 713.4617 | 1.532e-05
|  |  | 963.3133 | -0.043315 | 713.0392 | 0.021653 | 963.3133 | -0.42672 | 963.6606 | 0 | 963.3133 | -0.18245 | 713.5827 | 0.00019908 | 957.86 | 0.028827 | 713.0392 | 0.0068018 | 957.86 | -0.0023874 | 957.86 | 0.003556 | 713.5827 | 0.00018171 | 713.5827 | 0.00011825 | 963.3133 | -0.093108 | 963.3133 | -0.027714 | 1052.5691 | 0.0356 | 963.3133 | -0.012901 | 1052.9588 | 0 | 1052.5691 | 0.043944 | 713.5827 | 2.8977e-05
|  |  | 963.5556 | 0.016075 | 713.1662 | 0 | 963.5556 | 0.12355 | 963.9034 | 0 | 963.5556 | 0.089075 | 713.7037 | 0.00017766 | 958.1 | 0.02267 | 713.1662 | 0.011135 | 958.1 | 0.005798 | 958.1 | 0.0075785 | 713.7037 | 0.00017948 | 713.7037 | 0.00010133 | 963.5556 | 0.025876 | 963.5556 | 0.017307 | 1052.7377 | 0.04188 | 963.5556 | -0.016089 | 1053.1291 | 0 | 1052.7377 | 0.042769 | 713.7037 | 3.3266e-05
|  |  | 963.7978 | -0.011783 | 713.2932 | 0.015698 | 963.7978 | -0.15393 | 964.1462 | 0 | 963.7978 | -0.171 | 713.8246 | 0.00020327 | 958.34 | -0.025469 | 713.2932 | 0 | 958.34 | -0.0099126 | 958.34 | -0.0079864 | 713.8246 | 0.00016037 | 713.8246 | 0.00012888 | 963.7978 | -0.040663 | 963.7978 | -0.039752 | 1052.9062 | 0.060044 | 963.7978 | -0.018118 | 1053.2994 | 0 | 1052.9062 | 0.044062 | 713.8246 | 4.6047e-05
|  |  | 964.04 | -0.019808 | 713.4202 | 0 | 964.04 | 0.050472 | 964.389 | 0 | 964.04 | 0.062386 | 713.9456 | 0.00017347 | 958.58 | 0.0053177 | 713.4202 | 0.0080634 | 958.58 | -0.0042357 | 958.58 | -0.00099105 | 713.9456 | 0.00016098 | 713.9456 | 0.00016273 | 964.04 | 0.039969 | 964.04 | 0.034839 | 1053.0748 | 0.049168 | 964.04 | 0.0089907 | 1053.4696 | 9.2755e-05 | 1053.0748 | 0.042475 | 713.9456 | 3.1515e-05
|  |  | 964.2822 | -0.019362 | 713.5473 | 0.023277 | 964.2822 | -0.40103 | 964.6318 | 0 | 964.2822 | -0.16875 | 714.0666 | 0.00018907 | 958.82 | -0.0036384 | 713.5473 | 0.0051119 | 958.82 | -0.0075362 | 958.82 | -0.007462 | 714.0666 | 0.00016525 | 714.0666 | 0.00014798 | 964.2822 | -0.10166 | 964.2822 | -0.028199 | 1053.2434 | 0.053541 | 964.2822 | -0.024347 | 1053.6399 | 0 | 1053.2434 | 0.04365 | 714.0666 | 2.7313e-05
|  |  | 964.5245 | -0.011049 | 713.6743 | 0 | 964.5245 | -0.087628 | 964.8746 | 0 | 964.5245 | 0.077452 | 714.1875 | 0.00016252 | 959.07 | -0.015393 | 713.6743 | 0.0033741 | 959.07 | 0.00078111 | 959.07 | -0.0062376 | 714.1875 | 0.00017785 | 714.1875 | 0.00015839 | 964.5245 | 0.09126 | 964.5245 | 0.095174 | 1053.4119 | 0.039917 | 964.5245 | -0.0092017 | 1053.8102 | 0 | 1053.4119 | 0.042358 | 714.1875 | 2.2148e-05
|  |  | 964.7667 | -0.0073349 | 713.8014 | 0.018134 | 964.7667 | -0.32499 | 965.1174 | 0 | 964.7667 | -0.17029 | 714.3085 | 0.00018255 | 959.31 | 0.015953 | 713.8014 | 0.0029322 | 959.31 | 0.0019693 | 959.31 | 0.0012825 | 714.3085 | 0.00020306 | 714.3085 | 0.00015644 | 964.7667 | -0.073008 | 964.7667 | -0.054928 | 1053.5805 | 0.032349 | 964.7667 | -0.010966 | 1053.9805 | 0.0004174 | 1053.5805 | 0.044003 | 714.3085 | 1.8734e-05
|  |  | 965.009 | -0.0035608 | 713.9285 | 0 | 965.009 | 0.24448 | 965.3603 | 0 | 965.009 | 0.065371 | 714.4295 | 0.00019302 | 959.55 | 0.024908 | 713.9285 | 0.0072406 | 959.55 | 0.0044777 | 959.55 | 0.0030313 | 714.4295 | 0.00017379 | 714.4295 | 0.00016902 | 965.009 | 0.015323 | 965.009 | 0.030249 | 1053.749 | 0.035993 | 965.009 | 0.010186 | 1054.1508 | 0 | 1053.749 | 0.04318 | 714.4295 | 8.4916e-06
|  |  | 965.2512 | -0.0081427 | 714.0556 | 0.0044586 | 965.2512 | -0.22458 | 965.6031 | 0 | 965.2512 | -0.19266 | 714.5505 | 0.00020234 | 959.79 | -0.015953 | 714.0556 | 0.0066921 | 959.79 | 0.0021013 | 959.79 | 0.010901 | 714.5505 | 0.0001685 | 714.5505 | 0.00015839 | 965.2512 | -0.068156 | 965.2512 | -0.008387 | 1053.9176 | 0.048888 | 965.2512 | -0.029604 | 1054.3211 | 0 | 1053.9176 | 0.044708 | 714.5505 | 1.3657e-05
|  |  | 965.4935 | -0.012424 | 714.1826 | 0 | 965.4935 | 0.046488 | 965.846 | 0 | 965.4935 | 0.096716 | 714.6715 | 0.00019023 | 960.03 | 0.020431 | 714.1826 | 0 | 960.03 | 0.00038506 | 960.03 | 0.0014574 | 714.6715 | 0.00015366 | 714.6715 | 0.00012671 | 965.4935 | 0.010525 | 965.4935 | -0.0079254 | 1054.0861 | 0.043786 | 965.4935 | 0.033571 | 1054.4914 | 0 | 1054.0861 | 0.04318 | 714.6715 | 3.493e-05
|  |  | 965.7358 | -0.045503 | 714.3098 | 0.024901 | 965.7358 | -0.35576 | 966.0888 | 0 | 965.7358 | -0.18415 | 714.7924 | 0.00019186 | 960.28 | -0.00083963 | 714.3098 | 0.00090821 | 960.28 | -1.1002e-05 | 960.28 | -0.015332 | 714.7924 | 0.00019127 | 714.7924 | 0.00015427 | 965.7358 | -0.096805 | 965.7358 | -0.029553 | 1054.2547 | 0.046309 | 965.7358 | -0.068536 | 1054.6617 | 0 | 1054.2547 | 0.044355 | 714.7924 | 5.3664e-05
|  |  | 965.978 | 0.0044144 | 714.4369 | 0 | 965.978 | -0.042589 | 966.3317 | 0 | 965.978 | 0.085671 | 714.9134 | 0.00018255 | 960.52 | 0.0058775 | 714.4369 | 0.0075698 | 960.52 | -0.0041036 | 960.52 | -0.0078116 | 714.9134 | 0.00018537 | 714.9134 | 0.0001521 | 965.978 | 0.076242 | 965.978 | 0.038283 | 1054.4232 | 0.036385 | 965.978 | 0.021952 | 1054.832 | 0 | 1054.4232 | 0.04318 | 714.9134 | 5.7953e-05
|  |  | 966.2203 | -0.053529 | 714.564 | 0 | 966.2203 | -0.24759 | 966.5746 | 0 | 966.2203 | -0.20049 | 715.0344 | 0.00015624 | 960.76 | -0.0058775 | 714.564 | 0 | 960.76 | 0.00025304 | 960.76 | -0.012358 | 715.0344 | 0.0001935 | 715.0344 | 0.00020504 | 966.2203 | -0.083173 | 966.2203 | -0.015308 | 1054.5918 | 0.039637 | 966.2203 | -0.076704 | 1055.0023 | 0 | 1054.5918 | 0.04412 | 715.0344 | 5.5415e-05
|  |  | 966.4626 | -0.0036753 | 714.6911 | 0 | 966.4626 | 0.10767 | 966.8175 | 0 | 966.4626 | 0.10829 | 715.1554 | 0.00016369 | 961 | 0.0097957 | 714.6911 | 0.0060339 | 961 | 0.0006491 | 961 | 0.0044305 | 715.1554 | 0.00020915 | 715.1554 | 0.00017966 | 966.4626 | 0.044821 | 966.4626 | 0.039602 | 1054.7603 | 0.048607 | 966.4626 | 0.06199 | 1055.1726 | 0 | 1054.7603 | 0.041242 | 715.1554 | 4.8586e-05
|  |  | 966.7049 | -0.037453 | 714.8183 | 0.011029 | 966.7049 | -0.27316 | 967.0603 | 0 | 966.7049 | -0.18134 | 715.2764 | 0.00019396 | 961.24 | -0.015393 | 714.8183 | 0.013494 | 961.24 | -0.0048957 | 961.24 | -0.017605 | 715.2764 | 0.00020672 | 715.2764 | 0.00018812 | 966.7049 | -0.069311 | 966.7049 | 0.03499 | 1054.9289 | 0.034479 | 966.7049 | -0.030389 | 1055.3429 | 0 | 1054.9289 | 0.042828 | 715.2764 | 3.2391e-05
|  |  | 966.9472 | 0.00024866 | 714.9455 | 0 | 966.9472 | -2.4948e-05 | 967.3032 | 0 | 966.9472 | 0.10829 | 715.3973 | 0.00020816 | 961.48 | 0.040022 | 714.9455 | 0.0030627 | 961.48 | -1.1002e-05 | 961.48 | 0.0054798 | 715.3973 | 0.0001807 | 715.3973 | 0.00014798 | 966.9472 | 0.066539 | 966.9472 | 0.0080249 | 1055.0974 | 0.052924 | 966.9472 | 0.0049952 | 1055.5132 | 0 | 1055.0974 | 0.04083 | 715.3973 | 1.3657e-05
|  |  | 967.1895 | -0.014835 | 715.0726 | 0.012672 | 967.1895 | -0.25999 | 967.5461 | 0 | 967.1895 | -0.18149 | 715.5183 | 0.00021584 | 961.73 | -0.020991 | 715.0726 | 0.0065275 | 961.73 | -0.0056876 | 961.73 | -0.0051883 | 715.5183 | 0.00017277 | 715.5183 | 0.0001521 | 967.1895 | -0.057528 | 967.1895 | 0.0010493 | 1055.266 | 0.037843 | 967.1895 | -0.0001866 | 1055.6835 | 0 | 1055.266 | 0.042887 | 715.5183 | 2.1273e-05
|  |  | 967.4318 | 0.028828 | 715.1998 | 0 | 967.4318 | -0.15114 | 967.789 | 0 | 967.4318 | 0.12069 | 715.6393 | 0.00019349 | 961.97 | 0.010915 | 715.1998 | 0.0071309 | 961.97 | 0.0064578 | 961.97 | 0.0082777 | 715.6393 | 0.00016525 | 715.6393 | 0.00012042 | 967.4318 | 0.16658 | 967.4318 | 0.020818 | 1055.4345 | 0.040086 | 967.4318 | 0.056067 | 1055.8538 | 0 | 1055.4345 | 0.04083 | 715.6393 | 2.8977e-05
|  |  | 967.6741 | -0.051195 | 715.327 | 0.023953 | 967.6741 | -0.3175 | 968.0319 | 0 | 967.6741 | -0.16496 | 715.7603 | 0.00020862 | 962.21 | -0.019871 | 715.327 | 0.01119 | 962.21 | 0.0010452 | 962.21 | -0.00029147 | 715.7603 | 0.00020387 | 715.7603 | 0.00013735 | 967.6741 | -0.07139 | 967.6741 | -0.032751 | 1055.6031 | 0.057746 | 967.6741 | -0.0087237 | 1056.0241 | 0 | 1055.6031 | 0.043063 | 715.7603 | 4.5172e-05
|  |  | 967.9164 | -0.00066984 | 715.4543 | 0 | 967.9164 | -0.026438 | 968.2749 | 0 | 967.9164 | 0.068425 | 715.8813 | 0.00019512 | 962.45 | -0.0047579 | 715.4543 | 0.011464 | 962.45 | 0.010419 | 962.45 | 0.0023318 | 715.8813 | 0.00017562 | 715.8813 | 0.00013105 | 967.9164 | 0.013643 | 967.9164 | 0.030026 | 1055.7716 | 0.0564 | 967.9164 | 0.00065662 | 1056.1944 | 0 | 1055.7716 | 0.041888 | 715.8813 | 2.8977e-05
|  |  | 968.1587 | 0.0025368 | 715.5815 | 0.030314 | 968.1587 | -0.43416 | 968.5178 | 0 | 968.1587 | -0.19324 | 716.0023 | 0.00021398 | 962.69 | -0.0013994 | 715.5815 | 0.0061984 | 962.69 | 0.0038176 | 962.69 | 0.0070537 | 716.0023 | 0.00019777 | 716.0023 | 0.00019224 | 968.1587 | -0.059839 | 968.1587 | -0.0093401 | 1055.9402 | 0.03134 | 968.1587 | -0.01464 | 1056.3647 | 0.00013913 | 1055.9402 | 0.043885 | 716.0023 | 2.9852e-05
|  |  | 968.401 | -0.0011689 | 715.7087 | 0 | 968.401 | 0.11879 | 968.7607 | 0 | 968.401 | 0.12806 | 716.1233 | 0.00020001 | 962.94 | -0.016513 | 715.7087 | 0.0055402 | 962.94 | 0.0028934 | 962.94 | -0.002565 | 716.1233 | 0.00015326 | 716.1233 | 0.00023672 | 968.401 | 0.087332 | 968.401 | -0.0063157 | 1056.1087 | 0.053204 | 968.401 | 0.0089784 | 1056.535 | 0 | 1056.1087 | 0.042417 | 716.1233 | 3.8344e-05
|  |  | 968.6434 | -0.032159 | 715.836 | 0.019758 | 968.6434 | -0.16678 | 969.0036 | 0 | 968.6434 | -0.2144 | 716.2443 | 0.0002028 | 963.18 | -0.018752 | 715.836 | 0.0038663 | 963.18 | 0.0052698 | 963.18 | 0.010377 | 716.2443 | 0.0001746 | 716.2443 | 0.00022826 | 968.6434 | -0.055449 | 968.6434 | -0.044801 | 1056.2773 | 0.033919 | 968.6434 | -0.0042117 | 1056.7053 | 0 | 1056.2773 | 0.044003 | 716.2443 | 3.9219e-05
|  |  | 968.8857 | 0.020811 | 715.9632 | 0 | 968.8857 | 0.18035 | 969.2466 | 0 | 968.8857 | 0.096305 | 716.3652 | 0.00020071 | 963.42 | 0.025469 | 715.9632 | 0.0050872 | 963.42 | 0.00051708 | 963.42 | 0.00058296 | 716.3652 | 0.00015793 | 716.3652 | 0.00019007 | 968.8857 | 0.061456 | 968.8857 | 0.018281 | 1056.4458 | 0.042889 | 968.8857 | -0.040373 | 1056.8756 | 0 | 1056.4458 | 0.042123 | 716.3652 | 2.9852e-05
|  |  | 969.128 | -0.046321 | 716.0905 | 0.015698 | 969.128 | -0.35089 | 969.4895 | 0 | 969.128 | -0.16088 | 716.4862 | 0.0001907 | 963.66 | -0.0053177 | 716.0905 | 0.0072955 | 963.66 | -0.0035756 | 963.66 | -0.0016906 | 716.4862 | 0.00017074 | 716.4862 | 0.00014993 | 969.128 | -0.10281 | 969.128 | -0.011529 | 1056.6144 | 0.052756 | 969.128 | -0.0062677 | 1057.046 | 0 | 1056.6144 | 0.043768 | 716.4862 | 5.0775e-06
|  |  | 969.3704 | 0.0042623 | 716.2178 | 0 | 969.3704 | 0.046537 | 969.7325 | 0 | 969.3704 | 0.10851 | 716.6072 | 0.00016648 | 963.9 | -0.0025189 | 716.2178 | 0.0091605 | 963.9 | 0.0028934 | 963.9 | 0.0060044 | 716.6072 | 0.00015956 | 716.6072 | 0.00014147 | 969.3704 | 0.076704 | 969.3704 | 0.073323 | 1056.7829 | 0.041711 | 969.3704 | 0.025293 | 1057.2163 | 0 | 1056.7829 | 0.042769 | 716.6072 | 1.7071e-05
|  |  | 969.6127 | -0.044552 | 716.3451 | 0.013376 | 969.6127 | -0.28676 | 969.9755 | 0 | 969.6127 | -0.13866 | 716.7282 | 0.00014459 | 964.15 | -0.02379 | 716.3451 | 0.0074601 | 964.15 | 0.006326 | 964.15 | -0.0029147 | 716.7282 | 0.00015936 | 716.7282 | 0.00012888 | 969.6127 | -0.084097 | 969.6127 | -0.023583 | 1056.9515 | 0.03532 | 969.6127 | 0.012146 | 1057.3866 | 0 | 1056.9515 | 0.044825 | 716.7282 | 2.5562e-05
|  |  | 969.8551 | -0.030896 | 716.4724 | 0 | 969.8551 | 0.2033 | 970.2184 | 0 | 969.8551 | 0.083357 | 716.8492 | 0.00016858 | 964.39 | 0.02211 | 716.4724 | 0.0080634 | 964.39 | -0.0035756 | 964.39 | -0.005538 | 716.8492 | 0.00016281 | 716.8492 | 9.7205e-05 | 969.8551 | 0.084329 | 969.8551 | 0.0041126 | 1057.12 | 0.050682 | 969.8551 | 0.022302 | 1057.5569 | 0 | 1057.12 | 0.043944 | 716.8492 | 4.1758e-05
|  |  | 970.0974 | -0.033663 | 716.5997 | 0.0089172 | 970.0974 | -0.33245 | 970.4614 | 0 | 970.0974 | -0.181 | 716.9702 | 0.00020536 | 964.63 | -0.016513 | 716.5997 | 0.0019981 | 964.63 | -0.013609 | 964.63 | 0.0023318 | 716.9702 | 0.00015712 | 716.9702 | 0.00010979 | 970.0974 | -0.045976 | 970.0974 | -0.022448 | 1057.2886 | 0.048103 | 970.0974 | -0.0029264 | 1057.7272 | 0 | 1057.2886 | 0.044943 | 716.9702 | 3.1515e-05
|  |  | 970.3398 | 0.01247 | 716.727 | 0 | 970.3398 | 0.27644 | 970.7044 | 0 | 970.3398 | 0.091252 | 717.0912 | 0.00020723 | 964.87 | -0.027708 | 716.727 | 0.0047757 | 964.87 | -0.00014302 | 964.87 | 0.0033811 | 717.0912 | 0.00016078 | 717.0912 | 0.0002007 | 970.3398 | 0.016225 | 970.3398 | 0.049463 | 1057.4571 | 0.037675 | 970.3398 | 0.060485 | 1057.8976 | 0 | 1057.4571 | 0.043357 | 717.0912 | 2.5562e-05
|  |  | 970.5822 | -0.018169 | 716.8543 | 0.011968 | 970.5822 | -0.22756 | 970.9474 | 0 | 970.5822 | -0.20103 | 717.2122 | 0.00021025 | 965.11 | -0.0092359 | 716.8543 | 0.0072955 | 965.11 | -0.0033115 | 965.11 | -0.015681 | 717.2122 | 0.00015712 | 717.2122 | 0.00025364 | 970.5822 | -0.12453 | 970.5822 | -0.044658 | 1057.6256 | 0.053148 | 970.5822 | -0.02817 | 1058.0679 | 0 | 1057.6256 | 0.044532 | 717.2122 | 2.9852e-05
|  |  | 970.8246 | 0.0006996 | 716.9817 | 0 | 970.8246 | -0.093024 | 971.1904 | 0 | 970.8246 | 0.091937 | 717.3332 | 0.00020653 | 965.36 | 0.023229 | 716.9817 | 0 | 965.36 | -0.0085925 | 965.36 | -0.0067623 | 717.3332 | 0.00015814 | 717.3332 | 0.00024518 | 970.8246 | 0.038814 | 970.8246 | -0.0097667 | 1057.7942 | 0.046925 | 970.8246 | -0.023982 | 1058.2382 | 0 | 1057.7942 | 0.043357 | 717.3332 | 3.3266e-05
|  |  | 971.0669 | -0.038794 | 717.109 | 0.020435 | 971.0669 | -0.27463 | 971.4334 | 0 | 971.0669 | -0.22213 | 717.4542 | 0.00021235 | 965.6 | -0.017632 | 717.109 | 0.0086668 | 965.6 | 0.0014412 | 965.6 | -0.0020404 | 717.4542 | 0.00015062 | 717.4542 | 0.00019224 | 971.0669 | -0.13654 | 971.0669 | -0.022188 | 1057.9627 | 0.039805 | 971.0669 | -0.0048627 | 1058.4085 | 0 | 1057.9627 | 0.044414 | 717.4542 | 3.668e-05
|  |  | 971.3093 | -0.0060866 | 717.2364 | 0 | 971.3093 | 0.077401 | 971.6764 | 0 | 971.3093 | 0.086058 | 717.5752 | 0.00019791 | 965.84 | -0.015393 | 717.2364 | 0 | 965.84 | 0.0021013 | 965.84 | 0.00058296 | 717.5752 | 0.00014066 | 717.5752 | 0.0001649 | 971.3093 | 0.10374 | 971.3093 | -0.025855 | 1058.1313 | 0.042384 | 971.3093 | -0.024108 | 1058.5789 | 0 | 1058.1313 | 0.04271 | 717.5752 | 1.961e-05
|  |  | 971.5517 | -0.023435 | 717.3638 | 0.022059 | 971.5517 | -0.20601 | 971.9194 | 0 | 971.5517 | -0.19325 | 717.6962 | 0.0001744 | 966.08 | -0.02267 | 717.3638 | 0.015523 | 966.08 | -0.0071401 | 966.08 | 0.00075785 | 717.6962 | 0.0001557 | 717.6962 | 0.00018161 | 971.5517 | -0.072315 | 971.5517 | 0.001596 | 1058.2998 | 0.038235 | 971.5517 | -0.034656 | 1058.7492 | 0.00013913 | 1058.2998 | 0.043944 | 717.6962 | 4.7711e-05
|  |  | 971.7941 | 0.023929 | 717.4912 | 0 | 971.7941 | 0.011305 | 972.1624 | 0 | 971.7941 | 0.11481 | 717.8172 | 0.00015996 | 966.32 | -0.0092359 | 717.4912 | 0.0038414 | 966.32 | 0.0084382 | 966.32 | 0.0039058 | 717.8172 | 0.00016667 | 717.8172 | 0.00015427 | 971.7941 | 0.036504 | 971.7941 | -0.011803 | 1058.4684 | 0.045131 | 971.7941 | 0.058841 | 1058.9195 | 0 | 1058.4684 | 0.042475 | 717.8172 | 4.1758e-05
|  |  | 972.0365 | -0.034783 | 717.6186 | 0.015428 | 972.0365 | -0.49714 | 972.4054 | 0 | 972.0365 | -0.21876 | 717.9382 | 0.00018813 | 966.57 | 0.012035 | 717.6186 | 0.0018424 | 966.57 | -0.0026514 | 966.57 | 0.0068789 | 717.9382 | 0.00019025 | 717.9382 | 0.0001521 | 972.0365 | -0.073701 | 972.0365 | 0.0055512 | 1058.6369 | 0.038235 | 972.0365 | -0.011441 | 1059.0899 | 0 | 1058.6369 | 0.043768 | 717.9382 | 7.6687e-05
|  |  | 972.2789 | 0.0036981 | 717.746 | 0 | 972.2789 | -0.022066 | 972.6485 | 0 | 972.2789 | 0.10282 | 718.0593 | 0.00018907 | 966.81 | -0.012035 | 717.746 | 0.0089959 | 966.81 | 0.0073823 | 966.81 | 0.0042556 | 718.0593 | 0.00018395 | 718.0593 | 0.00015839 | 972.2789 | 0.080401 | 972.2789 | 0.0024786 | 1058.8055 | 0.039132 | 972.2789 | 0.008195 | 1059.2602 | 0 | 1058.8055 | 0.042182 | 718.0593 | 4.4297e-05
|  |  | 972.5213 | -0.034085 | 717.8734 | 0.019487 | 972.5213 | -0.3279 | 972.8915 | 0 | 972.5213 | -0.21218 | 718.1803 | 0.00020234 | 967.05 | -0.020991 | 717.8734 | 0.0054233 | 967.05 | -0.0055558 | 967.05 | -0.0086863 | 718.1803 | 0.000187 | 718.1803 | 0.00012476 | 972.5213 | -0.08687 | 972.5213 | -0.047446 | 1058.974 | 0.032237 | 972.5213 | 0.0066589 | 1059.4305 | 0 | 1058.974 | 0.043885 | 718.1803 | 6.8196e-05
|  |  | 972.7637 | 0.0039354 | 718.0009 | 0 | 972.7637 | 0.14719 | 973.1345 | 0 | 972.7637 | 0.14216 | 718.3013 | 0.00015624 | 967.29 | 0.014274 | 718.0009 | 0.0058693 | 967.29 | 0.0017053 | 967.29 | 0.011076 | 718.3013 | 0.00015936 | 718.3013 | 0.00012259 | 972.7637 | 0.069311 | 972.7637 | 0.017498 | 1059.1425 | 0.042552 | 972.7637 | 0.06407 | 1059.6009 | 0 | 1059.1425 | 0.042593 | 718.3013 | 3.3266e-05
|  |  | 973.0062 | -0.049735 | 718.1283 | 0.019758 | 973.0062 | -0.4648 | 973.3776 | 0 | 973.0062 | -0.17015 | 718.4223 | 0.000173 | 967.53 | 0.006437 | 718.1283 | 0.0071309 | 967.53 | -0.0037076 | 967.53 | -0.0060627 | 718.4223 | 0.00016505 | 718.4223 | 9.2865e-05 | 973.0062 | -0.12453 | 973.0062 | -0.021032 | 1059.3111 | 0.022986 | 973.0062 | -0.082041 | 1059.7712 | 0.00013913 | 1059.3111 | 0.044532 | 718.4223 | 5.1125e-05
|  |  | 973.2486 | -0.01541 | 718.2558 | 0 | 973.2486 | 0.037287 | 973.6207 | 0 | 973.2486 | 0.088775 | 718.5433 | 0.00015135 | 967.77 | -0.02211 | 718.2558 | 0 | 967.77 | -0.00080314 | 967.77 | 0.0026815 | 718.5433 | 0.00015956 | 718.5433 | 0.00012476 | 973.2486 | 0.069311 | 973.2486 | 0.06073 | 1059.4796 | 0.043954 | 973.2486 | -0.045371 | 1059.9416 | 0 | 1059.4796 | 0.04365 | 718.5433 | 3.0727e-05
|  |  | 973.491 | -0.04404 | 718.3833 | 0.0075091 | 973.491 | -0.22018 | 973.8637 | 0 | 973.491 | -0.22062 | 718.6643 | 0.00018487 | 968.02 | 0.010355 | 718.3833 | 0.0094896 | 968.02 | -0.0088562 | 968.02 | 0.0037309 | 718.6643 | 0.00018558 | 718.6643 | 7.8111e-05 | 973.491 | -0.087101 | 973.491 | -0.045546 | 1059.6481 | 0.033526 | 973.491 | -0.016965 | 1060.1119 | 0 | 1059.6481 | 0.04506 | 718.6643 | 4.5172e-05
|  |  | 973.7335 | 0.042795 | 718.5108 | 0 | 973.7335 | 0.24896 | 974.1068 | 0 | 973.7335 | 0.11566 | 718.7853 | 0.00018534 | 968.26 | 0.02155 | 718.5108 | 0 | 968.26 | -0.0051598 | 968.26 | 0.0049551 | 718.7853 | 0.00018029 | 718.7853 | 0.00012671 | 973.7335 | 0.066077 | 973.7335 | 0.040947 | 1059.8167 | 0.035096 | 973.7335 | 0.12363 | 1060.2822 | 0 | 1059.8167 | 0.043239 | 718.7853 | 3.2391e-05
|  |  | 973.9759 | -0.006602 | 718.6382 | 0.01624 | 973.9759 | -0.41088 | 974.3499 | 0 | 973.9759 | -0.19618 | 718.9063 | 0.00019745 | 968.5 | -0.0041982 | 718.6382 | 0.015523 | 968.5 | -0.0078004 | 968.5 | 0.0081029 | 718.9063 | 0.00018354 | 718.9063 | 0.00015427 | 973.9759 | -0.13654 | 973.9759 | -0.041917 | 1059.9852 | 0.036778 | 973.9759 | -0.004569 | 1060.4526 | 0 | 1059.9852 | 0.043885 | 718.9063 | 5.2e-05
|  |  | 974.2183 | -0.002883 | 718.7658 | 0 | 974.2183 | 0.07471 | 974.593 | 0 | 974.2183 | 0.080488 | 719.0273 | 0.00018581 | 968.74 | 0.00027989 | 718.7658 | 0 | 968.74 | -0.0042357 | 968.74 | -0.0060627 | 719.0273 | 0.00016789 | 719.0273 | 0.00018378 | 974.2183 | 0.036273 | 974.2183 | -0.012667 | 1060.1538 | 0.041095 | 974.2183 | 0.047162 | 1060.6229 | 0 | 1060.1538 | 0.042064 | 719.0273 | 4.5172e-05
|  |  | 974.4608 | -0.0079067 | 718.8933 | 0.013804 | 974.4608 | -0.48265 | 974.8361 | 0 | 974.4608 | -0.19265 | 719.1483 | 0.00016811 | 968.99 | -0.0086761 | 718.8933 | 0.0076246 | 968.99 | 0.0032895 | 968.99 | -0.0065873 | 719.1483 | 0.00017887 | 719.1483 | 0.00011413 | 974.4608 | -0.084329 | 974.4608 | 0.0099705 | 1060.3223 | 0.033414 | 974.4608 | -0.033124 | 1060.7933 | 0 | 1060.3223 | 0.043474 | 719.1483 | 5.3664e-05
|  |  | 974.7033 | -0.0001698 | 719.0208 | 0 | 974.7033 | 0.15094 | 975.0792 | 0 | 974.7033 | 0.10756 | 719.2694 | 0.00017719 | 969.23 | 0.04506 | 719.0208 | 0.0052429 | 969.23 | -0.00014302 | 969.23 | 0.0095019 | 719.2694 | 0.00017277 | 719.2694 | 0.00010133 | 974.7033 | 0.02888 | 974.7033 | 0.035189 | 1060.4908 | 0.049392 | 974.7033 | 0.0057802 | 1060.9636 | 0 | 1060.4908 | 0.04224 | 719.2694 | 3.4142e-05
|  |  | 974.9457 | -0.028806 | 719.1483 | 0.013141 | 974.9457 | -0.42181 | 975.3223 | 0 | 974.9457 | -0.16591 | 719.3904 | 0.00016858 | 969.47 | -0.033306 | 719.1483 | 0.0089959 | 969.47 | -0.0059519 | 969.47 | -0.008861 | 719.3904 | 0.00019066 | 719.3904 | 0.00010133 | 974.9457 | -0.079939 | 974.9457 | -0.043051 | 1060.6594 | 0.059932 | 974.9457 | -0.059616 | 1061.134 | 0.00013913 | 1060.6594 | 0.04459 | 719.3904 | 4.5172e-05
|  |  | 975.1882 | 0.0016169 | 719.2759 | 0 | 975.1882 | 0.011604 | 975.5654 | 0 | 975.1882 | 0.096854 | 719.5114 | 0.00017463 | 969.71 | -0.0030786 | 719.2759 | 0.0092702 | 969.71 | 0.0068539 | 969.71 | 0.012825 | 719.5114 | 0.00017033 | 719.5114 | 0.00014798 | 975.1882 | 0.087332 | 975.1882 | 0.02084 | 1060.8279 | 0.056288 | 975.1882 | -0.00070707 | 1061.3043 | 9.2755e-05 | 1060.8279 | 0.043709 | 719.5114 | 2.6438e-05
|  |  | 975.4307 | -0.033707 | 719.4035 | 0.025848 | 975.4307 | -0.44849 | 975.8085 | 0 | 975.4307 | -0.20323 | 719.6324 | 0.00017836 | 969.95 | -0.0097957 | 719.4035 | 0.001531 | 969.95 | -0.0011992 | 969.95 | -0.0039641 | 719.6324 | 0.00017521 | 719.6324 | 0.00012671 | 975.4307 | -0.077859 | 975.4307 | -0.051072 | 1060.9964 | 0.045131 | 975.4307 | -0.033219 | 1061.4747 | 0.00013913 | 1060.9964 | 0.046294 | 719.6324 | 4.7711e-05
|  |  | 975.6731 | -0.025515 | 719.531 | 0 | 975.6731 | -0.033949 | 976.0516 | 0 | 975.6731 | 0.10251 | 719.7534 | 0.00019721 | 970.2 | -0.010915 | 719.531 | 0.0092702 | 970.2 | -0.0030475 | 970.2 | 0.003556 | 719.7534 | 0.00015712 | 719.7534 | 0.00013951 | 975.6731 | 0.061918 | 975.6731 | -0.0077363 | 1061.165 | 0.047318 | 975.6731 | 0.0029993 | 1061.645 | 0 | 1061.165 | 0.044884 | 719.7534 | 4.0095e-05
|  |  | 975.9156 | -0.003388 | 719.6586 | 0.012672 | 975.9156 | -0.3839 | 976.2947 | 0 | 975.9156 | -0.17104 | 719.8745 | 0.00021095 | 970.44 | -0.012035 | 719.6586 | 0.0024651 | 970.44 | -0.0083283 | 970.44 | -0.0069371 | 719.8745 | 0.0001622 | 719.8745 | 0.00010133 | 975.9156 | -0.12823 | 975.9156 | -0.019666 | 1061.3335 | 0.060717 | 975.9156 | -0.027101 | 1061.8154 | 0 | 1061.3335 | 0.046118 | 719.8745 | 6.9071e-05
|  |  | 976.1581 | -0.0047503 | 719.7862 | 0 | 976.1581 | -0.053215 | 976.5379 | 0 | 976.1581 | 0.065092 | 719.9955 | 0.00020327 | 970.68 | -0.031627 | 719.7862 | 0.0047757 | 970.68 | -0.0010672 | 970.68 | 0.00513 | 719.9955 | 0.00014858 | 719.9955 | 8.6573e-05 | 976.1581 | 0.033962 | 976.1581 | 0.031062 | 1061.502 | 0.060437 | 976.1581 | 0.020583 | 1061.9857 | 0 | 1061.502 | 0.044179 | 719.9955 | 5.9704e-05
|  |  | 976.4006 | -0.023648 | 719.9138 | 0.014345 | 976.4006 | -0.056612 | 976.781 | 0 | 976.4006 | -0.1826 | 720.1165 | 0.00020816 | 970.92 | -0.0047579 | 719.9138 | 0.010422 | 970.92 | 0.0019693 | 970.92 | -0.0018654 | 720.1165 | 0.00015102 | 720.1165 | 7.8111e-05 | 976.4006 | -0.058221 | 976.4006 | -0.012717 | 1061.6706 | 0.050177 | 976.4006 | 0.010013 | 1062.1561 | 0 | 1061.6706 | 0.04553 | 720.1165 | 7.3273e-05
|  |  | 976.6431 | -0.0083028 | 720.0415 | 0 | 976.6431 | 0.070889 | 977.0242 | 0 | 976.6431 | 0.074358 | 720.2375 | 0.0002021 | 971.16 | 0.0041982 | 720.0415 | 0.0015054 | 971.16 | 0.0030255 | 971.16 | -0.00011659 | 720.2375 | 0.00014614 | 720.2375 | 0.00013301 | 976.6431 | 0.081787 | 976.6431 | 0.0081285 | 1061.8391 | 0.060717 | 976.6431 | 0.043105 | 1062.3265 | 0 | 1061.8391 | 0.044414 | 720.2375 | 4.9462e-05
|  |  | 976.8856 | -0.01659 | 720.1691 | 0.019893 | 976.8856 | -0.49504 | 977.2673 | 0 | 976.8856 | -0.25826 | 720.3585 | 0.00020001 | 971.41 | -0.0053177 | 720.1691 | 0 | 971.41 | 0.0017053 | 971.41 | 0.00075785 | 720.3585 | 0.00015956 | 720.3585 | 0.00017336 | 976.8856 | -0.12592 | 976.8856 | 0.0013392 | 1062.0076 | 0.041824 | 976.8856 | 0.018474 | 1062.4968 | 0 | 1062.0076 | 0.046823 | 720.3585 | 6.1367e-05
|  |  | 977.1281 | 0.0076638 | 720.2967 | 0 | 977.1281 | 0.093539 | 977.5105 | 0 | 977.1281 | 0.13596 | 720.4796 | 0.00016974 | 971.65 | -0.0041982 | 720.2967 | 0.0027513 | 971.65 | -0.0034436 | 971.65 | 0.00058296 | 720.4796 | 0.00016281 | 720.4796 | 0.00018378 | 977.1281 | 0.10674 | 977.1281 | 0.00057234 | 1062.1762 | 0.052812 | 977.1281 | 0.054312 | 1062.6672 | 0 | 1062.1762 | 0.046823 | 720.4796 | 3.5805e-05
|  |  | 977.3706 | -0.046389 | 720.4244 | 0.025307 | 977.3706 | -0.33877 | 977.7537 | 0 | 977.3706 | -0.23065 | 720.6006 | 0.0001744 | 971.89 | 0.018192 | 720.4244 | 0.0097639 | 971.89 | 0.00078111 | 971.89 | -0.0092106 | 720.6006 | 0.00017988 | 720.6006 | 0.00012671 | 977.3706 | -0.087332 | 977.3706 | 0.011155 | 1062.3447 | 0.060156 | 977.3706 | 0.015818 | 1062.8375 | 0 | 1062.3447 | 0.049408 | 720.6006 | 5.3664e-05
|  |  | 977.6131 | -0.012818 | 720.5521 | 0 | 977.6131 | 0.13441 | 977.9968 | 0 | 977.6131 | 0.13135 | 720.7216 | 0.000173 | 972.13 | -0.0053177 | 720.5521 | 0.0080634 | 972.13 | 0.0047417 | 972.13 | -0.008861 | 720.7216 | 0.00016525 | 720.7216 | 0.00013518 | 977.6132 | 0.14809 | 977.6131 | -0.014424 | 1062.5132 | 0.061109 | 977.6131 | 0.032511 | 1063.0079 | 9.2755e-05 | 1062.5132 | 0.047645 | 720.7216 | 2.8977e-05
|  |  | 977.8557 | -0.031163 | 720.6797 | 0.01854 | 977.8557 | -0.38182 | 978.24 | 0 | 977.8557 | -0.21469 | 720.8427 | 0.00018697 | 972.37 | 0.02211 | 720.6797 | 0.0024651 | 972.37 | -0.0018593 | 972.37 | -0.0067623 | 720.8427 | 0.00018314 | 720.8427 | 0.00013301 | 977.8557 | 0.019775 | 977.8557 | 0.0012043 | 1062.6817 | 0.053709 | 977.8557 | -0.003819 | 1063.1783 | 0 | 1062.6817 | 0.048585 | 720.8427 | 3.5805e-05
|  |  | 978.0982 | -0.0073624 | 720.8074 | 0 | 978.0982 | 0.23079 | 978.4832 | 0 | 978.0982 | 0.093116 | 720.9637 | 0.00018767 | 972.62 | 0.015393 | 720.8074 | 0.0027513 | 972.62 | -1.1002e-05 | 972.62 | 0.0014574 | 720.9637 | 0.00016383 | 720.9637 | 0.00016273 | 978.0982 | 0.036966 | 978.0982 | 0.018245 | 1062.8503 | 0.049841 | 978.0982 | 0.061129 | 1063.3486 | 0 | 1062.8503 | 0.046881 | 720.9637 | 2.7313e-05
|  |  | 978.3407 | -0.021385 | 720.9351 | 0.0079785 | 978.3407 | -0.47769 | 978.7264 | 0 | 978.3407 | -0.19256 | 721.0847 | 0.00020606 | 972.86 | -0.026029 | 720.9351 | 0.0078989 | 972.86 | -0.0078004 | 972.86 | -0.0043139 | 721.0847 | 0.00016525 | 721.0847 | 0.00017749 | 978.3407 | -0.071159 | 978.3407 | -0.0050635 | 1063.0188 | 0.043281 | 978.3407 | -0.035567 | 1063.519 | 0 | 1063.0188 | 0.048585 | 721.0847 | 5.3664e-05
|  |  | 978.5833 | -0.012492 | 721.0628 | 0 | 978.5833 | -0.028427 | 978.9696 | 0 | 978.5833 | 0.10166 | 721.2057 | 0.00020723 | 973.1 | -0.017072 | 721.0628 | 0.0053986 | 973.1 | -0.0030475 | 973.1 | -0.0018654 | 721.2057 | 0.00016098 | 721.2057 | 0.00017749 | 978.5833 | 0.06908 | 978.5833 | -0.007047 | 1063.1873 | 0.057633 | 978.5833 | 0.036994 | 1063.6894 | 0 | 1063.1873 | 0.046881 | 721.2057 | 5.629e-05
|  |  | 978.8258 | -0.0046779 | 721.1906 | 0.0070399 | 978.8258 | -0.28486 | 979.2128 | 0 | 978.8258 | -0.22219 | 721.3268 | 0.0001744 | 973.34 | -0.037222 | 721.1906 | 0.014152 | 973.34 | -0.010044 | 973.34 | -0.0065873 | 721.3268 | 0.00017074 | 721.3268 | 0.00018595 | 978.8258 | -0.098191 | 978.8258 | -0.0014286 | 1063.3559 | 0.043954 | 978.8258 | -0.020674 | 1063.8598 | 0 | 1063.3559 | 0.04788 | 721.3268 | 7.5024e-05
|  |  | 979.0684 | 0.024675 | 721.3183 | 0 | 979.0684 | 0.058844 | 979.456 | 0 | 979.0684 | 0.092554 | 721.4478 | 0.00015135 | 973.58 | 0.014274 | 721.3183 | 0.0071309 | 973.58 | -0.0041036 | 973.58 | 0.00093272 | 721.4478 | 0.00017501 | 721.4478 | 0.00014147 | 979.0684 | 0.051059 | 979.0684 | 0.058818 | 1063.5244 | 0.061222 | 979.0684 | 0.04754 | 1064.0301 | 9.2755e-05 | 1063.5244 | 0.046235 | 721.4478 | 6.3118e-05
|  |  | 979.3109 | -0.047787 | 721.4461 | 0.014345 | 979.3109 | -0.44757 | 979.6992 | 0 | 979.3109 | -0.1818 | 721.5688 | 0.00014157 | 973.83 | 0.0041982 | 721.4461 | 0.0058693 | 973.83 | -0.00067108 | 973.83 | 0.001982 | 721.5688 | 0.00014777 | 721.5688 | 0.00014364 | 979.3109 | -0.19153 | 979.3109 | -0.034863 | 1063.6929 | 0.044458 | 979.3109 | 0.0072198 | 1064.2005 | 0 | 1063.6929 | 0.047116 | 721.5688 | 6.732e-05
|  |  | 979.5535 | 0.0095047 | 721.5738 | 0 | 979.5535 | 0.18565 | 979.9425 | 0 | 979.5535 | 0.13743 | 721.6899 | 0.00014902 | 974.07 | -0.0053177 | 721.5738 | 0.0018169 | 974.07 | 0.0023654 | 974.07 | -0.0018654 | 721.6899 | 0.00014533 | 721.6899 | 0.00013735 | 979.5535 | 0.079708 | 979.5535 | 0.025888 | 1063.8614 | 0.052644 | 979.5535 | 0.044204 | 1064.3709 | 0 | 1063.8614 | 0.045413 | 721.6899 | 3.493e-05
|  |  | 979.796 | -0.0077949 | 721.7016 | 0.0093865 | 979.796 | -0.38151 | 980.1857 | 0 | 979.796 | -0.20057 | 721.8109 | 0.0001567 | 974.31 | -0.043381 | 721.7016 | 0.0019981 | 974.31 | -0.0070082 | 974.31 | 0.0047802 | 721.8109 | 0.00016647 | 721.8109 | 0.00017532 | 979.796 | -0.085484 | 979.796 | -0.026216 | 1064.03 | 0.057073 | 979.796 | 0.045085 | 1064.5412 | 0 | 1064.03 | 0.046881 | 721.8109 | 3.1515e-05
|  |  | 980.0386 | 0.0086492 | 721.8294 | 0 | 980.0386 | 0.1138 | 980.4289 | 0 | 980.0386 | 0.099832 | 721.9319 | 0.0001567 | 974.55 | 0.0030786 | 721.8294 | 0.0060339 | 974.55 | 0.0088343 | 974.55 | 0.0096767 | 721.9319 | 0.00017806 | 721.9319 | 0.00016902 | 980.0386 | 0.058452 | 980.0386 | 0.052684 | 1064.1985 | 0.072546 | 980.0386 | 0.082808 | 1064.7116 | 0 | 1064.1985 | 0.046529 | 721.9319 | 2.3899e-05
|  |  | 980.2812 | -0.02715 | 721.9572 | 0.0053973 | 980.2812 | -0.22002 | 980.6722 | 0 | 980.2812 | -0.25883 | 722.053 | 0.00016415 | 974.8 | -0.013714 | 721.9572 | 0.01119 | 974.8 | 0.0023654 | 974.8 | 0.00075785 | 722.053 | 0.00019554 | 722.053 | 0.00013951 | 980.2812 | -0.045283 | 980.2812 | -0.022214 | 1064.367 | 0.060941 | 980.2812 | 0.0036998 | 1064.882 | 0 | 1064.367 | 0.04882 | 722.053 | 5.629e-05
|  |  | 980.5238 | 0.0029397 | 722.085 | 0 | 980.5238 | -0.088723 | 980.9154 | 0 | 980.5238 | 0.14869 | 722.174 | 0.00017347 | 975.04 | 0.020431 | 722.085 | 0.010203 | 975.04 | 0.0039496 | 975.04 | 0.00058296 | 722.174 | 0.00016789 | 722.174 | 0.00012476 | 980.5238 | 0.058683 | 980.5238 | 0.058004 | 1064.5355 | 0.067613 | 980.5238 | 0.066143 | 1065.0524 | 9.2755e-05 | 1064.5355 | 0.049819 | 722.174 | 4.5172e-05
|  |  | 980.7664 | -0.020825 | 722.2128 | 0.0093865 | 980.7664 | -0.27122 | 981.1587 | 0 | 980.7664 | -0.20557 | 722.295 | 0.00018907 | 975.28 | 0.0058775 | 722.2128 | 0.0065275 | 975.28 | 0.0018373 | 975.28 | -0.01061 | 722.295 | 0.00018923 | 722.295 | 0.00010979 | 980.7663 | -0.057066 | 980.7664 | -0.04263 | 1064.7041 | 0.064249 | 980.7664 | -0.017359 | 1065.2228 | 0 | 1064.7041 | 0.051993 | 722.295 | 7.59e-05
|  |  | 981.0089 | 0.0085741 | 722.3406 | 0 | 981.0089 | -0.001434 | 981.402 | 0 | 981.0089 | 0.14286 | 722.4161 | 0.00019186 | 975.52 | 0.0075566 | 722.3406 | 0.014756 | 975.52 | -0.0010672 | 975.52 | -0.00011659 | 722.4161 | 0.00019106 | 722.4161 | 0.00014581 | 981.0089 | 0.083173 | 981.0089 | 0.018001 | 1064.8726 | 0.051354 | 981.0089 | 0.046267 | 1065.3932 | 0 | 1064.8726 | 0.053226 | 722.4161 | 5.4539e-05
|  |  | 981.2515 | -0.01962 | 722.4684 | 0.025983 | 981.2515 | -0.20909 | 981.6452 | 0 | 981.2515 | -0.21049 | 722.5371 | 0.00018278 | 975.76 | -0.0097957 | 722.4684 | 0.011793 | 975.76 | 0.0069863 | 975.76 | -0.00029147 | 722.5371 | 0.00020529 | 722.5371 | 0.00012476 | 981.2515 | -0.037659 | 981.2515 | -0.024542 | 1065.0411 | 0.070696 | 981.2515 | 0.017329 | 1065.5635 | 0 | 1065.0411 | 0.055811 | 722.5371 | 6.3118e-05
|  |  | 981.4941 | -0.0086774 | 722.5963 | 0 | 981.4941 | -0.095011 | 981.8885 | 0 | 981.4941 | 0.11287 | 722.6582 | 0.00018324 | 976.01 | 0.010915 | 722.5963 | 0.00041529 | 976.01 | -0.0039716 | 976.01 | -0.007462 | 722.6582 | 0.00018558 | 722.6582 | 0.00014581 | 981.4941 | 0.014417 | 981.4941 | 0.037242 | 1065.2096 | 0.057633 | 981.4941 | -0.0022137 | 1065.7339 | 0 | 1065.2096 | 0.05822 | 722.6582 | 3.3266e-05
|  |  | 981.7367 | -0.036039 | 722.7242 | 0.015698 | 981.7367 | -0.3881 | 982.1318 | 0 | 981.7367 | -0.20924 | 722.7792 | 0.00019302 | 976.25 | 0.011475 | 722.7242 | 0.005595 | 976.25 | -0.0011992 | 976.25 | -0.0071117 | 722.7792 | 0.00016606 | 722.7792 | 0.00012259 | 981.7367 | -0.063766 | 981.7367 | -0.047516 | 1065.3781 | 0.07434 | 981.7367 | 0.033508 | 1065.9043 | 0 | 1065.3781 | 0.061334 | 722.7792 | 3.5805e-05
|  |  | 981.9793 | -0.020477 | 722.852 | 0 | 981.9793 | 0.0034597 | 982.3751 | 0 | 981.9793 | 0.12684 | 722.9003 | 0.00018418 | 976.49 | -0.0086761 | 722.852 | 0.010203 | 976.49 | -0.0070082 | 976.49 | -0.0013408 | 722.9003 | 0.00015712 | 722.9003 | 0.00015427 | 981.9793 | 0.10235 | 981.9793 | -0.057049 | 1065.5466 | 0.072154 | 981.9793 | 0.052245 | 1066.0747 | 9.2755e-05 | 1065.5466 | 0.061686 | 722.9003 | 2.7313e-05
|  |  | 982.222 | -0.023861 | 722.9799 | 0.024359 | 982.222 | -0.02912 | 982.6184 | 0 | 982.222 | -0.22408 | 723.0213 | 0.00017626 | 976.73 | -0.0030786 | 722.9799 | 0.00059682 | 976.73 | 0.0039496 | 976.73 | 0.017372 | 723.0213 | 0.0001624 | 723.0213 | 0.00014581 | 982.222 | -0.039738 | 982.222 | 0.022184 | 1065.7152 | 0.082918 | 982.222 | -0.010408 | 1066.2451 | 0.0004174 | 1065.7152 | 0.062509 | 723.0213 | 3.7468e-05
|  |  | 982.4646 | 0.038529 | 723.1078 | 0 | 982.4646 | 0.12206 | 982.8617 | 0 | 982.4646 | 0.1426 | 723.1423 | 0.00017137 | 976.97 | -0.030506 | 723.1078 | 0 | 976.97 | 0.0083063 | 976.97 | 0.0014574 | 723.1423 | 0.00017033 | 723.1423 | 0.00018161 | 982.4646 | 0.15133 | 982.4646 | 0.045113 | 1065.8837 | 0.054382 | 982.4646 | 0.024498 | 1066.4155 | 0 | 1065.8837 | 0.061451 | 723.1423 | 3.9219e-05
|  |  | 982.7072 | -0.044873 | 723.2357 | 0.012906 | 982.7072 | -0.20649 | 983.105 | 0 | 982.7072 | -0.22311 | 723.2634 | 0.00017393 | 977.22 | -0.018752 | 723.2357 | 0.0019981 | 977.22 | -0.0064798 | 977.22 | -0.0076368 | 723.2634 | 0.00017216 | 723.2634 | 0.00017119 | 982.7072 | -0.17004 | 982.7072 | -0.074122 | 1066.0522 | 0.061222 | 982.7072 | -0.066883 | 1066.5859 | 0 | 1066.0522 | 0.063742 | 723.2634 | 5.7953e-05
|  |  | 982.9498 | 0.017132 | 723.3637 | 0 | 982.9498 | 0.040484 | 983.3483 | 0 | 982.9498 | 0.11668 | 723.3844 | 0.00018255 | 977.46 | 0.02379 | 723.3637 | 0.0050872 | 977.46 | -0.0027834 | 977.46 | -0.0034394 | 723.3844 | 0.00017988 | 723.3844 | 0.00020916 | 982.9498 | 0.059145 | 982.9498 | 0.027552 | 1066.2207 | 0.073892 | 982.9498 | 0.040718 | 1066.7563 | 0 | 1066.2207 | 0.065916 | 723.3844 | 5.7078e-05
|  |  | 983.1925 | -0.061538 | 723.4916 | 0.022465 | 983.1925 | -0.53337 | 983.5916 | 0 | 983.1925 | -0.21412 | 723.5055 | 0.00017021 | 977.7 | -0.020991 | 723.4916 | 0.00075247 | 977.7 | -0.0075362 | 977.7 | 0.00513 | 723.5055 | 0.00019025 | 723.5055 | 0.00017336 | 983.1925 | -0.070697 | 983.1925 | -0.079908 | 1066.3892 | 0.078938 | 983.1925 | -0.040793 | 1066.9267 | 0 | 1066.3892 | 0.069089 | 723.5055 | 5.3664e-05
|  |  | 983.4351 | 0.025734 | 723.6195 | 0.0032928 | 983.4351 | -0.057418 | 983.8349 | 0 | 983.4351 | 0.14844 | 723.6265 | 0.00017137 | 977.94 | 0.0025189 | 723.6195 | 0.014591 | 977.94 | -0.0047637 | 977.94 | 0.0065291 | 723.6265 | 0.00020163 | 723.6265 | 0.00015644 | 983.4351 | 0.053139 | 983.4351 | 0.021706 | 1066.5577 | 0.076359 | 983.4351 | 0.0269 | 1067.0971 | 0 | 1066.5577 | 0.068501 | 723.6265 | 4.2633e-05
|  |  | 983.6778 | -0.007802 | 723.7475 | 0.0089172 | 983.6778 | -0.20457 | 984.0783 | 0 | 983.6778 | -0.19756 | 723.7476 | 0.00015344 | 978.19 | -0.020991 | 723.7475 | 0.00075247 | 978.19 | 0.0044777 | 978.19 | 0.0021569 | 723.7476 | 0.00019635 | 723.7476 | 9.2865e-05 | 983.6777 | -0.11852 | 983.6778 | 0.014549 | 1066.7263 | 0.068342 | 983.6778 | -0.0023159 | 1067.2675 | 0.00013913 | 1066.7263 | 0.069441 | 723.7476 | 3.0727e-05
|  |  | 983.9204 | -0.02005 | 723.8755 | 0 | 983.9204 | -0.020539 | 984.3216 | 0 | 983.9204 | 0.12764 | 723.8686 | 0.0001723 | 978.43 | 0.0075566 | 723.8755 | 0.0018169 | 978.43 | 0.0094946 | 978.43 | 0.011076 | 723.8686 | 0.00016606 | 723.8686 | 0.00014581 | 983.9204 | 0.11529 | 983.9204 | 0.069167 | 1066.8948 | 0.085665 | 983.9204 | 0.026959 | 1067.4379 | 0 | 1066.8948 | 0.071673 | 723.8686 | 2.3024e-05
|  |  | 984.1631 | -0.027786 | 724.0034 | 0.011733 | 984.1631 | -0.29833 | 984.565 | 0 | 984.1631 | -0.18175 | 723.9897 | 0.00018534 | 978.67 | -0.0081163 | 724.0034 | 0.0061984 | 978.67 | 0.00091312 | 978.67 | -0.011834 | 723.9897 | 0.00017277 | 723.9897 | 0.00015644 | 984.1631 | -0.10581 | 984.1631 | -0.043838 | 1067.0633 | 0.088132 | 984.1631 | -0.01414 | 1067.6083 | 0 | 1067.0633 | 0.076432 | 723.9897 | 4.6047e-05
|  |  | 984.4057 | -0.027231 | 724.1314 | 0 | 984.4057 | -0.062753 | 984.8083 | 0 | 984.4057 | 0.09029 | 724.1107 | 0.00019745 | 978.91 | 0.018752 | 724.1314 | 0.0052429 | 978.91 | 0.0023654 | 978.91 | 0.00040807 | 724.1107 | 0.00017379 | 724.1107 | 0.0001521 | 984.4057 | 0.0040696 | 984.4057 | 0.066871 | 1067.2318 | 0.085161 | 984.4057 | 0.029442 | 1067.7787 | 0 | 1067.2318 | 0.079428 | 724.1107 | 3.9219e-05
|  |  | 984.6484 | -0.049521 | 724.2594 | 0.0042239 | 984.6484 | -0.45796 | 985.0517 | 0 | 984.6484 | -0.24113 | 724.2318 | 0.00019791 | 979.15 | 0.015953 | 724.2594 | 0.0068018 | 979.15 | -0.00067108 | 979.15 | -0.0043139 | 724.2318 | 0.00017846 | 724.2318 | 9.2865e-05 | 984.6484 | -0.045514 | 984.6484 | -0.065975 | 1067.4003 | 0.088132 | 984.6484 | -0.010745 | 1067.9491 | 0 | 1067.4003 | 0.081719 | 724.2318 | 7.4149e-05
|  |  | 984.891 | -0.0044062 | 724.3874 | 0 | 984.891 | 0.23094 | 985.295 | 0 | 984.891 | 0.13283 | 724.3528 | 0.00017626 | 979.4 | -0.015393 | 724.3874 | 0.0052429 | 979.4 | -0.0074043 | 979.4 | -0.0011659 | 724.3528 | 0.00015427 | 724.3528 | 9.9375e-05 | 984.891 | 0.14463 | 984.891 | 0.0018672 | 1067.5688 | 0.082414 | 984.891 | 0.065844 | 1068.1195 | 0 | 1067.5688 | 0.084011 | 724.3528 | 4.1758e-05
|  |  | 985.1337 | -0.0031923 | 724.5155 | 0.014616 | 985.1337 | -0.35212 | 985.5384 | 0 | 985.1337 | -0.24247 | 724.4739 | 0.0002021 | 979.64 | 0.00083963 | 724.5155 | 0.0035549 | 979.64 | -0.0044997 | 979.64 | -0.0036143 | 724.4739 | 0.00015529 | 724.4739 | 0.00014798 | 985.1337 | -0.12245 | 985.1337 | -0.060228 | 1067.7373 | 0.089422 | 985.1337 | -0.017016 | 1068.2899 | 0.00013913 | 1067.7373 | 0.085303 | 724.4739 | 7.161e-05
|  |  | 985.3764 | 0.01576 | 724.6435 | 0 | 985.3764 | 0.15607 | 985.7818 | 0 | 985.3764 | 0.12603 | 724.595 | 0.00019512 | 979.88 | 0.017632 | 724.6435 | 0.002284 | 979.88 | 0.0031575 | 979.88 | 0.0056546 | 724.595 | 0.00016362 | 724.595 | 0.0002135 | 985.3764 | 0.14902 | 985.3764 | 0.057548 | 1067.9059 | 0.081629 | 985.3764 | 0.046184 | 1068.4603 | 0 | 1067.9059 | 0.087242 | 724.595 | 4.0882e-05
|  |  | 985.6191 | -0.020746 | 724.7716 | 0.013804 | 985.6191 | -0.25145 | 986.0252 | 0 | 985.6191 | -0.25052 | 724.716 | 0.00022865 | 980.12 | -0.0075566 | 724.7716 | 0.0061984 | 980.12 | 0.0042136 | 980.12 | 0.0065291 | 724.716 | 0.00017521 | 724.716 | 0.00016273 | 985.6191 | -0.13493 | 985.6191 | 0.014502 | 1068.0744 | 0.08959 | 985.6191 | -0.068497 | 1068.6307 | 0 | 1068.0744 | 0.086537 | 724.716 | 5.8829e-05
|  |  | 985.8618 | -0.014463 | 724.8996 | 0 | 985.8618 | 0.18339 | 986.2686 | 0 | 985.8618 | 0.15346 | 724.8371 | 0.0002028 | 980.37 | -0.028827 | 724.8996 | 0.010093 | 980.37 | 0.0060617 | 980.37 | 0.0063542 | 724.8371 | 0.00017948 | 724.8371 | 0.00014581 | 985.8618 | 0.077166 | 985.8618 | 0.0028962 | 1068.2429 | 0.07905 | 985.8618 | 0.037535 | 1068.8011 | 0 | 1068.2429 | 0.088417 | 724.8371 | 3.4142e-05
|  |  | 986.1045 | -0.049292 | 725.0277 | 0.021382 | 986.1045 | -0.43076 | 986.5119 | 0 | 986.1045 | -0.21017 | 724.9581 | 0.00021142 | 980.61 | 0.0036384 | 725.0277 | 0.011958 | 980.61 | 0.0021013 | 980.61 | 0.0074037 | 724.9581 | 0.0001809 | 724.9581 | 0.0001163 | 986.1045 | -0.16796 | 986.1045 | -0.038595 | 1068.4114 | 0.089309 | 986.1045 | 0.016174 | 1068.9715 | 0.00013913 | 1068.4114 | 0.086772 | 724.9581 | 5.4539e-05
|  |  | 986.3472 | -0.0019893 | 725.1558 | 0 | 986.3472 | 0.069859 | 986.7554 | 0 | 986.3472 | 0.11251 | 725.0792 | 0.0001865 | 980.85 | 0.027708 | 725.1558 | 0.0092702 | 980.85 | 0.0027614 | 980.85 | -0.0032645 | 725.0792 | 0.00015997 | 725.0792 | 0.00015644 | 986.3472 | 0.020275 | 986.3472 | 0.022506 | 1068.5799 | 0.077985 | 986.3472 | 0.055425 | 1069.1419 | 0 | 1068.5799 | 0.088887 | 725.0792 | 3.493e-05
|  |  | 986.5899 | -0.030875 | 725.2839 | 0.011498 | 986.5899 | -0.39931 | 986.9988 | 0 | 986.5899 | -0.23022 | 725.2002 | 0.00018813 | 981.09 | -0.011475 | 725.2839 | 0.0074601 | 981.09 | -0.0013312 | 981.09 | -0.0029147 | 725.2002 | 0.00014533 | 725.2002 | 0.00015427 | 986.5899 | -0.13262 | 986.5899 | -0.021312 | 1068.7484 | 0.089141 | 986.5899 | -0.16939 | 1069.3123 | 0 | 1068.7484 | 0.086713 | 725.2002 | 4.6047e-05
|  |  | 986.8326 | 0.0010629 | 725.412 | 0 | 986.8326 | 0.25338 | 987.2422 | 0 | 986.8326 | 0.10469 | 725.3213 | 0.00017789 | 981.33 | 0.016513 | 725.412 | 0.0015054 | 981.33 | -0.0081965 | 981.33 | -0.00081612 | 725.3213 | 0.00017419 | 725.3213 | 0.00014798 | 986.8326 | 0.099808 | 986.8326 | -0.0036097 | 1068.9169 | 0.077144 | 986.8326 | -0.014435 | 1069.4827 | 0 | 1068.9169 | 0.089122 | 725.3213 | 3.493e-05
|  |  | 987.0753 | -0.028711 | 725.5401 | 0.013141 | 987.0753 | -0.53035 | 987.4856 | 0 | 987.0753 | -0.24601 | 725.4424 | 0.00018907 | 981.58 | -0.029387 | 725.5401 | 0.008228 | 981.58 | 0.0026294 | 981.58 | 0.0095019 | 725.4424 | 0.00020306 | 725.4424 | 0.00014993 | 987.0753 | -0.08918 | 987.0753 | -0.0062812 | 1069.0854 | 0.089309 | 987.0753 | -0.02979 | 1069.6532 | 0 | 1069.0854 | 0.086419 | 725.4424 | 5.0337e-05
|  |  | 987.318 | 0.026123 | 725.6682 | 0 | 987.318 | -0.082062 | 987.729 | 0 | 987.318 | 0.099033 | 725.5634 | 0.00018208 | 981.82 | 0.019311 | 725.6682 | 0.012232 | 981.82 | -0.0027834 | 981.82 | -0.0023901 | 725.5634 | 0.00021525 | 725.5634 | 0.00015427 | 987.318 | 0.052676 | 987.318 | 0.0053805 | 1069.2539 | 0.077256 | 987.318 | 0.027759 | 1069.8236 | 0 | 1069.2539 | 0.088887 | 725.5634 | 5.629e-05
|  |  | 987.5607 | -0.031634 | 725.7964 | 0.014074 | 987.5607 | -0.21843 | 987.9725 | 0 | 987.5607 | -0.24452 | 725.6845 | 0.0001865 | 982.06 | -0.014833 | 725.7964 | 0.011519 | 982.06 | -0.0062161 | 982.06 | -0.0034394 | 725.6845 | 0.00019249 | 725.6845 | 0.00014798 | 987.5607 | -0.077859 | 987.5607 | 0.017818 | 1069.4224 | 0.085665 | 987.5607 | 0.032631 | 1069.994 | 0.00013913 | 1069.4224 | 0.085244 | 725.6845 | 6.3118e-05
|  |  | 987.8035 | -0.016447 | 725.9245 | 0 | 987.8035 | -0.033417 | 988.2159 | 0 | 987.8035 | 0.090069 | 725.8056 | 0.00018278 | 982.3 | -0.0053177 | 725.9245 | 0 | 982.3 | 0.0031575 | 982.3 | 0.0032063 | 725.8056 | 0.00016932 | 725.8056 | 0.00014798 | 987.8035 | 0.08248 | 987.8035 | 0.025372 | 1069.5909 | 0.078826 | 987.8035 | 0.0040262 | 1070.1644 | 0 | 1069.5909 | 0.087947 | 725.8056 | 4.7711e-05
|  |  | 988.0462 | -0.039308 | 726.0527 | 0 | 988.0462 | -0.35884 | 988.4593 | 0 | 988.0462 | -0.21942 | 725.9266 | 0.00024239 | 982.55 | 0.013154 | 726.0527 | 0.005595 | 982.55 | -0.0035756 | 982.55 | 0.0037309 | 725.9266 | 0.00016281 | 725.9266 | 0.00013735 | 988.0462 | -0.11575 | 988.0462 | -0.0095721 | 1069.7594 | 0.086955 | 988.0462 | 0.0031897 | 1070.3348 | 0 | 1069.7594 | 0.084069 | 725.9266 | 3.8344e-05
|  |  | 988.2889 | -0.029705 | 726.1809 | 0 | 988.2889 | -0.22478 | 988.7028 | 0 | 988.2889 | 0.12885 | 726.0477 | 0.00024029 | 982.79 | -0.0030786 | 726.1809 | 0.010861 | 982.79 | -0.00093515 | 982.79 | 0.013 | 726.0477 | 0.00016464 | 726.0477 | 0.00015427 | 988.2889 | 0.019904 | 988.2889 | 0.025126 | 1069.9279 | 0.076975 | 988.2889 | 0.050802 | 1070.5053 | 0 | 1069.9279 | 0.087477 | 726.0477 | 2.3899e-05
|  |  | 988.5317 | -0.038892 | 726.3091 | 0.024359 | 988.5317 | -0.60042 | 988.9463 | 0 | 988.5317 | -0.26514 | 726.1688 | 0.00024704 | 983.03 | -0.013154 | 726.3091 | 0.0019981 | 983.03 | -0.0014632 | 983.03 | -0.0013408 | 726.1688 | 0.00017501 | 726.1688 | 0.00017336 | 988.5317 | -0.13238 | 988.5317 | -0.028796 | 1070.0964 | 0.085385 | 988.5317 | -0.063005 | 1070.6757 | 0 | 1070.0964 | 0.083364 | 726.1688 | 5.5415e-05
|  |  | 988.7744 | -0.027659 | 726.4373 | 0 | 988.7744 | -0.013359 | 989.1897 | 0 | 988.7744 | 0.12848 | 726.2898 | 0.00019023 | 983.27 | 0.0036384 | 726.4373 | 0.0077343 | 983.27 | 0.0069863 | 983.27 | -0.002565 | 726.2898 | 0.00016139 | 726.2898 | 0.00019224 | 988.7744 | 0.036042 | 988.7744 | 0.040915 | 1070.2649 | 0.075966 | 988.7744 | -0.0036244 | 1070.8461 | 9.2755e-05 | 1070.2649 | 0.086948 | 726.2898 | 4.6047e-05
|  |  | 989.0172 | -0.026865 | 726.5655 | 0.016916 | 989.0172 | -0.47037 | 989.4332 | 0 | 989.0172 | -0.2654 | 726.4109 | 0.00019139 | 983.52 | -0.033864 | 726.5655 | 0.015688 | 983.52 | 0.0030255 | 983.52 | 0.0021569 | 726.4109 | 0.00016749 | 726.4109 | 0.00020916 | 989.0172 | -0.049442 | 989.0172 | -0.014227 | 1070.4334 | 0.08802 | 989.0172 | 0.0025436 | 1071.0166 | 0 | 1070.4334 | 0.082894 | 726.4109 | 5.4539e-05
|  |  | 989.2599 | 0.00026432 | 726.6937 | 0 | 989.2599 | 0.14072 | 989.6767 | 0 | 989.2599 | 0.1033 | 726.532 | 0.00017719 | 983.76 | -0.0019591 | 726.6937 | 0.0032184 | 983.76 | 0.0051378 | 983.76 | 0.01195 | 726.532 | 0.00017745 | 726.532 | 0.00023238 | 989.2599 | 0.12199 | 989.2599 | 0.017593 | 1070.6019 | 0.085161 | 989.2599 | 0.049958 | 1071.187 | 0 | 1070.6019 | 0.086831 | 726.532 | 3.5805e-05
|  |  | 989.5027 | -0.029741 | 726.8219 | 0.023953 | 989.5027 | -0.60961 | 989.9202 | 0 | 989.5027 | -0.29274 | 726.653 | 0.0002021 | 984 | 0.018752 | 726.8219 | 0.0049562 | 984 | -0.0018593 | 984 | -0.0050134 | 726.653 | 0.00019269 | 726.653 | 0.00019658 | 989.5027 | -0.11783 | 989.5027 | 0.0051488 | 1070.7704 | 0.08959 | 989.5027 | -0.037 | 1071.3574 | 0 | 1070.7704 | 0.083012 | 726.653 | 5.9704e-05
|  |  | 989.7455 | 0.012698 | 726.9502 | 0 | 989.7455 | 0.049763 | 990.1636 | 0 | 989.7455 | 0.17233 | 726.7741 | 0.00017882 | 984.24 | 0.012035 | 726.9502 | 0.0015054 | 984.24 | 0.006722 | 984.24 | 0.00040807 | 726.7741 | 0.00017806 | 726.7741 | 0.00018161 | 989.7455 | 0.013606 | 989.7455 | 0.052497 | 1070.9389 | 0.075406 | 989.7455 | 0.069941 | 1071.5278 | 0 | 1070.9389 | 0.087007 | 726.7741 | 4.4297e-05
|  |  | 989.9882 | -0.053791 | 727.0784 | 0.013804 | 989.9882 | -0.66815 | 990.4072 | 0 | 989.9882 | -0.30872 | 726.8952 | 0.00021258 | 984.48 | -0.020431 | 727.0784 | 0.0074601 | 984.48 | 0.0006491 | 984.48 | -0.0037892 | 726.8952 | 0.00017216 | 726.8952 | 0.00010567 | 989.9882 | -0.14694 | 989.9882 | -0.053623 | 1071.1074 | 0.086674 | 989.9882 | -0.069372 | 1071.6983 | 0 | 1071.1074 | 0.083834 | 726.8952 | 4.5172e-05
|  |  | 990.231 | -0.0030436 | 727.2067 | 0 | 990.231 | 0.11111 | 990.6507 | 0 | 990.231 | 0.11334 | 727.0163 | 0.00019023 | 984.73 | -0.028267 | 727.2067 | 0.013658 | 984.73 | 0.01055 | 984.73 | -0.0048385 | 727.0163 | 0.00019554 | 727.0163 | 0.00013518 | 990.231 | 0.097267 | 990.231 | -0.046453 | 1071.2759 | 0.075013 | 990.231 | 0.087268 | 1071.8687 | 0 | 1071.2759 | 0.088006 | 727.0163 | 2.6438e-05
|  |  | 990.4738 | -0.060212 | 727.335 | 0.022735 | 990.4738 | -0.36858 | 990.8942 | 0 | 990.4738 | -0.27537 | 727.1373 | 0.0002184 | 984.97 | 0.0013994 | 727.335 | 0.0032436 | 984.97 | -0.0095165 | 984.97 | -0.0053632 | 727.1373 | 0.00020814 | 727.1373 | 7.6158e-05 | 990.4738 | -0.13285 | 990.4738 | -0.04396 | 1071.4444 | 0.08774 | 990.4738 | -0.049231 | 1072.0391 | 0 | 1071.4444 | 0.085421 | 727.1373 | 4.8586e-05
|  |  | 990.7166 | 0.024995 | 727.4633 | 0 | 990.7166 | 0.26189 | 991.1377 | 0 | 990.7166 | 0.15273 | 727.2584 | 0.00020862 | 985.21 | 0.056816 | 727.4633 | 0.0069664 | 985.21 | 0.0036855 | 985.21 | -0.0011659 | 727.2584 | 0.00019777 | 727.2584 | 0.00010979 | 990.7166 | 0.081094 | 990.7166 | 0.033958 | 1071.6129 | 0.082806 | 990.7166 | 0.033657 | 1072.2096 | 9.2755e-05 | 1071.6129 | 0.089004 | 727.2584 | 4.6923e-05
|  |  | 990.9594 | -0.022879 | 727.5916 | 0.020705 | 990.9594 | -0.48252 | 991.3812 | 0 | 990.9594 | -0.28752 | 727.3795 | 0.00018767 | 985.45 | -0.031067 | 727.5916 | 0.0033993 | 985.45 | -0.0062161 | 985.45 | -0.0081612 | 727.3795 | 0.00017704 | 727.3795 | 0.0001649 | 990.9594 | -0.13054 | 990.9594 | -0.0080924 | 1071.7814 | 0.089422 | 990.9594 | -0.0354 | 1072.38 | 0 | 1071.7814 | 0.086713 | 727.3795 | 6.0492e-05
|  |  | 991.2022 | 0.0001029 | 727.7199 | 0 | 991.2022 | 0.29527 | 991.6247 | 0 | 991.2022 | 0.18406 | 727.5006 | 0.00015717 | 985.7 | -0.02267 | 727.7199 | 0.010861 | 985.7 | 0.0013092 | 985.7 | -0.0020404 | 727.5006 | 0.00016423 | 727.5006 | 0.0002198 | 991.2022 | 0.1236 | 991.2022 | -0.018852 | 1071.9499 | 0.079442 | 991.2022 | 0.032679 | 1072.5504 | 0 | 1071.9499 | 0.089122 | 727.5006 | 4.0095e-05
|  |  | 991.445 | -0.064606 | 727.8483 | 0.024359 | 991.445 | -0.43216 | 991.8683 | 0 | 991.445 | -0.28692 | 727.6216 | 0.00013994 | 985.94 | -0.037222 | 727.8483 | 0.0088314 | 985.94 | -0.0038396 | 985.94 | -0.0032645 | 727.6216 | 0.00017704 | 727.6216 | 0.00021133 | 991.445 | -0.1176 | 991.445 | -0.10803 | 1072.1184 | 0.088749 | 991.445 | -0.006453 | 1072.7209 | 0 | 1072.1184 | 0.086948 | 727.6216 | 5.7953e-05
|  |  | 991.6878 | -0.018602 | 727.9766 | 0 | 991.6878 | -0.033312 | 992.1118 | 0 | 991.6878 | 0.12158 | 727.7427 | 0.00015135 | 986.18 | 0.030506 | 727.9766 | 0.0063081 | 986.18 | 0.0027614 | 986.18 | -0.0022152 | 727.7427 | 0.00015956 | 727.7427 | 0.00016273 | 991.6878 | 0.14047 | 991.6878 | 0.054298 | 1072.2869 | 0.082414 | 991.6878 | 0.084449 | 1072.8913 | 9.2755e-05 | 1072.2869 | 0.088299 | 727.7427 | 3.668e-05
|  |  | 991.9306 | -0.029038 | 728.1049 | 0.023412 | 991.9306 | -0.55482 | 992.3554 | 0 | 991.9306 | -0.28884 | 727.8638 | 0.00017556 | 986.42 | 0.0075566 | 728.1049 | 0.0024651 | 986.42 | 0.0019693 | 986.42 | -0.010435 | 727.8638 | 0.00016891 | 727.8638 | 0.00020699 | 991.9306 | -0.1675 | 991.9306 | -0.023203 | 1072.4554 | 0.089197 | 991.9306 | -0.12441 | 1073.0618 | 0.00013913 | 1072.4554 | 0.086361 | 727.8638 | 4.4297e-05
|  |  | 992.1734 | -0.0079871 | 728.2333 | 0 | 992.1734 | 0.39244 | 992.5989 | 0 | 992.1734 | 0.1276 | 727.9849 | 0.00016927 | 986.67 | 0.0092359 | 728.2333 | 0.014591 | 986.67 | -1.1002e-05 | 986.67 | -0.00011659 | 727.9849 | 0.00015427 | 727.9849 | 0.00021763 | 992.1734 | 0.056142 | 992.1734 | 0.051585 | 1072.6238 | 0.085441 | 992.1734 | 0.16185 | 1073.2322 | 0 | 1072.6238 | 0.086948 | 727.9849 | 2.3024e-05
|  |  | 992.4162 | -0.013197 | 728.3617 | 0.012906 | 992.4162 | -0.37039 | 992.8425 | 0 | 992.4162 | -0.22493 | 728.106 | 0.00020816 | 986.91 | -0.037783 | 728.3617 | 0.0043335 | 986.91 | -0.012157 | 986.91 | -0.0037892 | 728.106 | 0.00018639 | 728.106 | 0.00023021 | 992.4162 | -0.086408 | 992.4162 | 0.032604 | 1072.7923 | 0.088637 | 992.4162 | 0.019801 | 1073.4027 | 0.00013913 | 1072.7923 | 0.085421 | 728.106 | 3.7468e-05
|  |  | 992.659 | -0.0015889 | 728.4901 | 0 | 992.659 | 0.11405 | 993.086 | 0 | 992.659 | 0.15628 | 728.227 | 0.00021631 | 987.15 | -0.02267 | 728.4901 | 0 | 987.15 | 0.0028934 | 987.15 | -0.002565 | 728.227 | 0.00017033 | 728.227 | 0.00017336 | 992.659 | 0.078091 | 992.659 | 0.073777 | 1072.9608 | 0.076583 | 992.659 | 0.039198 | 1073.5731 | 0 | 1072.9608 | 0.087301 | 728.227 | 2.4687e-05
|  |  | 992.9019 | -0.0056616 | 728.6185 | 0.0075091 | 992.9019 | -0.32489 | 993.3296 | 0 | 992.9019 | -0.27247 | 728.3481 | 0.00023587 | 987.39 | -0.04562 | 728.6185 | 0.0046449 | 987.39 | 0.0018373 | 987.39 | -0.012709 | 728.3481 | 0.00017704 | 728.3481 | 0.00019007 | 992.9019 | -0.098653 | 992.9019 | -0.033681 | 1073.1293 | 0.08645 | 992.9019 | -0.099319 | 1073.7435 | 0 | 1073.1293 | 0.086596 | 728.3481 | 4.7711e-05
|  |  | 993.1447 | -0.01616 | 728.7469 | 0 | 993.1447 | 0.016285 | 993.5732 | 0 | 993.1447 | 0.1492 | 728.4692 | 0.00019675 | 987.63 | 0.0053177 | 728.7469 | 0.0035299 | 987.63 | 0.0048738 | 987.63 | 0.0046053 | 728.4692 | 0.00014391 | 728.4692 | 0.00019007 | 993.1447 | 0.089642 | 993.1447 | 0.043908 | 1073.2978 | 0.077985 | 993.1447 | 0.025792 | 1073.914 | 9.2755e-05 | 1073.2978 | 0.088652 | 728.4692 | 3.8344e-05
|  |  | 993.3875 | -0.057925 | 728.8753 | 0.016916 | 993.3875 | -0.50556 | 993.8168 | 0 | 993.3875 | -0.28615 | 728.5903 | 0.00020001 | 987.88 | -0.02211 | 728.8753 | 0.0069664 | 987.88 | 0.0083063 | 987.88 | 0.0016322 | 728.5903 | 0.00015997 | 728.5903 | 0.00019658 | 993.3875 | -0.20932 | 993.3875 | -0.081083 | 1073.4663 | 0.085553 | 993.3875 | 0.0045061 | 1074.0845 | 0 | 1073.4663 | 0.086654 | 728.5903 | 6.9947e-05
|  |  | 993.6304 | 0.015373 | 729.0037 | 0 | 993.6304 | 0.056127 | 994.0603 | 0 | 993.6304 | 0.1052 | 728.7114 | 0.00015787 | 988.12 | 0.00083963 | 729.0037 | 0.0075698 | 988.12 | -0.0046317 | 988.12 | 0.011776 | 728.7114 | 0.00016667 | 728.7114 | 0.00020699 | 993.6304 | 0.10535 | 993.6304 | 0.024229 | 1073.6348 | 0.077536 | 993.6304 | 0.068849 | 1074.2549 | 0 | 1073.6348 | 0.088946 | 728.7114 | 4.7711e-05
|  |  | 993.8732 | -0.039294 | 729.1322 | 0.026254 | 993.8732 | -0.64698 | 994.3039 | 0 | 993.8732 | -0.23293 | 728.8325 | 0.00016858 | 988.36 | 0.018752 | 729.1322 | 0.0060339 | 988.36 | 0.0051378 | 988.36 | -0.0030897 | 728.8325 | 0.00017704 | 728.8325 | 0.00017532 | 993.8732 | -0.2084 | 993.8732 | -0.0011569 | 1073.8033 | 0.087515 | 993.8732 | 0.011665 | 1074.4253 | 0.00013913 | 1073.8033 | 0.086184 | 728.8325 | 8.693e-05
|  |  | 994.1161 | -0.0064017 | 729.2607 | 0 | 994.1161 | 0.014303 | 994.5476 | 0 | 994.1161 | 0.15537 | 728.9535 | 0.00016927 | 988.6 | 0.0058775 | 729.2607 | 0.010532 | 988.6 | 0.0017053 | 988.6 | 0.011426 | 728.9535 | 0.00017602 | 728.9535 | 0.00020916 | 994.1161 | 0.050366 | 994.1161 | 0.0012684 | 1073.9717 | 0.077648 | 994.1161 | -0.027043 | 1074.5958 | 0 | 1073.9717 | 0.088711 | 728.9535 | 5.8829e-05
|  |  | 994.3589 | -0.02005 | 729.3891 | 0.025577 | 994.3589 | -0.34035 | 994.7912 | 0 | 994.3589 | -0.27427 | 729.0746 | 0.00020443 | 988.85 | -0.033306 | 729.3891 | 0.00059682 | 988.85 | -0.0039716 | 988.85 | 0.012825 | 729.0746 | 0.0001868 | 729.0746 | 0.00017749 | 994.359 | -0.15711 | 994.3589 | -0.13732 | 1074.1402 | 0.08617 | 994.3589 | -0.044706 | 1074.7663 | 0 | 1074.1402 | 0.085597 | 729.0746 | 8.1853e-05
|  |  | 994.6018 | -0.0049887 | 729.5176 | 0 | 994.6018 | -0.044504 | 995.0348 | 0 | 994.6018 | 0.13102 | 729.1957 | 0.00021351 | 989.09 | 0.046181 | 729.5176 | 0.0094348 | 989.09 | 0.0017053 | 989.09 | 0.0046053 | 729.1957 | 0.00017988 | 729.1957 | 0.00015644 | 994.6018 | 0.08017 | 994.6018 | 0.08221 | 1074.3087 | 0.076863 | 994.6018 | 0.042782 | 1074.9367 | 0 | 1074.3087 | 0.088534 | 729.1957 | 4.0095e-05
|  |  | 994.8447 | -0.0081592 | 729.6461 | 0.011498 | 994.8447 | -0.46212 | 995.2784 | 0 | 994.8447 | -0.26462 | 729.3168 | 0.00018976 | 989.33 | -0.019311 | 729.6461 | 0.0069664 | 989.33 | -0.0064798 | 989.33 | -0.0043139 | 729.3168 | 0.00018558 | 729.3168 | 0.00011413 | 994.8447 | -0.11852 | 994.8447 | 0.012185 | 1074.4772 | 0.087628 | 994.8447 | -0.028808 | 1075.1072 | 0.00013913 | 1074.4772 | 0.085421 | 729.3168 | 5.5415e-05
|  |  | 995.0876 | 0.005481 | 729.7746 | 0 | 995.0876 | 0.22388 | 995.522 | 0 | 995.0876 | 0.17029 | 729.4379 | 0.00019093 | 989.57 | 0.010355 | 729.7746 | 0 | 989.57 | 0.01055 | 989.57 | 0.014224 | 729.4379 | 0.00016789 | 729.4379 | 0.00012259 | 995.0875 | 0.079246 | 995.0876 | 0.024775 | 1074.6457 | 0.079554 | 995.0876 | -0.042626 | 1075.2776 | 0 | 1074.6457 | 0.088652 | 729.4379 | 3.9219e-05
|  |  | 995.3304 | -0.027673 | 729.9031 | 0.019758 | 995.3304 | -0.44203 | 995.7657 | 0 | 995.3304 | -0.27117 | 729.559 | 0.0001886 | 989.82 | 0.0047579 | 729.9031 | 0.012726 | 989.82 | 0.0026294 | 989.82 | 0.00093272 | 729.559 | 0.00018558 | 729.559 | 0.00013951 | 995.3304 | -0.15456 | 995.3304 | 0.0083946 | 1074.8142 | 0.089141 | 995.3304 | -0.029547 | 1075.4481 | 0.0004174 | 1074.8142 | 0.086008 | 729.559 | 7.3273e-05
|  |  | 995.5733 | -0.011622 | 730.0317 | 0 | 995.5733 | -0.10359 | 996.0093 | 0 | 995.5733 | 0.16931 | 729.6801 | 0.00017719 | 990.06 | 0.027708 | 730.0317 | 0.014097 | 990.06 | 0.0046097 | 990.06 | 0.014399 | 729.6801 | 0.00017033 | 729.6801 | 0.00012259 | 995.5733 | 0.064459 | 995.5733 | 0.0040568 | 1074.9826 | 0.085161 | 995.5733 | 0.0036454 | 1075.6185 | 0 | 1074.9826 | 0.089063 | 729.6801 | 6.732e-05
|  |  | 995.8162 | -0.012294 | 730.1602 | 0.01854 | 995.8162 | -0.53716 | 996.2529 | 0 | 995.8162 | -0.3258 | 729.8012 | 0.0001744 | 990.3 | -0.033306 | 730.1602 | 0.011026 | 990.3 | -0.0056876 | 990.3 | -0.0015157 | 729.8012 | 0.00019533 | 729.8012 | 0.00012671 | 995.8162 | -0.14856 | 995.8162 | 0.010995 | 1075.1511 | 0.088805 | 995.8162 | -0.05477 | 1075.789 | 0.00013913 | 1075.1511 | 0.086654 | 729.8012 | 9.122e-05
|  |  | 996.0591 | -0.0048132 | 730.2887 | 0 | 996.0591 | 0.29931 | 996.4966 | 0 | 996.0591 | 0.1773 | 729.9223 | 0.00016764 | 990.54 | 0.0025189 | 730.2887 | 0.011026 | 990.54 | 0.0077784 | 990.54 | 0.010202 | 729.9223 | 0.00019167 | 729.9223 | 0.00012476 | 996.0591 | 0.1102 | 996.0591 | 0.055158 | 1075.3196 | 0.084264 | 996.0591 | -0.013137 | 1075.9595 | 0 | 1075.3196 | 0.088417 | 729.9223 | 5.7953e-05
|  |  | 996.302 | -0.079688 | 730.4173 | 0.012906 | 996.302 | -0.43833 | 996.7402 | 0 | 996.302 | -0.31995 | 730.0434 | 0.00020816 | 990.79 | -0.0086761 | 730.4173 | 0.0068018 | 990.79 | -0.0044997 | 990.79 | -0.0085115 | 730.0434 | 0.00020489 | 730.0434 | 0.00018595 | 996.302 | -0.16149 | 996.302 | -0.023861 | 1075.4881 | 0.089702 | 996.302 | -0.038193 | 1076.1299 | 0 | 1075.4881 | 0.086361 | 730.0434 | 5.7078e-05
|  |  | 996.5449 | -0.0087917 | 730.5459 | 0 | 996.5449 | -0.13308 | 996.9839 | 0 | 996.5449 | 0.18378 | 730.1645 | 0.00021235 | 991.03 | -0.0047579 | 730.5459 | 0.0053986 | 991.03 | 0.0024974 | 991.03 | 0.0068789 | 730.1645 | 0.00017358 | 730.1645 | 0.00012671 | 996.5449 | -0.010239 | 996.5449 | 0.10623 | 1075.6566 | 0.081404 | 996.5449 | 0.023721 | 1076.3004 | 0 | 1075.6566 | 0.087653 | 730.1645 | 3.0727e-05
|  |  | 996.7878 | -0.010266 | 730.6745 | 0.012437 | 996.7878 | -0.58694 | 997.2276 | 0 | 996.7878 | -0.25436 | 730.2855 | 0.00020327 | 991.27 | -0.0097957 | 730.6745 | 0.013988 | 991.27 | 0.00012102 | 991.27 | -0.0011659 | 730.2855 | 0.0001622 | 730.2855 | 0.00018161 | 996.7878 | -0.043666 | 996.7878 | -0.031133 | 1075.825 | 0.089534 | 996.7878 | 0.010519 | 1076.4709 | 0 | 1075.825 | 0.086302 | 730.2855 | 6.9859e-05
|  |  | 997.0307 | -0.00048783 | 730.8031 | 0 | 997.0307 | 0.26756 | 997.4713 | 0 | 997.0307 | 0.16009 | 730.4067 | 0.00017184 | 991.51 | -0.0075566 | 730.8031 | 0 | 991.51 | 0.0031575 | 991.51 | 0.0023318 | 730.4067 | 0.00013476 | 730.4067 | 0.00013518 | 997.0307 | 0.12823 | 997.0307 | 0.03214 | 1075.9935 | 0.083367 | 997.0307 | 0.051083 | 1076.6413 | 0 | 1075.9935 | 0.087653 | 730.4067 | 5.7953e-05
|  |  | 997.2736 | -0.019756 | 730.9317 | 0.018811 | 997.2736 | -0.29176 | 997.7149 | 0 | 997.2736 | -0.31779 | 730.5277 | 0.00015996 | 991.76 | -0.034425 | 730.9317 | 0.0080634 | 991.76 | 0.00078111 | 991.76 | -0.0044887 | 730.5277 | 0.00016647 | 730.5277 | 0.00018378 | 997.2736 | -0.14532 | 997.2736 | -0.021568 | 1076.162 | 0.088805 | 997.2736 | -0.079396 | 1076.8118 | 0 | 1076.162 | 0.086302 | 730.5277 | 9.3758e-05
|  |  | 997.5165 | 0.0018703 | 731.0603 | 0 | 997.5165 | 0.099188 | 997.9586 | 0 | 997.5165 | 0.15437 | 730.6489 | 0.00016648 | 992 | 0.0069968 | 731.0603 | 0.017224 | 992 | -0.0070082 | 992 | 0.0046053 | 730.6489 | 0.00014919 | 730.6489 | 0.00012042 | 997.5166 | 0.15202 | 997.5165 | -0.035104 | 1076.3305 | 0.080115 | 997.5165 | 0.065006 | 1076.9823 | 0 | 1076.3305 | 0.088299 | 730.6489 | 5.1125e-05
|  |  | 997.7595 | -0.02539 | 731.1889 | 0.0046932 | 997.7595 | -0.20129 | 998.2023 | 0 | 997.7595 | -0.28501 | 730.7699 | 0.00016112 | 992.24 | -0.0097957 | 731.1889 | 0.0029322 | 992.24 | -1.1002e-05 | 992.24 | 0.0067039 | 730.7699 | 0.00016464 | 730.7699 | 0.00017336 | 997.7595 | -0.098653 | 997.7595 | -0.15554 | 1076.4989 | 0.088356 | 997.7595 | 0.029258 | 1077.1527 | 0 | 1076.4989 | 0.086772 | 730.7699 | 0.00010488
|  |  | 998.0024 | -0.0015008 | 731.3176 | 0 | 998.0024 | -0.044962 | 998.446 | 0 | 998.0024 | 0.20215 | 730.891 | 0.00017603 | 992.48 | 0.011475 | 731.3176 | 0.011135 | 992.48 | 0.006326 | 992.48 | 0.0082777 | 730.891 | 0.00013436 | 730.891 | 0.00021546 | 998.0024 | 0.1712 | 998.0024 | 0.017792 | 1076.6674 | 0.07933 | 998.0024 | -0.066833 | 1077.3232 | 0 | 1076.6674 | 0.089004 | 730.891 | 6.9071e-05
|  |  | 998.2453 | -0.026952 | 731.4463 | 0.017863 | 998.2453 | -0.55357 | 998.6897 | 0 | 998.2453 | -0.34029 | 731.0122 | 0.00019093 | 992.73 | -0.0075566 | 731.4463 | 0.0093251 | 992.73 | -0.00040706 | 992.73 | -0.0034394 | 731.0122 | 0.00014777 | 731.0122 | 0.00023021 | 998.2453 | -0.2345 | 998.2453 | -0.026396 | 1076.8359 | 0.08959 | 998.2453 | -0.040927 | 1077.4937 | 0.00013913 | 1076.8359 | 0.086419 | 731.0122 | 0.00010234
|  |  | 998.4883 | 0.018265 | 731.5749 | 0 | 998.4883 | -0.10284 | 998.9334 | 0 | 998.4883 | 0.16029 | 731.1332 | 0.00020886 | 992.97 | -0.027708 | 731.5749 | 0.0021283 | 992.97 | 0.0026294 | 992.97 | 0.008628 | 731.1332 | 0.00014858 | 731.1332 | 0.00019007 | 998.4883 | 0.071159 | 998.4883 | 0.017794 | 1077.0043 | 0.082582 | 998.4883 | 0.058445 | 1077.6642 | 0 | 1077.0043 | 0.088828 | 731.1332 | 5.4539e-05
|  |  | 998.7312 | -0.036286 | 731.7036 | 0.011498 | 998.7312 | -0.50732 | 999.1772 | 0 | 998.7312 | -0.35221 | 731.2544 | 0.00019884 | 993.21 | -0.0030786 | 731.7036 | 0.011026 | 993.21 | -0.011761 | 993.21 | -0.0081612 | 731.2544 | 0.00017602 | 731.2544 | 0.00011825 | 998.7312 | -0.134 | 998.7312 | -0.043539 | 1077.1728 | 0.089309 | 998.7312 | -0.0025257 | 1077.8347 | 0.00013913 | 1077.1728 | 0.086008 | 731.2544 | 5.8829e-05
|  |  | 998.9742 | 0.0015069 | 731.8323 | 0 | 998.9742 | 0.22245 | 999.4209 | 0 | 998.9742 | 0.17424 | 731.3755 | 0.00019954 | 993.45 | -0.02155 | 731.8323 | 0.010203 | 993.45 | 0.0031575 | 993.45 | 0.0089776 | 731.3755 | 0.0001681 | 731.3755 | 0.00014364 | 998.9742 | 0.13377 | 998.9742 | 0.012002 | 1077.3413 | 0.083647 | 998.9742 | 0.021873 | 1078.0051 | 0 | 1077.3413 | 0.088887 | 731.3755 | 3.3266e-05
|  |  | 999.2171 | -0.039498 | 731.961 | 0.0072746 | 999.2171 | -0.37831 | 999.6646 | 0 | 999.2171 | -0.35015 | 731.4966 | 0.00021724 | 993.7 | 0.026029 | 731.961 | 0.0096542 | 993.7 | 0.0038176 | 993.7 | -0.0023901 | 731.4966 | 0.00017602 | 731.4966 | 0.00011196 | 999.2171 | -0.1377 | 999.2171 | -0.065046 | 1077.5098 | 0.088525 | 999.2171 | 0.09332 | 1078.1756 | 0.00013913 | 1077.5098 | 0.086478 | 731.4966 | 5.7953e-05
|  |  | 999.4601 | 0.010158 | 732.0897 | 0 | 999.4601 | -0.023667 | 999.9084 | 0 | 999.4601 | 0.22098 | 731.6177 | 0.00022329 | 993.94 | 0.0069968 | 732.0897 | 0 | 993.94 | 0.021641 | 993.94 | 0.00023318 | 731.6177 | 0.00015184 | 731.6177 | 0.00012888 | 999.4601 | 0.054063 | 999.4601 | 0.030364 | 1077.6782 | 0.080003 | 999.4601 | 0.086774 | 1078.3461 | 0 | 1077.6782 | 0.089298 | 731.6177 | 6.9071e-05
|  |  | 999.703 | -0.039494 | 732.2185 | 0.013804 | 999.703 | -0.56449 | 1000.1521 | 0 | 999.703 | -0.26309 | 731.7388 | 0.00019139 | 994.18 | -0.0092359 | 732.2185 | 0.0077343 | 994.18 | -0.0029155 | 994.18 | -0.0053632 | 731.7388 | 0.0001496 | 731.7388 | 0.00012259 | 999.703 | -0.15618 | 999.703 | -0.04087 | 1077.8467 | 0.089029 | 999.703 | -0.0084391 | 1078.5166 | 0.00013913 | 1077.8467 | 0.086889 | 731.7388 | 8.8681e-05
|  |  | 999.946 | -0.017467 | 732.3472 | 0 | 999.946 | 0.44079 | 1000.3958 | 0 | 999.946 | 0.13992 | 731.8599 | 0.00017789 | 994.42 | 0.02211 | 732.3472 | 0.0058693 | 994.42 | 0.0044777 | 994.42 | 0.0032063 | 731.8599 | 0.00013253 | 731.8599 | 0.00017749 | 999.946 | 0.11991 | 999.946 | 0.027848 | 1078.0152 | 0.078153 | 999.946 | 0.018163 | 1078.687 | 0 | 1078.0152 | 0.088711 | 731.8599 | 8.1853e-05
|  |  | 1000.189 | -0.028889 | 732.476 | 0.0084479 | 1000.189 | -0.45148 | 1000.6396 | 0 | 1000.189 | -0.35445 | 731.981 | 0.00017137 | 994.67 | 0.013714 | 732.476 | 0.0035549 | 994.67 | 0.0032895 | 994.67 | -0.008861 | 731.981 | 0.00014899 | 731.981 | 0.00018812 | 1000.189 | -0.097729 | 1000.189 | -0.070547 | 1078.1836 | 0.087852 | 1000.189 | -0.0036211 | 1078.8575 | 0.00013913 | 1078.1836 | 0.086654 | 731.981 | 8.8681e-05
|  |  | 1000.432 | 0.0014487 | 732.6047 | 0 | 1000.432 | 0.2184 | 1000.8834 | 0 | 1000.432 | 0.16248 | 732.1021 | 0.00018534 | 994.91 | 0.0036384 | 732.6047 | 0.0064727 | 994.91 | 0.0092303 | 994.91 | 0.0079281 | 732.1021 | 0.00015001 | 732.1021 | 0.0002007 | 1000.432 | 0.037197 | 1000.432 | 0.05263 | 1078.3521 | 0.07905 | 1000.432 | 0.035141 | 1079.028 | 0 | 1078.3521 | 0.088241 | 732.1021 | 6.4782e-05
|  |  | 1000.6749 | -0.016885 | 732.7335 | 0.013804 | 1000.6749 | -0.39551 | 1001.1271 | 0 | 1000.6749 | -0.38853 | 732.2232 | 0.00017998 | 995.15 | -0.006437 | 732.7335 | 0.006363 | 995.15 | 0.0047417 | 995.15 | -0.012009 | 732.2232 | 0.0001624 | 732.2232 | 0.00020287 | 1000.6749 | -0.1139 | 1000.6749 | 0.022906 | 1078.5205 | 0.087459 | 1000.6749 | -0.015774 | 1079.1985 | 0 | 1078.5205 | 0.086478 | 732.2232 | 5.629e-05
|  |  | 1000.9179 | -0.0069305 | 732.8623 | 0 | 1000.9179 | 0.3298 | 1001.3709 | 0 | 1000.9179 | 0.19018 | 732.3443 | 0.00017626 | 995.39 | -0.0036384 | 732.8623 | 0.0077343 | 995.39 | 0.006722 | 995.39 | 0.010202 | 732.3443 | 0.00015468 | 732.3443 | 0.00019853 | 1000.9179 | 0.15179 | 1000.9179 | 0.061912 | 1078.689 | 0.083871 | 1000.9179 | 0.051638 | 1079.369 | 9.2755e-05 | 1078.689 | 0.088417 | 732.3443 | 2.4687e-05
|  |  | 1001.1609 | 0.00064602 | 732.9911 | 0.0061012 | 1001.1609 | -0.88118 | 1001.6147 | 0 | 1001.1609 | -0.29362 | 732.4654 | 0.00019582 | 995.64 | 0.017072 | 732.9911 | 0.012726 | 995.64 | -0.0011992 | 995.64 | -0.0013408 | 732.4654 | 0.00016667 | 732.4654 | 0.00020287 | 1001.1609 | -0.079015 | 1001.1609 | -0.011448 | 1078.8575 | 0.088132 | 1001.1609 | 0.095943 | 1079.5395 | 0.00013913 | 1078.8575 | 0.086596 | 732.4654 | 3.4142e-05
|  |  | 1001.4039 | 0.0026317 | 733.1199 | 0 | 1001.4039 | -0.096766 | 1001.8585 | 0 | 1001.4039 | 0.20167 | 732.5865 | 0.00017556 | 995.88 | -0.010355 | 733.1199 | 0 | 995.88 | 0.0060617 | 995.88 | 0.010551 | 732.5865 | 0.00016993 | 732.5865 | 0.00015839 | 1001.4039 | 0.075549 | 1001.4039 | 0.087183 | 1079.0259 | 0.087011 | 1001.4039 | -0.014974 | 1079.71 | 0 | 1079.0259 | 0.088887 | 732.5865 | 2.6438e-05
|  |  | 1001.6469 | -0.0032998 | 733.2487 | 0.013376 | 1001.6469 | -0.12191 | 1002.1023 | 0 | 1001.6469 | -0.29776 | 732.7076 | 0.00018744 | 996.12 | -0.0047579 | 733.2487 | 0.0074601 | 996.12 | -0.0078004 | 996.12 | 0.00023318 | 732.7076 | 0.00016383 | 732.7076 | 0.0002007 | 1001.6469 | -0.10304 | 1001.6469 | -0.054099 | 1079.1944 | 0.088412 | 1001.6469 | -0.053741 | 1079.8805 | 0.00013913 | 1079.1944 | 0.086478 | 732.7076 | 6.6532e-05
|  |  | 1001.8899 | 0.00024145 | 733.3776 | 0 | 1001.8899 | 0.38221 | 1002.3461 | 0 | 1001.8899 | 0.19312 | 732.8288 | 0.00017137 | 996.36 | 0.0086761 | 733.3776 | 0.0044642 | 996.36 | -0.0023874 | 996.36 | -0.0032645 | 732.8288 | 0.00015651 | 732.8288 | 0.00018812 | 1001.8899 | 0.11483 | 1001.8899 | 0.12162 | 1079.3629 | 0.079835 | 1001.8899 | 0.033719 | 1080.051 | 0 | 1079.3629 | 0.089004 | 732.8288 | 5.629e-05
|  |  | 1002.1329 | -0.018955 | 733.5064 | 0.005632 | 1002.1329 | -0.63584 | 1002.5899 | 0 | 1002.1329 | -0.32507 | 732.9499 | 0.0002028 | 996.61 | -0.025469 | 733.5064 | 0.0088314 | 996.61 | 0.0015733 | 996.61 | 0.00023318 | 732.9499 | 0.00014858 | 732.9499 | 0.0001521 | 1002.1329 | -0.15595 | 1002.1329 | -0.068307 | 1079.5313 | 0.087908 | 1002.1329 | -0.068322 | 1080.2214 | 0 | 1079.5313 | 0.086772 | 732.9499 | 8.2728e-05
|  |  | 1002.3759 | -0.0016919 | 733.6353 | 0 | 1002.3759 | 0.38668 | 1002.8337 | 0 | 1002.3759 | 0.14375 | 733.071 | 0.00019628 | 996.85 | -0.0019591 | 733.6353 | 0.0071309 | 996.85 | 0.0023654 | 996.85 | -0.0062376 | 733.071 | 0.00017379 | 733.071 | 0.00013951 | 1002.3759 | 0.025645 | 1002.3759 | 0.10815 | 1079.6998 | 0.081292 | 1002.3759 | 0.10109 | 1080.3919 | 0 | 1079.6998 | 0.089181 | 733.071 | 4.4297e-05
|  |  | 1002.619 | -0.010426 | 733.7642 | 0.0011733 | 1002.619 | -0.33761 | 1003.0775 | 0 | 1002.619 | -0.34748 | 733.1921 | 0.00020047 | 997.09 | 0.011475 | 733.7642 | 0.0061984 | 997.09 | 0.0024974 | 997.09 | 0.010377 | 733.1921 | 0.00018598 | 733.1921 | 0.00017749 | 1002.619 | -0.027724 | 1002.619 | -0.01475 | 1079.8682 | 0.089141 | 1002.619 | -0.13326 | 1080.5624 | 0 | 1079.8682 | 0.086889 | 733.1921 | 7.9314e-05
|  |  | 1002.862 | -0.024647 | 733.8931 | 0 | 1002.862 | 0.01737 | 1003.3213 | 0 | 1002.862 | 0.099269 | 733.3132 | 0.00019838 | 997.33 | -0.026587 | 733.8931 | 0.0013497 | 997.33 | -0.0039716 | 997.33 | -0.0034394 | 733.3132 | 0.000187 | 733.3132 | 0.00020504 | 1002.862 | 0.080863 | 1002.862 | 0.086681 | 1080.0367 | 0.080507 | 1002.862 | 0.083399 | 1080.7329 | 0 | 1080.0367 | 0.088476 | 733.3132 | 4.8586e-05
|  |  | 1003.105 | -0.043489 | 734.0219 | 0.0030506 | 1003.105 | -0.76077 | 1003.5652 | 0 | 1003.105 | -0.38379 | 733.4343 | 0.00019139 | 997.58 | 0.018192 | 734.0219 | 0.011026 | 997.58 | -0.0034436 | 997.58 | -0.0043139 | 733.4343 | 0.00016505 | 733.4343 | 0.00017532 | 1003.105 | -0.1913 | 1003.105 | -0.067874 | 1080.2051 | 0.088356 | 1003.105 | 0.067172 | 1080.9034 | 0 | 1080.2051 | 0.086478 | 733.4343 | 9.4633e-05
|  |  | 1003.3481 | 0.012582 | 734.1509 | 0 | 1003.3481 | 0.080821 | 1003.809 | 0 | 1003.3481 | 0.26118 | 733.5554 | 0.0001865 | 997.82 | 0.025469 | 734.1509 | 0.0066373 | 997.82 | 0.0019693 | 997.82 | -0.004139 | 733.5554 | 0.00016037 | 733.5554 | 0.00017749 | 1003.348 | 0.14163 | 1003.3481 | 0.14637 | 1080.3736 | 0.08247 | 1003.3481 | 0.08307 | 1081.0739 | 9.2755e-05 | 1080.3736 | 0.088241 | 733.5554 | 6.1367e-05
|  |  | 1003.5911 | -0.029002 | 734.2798 | 0.024224 | 1003.5911 | -0.74716 | 1004.0528 | 0 | 1003.5911 | -0.34038 | 733.6766 | 0.00017952 | 998.06 | -0.0069968 | 734.2798 | 0.0044891 | 998.06 | -0.0048957 | 998.06 | -0.0099105 | 733.6766 | 0.00017216 | 733.6766 | 0.00023238 | 1003.5911 | -0.20932 | 1003.5911 | -0.017965 | 1080.5421 | 0.088412 | 1003.5911 | -0.082436 | 1081.2444 | 0 | 1080.5421 | 0.086478 | 733.6766 | 8.693e-05
|  |  | 1003.8341 | -0.010278 | 734.4087 | 0 | 1003.8341 | 0.39216 | 1004.2967 | 0 | 1003.8341 | 0.18895 | 733.7977 | 0.00019884 | 998.3 | -0.0019591 | 734.4087 | 0.0036856 | 998.3 | 0.00038506 | 998.3 | -0.0034394 | 733.7977 | 0.00016749 | 733.7977 | 0.00023455 | 1003.8341 | 0.18714 | 1003.8341 | 0.0075191 | 1080.7105 | 0.082301 | 1003.8341 | 0.16368 | 1081.4149 | 0 | 1080.7105 | 0.088652 | 733.7977 | 4.9462e-05
|  |  | 1004.0772 | 0.00066151 | 734.5377 | 0.015698 | 1004.0772 | -0.58595 | 1004.5405 | 0 | 1004.0772 | -0.39013 | 733.9188 | 0.00014087 | 998.55 | -0.041141 | 734.5377 | 0 | 998.55 | -0.0092523 | 998.55 | 0.0016322 | 733.9188 | 0.00012114 | 733.9188 | 0.00013105 | 1004.0772 | -0.15734 | 1004.0772 | -0.093129 | 1080.879 | 0.089197 | 1004.0772 | -0.078814 | 1081.5854 | 0 | 1080.879 | 0.088946 | 733.9188 | 4.4297e-05
|  |  | 1004.3202 | -0.033206 | 734.6666 | 0 | 1004.3202 | -0.72832 | 1004.7844 | 0 | 1004.3202 | -0.37895 | 734.0399 | 0.00038209 | 998.79 | -0.02435 | 734.6666 | 0.014262 | 998.79 | -0.0062161 | 998.79 | -0.0072872 | 734.0399 | 0.0003431 | 734.0399 | 0.00031049 | 1004.3202 | -0.20447 | 1004.3202 | -0.0011676 | 1081.0474 | 0.09116 | 1004.3202 | -0.10769 | 1081.7559 | 0 | 1081.0474 | 0.088711 | 734.0399 | 0.00012107
|  |  | 1004.5633 | 0.004592 | 734.7956 | 0.015292 | 1004.5633 | 0.43864 | 1005.0282 | 0 | 1004.5633 | 0.11726 | 734.161 | 0.00030968 | 999.03 | 0.020431 | 734.7956 | 0.014591 | 999.03 | -0.0030475 | 999.03 | -0.0043139 | 734.161 | 0.00029534 | 734.161 | 0.00026623 | 1004.5633 | 0.12799 | 1004.5633 | 0.0065175 | 1081.2159 | 0.081236 | 1004.5633 | 0.045766 | 1081.9264 | 0.00069566 | 1081.2159 | 0.088769 | 734.161 | 0.00010654
|  |  | 1004.8063 | 0.0027105 | 734.9246 | 0 | 1004.8063 | -0.57805 | 1005.2721 | 0 | 1004.8063 | -0.32958 | 734.2822 | 0.00059095 | 999.27 | 0.0092359 | 734.9246 | 0.0043085 | 999.27 | -0.0037076 | 999.27 | -0.010784 | 734.2822 | 0.0005423 | 734.2822 | 0.00049861 | 1004.8063 | -0.086177 | 1004.8063 | -0.025351 | 1081.3843 | 0.091384 | 1004.8063 | 0.07217 | 1082.097 | 0 | 1081.3843 | 0.086772 | 734.2822 | 0.00019268
|  |  | 1005.0494 | 0.019725 | 735.0536 | 0.011733 | 1005.0494 | 0.030227 | 1005.516 | 0 | 1005.0494 | 0.20261 | 734.4033 | 0.00028663 | 999.52 | -0.0036384 | 735.0536 | 0.010861 | 999.52 | 0.0064578 | 999.52 | 0.01195 | 734.4033 | 0.00025509 | 734.4033 | 0.00024084 | 1005.0494 | 0.17189 | 1005.0494 | 0.038152 | 1081.5528 | 0.078657 | 1005.0494 | 0.0034905 | 1082.2675 | 0.0004174 | 1081.5528 | 0.089298 | 734.4033 | 8.6054e-05
|  |  | 1005.2925 | -0.04149 | 735.1826 | 0 | 1005.2925 | -0.51866 | 1005.7599 | 0 | 1005.2925 | -0.39075 | 734.5244 | 0.00057348 | 999.76 | -0.012035 | 735.1826 | 0.0078989 | 999.76 | 0.0040816 | 999.76 | -0.0032645 | 734.5244 | 0.00051018 | 734.5244 | 0.00048168 | 1005.2925 | -0.17605 | 1005.2925 | -0.13999 | 1081.7212 | 0.091272 | 1005.2925 | -0.12813 | 1082.438 | 0 | 1081.7212 | 0.086831 | 734.5244 | 0.00018752
|  |  | 1005.5356 | -0.010748 | 735.3116 | 0.005632 | 1005.5356 | -0.32338 | 1006.0038 | 0 | 1005.5356 | 0.1599 | 734.6455 | 0.00029105 | 1000 | 0.031067 | 735.3116 | 0.01119 | 1000 | 0.0013092 | 1000 | -0.00081612 | 734.6455 | 0.00025794 | 734.6455 | 0.0002493 | 1005.5356 | 0.063997 | 1005.5356 | 0.11075 | 1081.8897 | 0.081124 | 1005.5356 | 0.068031 | 1082.6085 | 0.00069566 | 1081.8897 | 0.088946 | 734.6455 | 0.00010146
|  |  | 1005.7786 | -0.02523 | 735.4406 | 0 | 1005.7786 | -0.80943 | 1006.2477 | 0 | 1005.7786 | -0.40317 | 734.7667 | 0.00059304 | 1000.2 | 0.00027989 | 735.4406 | 0.0039971 | 1000.2 | -0.0023874 | 1000.2 | 0.0089776 | 734.7667 | 0.00050022 | 734.7667 | 0.00054092 | 1005.7786 | -0.17351 | 1005.7786 | -0.086109 | 1082.0581 | 0.090599 | 1005.7786 | -0.083774 | 1082.779 | 0 | 1082.0581 | 0.086419 | 734.7667 | 0.00019268
|  |  | 1006.0217 | -0.0077999 | 735.5697 | 0.025307 | 1006.0217 | 0.13896 | 1006.4916 | 0 | 1006.0217 | 0.1644 | 734.8878 | 0.00030735 | 1000.5 | 0.0092359 | 735.5697 | 0.012561 | 1000.5 | 0.0068539 | 1000.5 | 0.014574 | 734.8878 | 0.0002429 | 734.8878 | 0.00029574 | 1006.0217 | 0.16427 | 1006.0217 | 0.053929 | 1082.2265 | 0.077592 | 1006.0217 | 0.10339 | 1082.9495 | 0.00013913 | 1082.2265 | 0.088946 | 734.8878 | 9.6297e-05
|  |  | 1006.2648 | -0.016204 | 735.6987 | 0 | 1006.2648 | -0.98334 | 1006.7355 | 0 | 1006.2648 | -0.32899 | 735.0089 | 0.00059467 | 1000.7 | 0.00027989 | 735.6987 | 0.0092702 | 1000.7 | -0.010572 | 1000.7 | 0.0037309 | 735.0089 | 0.00055612 | 735.0089 | 0.00057889 | 1006.2648 | -0.049442 | 1006.2648 | -0.047923 | 1082.395 | 0.088917 | 1006.2648 | 0.00043394 | 1083.12 | 0 | 1082.395 | 0.086302 | 735.0089 | 0.00021824
|  |  | 1006.5079 | -0.0016846 | 735.8278 | 0.013668 | 1006.5079 | 0.49808 | 1006.9794 | 0 | 1006.5079 | 0.2454 | 735.13 | 0.00029314 | 1001 | -0.0030786 | 735.8278 | 0.012726 | 1001 | -0.00027504 | 1001 | 0.0061793 | 735.13 | 0.00031383 | 735.13 | 0.00028315 | 1006.5079 | 0.16219 | 1006.5079 | -0.016053 | 1082.5634 | 0.079274 | 1006.5079 | 0.030092 | 1083.2905 | 0.0004174 | 1082.5634 | 0.089004 | 735.13 | 0.00012702
|  |  | 1006.751 | -0.017452 | 735.9569 | 0 | 1006.751 | -0.85664 | 1007.2233 | 0 | 1006.751 | -0.37039 | 735.2512 | 0.00055905 | 1001.2 | -0.0013994 | 735.9569 | 0.002284 | 1001.2 | -0.0059519 | 1001.2 | -0.0044887 | 735.2512 | 0.00059677 | 735.2512 | 0.00052812 | 1006.751 | -0.19592 | 1006.751 | -0.044586 | 1082.7319 | 0.089758 | 1006.751 | 0.080346 | 1083.461 | 0 | 1082.7319 | 0.086361 | 735.2512 | 0.00022332
|  |  | 1006.9941 | -0.023594 | 736.086 | 0.019217 | 1006.9941 | 0.43537 | 1007.4672 | 0 | 1006.9941 | 0.107 | 735.3723 | 0.00027498 | 1001.5 | 0.029946 | 736.086 | 0.0093251 | 1001.5 | -0.0013312 | 1001.5 | 0.0040807 | 735.3723 | 0.00028294 | 735.3723 | 0.00024518 | 1006.9941 | 0.18714 | 1006.9941 | -0.016539 | 1082.9003 | 0.076078 | 1006.9941 | 0.079705 | 1083.6316 | 0.00069566 | 1082.9003 | 0.088946 | 735.3723 | 0.00010146
|  |  | 1007.2372 | -0.010033 | 736.2151 | 0 | 1007.2372 | -0.5267 | 1007.7112 | 0 | 1007.2372 | -0.46717 | 735.4934 | 0.00054973 | 1001.7 | -0.044499 | 736.2151 | 0.010367 | 1001.7 | -0.0021233 | 1001.7 | -0.0076368 | 735.4934 | 0.00057502 | 735.4934 | 0.0005663 | 1007.2372 | -0.10535 | 1007.2372 | -0.029822 | 1083.0687 | 0.089365 | 1007.2372 | -0.11152 | 1083.8021 | 0 | 1083.0687 | 0.086713 | 735.4934 | 0.00022332
|  |  | 1007.4803 | -0.017574 | 736.3442 | 0.01056 | 1007.4803 | 0.35286 | 1007.9551 | 0 | 1007.4803 | 0.20411 | 735.6146 | 0.00028337 | 1001.9 | 0.052897 | 736.3442 | 0 | 1001.9 | 0.0064578 | 1001.9 | 0.016847 | 735.6146 | 0.00029209 | 735.6146 | 0.00032546 | 1007.4803 | 0.17374 | 1007.4803 | 0.18796 | 1083.2372 | 0.080059 | 1007.4803 | -0.051433 | 1083.9726 | 0.00013913 | 1083.2372 | 0.089063 | 735.6146 | 0.00012186
|  |  | 1007.7234 | -0.030897 | 736.4733 | 0 | 1007.7234 | -0.46864 | 1008.1991 | 0 | 1007.7234 | -0.39389 | 735.7357 | 0.00056766 | 1002.2 | 0.0025189 | 736.4733 | 0.0043085 | 1002.2 | -0.0050278 | 1002.2 | 0.0012825 | 735.7357 | 0.00057258 | 735.7357 | 0.00059581 | 1007.7234 | -0.19014 | 1007.7234 | -0.087188 | 1083.4056 | 0.091047 | 1007.7234 | 0.056786 | 1084.1431 | 0 | 1083.4056 | 0.086948 | 735.7357 | 0.00023356
|  |  | 1007.9666 | -0.0064172 | 736.6024 | 0.017863 | 1007.9666 | 0.30376 | 1008.443 | 0 | 1007.9666 | 0.22709 | 735.8568 | 0.00029314 | 1002.4 | 0.00027989 | 736.6024 | 0.0086668 | 1002.4 | -0.0037076 | 1002.4 | 0.0061793 | 735.8568 | 0.0002807 | 735.8568 | 0.00027469 | 1007.9666 | 0.19684 | 1007.9666 | 0.052895 | 1083.5741 | 0.0772 | 1007.9666 | 0.15777 | 1084.3136 | 0.0004174 | 1083.5741 | 0.089063 | 735.8568 | 0.0001117
|  |  | 1008.2097 | 0.0099407 | 736.7316 | 0 | 1008.2097 | -0.27541 | 1008.687 | 0 | 1008.2097 | -0.36825 | 735.9779 | 0.0006282 | 1002.7 | -0.0047579 | 736.7316 | 0.013329 | 1002.7 | 0.0017053 | 1002.7 | 0.0021569 | 735.9779 | 0.00058071 | 735.9779 | 0.00057889 | 1008.2097 | -0.16866 | 1008.2097 | -0.046609 | 1083.7425 | 0.091047 | 1008.2097 | 0.0017862 | 1084.4841 | 0 | 1083.7425 | 0.086831 | 735.9779 | 0.00021308
|  |  | 1008.4528 | -0.014385 | 736.8607 | 0.01854 | 1008.4528 | -0.2734 | 1008.9309 | 0 | 1008.4528 | 0.20423 | 736.0991 | 0.00033925 | 1002.9 | -0.0013994 | 736.8607 | 0.012287 | 1002.9 | -0.00053907 | 1002.9 | -0.0027399 | 736.0991 | 0.00030042 | 736.0991 | 0.00030854 | 1008.4528 | 0.13169 | 1008.4528 | -0.0069862 | 1083.9109 | 0.07748 | 1008.4528 | -0.048703 | 1084.6547 | 0.00013913 | 1083.9109 | 0.088828 | 736.0991 | 0.00010146
|  |  | 1008.6959 | -0.00064802 | 736.9899 | 0 | 1008.6959 | -0.51143 | 1009.1749 | 0 | 1008.6959 | -0.385 | 736.2202 | 0.00062122 | 1003.2 | -0.04506 | 736.9899 | 0.00025954 | 1003.2 | -0.010309 | 1003.2 | -0.0029147 | 736.2202 | 0.00057218 | 736.2202 | 0.00061686 | 1008.696 | -0.13955 | 1008.6959 | -0.12909 | 1084.0794 | 0.092225 | 1008.6959 | -0.053526 | 1084.8252 | 0 | 1084.0794 | 0.086419 | 736.2202 | 0.00017727
|  |  | 1008.9391 | 0.00025168 | 737.1191 | 0.013668 | 1008.9391 | -0.062435 | 1009.4189 | 0 | 1008.9391 | 0.21068 | 736.3413 | 0.00028406 | 1003.4 | 0.037783 | 737.1191 | 0.0086668 | 1003.4 | 0.012663 | 1003.4 | 0.0065291 | 736.3413 | 0.00027216 | 736.3413 | 0.00030854 | 1008.9391 | 0.23358 | 1008.9391 | 0.038958 | 1084.2478 | 0.076583 | 1008.9391 | -0.04259 | 1084.9957 | 0.00097375 | 1084.2478 | 0.088828 | 736.3413 | 7.59e-05
|  |  | 1009.1822 | -0.023745 | 737.2483 | 0 | 1009.1822 | -0.88946 | 1009.6628 | 0 | 1009.1822 | -0.43858 | 736.4625 | 0.00057558 | 1003.6 | -0.013154 | 737.2483 | 0.010093 | 1003.6 | -0.0033115 | 1003.6 | -0.0095602 | 736.4625 | 0.00058722 | 736.4625 | 0.00061686 | 1009.1822 | -0.25391 | 1009.1822 | -0.04466 | 1084.4162 | 0.090094 | 1009.1822 | 0.050023 | 1085.1662 | 0 | 1084.4162 | 0.086654 | 736.4625 | 0.00015688
|  |  | 1009.4254 | -0.025547 | 737.3775 | 0.014616 | 1009.4254 | 0.35394 | 1009.9068 | 0 | 1009.4254 | 0.26129 | 736.5836 | 0.00029338 | 1003.9 | -0.015953 | 737.3775 | 0.0027765 | 1003.9 | -0.0044997 | 1003.9 | 0.001982 | 736.5836 | 0.00031566 | 736.5836 | 0.00031266 | 1009.4254 | 0.094725 | 1009.4254 | -0.02398 | 1084.5847 | 0.08488 | 1009.4254 | 0.10838 | 1085.3368 | 0.0004174 | 1084.5847 | 0.089122 | 736.5836 | 8.0977e-05
|  |  | 1009.6685 | -0.056063 | 737.5067 | 0 | 1009.6685 | -0.62572 | 1010.1508 | 0 | 1009.6685 | -0.55499 | 736.7047 | 0.00058652 | 1004.1 | 0.00083963 | 737.5067 | 0.0071309 | 1004.1 | -0.010705 | 1004.1 | -0.010085 | 736.7047 | 0.00058783 | 736.7047 | 0.00059581 | 1009.6685 | -0.17813 | 1009.6685 | -0.080477 | 1084.7531 | 0.091776 | 1009.6685 | -0.048789 | 1085.5073 | 0 | 1084.7531 | 0.086772 | 736.7047 | 0.000208
|  |  | 1009.9117 | 0.012451 | 737.636 | 0.019487 | 1009.9117 | -0.30737 | 1010.3948 | 0 | 1009.9117 | 0.21877 | 736.8259 | 0.00029594 | 1004.4 | 0.014833 | 737.636 | 0.0049562 | 1004.4 | 0.0010452 | 1004.4 | 0.0039058 | 736.8259 | 0.00027298 | 736.8259 | 0.00028727 | 1009.9117 | 0.18229 | 1009.9117 | 0.019178 | 1084.9215 | 0.075406 | 1009.9117 | -0.015234 | 1085.6778 | 0.00069566 | 1084.9215 | 0.089004 | 736.8259 | 0.00012702
|  |  | 1010.1548 | -0.050458 | 737.7652 | 0 | 1010.1548 | -0.96342 | 1010.6388 | 0 | 1010.1548 | -0.41226 | 736.947 | 0.00059025 | 1004.6 | 0.010355 | 737.7652 | 0.0027513 | 1004.6 | -0.00080314 | 1004.6 | 0.0123 | 736.947 | 0.00055307 | 736.947 | 0.0005535 | 1010.1549 | -0.097729 | 1010.1548 | -0.045206 | 1085.09 | 0.089309 | 1010.1548 | -0.034999 | 1085.8484 | 0 | 1085.09 | 0.086537 | 736.947 | 0.00022849
|  |  | 1010.398 | 0.00095453 | 737.8945 | 0.0096211 | 1010.398 | -0.046064 | 1010.8828 | 0 | 1010.398 | 0.195 | 737.0682 | 0.00029757 | 1004.9 | 0.028267 | 737.8945 | 0.011026 | 1004.9 | 0.0051378 | 1004.9 | 0.0074037 | 737.0682 | 0.00028151 | 737.0682 | 0.00027035 | 1010.398 | 0.2315 | 1010.398 | -0.033797 | 1085.2584 | 0.076975 | 1010.398 | -0.043498 | 1086.0189 | 0.00013913 | 1085.2584 | 0.088769 | 737.0682 | 0.00010146
|  |  | 1010.6412 | -0.038412 | 738.0237 | 0 | 1010.6412 | -1.0746 | 1011.1268 | 0 | 1010.6412 | -0.46244 | 737.1893 | 0.00056906 | 1005.1 | -0.0053177 | 738.0237 | 0 | 1005.1 | -0.0056876 | 1005.1 | -0.0072872 | 737.1893 | 0.0005921 | 737.1893 | 0.00051553 | 1010.6412 | -0.10119 | 1010.6412 | -0.085416 | 1085.4268 | 0.090655 | 1010.6412 | 0.03341 | 1086.1894 | 0 | 1085.4268 | 0.086302 | 737.1893 | 0.00023356
|  |  | 1010.8844 | -0.00025209 | 738.153 | 0.0089172 | 1010.8844 | 0.47156 | 1011.3709 | 0 | 1010.8844 | 0.22624 | 737.3104 | 0.00027312 | 1005.3 | 0.012035 | 738.153 | 0.013494 | 1005.3 | 0.0034215 | 1005.3 | 0.012825 | 737.3104 | 0.00031139 | 737.3104 | 0.00024518 | 1010.8844 | 0.14232 | 1010.8844 | 0.099057 | 1085.5952 | 0.083591 | 1010.8844 | 0.11581 | 1086.36 | 0.0004174 | 1085.5952 | 0.088828 | 737.3104 | 0.0001321
|  |  | 1011.1275 | 0.012849 | 738.2823 | 0 | 1011.1275 | -0.5718 | 1011.6149 | 0 | 1011.1275 | -0.38856 | 737.4316 | 0.00055416 | 1005.6 | 0.011475 | 738.2823 | 0 | 1005.6 | -0.011365 | 1005.6 | -0.0027399 | 737.4316 | 0.00060917 | 737.4316 | 0.00049015 | 1011.1275 | -0.15895 | 1011.1275 | 0.073268 | 1085.7637 | 0.087123 | 1011.1275 | 0.088713 | 1086.5305 | 0 | 1085.7637 | 0.086243 | 737.4316 | 0.00025405
|  |  | 1011.3707 | 0.00064174 | 738.4116 | 0.018946 | 1011.3707 | 0.18956 | 1011.8589 | 0 | 1011.3707 | 0.25363 | 737.5527 | 0.0002836 | 1005.8 | -0.017072 | 738.4116 | 0.010861 | 1005.8 | -0.0042357 | 1005.8 | 5.8296e-05 | 737.5527 | 0.00029859 | 737.5527 | 0.00024518 | 1011.3707 | 0.16819 | 1011.3707 | -0.040923 | 1085.9321 | 0.082806 | 1011.3707 | 0.10432 | 1086.701 | 0.00069566 | 1085.9321 | 0.088828 | 737.5527 | 0.00012186
|  |  | 1011.6139 | -0.057618 | 738.5409 | 0 | 1011.6139 | -0.98717 | 1012.103 | 0 | 1011.6139 | -0.51505 | 737.6739 | 0.00056533 | 1006.1 | -0.019871 | 738.5409 | 0.015194 | 1006.1 | 0.006326 | 1006.1 | 5.8296e-05 | 737.6739 | 0.00060612 | 737.6739 | 0.00052812 | 1011.6139 | -0.18414 | 1011.6139 | 0.00050928 | 1086.1005 | 0.090599 | 1011.6139 | -0.14645 | 1086.8716 | 0 | 1086.1005 | 0.086419 | 737.6739 | 0.00020888
|  |  | 1011.8571 | 0.011452 | 738.6703 | 0.023953 | 1011.8571 | 0.27286 | 1012.347 | 0 | 1011.8571 | 0.30065 | 737.795 | 0.00028453 | 1006.3 | 0.027148 | 738.6703 | 0.0037107 | 1006.3 | 0.0043457 | 1006.3 | 0.010551 | 737.795 | 0.00030814 | 737.795 | 0.00028315 | 1011.8571 | 0.16981 | 1011.8571 | -0.042017 | 1086.2689 | 0.080956 | 1011.8571 | 0.045753 | 1087.0421 | 0.00097375 | 1086.2689 | 0.089122 | 737.795 | 8.693e-05
|  |  | 1012.1003 | -0.0086066 | 738.7996 | 0 | 1012.1003 | -0.85221 | 1012.5911 | 0 | 1012.1003 | -0.4902 | 737.9162 | 0.00057185 | 1006.6 | -0.041141 | 738.7996 | 0.011793 | 1006.6 | -0.0043677 | 1006.6 | -0.016206 | 737.9162 | 0.00060389 | 737.9162 | 0.00054092 | 1012.1003 | -0.19407 | 1012.1003 | -0.019665 | 1086.4374 | 0.091832 | 1012.1003 | -0.12641 | 1087.2127 | 0 | 1086.4374 | 0.086948 | 737.9162 | 0.00017386
|  |  | 1012.3435 | -0.0015424 | 738.929 | 0.03478 | 1012.3435 | -0.074034 | 1012.8351 | 0 | 1012.3435 | 0.25823 | 738.0373 | 0.00029058 | 1006.8 | 0.00027989 | 738.929 | 0 | 1006.8 | 0.0083063 | 1006.8 | 0.0042556 | 738.0373 | 0.00029635 | 738.0373 | 0.00025777 | 1012.3435 | 0.15641 | 1012.3435 | 0.1086 | 1086.6058 | 0.077985 | 1012.3435 | 0.088348 | 1087.3832 | 0.00069566 | 1086.6058 | 0.089004 | 738.0373 | 8.693e-05
|  |  | 1012.5867 | -0.027437 | 739.0584 | 0 | 1012.5867 | -1.3818 | 1013.0792 | 0 | 1012.5867 | -0.44706 | 738.1584 | 0.00055835 | 1007 | -0.006437 | 739.0584 | 0.0055402 | 1007 | 0.0038176 | 1007 | -0.01061 | 738.1584 | 0.00061059 | 738.1584 | 0.00054092 | 1012.5867 | -0.10813 | 1012.5867 | -0.08393 | 1086.7742 | 0.090991 | 1012.5867 | -0.27156 | 1087.5537 | 0 | 1086.7742 | 0.086889 | 738.1584 | 0.00021912
|  |  | 1012.8299 | -0.00087372 | 739.1877 | 0.022735 | 1012.8299 | 0.17248 | 1013.3233 | 0 | 1012.8299 | 0.2661 | 738.2796 | 0.00026986 | 1007.3 | 0.013714 | 739.1877 | 0.01119 | 1007.3 | 0.0064578 | 1007.3 | 0.0098522 | 738.2796 | 0.00031505 | 738.2796 | 0.00028315 | 1012.8299 | 0.13377 | 1012.8299 | 0.095565 | 1086.9426 | 0.078657 | 1012.8299 | 0.12368 | 1087.7243 | 0.00013913 | 1086.9426 | 0.088769 | 738.2796 | 0.0001321
|  |  | 1013.0731 | -0.028445 | 739.3171 | 0 | 1013.0731 | -0.36772 | 1013.5673 | 0 | 1013.0731 | -0.5168 | 738.4007 | 0.00059048 | 1007.5 | -0.042262 | 739.3171 | 0.00088251 | 1007.5 | 0.006326 | 1007.5 | -0.0027399 | 738.4007 | 0.0006171 | 738.4007 | 0.00061686 | 1013.0731 | -0.26246 | 1013.0731 | 0.0038639 | 1087.111 | 0.090487 | 1013.0731 | -0.0093381 | 1087.8948 | 0 | 1087.111 | 0.086772 | 738.4007 | 0.00022332
|  |  | 1013.3164 | -0.015598 | 739.4465 | 0.012672 | 1013.3164 | 0.28171 | 1013.8114 | 0 | 1013.3164 | 0.20302 | 738.5219 | 0.0003297 | 1007.8 | 0.0025189 | 739.4465 | 0.0043335 | 1007.8 | -0.00053907 | 1007.8 | 0.008628 | 738.5219 | 0.00030245 | 738.5219 | 0.00033392 | 1013.3164 | -0.047363 | 1013.3164 | 0.062176 | 1087.2794 | 0.081629 | 1013.3164 | 0.046648 | 1088.0654 | 0.0004174 | 1087.2794 | 0.088946 | 738.5219 | 9.122e-05
|  |  | 1013.5596 | -0.041564 | 739.5759 | 0 | 1013.5596 | -0.95073 | 1014.0555 | 0 | 1013.5596 | -0.58594 | 738.643 | 0.00060445 | 1008 | 0.0013994 | 739.5759 | 0.0030627 | 1008 | -0.0023874 | 1008 | 0.00075785 | 738.643 | 0.00062177 | 738.643 | 0.00059169 | 1013.5596 | -0.24444 | 1013.5596 | 0.031917 | 1087.4479 | 0.091384 | 1013.5596 | -0.065768 | 1088.2359 | 0 | 1087.4479 | 0.086361 | 738.643 | 0.00018244
|  |  | 1013.8028 | -0.004837 | 739.7054 | 0.0070399 | 1013.8028 | -0.10645 | 1014.2996 | 0 | 1013.8028 | 0.2588 | 738.7642 | 0.00028337 | 1008.3 | 0.0013994 | 739.7054 | 0.0099285 | 1008.3 | -0.0035756 | 1008.3 | -0.0053632 | 738.7642 | 0.00031952 | 738.7642 | 0.00025777 | 1013.8028 | 0.10304 | 1013.8028 | 0.07774 | 1087.6163 | 0.080844 | 1013.8028 | -0.027905 | 1088.4065 | 0.00097375 | 1087.6163 | 0.088534 | 738.7642 | 9.122e-05
|  |  | 1014.046 | -0.038936 | 739.8348 | 0 | 1014.046 | -0.82398 | 1014.5437 | 0 | 1014.046 | -0.48013 | 738.8853 | 0.00057837 | 1008.5 | -0.017632 | 739.8348 | 0 | 1008.5 | -0.014269 | 1008.5 | -0.0018654 | 738.8853 | 0.00060206 | 738.8853 | 0.0005535 | 1014.046 | -0.39276 | 1014.046 | 0.019642 | 1087.7847 | 0.091272 | 1014.046 | -0.031381 | 1088.577 | 0 | 1087.7847 | 0.085244 | 738.8853 | 0.00020292
|  |  | 1014.2893 | -0.030921 | 739.9643 | 0.029366 | 1014.2893 | -0.1911 | 1014.7878 | 0 | 1014.2893 | 0.14468 | 739.0065 | 0.00030642 | 1008.7 | 0.0053177 | 739.9643 | 0.0074601 | 1008.7 | 0.0010452 | 1008.7 | 0.0056546 | 739.0065 | 0.00028294 | 739.0065 | 0.00029574 | 1014.2893 | 0.11506 | 1014.2893 | 0.052388 | 1087.9531 | 0.080171 | 1014.2893 | 0.045411 | 1088.7476 | 0.0004174 | 1087.9531 | 0.087947 | 739.0065 | 0.0001117
|  |  | 1014.5325 | -0.037045 | 740.0937 | 0 | 1014.5325 | -0.72891 | 1015.0319 | 0 | 1014.5325 | -0.44788 | 739.1276 | 0.00056371 | 1009 | 0.0086761 | 740.0937 | 0.0016611 | 1009 | -0.0022553 | 1009 | 0.0023318 | 739.1276 | 0.00055937 | 739.1276 | 0.00060428 | 1014.5325 | -0.15965 | 1014.5325 | -0.10036 | 1088.1215 | 0.091384 | 1014.5325 | -0.15792 | 1088.9181 | 0 | 1088.1215 | 0.083952 | 739.1276 | 0.00024381
|  |  | 1014.7758 | 0.0076717 | 740.2232 | 0.021382 | 1014.7758 | 0.047198 | 1015.276 | 0 | 1014.7758 | 0.39015 | 739.2488 | 0.00026567 | 1009.2 | 0.014274 | 740.2232 | 0.010587 | 1009.2 | 0.0043457 | 1009.2 | 0.0095019 | 739.2488 | 0.00027643 | 739.2488 | 0.00030854 | 1014.7758 | 0.16658 | 1014.7758 | 0.055942 | 1088.2899 | 0.074845 | 1014.7758 | 0.16834 | 1089.0887 | 0.0004174 | 1088.2899 | 0.086889 | 739.2488 | 0.0001321
|  |  | 1015.019 | -0.029597 | 740.3527 | 0 | 1015.019 | -1.3585 | 1015.5201 | 0 | 1015.019 | -0.5806 | 739.3699 | 0.00054368 | 1009.5 | 0.017632 | 740.3527 | 0.0094348 | 1009.5 | 0.0023654 | 1009.5 | 0.0030313 | 739.3699 | 0.00058071 | 739.3699 | 0.00061686 | 1015.019 | -0.27748 | 1015.019 | -0.13563 | 1088.4583 | 0.087515 | 1015.019 | -0.10073 | 1089.2592 | 0 | 1088.4583 | 0.083306 | 739.3699 | 0.00025405
|  |  | 1015.2623 | -0.023136 | 740.4822 | 0.014345 | 1015.2623 | -0.23918 | 1015.7643 | 0 | 1015.2623 | 0.21864 | 739.4911 | 0.00028779 | 1009.7 | 0.015393 | 740.4822 | 0.010587 | 1009.7 | -0.0013312 | 1009.7 | 0.001982 | 739.4911 | 0.00030489 | 739.4911 | 0.00030854 | 1015.2623 | 0.054294 | 1015.2623 | 0.10522 | 1088.6267 | 0.078377 | 1015.2623 | -0.039003 | 1089.4298 | 0.0004174 | 1088.6267 | 0.087066 | 739.4911 | 0.00012449
|  |  | 1015.5055 | 3.2346e-06 | 740.6117 | 0 | 1015.5055 | -0.96007 | 1016.0084 | 0 | 1015.5055 | -0.45505 | 739.6122 | 0.00054764 | 1010 | -0.014274 | 740.6117 | 0.0050872 | 1010 | -0.0011992 | 1010 | -0.0076368 | 739.6122 | 0.00056649 | 739.6122 | 0.00060428 | 1015.5055 | -0.0095434 | 1015.5055 | -0.031646 | 1088.7952 | 0.089478 | 1015.5055 | -0.086017 | 1089.6003 | 0 | 1088.7952 | 0.083776 | 739.6122 | 0.00023103
|  |  | 1015.7488 | 0.022142 | 740.7412 | 0.025171 | 1015.7488 | 0.15266 | 1016.2525 | 0 | 1015.7488 | 0.15974 | 739.7334 | 0.00026893 | 1010.2 | 0.0069968 | 740.7412 | 0.0016867 | 1010.2 | 0.0051378 | 1010.2 | 0.0065291 | 739.7334 | 0.00026221 | 739.7334 | 0.00029574 | 1015.7488 | 0.15387 | 1015.7488 | 0.0070217 | 1088.9636 | 0.074901 | 1015.7488 | 0.20068 | 1089.7709 | 0.0004174 | 1088.9636 | 0.087359 | 739.7334 | 0.00010908
|  |  | 1015.9921 | -0.050491 | 740.8708 | 0 | 1015.9921 | -0.6432 | 1016.4967 | 0 | 1015.9921 | -0.56415 | 739.8546 | 0.00052435 | 1010.4 | 0.017072 | 740.8708 | 0.0066373 | 1010.4 | 0.0014412 | 1010.4 | 0.0021569 | 739.8546 | 0.0005423 | 739.8546 | 0.00052812 | 1015.9921 | -0.26361 | 1015.9921 | 0.033598 | 1089.132 | 0.09015 | 1015.9921 | -0.23181 | 1089.9415 | 0 | 1089.132 | 0.084539 | 739.8546 | 0.00019776
|  |  | 1016.2353 | -0.032456 | 741.0003 | 0.033562 | 1016.2353 | 0.47556 | 1016.7408 | 0 | 1016.2353 | 0.25045 | 739.9757 | 0.00026125 | 1010.7 | -0.0053177 | 741.0003 | 0.0077343 | 1010.7 | -0.0034436 | 1010.7 | 0.012825 | 739.9757 | 0.00028111 | 739.9757 | 0.00023672 | 1016.2354 | 0.050597 | 1016.2353 | -0.008051 | 1089.3004 | 0.081012 | 1016.2353 | 0.18461 | 1090.112 | 0.0004174 | 1089.3004 | 0.088182 | 739.9757 | 9.122e-05
|  |  | 1016.4786 | 0.01554 | 741.1299 | 0 | 1016.4786 | -0.76485 | 1016.985 | 0 | 1016.4786 | -0.48714 | 740.0969 | 0.00057092 | 1010.9 | 0.0075566 | 741.1299 | 0.0086668 | 1010.9 | 0.0026294 | 1010.9 | -0.0076368 | 740.0969 | 0.00059616 | 740.0969 | 0.00051965 | 1016.4786 | -0.1377 | 1016.4786 | 0.00022981 | 1089.4688 | 0.091664 | 1016.4786 | -0.097052 | 1090.2826 | 0 | 1089.4688 | 0.085244 | 740.0969 | 0.00019776
|  |  | 1016.7219 | 0.0033536 | 741.2595 | 0.015969 | 1016.7219 | -0.27024 | 1017.2292 | 0 | 1016.7219 | 0.37431 | 740.218 | 0.00031433 | 1011.2 | 0.019311 | 741.2595 | 0.005595 | 1011.2 | 0.0013092 | 1011.2 | 0.01265 | 740.218 | 0.00031526 | 740.218 | 0.00028727 | 1016.7219 | 0.18113 | 1016.7219 | 0.081418 | 1089.6372 | 0.075518 | 1016.7219 | 0.10875 | 1090.4531 | 0.0004174 | 1089.6372 | 0.088417 | 740.218 | 0.00010654
|  |  | 1016.9652 | 0.0034474 | 741.389 | 0 | 1016.9652 | -0.6873 | 1017.4733 | 0 | 1016.9652 | -0.48155 | 740.3392 | 0.00061796 | 1011.4 | 0.0019591 | 741.389 | 0.0078989 | 1011.4 | -0.0037076 | 1011.4 | 0.0028565 | 740.3392 | 0.00061059 | 740.3392 | 0.0005535 | 1016.9652 | -0.2077 | 1016.9652 | 0.016861 | 1089.8056 | 0.08987 | 1016.9652 | -0.036555 | 1090.6237 | 0 | 1089.8056 | 0.085773 | 740.3392 | 0.00021308
|  |  | 1017.2085 | 0.0098816 | 741.5186 | 0.0053973 | 1017.2085 | 0.025151 | 1017.7175 | 0 | 1017.2085 | 0.32717 | 740.4603 | 0.00030688 | 1011.7 | -0.02379 | 741.5186 | 0.0061984 | 1011.7 | -0.00014302 | 1011.7 | -0.0048385 | 740.4603 | 0.00029574 | 740.4603 | 0.00027035 | 1017.2085 | 0.12776 | 1017.2085 | 0.11635 | 1089.974 | 0.079554 | 1017.2085 | 0.040339 | 1090.7942 | 0.0004174 | 1089.974 | 0.088887 | 740.4603 | 0.00010654
|  |  | 1017.4518 | -0.037745 | 741.6482 | 0 | 1017.4518 | -0.84492 | 1017.9617 | 0 | 1017.4518 | -0.58213 | 740.5815 | 0.00059048 | 1011.9 | 0.00027989 | 741.6482 | 0.011629 | 1011.9 | -0.00093515 | 1011.9 | -0.0037892 | 740.5815 | 0.00061283 | 740.5815 | 0.00051553 | 1017.4518 | -0.3089 | 1017.4518 | -0.015674 | 1090.1424 | 0.090879 | 1017.4518 | -0.23602 | 1090.9648 | 0 | 1090.1424 | 0.086361 | 740.5815 | 0.00024381
|  |  | 1017.6951 | -0.0021864 | 741.7779 | 0.01624 | 1017.6951 | 0.6452 | 1018.2059 | 0 | 1017.6951 | 0.26624 | 740.7026 | 0.00028569 | 1012.1 | 0.0036384 | 741.7779 | 0.013055 | 1012.1 | -0.00093515 | 1012.1 | 0.0037309 | 740.7026 | 0.00031993 | 740.7026 | 0.00024518 | 1017.6951 | 0.31629 | 1017.6951 | 0.052589 | 1090.3108 | 0.080059 | 1017.6951 | 0.015577 | 1091.1354 | 0.0004174 | 1090.3108 | 0.089063 | 740.7026 | 0.00013727
|  |  | 1017.9384 | -0.05312 | 741.9075 | 0 | 1017.9384 | -1.3538 | 1018.4501 | 0 | 1017.9384 | -0.67974 | 740.8238 | 0.00056976 | 1012.4 | -0.0019591 | 741.9075 | 0.0043085 | 1012.4 | -0.0066122 | 1012.4 | -0.00029147 | 740.8238 | 0.00061222 | 740.8238 | 0.00052812 | 1017.9384 | -0.26384 | 1017.9384 | -0.1111 | 1090.4792 | 0.092057 | 1017.9384 | -0.067695 | 1091.3059 | 0 | 1090.4792 | 0.086713 | 740.8238 | 0.00023356
|  |  | 1018.1817 | 0.021883 | 742.0371 | 0.0079785 | 1018.1817 | 0.67972 | 1018.6943 | 0 | 1018.1817 | 0.33716 | 740.945 | 0.00029501 | 1012.6 | 0.014274 | 742.0371 | 0 | 1012.6 | -0.0010672 | 1012.6 | -0.0016906 | 740.945 | 0.00029635 | 740.945 | 0.00028315 | 1018.1817 | 0.2881 | 1018.1817 | 0.16496 | 1090.6476 | 0.081517 | 1018.1817 | 0.11403 | 1091.4765 | 0.0004174 | 1090.6476 | 0.089122 | 740.945 | 9.6297e-05
|  |  | 1018.425 | -0.019907 | 742.1668 | 0 | 1018.425 | -0.58275 | 1018.9385 | 0 | 1018.425 | -0.50861 | 741.0661 | 0.00059258 | 1012.9 | 0.006437 | 742.1668 | 0 | 1012.9 | 0.0048738 | 1012.9 | -0.0078116 | 741.0661 | 0.00057441 | 741.0661 | 0.0005663 | 1018.425 | -0.14486 | 1018.425 | -0.072247 | 1090.816 | 0.090655 | 1018.425 | -0.026862 | 1091.6471 | 0 | 1090.816 | 0.086831 | 741.0661 | 0.00021824
|  |  | 1018.6683 | 0.013909 | 742.2965 | 0.015698 | 1018.6683 | 0.10915 | 1019.1827 | 0 | 1018.6683 | 0.40451 | 741.1873 | 0.00030851 | 1013.1 | 0.035543 | 742.2965 | 0.00075247 | 1013.1 | 0.012399 | 1013.1 | 0.00058296 | 741.1873 | 0.00028213 | 741.1873 | 0.00028315 | 1018.6683 | 0.0088345 | 1018.6683 | 0.076346 | 1090.9844 | 0.080564 | 1018.6683 | 0.19423 | 1091.8176 | 0.00013913 | 1090.9844 | 0.089063 | 741.1873 | 0.00012186
|  |  | 1018.9116 | -0.030563 | 742.4262 | 0 | 1018.9116 | -1.3093 | 1019.4269 | 0 | 1018.9116 | -0.53674 | 741.3085 | 0.00059537 | 1013.4 | 0.00083963 | 742.4262 | 0.010861 | 1013.4 | 0.00038506 | 1013.4 | 0.0021569 | 741.3085 | 0.00059779 | 741.3085 | 0.00057889 | 1018.9116 | -0.096342 | 1018.9116 | 0.0078476 | 1091.1528 | 0.09116 | 1018.9116 | 0.075524 | 1091.9882 | 0 | 1091.1528 | 0.086948 | 741.3085 | 0.00022849
|  |  | 1019.155 | 0.013009 | 742.5559 | 0.021382 | 1019.155 | 0.1884 | 1019.6711 | 0 | 1019.155 | 0.4904 | 741.4296 | 0.00029827 | 1013.6 | -0.0030786 | 742.5559 | 0.0069664 | 1013.6 | 0.011871 | 1013.6 | 0.0042556 | 741.4296 | 0.00031709 | 741.4296 | 0.00029574 | 1019.155 | 0.16034 | 1019.155 | 0.16003 | 1091.3212 | 0.084488 | 1019.155 | 0.030581 | 1092.1588 | 0.00013913 | 1091.3212 | 0.089004 | 741.4296 | 0.00010654
|  |  | 1019.3983 | -0.019758 | 742.6856 | 0 | 1019.3983 | -0.93496 | 1019.9153 | 0 | 1019.3983 | -0.57656 | 741.5508 | 0.00057581 | 1013.8 | 0.011475 | 742.6856 | 0.013055 | 1013.8 | -0.007668 | 1013.8 | -0.0043139 | 741.5508 | 0.00058498 | 741.5508 | 0.0005663 | 1019.3983 | -0.19268 | 1019.3983 | -0.13409 | 1091.4896 | 0.090767 | 1019.3983 | 0.040881 | 1092.3294 | 0 | 1091.4896 | 0.086772 | 741.5508 | 0.00023873
|  |  | 1019.6416 | -0.0056514 | 742.8153 | 0.018946 | 1019.6416 | -0.11474 | 1020.1596 | 0 | 1019.6416 | 0.27068 | 741.672 | 0.00027987 | 1014.1 | 0.0092359 | 742.8153 | 0 | 1014.1 | -0.0078004 | 1014.1 | 0.0021569 | 741.672 | 0.0002679 | 741.672 | 0.00027035 | 1019.6416 | 0.13077 | 1019.6416 | 0.05411 | 1091.6579 | 0.07905 | 1019.6416 | 0.11388 | 1092.4999 | 0.00069566 | 1091.6579 | 0.088828 | 741.672 | 0.0001321
|  |  | 1019.885 | -0.019628 | 742.945 | 0 | 1019.885 | -1.1884 | 1020.4038 | 0 | 1019.885 | -0.60581 | 741.7931 | 0.00054042 | 1014.3 | 0.015953 | 742.945 | 0.0068018 | 1014.3 | 0.0023654 | 1014.3 | -0.0034394 | 741.7931 | 0.00054657 | 741.7931 | 0.0005535 | 1019.885 | 0 | 1019.885 | -0.018952 | 1091.8263 | 0.091944 | 1019.885 | -0.14783 | 1092.6705 | 0 | 1091.8263 | 0.086948 | 741.7931 | 0.00023873
|  |  | 1020.1283 | -0.028376 | 743.0748 | 0.020705 | 1020.1283 | -0.59082 | 1020.6481 | 0 | 1020.1283 | 0.22916 | 741.9143 | 0.00026241 | 1014.6 | 0.020431 | 743.0748 | 0.013055 | 1014.6 | 0.0017053 | 1014.6 | 0.012125 | 741.9143 | 0.00027867 | 741.9143 | 0.00028315 | 1020.1283 | 0 | 1020.1283 | 0.31517 | 1091.9947 | 0.080451 | 1020.1283 | 0.1067 | 1092.8411 | 0.0004174 | 1091.9947 | 0.088946 | 741.9143 | 0.00010654
|  |  | 1020.3717 | -0.029591 | 743.2045 | 0 | 1020.3717 | -1.2537 | 1020.8923 | 0 | 1020.3717 | -0.59994 | 742.0354 | 0.00054112 | 1014.8 | 0.013714 | 743.2045 | 0.002284 | 1014.8 | -0.0041036 | 1014.8 | -0.012709 | 742.0354 | 0.00056364 | 742.0354 | 0.00047539 | 1020.3717 | 0 | 1020.3717 | -0.23423 | 1092.1631 | 0.091552 | 1020.3717 | -0.25677 | 1093.0117 | 0 | 1092.1631 | 0.086889 | 742.0354 | 0.00020292
|  |  | 1020.615 | -0.010697 | 743.3343 | 0.023953 | 1020.615 | 0.66195 | 1021.1366 | 0 | 1020.615 | 0.37269 | 742.1566 | 0.00027964 | 1015.1 | -0.037222 | 743.3343 | 0.0058693 | 1015.1 | 0.010022 | 1015.1 | -0.0011659 | 742.1566 | 0.00028497 | 742.1566 | 0.00019224 | 1020.615 | 0 | 1020.615 | 0.091021 | 1092.3315 | 0.076807 | 1020.615 | 0.026928 | 1093.1822 | 0.00069566 | 1092.3315 | 0.088946 | 742.1566 | 9.6297e-05
|  |  | 1020.8584 | -0.0062651 | 743.4641 | 0 | 1020.8584 | -1.1873 | 1021.3808 | 0 | 1020.8584 | -0.53225 | 742.2778 | 0.00060655 | 1015.3 | -0.019311 | 743.4641 | 0.0053986 | 1015.3 | -0.01691 | 1015.3 | 0.0068789 | 742.2778 | 0.00060633 | 742.2778 | 0.00043742 | 1020.8584 | 0 | 1020.8584 | -0.025326 | 1092.4999 | 0.089982 | 1020.8584 | -0.22673 | 1093.3528 | 0 | 1092.4999 | 0.086831 | 742.2778 | 0.000208
|  |  | 1021.1017 | -0.032864 | 743.5939 | 0.0063359 | 1021.1017 | 0.5048 | 1021.6251 | 0 | 1021.1017 | 0.23347 | 742.399 | 0.00032807 | 1015.5 | 0.055136 | 743.5939 | 0.01322 | 1015.5 | 0.00012102 | 1015.5 | 0.015099 | 742.399 | 0.00032135 | 742.399 | 0.00024518 | 1021.1017 | 0 | 1021.1017 | 0.062436 | 1092.6683 | 0.082301 | 1021.1017 | 0.091983 | 1093.5234 | 0.00069566 | 1092.6683 | 0.088946 | 742.399 | 0.0001117
|  |  | 1021.3451 | -0.015146 | 743.7237 | 0 | 1021.3451 | -1.3551 | 1021.8694 | 0 | 1021.3451 | -0.58483 | 742.5201 | 0.00063193 | 1015.8 | 0.010355 | 743.7237 | 0.0049315 | 1015.8 | -0.0096484 | 1015.8 | 0.0011076 | 742.5201 | 0.0006236 | 742.5201 | 0.00052812 | 1021.3451 | 0 | 1021.3451 | 0.029056 | 1092.8366 | 0.090655 | 1021.3451 | 0.036408 | 1093.694 | 0 | 1092.8366 | 0.086948 | 742.5201 | 0.00023873
|  |  | 1021.5885 | 0.005912 | 743.8535 | 0.01624 | 1021.5885 | 0.37483 | 1022.1137 | 0 | 1021.5885 | 0.25259 | 742.6413 | 0.00030735 | 1016 | 0.025469 | 743.8535 | 0.0040221 | 1016 | 0.0055338 | 1016 | 0.0032063 | 742.6413 | 0.00030204 | 742.6413 | 0.00028315 | 1021.5885 | 0 | 1021.5885 | 0.14008 | 1093.005 | 0.08303 | 1021.5885 | 0.043631 | 1093.8646 | 0.00069566 | 1093.005 | 0.089239 | 742.6413 | 0.00012702
|  |  | 1021.8318 | -0.0034085 | 743.9833 | 0 | 1021.8318 | 0 | 1022.3579 | 0 | 1021.8318 | 0 | 742.7625 | 0.00058559 | 1016.3 | 0.0036384 | 743.9833 | 0.0058693 | 1016.3 | -0.0015952 | 1016.3 | -0.0015157 | 742.7625 | 0.00058071 | 742.7625 | 0.00051965 | 1021.8319 | 0 | 1021.8318 | 0.00036218 | 1093.1734 | 0.090655 | 1021.8318 | 0.11967 | 1094.0351 | 0 | 1093.1734 | 0.086948 | 742.7625 | 0.00023356
|  |  | 1022.0752 | 0.0017368 | 744.1132 | 0.019893 | 1022.0752 | 0 | 1022.6023 | 0 | 1022.0752 | 0 | 742.8836 | 0.00028337 | 1016.5 | 0.014274 | 744.1132 | 0.020844 | 1016.5 | 0.0050058 | 1016.5 | 0.0012825 | 742.8836 | 0.00027867 | 742.8836 | 0.00024084 | 1022.0752 | 0 | 1022.0752 | 0.096181 | 1093.3418 | 0.083198 | 1022.0752 | 0.0011544 | 1094.2057 | 0.0004174 | 1093.3418 | 0.088946 | 742.8836 | 0.00010654
|  |  | 1022.3186 | -0.047464 | 744.243 | 0 | 1022.3186 | 0 | 1022.8465 | 0 | 1022.3186 | 0 | 743.0048 | 0.00058815 | 1016.8 | -0.048978 | 744.243 | 0.0033741 | 1016.8 | -0.0060837 | 1016.8 | -0.0095602 | 743.0048 | 0.00059149 | 743.0048 | 0.00054938 | 1022.3186 | 0 | 1022.3186 | -0.031205 | 1093.5102 | 0.090094 | 1022.3186 | -0.17858 | 1094.3763 | 0 | 1093.5102 | 0.086831 | 743.0048 | 0.00022849
|  |  | 1022.562 | -0.010478 | 744.3729 | 0.023953 | 1022.562 | 0 | 1023.0909 | 0 | 1022.562 | 0 | 743.126 | 0.00031014 | 1017 | 0.013714 | 744.3729 | 0 | 1017 | 0.0006491 | 1017 | 0.010551 | 743.126 | 0.00031282 | 743.126 | 0.00031266 | 1022.562 | 0 | 1022.562 | -0.069412 | 1093.6785 | 0.079554 | 1022.562 | -0.10253 | 1094.5469 | 0.00097375 | 1093.6785 | 0.089004 | 743.126 | 0.00012186
|  |  | 1022.8054 | -0.033725 | 744.5028 | 0 | 1022.8054 | 0 | 1023.3352 | 0 | 1022.8054 | 0 | 743.2472 | 0.00059025 | 1017.2 | 0.0047579 | 744.5028 | 0.0050872 | 1017.2 | -0.0055558 | 1017.2 | -0.007462 | 743.2472 | 0.0006171 | 743.2472 | 0.0005663 | 1022.8054 | 0 | 1022.8054 | 0 | 1093.8469 | 0.090655 | 1022.8054 | 0.0066465 | 1094.7175 | 0 | 1093.8469 | 0.086713 | 743.2472 | 0.00024888
|  |  | 1023.0488 | -0.019107 | 744.6327 | 0.020164 | 1023.0488 | 0 | 1023.5795 | 0 | 1023.0488 | 0 | 743.3683 | 0.00028197 | 1017.5 | -0.017072 | 744.6327 | 0.016456 | 1017.5 | 0.0068539 | 1017.5 | 0.007229 | 743.3683 | 0.00030428 | 743.3683 | 0.00025777 | 1023.0488 | 0 | 1023.0488 | 0 | 1094.0153 | 0.078657 | 1023.0488 | -0.051071 | 1094.8881 | 0.00069566 | 1094.0153 | 0.088887 | 743.3683 | 0.00012702
|  |  | 1023.2922 | -0.029308 | 744.7626 | 0 | 1023.2922 | 0 | 1023.8238 | 0 | 1023.2922 | 0 | 743.4895 | 0.0005481 | 1017.7 | 0.053457 | 744.7626 | 0.013823 | 1017.7 | -0.0044997 | 1017.7 | -0.0051883 | 743.4895 | 0.00060633 | 743.4895 | 0.00051336 | 1023.2922 | 0 | 1023.2922 | 0 | 1094.1837 | 0.090879 | 1023.2922 | -0.12603 | 1095.0587 | 0 | 1094.1837 | 0.086537 | 743.4895 | 0.00024888
|  |  | 1023.5356 | -0.0047605 | 744.8925 | 0.016645 | 1023.5356 | 0 | 1024.0681 | 0 | 1023.5356 | 0 | 743.6107 | 0.0002673 | 1018 | -0.02379 | 744.8925 | 0 | 1018 | 0.0039496 | 1018 | 0.012476 | 743.6107 | 0.00030753 | 743.6107 | 0.0002556 | 1023.5356 | 0 | 1023.5356 | 0 | 1094.352 | 0.078489 | 1023.5356 | 0.11154 | 1095.2293 | 0.00013913 | 1094.352 | 0.088887 | 743.6107 | 0.00012186
|  |  | 1023.779 | -0.018354 | 745.0224 | 0 | 1023.779 | 0 | 1024.3125 | 0 | 1023.779 | 0 | 743.7319 | 0.00058536 | 1018.2 | -0.010355 | 745.0224 | 0.012232 | 1018.2 | -0.0056876 | 1018.2 | -0.0085115 | 743.7319 | 0.0005862 | 743.7319 | 0.00051336 | 1023.779 | 0 | 1023.779 | 0 | 1094.5204 | 0.091776 | 1023.779 | 0 | 1095.3999 | 0 | 1094.5204 | 0.086654 | 743.7319 | 0.00023356
|  |  | 1024.0224 | 0.0078783 | 745.1524 | 0.022329 | 1024.0224 | 0 | 1024.5568 | 0 | 1024.0224 | 0 | 743.853 | 0.00031922 | 1018.5 | 0.020991 | 745.1524 | 0.00075247 | 1018.5 | 0.0059299 | 1018.5 | 0.0067039 | 743.853 | 0.00028396 | 743.853 | 0.00025777 | 1024.0224 | 0 | 1024.0224 | 0 | 1094.6888 | 0.079386 | 1024.0224 | 0 | 1095.5704 | 0.00069566 | 1094.6888 | 0.089063 | 743.853 | 0.0001117
|  |  | 1024.2658 | -0.034416 | 745.2823 | 0 | 1024.2658 | 0 | 1024.8011 | 0 | 1024.2658 | 0 | 743.9742 | 0.00061214 | 1018.7 | -0.015393 | 745.2823 | 0.00462 | 1018.7 | -1.1002e-05 | 1018.7 | 0.0042556 | 743.9742 | 0.00056364 | 743.9742 | 0.00050295 | 1024.2658 | 0 | 1024.2658 | 0 | 1094.8572 | 0.091047 | 1024.2658 | 0 | 1095.741 | 0 | 1094.8572 | 0.086537 | 743.9742 | 0.00020292
|  |  | 1024.5093 | -0.026454 | 745.4123 | 0.01624 | 1024.5093 | 0 | 1025.0455 | 0 | 1024.5093 | 0 | 744.0954 | 0.00029431 | 1018.9 | 0.041701 | 745.4123 | 0.0091605 | 1018.9 | 0.0098906 | 1018.9 | 0.010377 | 744.0954 | 0.00028639 | 744.0954 | 0.00024518 | 1024.5093 | 0 | 1024.5093 | 0 | 1095.0255 | 0.076919 | 1024.5093 | 0 | 1095.9116 | 0.00069566 | 1095.0255 | 0.088887 | 744.0954 | 9.122e-05
|  |  | 1024.7527 | -0.041922 | 745.5423 | 0 | 1024.7527 | 0 | 1025.2898 | 0 | 1024.7527 | 0 | 744.2166 | 0.00061633 | 1019.2 | -0.015953 | 745.5423 | 0.0044642 | 1019.2 | -0.00014302 | 1019.2 | -0.0050134 | 744.2166 | 0.00060998 | 744.2166 | 0.00059169 | 1024.7527 | 0 | 1024.7527 | 0 | 1095.1939 | 0.091047 | 1024.7527 | 0 | 1096.0822 | 0 | 1095.1939 | 0.086126 | 744.2166 | 0.00021824
|  |  | 1024.9961 | -0.036645 | 745.6723 | 0.019217 | 1024.9961 | 0 | 1025.5342 | 0 | 1024.9961 | 0 | 744.3378 | 0.00032644 | 1019.4 | -0.0013994 | 745.6723 | 0.012726 | 1019.4 | 0.010154 | 1019.4 | -0.0022152 | 744.3378 | 0.00032501 | 744.3378 | 0.00034651 | 1024.9961 | 0 | 1024.9961 | 0 | 1095.3623 | 0.077368 | 1024.9961 | 0 | 1096.2528 | 0.00097375 | 1095.3623 | 0.088769 | 744.3378 | 0.00012702
|  |  | 1025.2395 | -0.017716 | 745.8023 | 0 | 1025.2395 | 0 | 1025.7786 | 0 | 1025.2395 | 0 | 744.4589 | 0.00065661 | 1019.7 | 0.02379 | 745.8023 | 0.0063081 | 1019.7 | -0.0015952 | 1019.7 | -0.0092106 | 744.4589 | 0.00062137 | 744.4589 | 0.00066763 | 1025.2395 | 0 | 1025.2395 | 0 | 1095.5306 | 0.092225 | 1025.2395 | 0 | 1096.4234 | 0 | 1095.5306 | 0.086419 | 744.4589 | 0.00019093
|  |  | 1025.483 | 0.012794 | 745.9323 | 0.03099 | 1025.483 | 0 | 1026.023 | 0 | 1025.483 | 0 | 744.5801 | 0.00033506 | 1019.9 | 0.0058775 | 745.9323 | 0.0094896 | 1019.9 | -0.0064798 | 1019.9 | -0.010435 | 744.5801 | 0.00029778 | 744.5801 | 0.00032112 | 1025.483 | 0 | 1025.483 | 0 | 1095.699 | 0.081012 | 1025.483 | 0 | 1096.594 | 0.00069566 | 1095.699 | 0.089239 | 744.5801 | 6.3906e-05
|  |  | 1025.7264 | -0.034147 | 746.0623 | 0 | 1025.7264 | 0 | 1026.2673 | 0 | 1025.7264 | 0 | 744.7013 | 0.00063961 | 1020.2 | -0.00083963 | 746.0623 | 0.011135 | 1020.2 | 0.0034215 | 1020.2 | -0.0058878 | 744.7013 | 0.00060002 | 744.7013 | 0.00065505 | 1025.7264 | 0 | 1025.7264 | 0 | 1095.8673 | 0.090655 | 1025.7264 | 0 | 1096.7646 | 0 | 1095.8673 | 0.076785 | 744.7013 | 0.00017561
|  |  | 1025.9699 | 0.0051189 | 746.1924 | 0.0077438 | 1025.9699 | 0 | 1026.5117 | 0 | 1025.9699 | 0 | 744.8225 | 0.00031014 | 1020.4 | 0.00027989 | 746.1924 | 0.0099285 | 1020.4 | 0.005402 | 1020.4 | 0.014399 | 744.8225 | 0.00030204 | 744.8225 | 0.00033392 | 1025.9699 | 0 | 1025.9699 | 0 | 1096.0357 | 0.054438 | 1025.9699 | 0 | 1096.9352 | 0.0004174 | 1096.0357 | 0.049114 | 744.8225 | 0.0001117
|  |  | 1026.2133 | -0.11148 | 746.3224 | 0 | 1026.2133 | 0 | 1026.7561 | 0 | 1026.2133 | 0 | 744.9437 | 0.00061214 | 1020.6 | -0.015393 | 746.3224 | 0 | 1020.6 | -0.013345 | 1020.6 | -0.018305 | 744.9437 | 0.00059535 | 744.9437 | 0.00059169 | 1026.2133 | 0 | 1026.2133 | 0 | 1096.2041 | 0.0025624 | 1026.2133 | 0 | 1097.1058 | 0 | 1096.2041 | 0.019211 | 744.9437 | 0.000208
|  |  | 1026.4568 | -0.070759 | 746.4525 | 0.0039893 | 1026.4568 | 0 | 1027.0005 | 0 | 1026.4568 | 0 | 745.0648 | 0.00030479 | 1020.9 | 0.017072 | 746.4525 | 0 | 1020.9 | -0.014533 | 1020.9 | -0.012534 | 745.0648 | 0.00029331 | 745.0648 | 0.00025777 | 1026.4568 | 0 | 1026.4568 | 0 | 1096.3724 | 0 | 1026.4568 | 0 | 1097.2764 | 0.00097375 | 1096.3724 | 0.0013133 | 745.0648 | 9.6297e-05
|  |  | 1026.7002 | -0.099296 | 746.5825 | 0 | 1026.7002 | 0 | 1027.2449 | 0 | 1026.7002 | 0 | 745.186 | 0.00060724 | 1021.1 | -0.028827 | 746.5825 | 0 | 1021.1 | -0.02219 | 1021.1 | -0.002565 | 745.186 | 0.00057828 | 745.186 | 0.00054092 | 1026.7002 | 0 | 1026.7002 | 0 | 1096.5408 | 0 | 1026.7002 | 0 | 1097.447 | 0 | 1096.5408 | 0.0012226 | 745.186 | 0.000208
|  |  | 1026.9437 | -0.083314 | 746.7126 | 0.013804 | 1026.9437 | 0 | 1027.4893 | 0 | 1026.9437 | 0 | 745.3072 | 0.00030642 | 1021.4 | 0.0025189 | 746.7126 | 0 | 1021.4 | -0.0093847 | 1021.4 | -0.0099105 | 745.3072 | 0.00028497 | 745.3072 | 0.00029378 | 1026.9437 | 0 | 1026.9437 | 0 | 1096.7091 | 0.00029574 | 1026.9437 | 0 | 1097.6176 | 0.00097375 | 1096.7091 | 0.0010894 | 745.3072 | 0.0001117
|  |  | 1027.1872 | -0.10549 | 746.8427 | 0 | 1027.1872 | 0 | 1027.7337 | 0 | 1027.1872 | 0 | 745.4284 | 0.00058932 | 1021.6 | -0.031627 | 746.8427 | 0 | 1021.6 | -0.010837 | 1021.6 | -0.013758 | 745.4284 | 0.00055307 | 745.4284 | 0.00058952 | 1027.1872 | 0 | 1027.1872 | 0 | 1096.8775 | 0 | 1027.1872 | 0 | 1097.7882 | 0 | 1096.8775 | 0.0014359 | 745.4284 | 0.00022332
|  |  | 1027.4306 | -0.078344 | 746.9729 | 0.010325 | 1027.4306 | 0 | 1027.9781 | 0 | 1027.4306 | 0 | 745.5496 | 0.00042912 | 1021.9 | 0.0047579 | 746.9729 | 0 | 1021.9 | -0.0046317 | 1021.9 | -0.013408 | 745.5496 | 0.00040185 | 745.5496 | 0.00045955 | 1027.4306 | 0 | 1027.4306 | 0 | 1097.0459 | 0.0038447 | 1027.4306 | 0 | 1097.9588 | 0.00097375 | 1097.0459 | 0.0015556 | 745.5496 | 0.00016747

## Normalized Spectra
LED Item # | M365L2 |  | M365LP1 |  | M385L2 |  | M385LP1 |  | M405L3 |  | M405LP1 |  | M455L3 |  | M470L3 |  | M505L3 |  | M530L3 |  | M590L3 |  | M617L3 |  | M625L3 |  | M660L4 |  | M730L4 |  | M780L3 |  | M810L3 |  | M850L3 |  | M940L3 |  | MCWHL5
Spectra | Wavelength (nm) | Normalized Intensity | Wavelength (nm) | Normalized Intensity | Wavelength (nm) | Normalized Intensity | Wavelength (nm) | Normalized Intensity | Wavelength (nm) | Normalized Intensity | Wavelength (nm) | Normalized Intensity | Wavelength (nm) | Normalized Intensity | Wavelength (nm) | Normalized Intensity | Wavelength (nm) | Normalized Intensity | Wavelength (nm) | Normalized Intensity | Wavelength (nm) | Normalized Intensity | Wavelength (nm) | Normalized Intensity | Wavelength (nm) | Normalized Intensity | Wavelength (nm) | Normalized Intensity | Wavelength (nm) | Normalized Intensity | Wavelength (nm) | Normalized Intensity | Wavelength (nm) | Normalized Intensity | Wavelength (nm) | Normalized Intensity | Wavelength (nm) | Normalized Intensity | Wavelength (nm) | Normalized Intensity
| 319.0612 | 0.00030594 | 199.9755 | -0.00095781 | 319.0612 | 3.4765e-05 | 199.9755 | 0 | 200.0376 | 0 | 199.9755 | 0 | 320.1482 | 1.1459e-05 | 194.11 | 0.0019731 | 319.0612 | 0.00084224 | 194.11 | 0.00077218 | 194.11 | 0.0010836 | 320.1482 | 1.2097e-05 | 320.1482 | 0 | 199.9755 | 0 | 199.9755 | 0 | 498.5586 | 0.00155 | 199.9755 | 0 | 497.0539 | 6.6672e-06 | 498.5586 | 0.00395 | 320.1482 | 1.5151e-05
| 319.1756 | 0 | 200.1769 | -0.00050654 | 319.1756 | 0 | 200.1769 | 0 | 200.2403 | 0 | 200.1769 | 0 | 320.2569 | 1.1268e-05 | 194.31 | -0.0033222 | 319.1756 | 0.00218 | 194.31 | -0.00058385 | 194.31 | -0.00093193 | 320.2569 | 1.1395e-05 | 320.2569 | 0 | 200.1769 | 0 | 200.1769 | 0 | 498.7121 | 0.00204 | 200.1769 | 0 | 497.2087 | 3.0002e-05 | 498.7121 | 0.00397 | 320.2569 | 1.4692e-05
| 319.2899 | 0.00017997 | 200.3784 | 9.9124e-05 | 319.2899 | 0 | 200.3784 | 0 | 200.443 | 0 | 200.3784 | 0 | 320.3656 | 1.0036e-05 | 194.52 | 0.00015177 | 319.2899 | 0.00115 | 194.52 | 0.00041703 | 194.52 | 0.00066102 | 320.3656 | 1.0692e-05 | 320.3656 | 0 | 200.3784 | 0 | 200.3784 | 0 | 498.8657 | 0.00174 | 200.3784 | 0 | 497.3637 | 0 | 498.8657 | 0.00375 | 320.3656 | 1.1826e-05
| 319.4043 | 0.00017668 | 200.5799 | -0.00013139 | 319.4043 | 0.00086701 | 200.5799 | 0 | 200.6458 | 0 | 200.5799 | 0 | 320.4742 | 8.9384e-06 | 194.72 | -0.00059023 | 319.4043 | 0.00076162 | 194.72 | -0.00074527 | 194.72 | -0.00067186 | 320.4742 | 1.1067e-05 | 320.4742 | 0 | 200.5799 | 0 | 200.5799 | 0 | 499.0192 | 0.00197 | 200.5799 | 0 | 497.5186 | 0 | 499.0192 | 0.00396 | 320.4742 | 1.0105e-05
| 319.5186 | 0.00055789 | 200.7814 | 0.00083922 | 319.5186 | 0 | 200.7814 | 0 | 200.8485 | 0 | 200.7814 | 0 | 320.583 | 8.3448e-06 | 194.92 | 0.0030523 | 319.5186 | 0.00041639 | 194.92 | -0.00013183 | 194.92 | -0.00089942 | 320.583 | 9.4272e-06 | 320.583 | 0 | 200.7814 | 0 | 200.7814 | 0 | 499.1728 | 0.00186 | 200.7814 | 0 | 497.6735 | 0 | 499.1728 | 0.00381 | 320.583 | 8.3834e-06
| 319.633 | 0.00015871 | 200.9829 | 0.00017593 | 319.633 | 0.00038148 | 200.9829 | 0 | 201.0513 | 0 | 200.9829 | 0 | 320.6917 | 7.9527e-06 | 195.12 | 0.0013322 | 319.633 | 0.00156 | 195.12 | 2.9596e-05 | 195.12 | 0.00066102 | 320.6917 | 8.1273e-06 | 320.6917 | 0 | 200.9829 | 0 | 200.9829 | 0 | 499.3263 | 0.00070336 | 200.9829 | 0 | 497.8284 | 3.0002e-05 | 499.3263 | 0.00396 | 320.6917 | 9.9869e-06
| 319.7473 | 0 | 201.1845 | 0.00053809 | 319.7473 | 0 | 201.1845 | 0 | 201.2541 | 0 | 201.1845 | 0 | 320.8004 | 8.7928e-06 | 195.33 | 0.0005565 | 319.7473 | 0.0001041 | 195.33 | 0.00067532 | 195.33 | -0.00057433 | 320.8004 | 7.2021e-06 | 320.8004 | 0 | 201.1845 | 0 | 201.1845 | 0 | 499.4799 | 0.00134 | 201.1845 | 0 | 497.9833 | 0 | 499.4799 | 0.00374 | 320.8004 | 7.6877e-06
| 319.8616 | 0 | 201.3861 | -0.000644 | 319.8616 | 0.00032946 | 201.3861 | 0 | 201.4569 | 0 | 201.3861 | 0 | 320.9091 | 8.0536e-06 | 195.53 | -0.0021416 | 319.8616 | 0.00053456 | 195.53 | -0.0015524 | 195.53 | -0.0011595 | 320.9091 | 7.8579e-06 | 320.9091 | 0 | 201.3861 | 0 | 201.3861 | 0 | 499.6335 | 0.0013 | 201.3861 | 0 | 498.1383 | 3.0002e-05 | 499.6335 | 0.00391 | 320.9091 | 9.869e-06
| 319.976 | 0.00023396 | 201.5876 | 0.00085928 | 319.976 | 0 | 201.5876 | 0 | 201.6598 | 0 | 201.5876 | 0 | 321.0178 | 8.468e-06 | 195.73 | -0.00052277 | 319.976 | 0.0009558 | 195.73 | -0.001165 | 195.73 | 0.0014413 | 321.0178 | 7.6823e-06 | 321.0178 | 0 | 201.5876 | 0 | 201.5876 | 0 | 499.7871 | 0.00221 | 201.5876 | 0 | 498.2932 | 0 | 499.7871 | 0.00374 | 321.0178 | 9.869e-06
| 320.0903 | 0 | 201.7892 | -0.00045844 | 320.0903 | 0 | 201.7892 | 0 | 201.8626 | 0 | 201.7892 | 0 | 321.1266 | 7.9527e-06 | 195.93 | 0.00069142 | 320.0903 | 0.00153 | 195.93 | -6.7263e-05 | 195.93 | -0.0027199 | 321.1266 | 7.4364e-06 | 321.1266 | 0 | 201.7893 | 0 | 201.7892 | 0 | 499.9407 | 0.00185 | 201.7892 | 0 | 498.4482 | 1.0001e-05 | 499.9407 | 0.00395 | 321.1266 | 1.205e-05
| 320.2046 | 0 | 201.9909 | 0.0022873 | 320.2046 | 0.00013905 | 201.9909 | 0 | 202.0655 | 0 | 201.9909 | 0 | 321.2353 | 8.636e-06 | 196.13 | 0.00089378 | 320.2046 | 0.00035962 | 196.13 | -0.0012296 | 196.13 | 0.00033593 | 321.2353 | 8.1273e-06 | 321.2353 | 0 | 201.9909 | 0 | 201.9909 | 0 | 500.0942 | 0.00102 | 201.9909 | 0 | 498.6032 | 6.6672e-06 | 500.0942 | 0.00379 | 321.2353 | 1.0223e-05
| 320.3189 | 0.00124 | 202.1925 | -0.00023679 | 320.3189 | 0.00045084 | 202.1925 | 0 | 202.2683 | 0 | 202.1925 | 0 | 321.3441 | 8.0536e-06 | 196.34 | 0.0010624 | 320.3189 | 0.00198 | 196.34 | -0.002747 | 196.34 | -0.0017771 | 321.3441 | 7.4949e-06 | 321.3441 | 0 | 202.1925 | 0 | 202.1925 | 0 | 500.2479 | 0.00107 | 202.1925 | 0 | 498.7581 | 5.0004e-05 | 500.2479 | 0.00405 | 321.3441 | 9.5271e-06
| 320.4332 | 7.1987e-05 | 202.3942 | 0.00043887 | 320.4332 | 0.00027809 | 202.3942 | 0 | 202.4712 | 0 | 202.3942 | 0 | 321.4528 | 7.6951e-06 | 196.54 | -0.00075887 | 320.4332 | 0.00144 | 196.54 | 0.0004816 | 196.54 | 0.0019939 | 321.4528 | 7.4129e-06 | 321.4528 | 0 | 202.3942 | 0 | 202.3942 | 0 | 500.4015 | 0.00193 | 202.3942 | 0 | 498.9131 | 0 | 500.4015 | 0.00387 | 321.4528 | 9.0673e-06
| 320.5475 | 0 | 202.5959 | -0.00050965 | 320.5475 | 0 | 202.5959 | 0 | 202.6742 | 0 | 202.5959 | 0 | 321.5616 | 7.9079e-06 | 196.74 | 0.00059023 | 320.5475 | 0 | 196.74 | -0.00061613 | 196.74 | -0.0026224 | 321.5616 | 7.0382e-06 | 321.5616 | 0 | 202.5959 | 0 | 202.5959 | 0 | 500.5551 | 0.00146 | 202.5959 | 0 | 499.0681 | 3.0002e-05 | 500.5551 | 0.0041 | 321.5616 | 8.1476e-06
| 320.6619 | 0.00026995 | 202.7976 | 0.00045303 | 320.6619 | 0 | 202.7976 | 0 | 202.8771 | 0 | 202.7976 | 0 | 321.6704 | 8.58e-06 | 196.94 | -0.00045532 | 320.6619 | 0.0006719 | 196.94 | -0.0012296 | 196.94 | -0.00028175 | 321.6704 | 8.6426e-06 | 321.6704 | 0 | 202.7976 | 0 | 202.7976 | 0 | 500.7088 | 0.00218 | 202.7976 | 0 | 499.2231 | 0 | 500.7088 | 0.00383 | 321.6704 | 7.8056e-06
| 320.7761 | 0 | 202.9993 | -0.00044469 | 320.7761 | 0.00032946 | 202.9993 | 0 | 203.08 | 0 | 202.9993 | 0 | 321.7791 | 9.1513e-06 | 197.15 | 0.00052277 | 320.7761 | 0.00124 | 197.15 | -0.002747 | 197.15 | -0.0032725 | 321.7791 | 9.3218e-06 | 321.7791 | 0 | 202.9993 | 0 | 202.9993 | 0 | 500.8624 | 0.00192 | 202.9993 | 0 | 499.3781 | 1.0001e-05 | 500.8624 | 0.00405 | 321.7791 | 7.0038e-06
| 320.8904 | 0 | 203.201 | 4.5121e-05 | 320.8904 | 0 | 203.201 | 0 | 203.283 | 0 | 203.201 | 0 | 321.8879 | 9.3417e-06 | 197.35 | 0.0022092 | 320.8904 | 0.00061512 | 197.35 | -0.0009067 | 197.35 | -0.00070437 | 321.8879 | 1.0259e-05 | 321.8879 | 0 | 203.201 | 0 | 203.201 | 0 | 501.0161 | 0.00323 | 203.201 | 0 | 499.5331 | 0 | 501.0161 | 0.00388 | 321.8879 | 5.7422e-06
| 321.0047 | 0 | 203.4028 | -0.00072501 | 321.0047 | 0.00022542 | 203.4028 | 0 | 203.486 | 0 | 203.4028 | 0 | 321.9967 | 9.3081e-06 | 197.55 | -0.001366 | 321.0047 | 0.00204 | 197.55 | -0.0016815 | 197.55 | -0.00015171 | 321.9967 | 1.006e-05 | 321.9967 | 0 | 203.4028 | 0 | 203.4028 | 0 | 501.1698 | 0.00172 | 203.4028 | 0 | 499.6881 | 1.0001e-05 | 501.1698 | 0.00415 | 321.9967 | 4.1386e-06
| 321.119 | 0 | 203.6046 | 0.00026555 | 321.119 | 0 | 203.6046 | 0 | 203.689 | 0 | 203.6046 | 0 | 322.1055 | 9.1513e-06 | 197.75 | -0.0014672 | 321.119 | 0.00192 | 197.75 | -0.00084214 | 197.75 | -0.00063934 | 322.1055 | 1.02e-05 | 322.1055 | 0 | 203.6045 | 0 | 203.6046 | 0 | 501.3234 | 0.00221 | 203.6046 | 0 | 499.8432 | 6.6672e-06 | 501.3234 | 0.00399 | 322.1055 | 4.0207e-06
| 321.2333 | 0 | 203.8063 | 0.0001065 | 321.2333 | 0.00031212 | 203.8063 | 0 | 203.892 | 0 | 203.8063 | 0 | 322.2143 | 9.6217e-06 | 197.96 | 8.4319e-05 | 321.2333 | 0.00116 | 197.96 | -0.00071299 | 197.96 | 0.00017338 | 322.2143 | 1.0633e-05 | 322.2143 | 0 | 203.8064 | 0 | 203.8063 | 0 | 501.4771 | 0.00185 | 203.8063 | 0 | 499.9982 | 1.0001e-05 | 501.4771 | 0.00423 | 322.2143 | 6.8859e-06
| 321.3476 | 0.00012598 | 204.0082 | 0.00047108 | 321.3476 | 0 | 204.0082 | 0 | 204.0951 | 0 | 204.0082 | 0 | 322.3231 | 1.0372e-05 | 198.16 | 0.0009275 | 321.3476 | 0.00189 | 198.16 | -0.0016493 | 198.16 | 0.0016688 | 322.3231 | 9.7551e-06 | 322.3231 | 0 | 204.0082 | 0 | 204.0082 | 0 | 501.6308 | 0.00241 | 204.0082 | 0 | 500.1532 | 6.6672e-06 | 501.6308 | 0.00406 | 322.3231 | 9.869e-06
| 321.4619 | 0.00113 | 204.21 | -0.00056163 | 321.4619 | 0.00128 | 204.21 | 0 | 204.2981 | 0 | 204.21 | 0 | 322.4319 | 1.1033e-05 | 198.36 | -8.4319e-05 | 321.4619 | 0 | 198.36 | -0.0014878 | 198.36 | -0.00076939 | 322.4319 | 1.0013e-05 | 322.4319 | 0 | 204.21 | 0 | 204.21 | 0 | 501.7845 | 0.00178 | 204.21 | 0 | 500.3083 | 3.0002e-05 | 501.7845 | 0.00423 | 322.4319 | 1.1944e-05
| 321.5762 | 0 | 204.4118 | -8.9387e-05 | 321.5762 | 0.00048665 | 204.4118 | 0 | 204.5012 | 0 | 204.4118 | 0 | 322.5407 | 1.0294e-05 | 198.56 | -0.00032042 | 321.5762 | 0 | 198.56 | 9.4169e-05 | 198.56 | 0.0016363 | 322.5407 | 9.193e-06 | 322.5407 | 0 | 204.4118 | 0 | 204.4118 | 0 | 501.9382 | 0.00294 | 204.4118 | 0 | 500.4633 | 0 | 501.9382 | 0.00394 | 322.5407 | 1.0223e-05
| 321.6904 | 1.4969e-05 | 204.6137 | -0.00023179 | 321.6904 | 0 | 204.6137 | 0 | 204.7043 | 0 | 204.6137 | 0 | 322.6495 | 9.5769e-06 | 198.76 | 0.0021754 | 321.6904 | 0.00139 | 198.76 | -0.00022869 | 198.76 | -0.00015171 | 322.6495 | 9.7317e-06 | 322.6495 | 0 | 204.6137 | 0 | 204.6137 | 0 | 502.092 | 0.00135 | 204.6137 | 0 | 500.6184 | 3.0002e-05 | 502.092 | 0.00405 | 322.6495 | 1.0789e-05
| 321.8047 | 0.00023396 | 204.8156 | 0.00085846 | 321.8047 | 0.00076474 | 204.8156 | 0 | 204.9074 | 0 | 204.8156 | 0 | 322.7584 | 8.9384e-06 | 198.97 | 0.0011973 | 321.8047 | 0.00072869 | 198.97 | 0.00080447 | 198.97 | -0.00047681 | 322.7584 | 9.7668e-06 | 322.7584 | 0 | 204.8156 | 0 | 204.8156 | 0 | 502.2457 | 0.00193 | 204.8156 | 0 | 500.7735 | 0 | 502.2457 | 0.00382 | 322.7584 | 9.1852e-06
| 321.919 | 0 | 205.0175 | -0.00066323 | 321.919 | 0.00052021 | 205.0175 | 0 | 205.1105 | 0 | 205.0175 | 0 | 322.8672 | 7.7959e-06 | 199.17 | -0.0014334 | 321.919 | 0.00119 | 199.17 | -0.0014878 | 199.17 | -0.0025248 | 322.8672 | 8.8651e-06 | 322.8672 | 0 | 205.0175 | 0 | 205.0175 | 0 | 502.3995 | 0.00216 | 205.0175 | 0 | 500.9286 | 3.0002e-05 | 502.3995 | 0.00412 | 322.8672 | 8.7253e-06
| 322.0332 | 0 | 205.2194 | 0.00060158 | 322.0332 | 0 | 205.2194 | 0 | 205.3136 | 0 | 205.2194 | 0 | 322.976 | 6.9671e-06 | 199.37 | 0.00069142 | 322.0332 | 0.00209 | 199.37 | 0.0019345 | 199.37 | 0.0010186 | 322.976 | 8.3498e-06 | 322.976 | 0 | 205.2194 | 0 | 205.2194 | 0 | 502.5532 | 0.00243 | 205.2194 | 0 | 501.0836 | 0 | 502.5532 | 0.00388 | 322.976 | 7.8056e-06
| 322.1475 | 0.00030245 | 205.4214 | -0.00019019 | 322.1475 | 0.00041617 | 205.4214 | 0 | 205.5168 | 0 | 205.4214 | 0 | 323.0849 | 5.6789e-06 | 199.57 | 0.00015177 | 322.1475 | 0.00019395 | 199.57 | -0.0006807 | 199.57 | -0.0019072 | 323.0849 | 7.0265e-06 | 323.0849 | 0 | 205.4214 | 0 | 205.4214 | 0 | 502.707 | 0.00106 | 205.4214 | 0 | 501.2387 | 0 | 502.707 | 0.0041 | 323.0849 | 1.1025e-05
| 322.2617 | 0 | 205.6233 | -0.00044414 | 322.2617 | 0 | 205.6233 | 0 | 205.72 | 0 | 205.6233 | 0 | 323.1938 | 6.0262e-06 | 199.78 | 0.00072515 | 322.2617 | 0.00209 | 199.78 | -2.6905e-06 | 199.78 | -0.00063934 | 323.1938 | 6.3004e-06 | 323.1938 | 0 | 205.6233 | 0 | 205.6233 | 0 | 502.8607 | 0.00309 | 205.6233 | 0 | 501.3938 | 0 | 502.8607 | 0.00383 | 323.1938 | 1.0565e-05
| 322.376 | 0 | 205.8253 | -9.4467e-05 | 322.376 | 0 | 205.8253 | 0 | 205.9232 | 0 | 205.8253 | 0 | 323.3026 | 6.7318e-06 | 199.98 | -0.0014334 | 322.376 | 0.00158 | 199.98 | -0.00039012 | 199.98 | -0.0015171 | 323.3026 | 5.9725e-06 | 323.3026 | 0 | 205.8253 | 0 | 205.8253 | 0 | 503.0145 | 0.00151 | 205.8253 | 0 | 501.5489 | 3.0002e-05 | 503.0145 | 0.0041 | 323.3026 | 8.7253e-06
| 322.4902 | 0.00037793 | 206.0273 | 0.0014704 | 322.4902 | 0 | 206.0273 | 0 | 206.1264 | 0 | 206.0273 | 0 | 323.4115 | 7.1463e-06 | 200.18 | -0.00086005 | 322.4902 | 0.00061512 | 200.18 | -0.0024242 | 200.18 | 0.00033593 | 323.4115 | 6.9328e-06 | 323.4115 | 0 | 206.0273 | 0 | 206.0273 | 0 | 503.1683 | 0.00188 | 206.0273 | 0 | 501.7041 | 0 | 503.1683 | 0.00388 | 323.4115 | 6.2021e-06
| 322.6045 | 0 | 206.2293 | 0.00019452 | 322.6045 | 0.0014 | 206.2293 | 0 | 206.3296 | 0 | 206.2293 | 0 | 323.5204 | 7.2471e-06 | 200.39 | -0.00045532 | 322.6045 | 0.00076162 | 200.39 | 0.0009659 | 200.39 | -0.00034676 | 323.5204 | 8.666e-06 | 323.5204 | 0 | 206.2293 | 0 | 206.2293 | 0 | 503.3221 | 0.00111 | 206.2293 | 0 | 501.8592 | 1.0001e-05 | 503.3221 | 0.00403 | 323.5204 | 8.0414e-06
| 322.7187 | 0 | 206.4314 | 0.00038935 | 322.7187 | 0.00033023 | 206.4314 | 0 | 206.5328 | 0 | 206.4314 | 0 | 323.6292 | 8.132e-06 | 200.59 | 0.00065769 | 322.7187 | 0 | 200.59 | -0.0030053 | 200.59 | -0.001062 | 323.6292 | 8.8534e-06 | 323.6292 | 0 | 206.4314 | 0 | 206.4314 | 0 | 503.4759 | 0.00183 | 206.4314 | 0 | 502.0143 | 6.6672e-06 | 503.4759 | 0.00379 | 323.6292 | 1.0105e-05
| 322.833 | 0 | 206.6334 | 7.7319e-05 | 322.833 | 0.00039883 | 206.6334 | 0 | 206.7361 | 0 | 206.6334 | 0 | 323.7381 | 7.7959e-06 | 200.79 | -0.00038786 | 322.833 | 0.00056294 | 200.79 | -0.0022305 | 200.79 | -0.0011595 | 323.7381 | 7.9048e-06 | 323.7381 | 0 | 206.6334 | 0 | 206.6334 | 0 | 503.6298 | 0.00107 | 206.6334 | 0 | 502.1695 | 3.0002e-05 | 503.6298 | 0.00406 | 323.7381 | 8.9611e-06
| 322.9472 | 0 | 206.8355 | 0.00098153 | 322.9472 | 0 | 206.8355 | 0 | 206.9394 | 0 | 206.8355 | 0 | 323.847 | 7.2023e-06 | 200.99 | -0.00086005 | 322.9472 | 0.00078546 | 200.99 | -0.00097128 | 200.99 | 0.0028717 | 323.847 | 7.7408e-06 | 323.847 | 0 | 206.8355 | 0 | 206.8355 | 0 | 503.7836 | 0.00241 | 206.8355 | 0 | 502.3246 | 0 | 503.7836 | 0.00391 | 323.847 | 8.6074e-06
| 323.0614 | 0.00033839 | 207.0376 | 5.5843e-06 | 323.0614 | 0.0004335 | 207.0376 | 0 | 207.1427 | 0 | 207.0376 | 0 | 323.9559 | 6.6198e-06 | 201.2 | -0.00285 | 323.0614 | 0.00022234 | 201.2 | 0.00099818 | 201.2 | 0.0014413 | 323.9559 | 8.7831e-06 | 323.9559 | 0 | 207.0376 | 0 | 207.0376 | 0 | 503.9374 | 0.00156 | 207.0376 | 0 | 502.4798 | 1.0001e-05 | 503.9374 | 0.00414 | 323.9559 | 7.3458e-06
| 323.1756 | 0.00039592 | 207.2397 | 0.0004259 | 323.1756 | 0 | 207.2397 | 0 | 207.346 | 0 | 207.2397 | 0 | 324.0648 | 7.5607e-06 | 201.4 | 0.0016695 | 323.1756 | 0 | 201.4 | -0.00087442 | 201.4 | 0.00053099 | 324.0648 | 1.0083e-05 | 324.0648 | 0 | 207.2397 | 0 | 207.2397 | 0 | 504.0913 | 0.00288 | 207.2397 | 0 | 502.6349 | 6.6672e-06 | 504.0913 | 0.00385 | 324.0648 | 7.8056e-06
| 323.2899 | 0 | 207.4418 | -0.00080069 | 323.2899 | 0.00113 | 207.4418 | 0 | 207.5493 | 0 | 207.4418 | 0 | 324.1737 | 8.188e-06 | 201.6 | -0.00086005 | 323.2899 | 0.0017 | 201.6 | -0.00019641 | 201.6 | -0.0019722 | 324.1737 | 1.0411e-05 | 324.1737 | 0 | 207.4418 | 0 | 207.4418 | 0 | 504.2451 | 0.00116 | 207.4418 | 0 | 502.7901 | 1.0001e-05 | 504.2451 | 0.00404 | 324.1737 | 7.9235e-06
| 323.4041 | 0 | 207.644 | -0.00031469 | 323.4041 | 0 | 207.644 | 0 | 207.7526 | 0 | 207.644 | 0 | 324.2826 | 8.7144e-06 | 201.8 | 0.00015177 | 323.4041 | 0.00152 | 201.8 | 0.0015148 | 201.8 | 0.0027091 | 324.2826 | 1.0692e-05 | 324.2826 | 0 | 207.644 | 0 | 207.644 | 0 | 504.399 | 0.00202 | 207.644 | 0 | 502.9453 | 2.6669e-05 | 504.399 | 0.0039 | 324.2826 | 8.1476e-06
| 323.5183 | 0 | 207.8462 | -0.00020589 | 323.5183 | 0.0003468 | 207.8462 | 0 | 207.956 | 0 | 207.8462 | 0 | 324.3916 | 9.0953e-06 | 202.01 | -0.002108 | 323.5183 | 0.00147 | 202.01 | -0.0023273 | 202.01 | 0.00033593 | 324.3916 | 1.1863e-05 | 324.3916 | 0 | 207.8462 | 0 | 207.8462 | 0 | 504.5529 | 0.00227 | 207.8462 | 0 | 503.1005 | 3.0002e-05 | 504.5529 | 0.00416 | 324.3916 | 8.9611e-06
| 323.6325 | 0.00012598 | 208.0483 | 0.0001778 | 323.6325 | 0 | 208.0483 | 0 | 208.1594 | 0 | 208.0483 | 0 | 324.5005 | 9.5769e-06 | 202.21 | -0.00086005 | 323.6325 | 0.00164 | 202.21 | -0.00058385 | 202.21 | 0.00079106 | 324.5005 | 1.1313e-05 | 324.5005 | 0 | 208.0483 | 0 | 208.0483 | 0 | 504.7067 | 0.0016 | 208.0483 | 0 | 503.2557 | 6.6672e-05 | 504.7067 | 0.00397 | 324.5005 | 8.9611e-06
| 323.7467 | 0 | 208.2506 | -0.00033936 | 323.7467 | 0.00029479 | 208.2506 | 0 | 208.3628 | 0 | 208.2506 | 0 | 324.6094 | 9.3417e-06 | 202.41 | -0.0015008 | 323.7467 | 0.00050617 | 202.41 | -0.00058385 | 202.41 | 4.3346e-05 | 324.6094 | 1.1922e-05 | 324.6094 | 0 | 208.2506 | 0 | 208.2506 | 0 | 504.8606 | 0.00104 | 208.2506 | 0 | 503.4109 | 3.0002e-05 | 504.8606 | 0.00415 | 324.6094 | 1.3206e-05
| 323.8609 | 0 | 208.4528 | 4.7814e-05 | 323.8609 | 0 | 208.4528 | 0 | 208.5662 | 0 | 208.4528 | 0 | 324.7184 | 7.9303e-06 | 202.62 | -0.00065769 | 323.8609 | 0.00041639 | 202.62 | -0.0023596 | 202.62 | -0.00063934 | 324.7184 | 1.0879e-05 | 324.7184 | 0 | 208.4528 | 0 | 208.4528 | 0 | 505.0145 | 0.00299 | 208.4528 | 0 | 503.5661 | 6.6672e-06 | 505.0145 | 0.00395 | 324.7184 | 1.343e-05
| 323.9751 | 0 | 208.655 | -0.00082124 | 323.9751 | 8.6698e-05 | 208.655 | 0 | 208.7696 | 0 | 208.655 | 0 | 324.8273 | 7.8967e-06 | 202.82 | -0.00072515 | 323.9751 | 0.00067647 | 202.82 | -0.00026098 | 202.82 | -0.00099695 | 324.8273 | 1.143e-05 | 324.8273 | 0 | 208.655 | 0 | 208.655 | 0 | 505.1684 | 0.00239 | 208.655 | 0 | 503.7213 | 0 | 505.1684 | 0.00416 | 324.8273 | 1.5729e-05
| 324.0893 | 0 | 208.8573 | 0.00047066 | 324.0893 | 0.00041713 | 208.8573 | 0 | 208.9731 | 0 | 208.8573 | 0 | 324.9363 | 7.4039e-06 | 203.02 | -0.00059023 | 324.0893 | 0.00072869 | 203.02 | 0.0011919 | 203.02 | 0.00056349 | 324.9363 | 1.0282e-05 | 324.9363 | 0 | 208.8573 | 0 | 208.8573 | 0 | 505.3224 | 0.0026 | 208.8573 | 0 | 503.8765 | 6.6672e-06 | 505.3224 | 0.00398 | 324.9363 | 1.0683e-05
| 324.2035 | 0 | 209.0596 | -0.00076153 | 324.2035 | 0.00067626 | 209.0596 | 0 | 209.1765 | 0 | 209.0596 | 0 | 325.0452 | 8.9944e-06 | 203.22 | -0.0016358 | 324.2035 | 0.00113 | 203.22 | 0.00073989 | 203.22 | -0.00099695 | 325.0452 | 1.1149e-05 | 325.0452 | 0 | 209.0596 | 0 | 209.0596 | 0 | 505.4763 | 0.00146 | 209.0596 | 0 | 504.0317 | 3.0002e-05 | 505.4763 | 0.00413 | 325.0452 | 8.8432e-06
| 324.3177 | 0 | 209.2619 | -9.967e-05 | 324.3177 | 0.00027809 | 209.2619 | 0 | 209.38 | 0 | 209.2619 | 0 | 325.1542 | 8.1432e-06 | 203.43 | -0.00025296 | 324.3177 | 0.00016089 | 203.43 | 0.0004816 | 203.43 | -0.0012245 | 325.1542 | 1.0001e-05 | 325.1542 | 0 | 209.2619 | 0 | 209.2619 | 0 | 505.6302 | 0.00274 | 209.2619 | 0 | 504.187 | 0 | 505.6302 | 0.00397 | 325.1542 | 4.5985e-06
| 324.4319 | 0 | 209.4642 | -0.0012963 | 324.4319 | 0.00076297 | 209.4642 | 0 | 209.5835 | 0 | 209.4642 | 0 | 325.2632 | 9.2297e-06 | 203.63 | -0.0013997 | 324.4319 | 0.0017 | 203.63 | 0.0037425 | 203.63 | -0.0019397 | 325.2632 | 9.7082e-06 | 325.2632 | 0 | 209.4642 | 0 | 209.4642 | 0 | 505.7842 | 0.00169 | 209.4642 | 0 | 504.3422 | 0 | 505.7842 | 0.00418 | 325.2632 | 4.1386e-06
| 324.5461 | 0 | 209.6665 | 0.00069275 | 324.5461 | 0 | 209.6665 | 0 | 209.787 | 0 | 209.6665 | 0 | 325.3721 | 9.2633e-06 | 203.83 | -0.00028669 | 324.5461 | 0.00052996 | 203.83 | -0.0015202 | 203.83 | -0.00096444 | 325.3721 | 7.4949e-06 | 325.3721 | 0 | 209.6665 | 0 | 209.6665 | 0 | 505.9381 | 0.00132 | 209.6665 | 0 | 504.4975 | 2.6669e-05 | 505.9381 | 0.00403 | 325.3721 | 5.1645e-06
| 324.6603 | 5.091e-05 | 209.8689 | -0.0010309 | 324.6603 | 6.9356e-05 | 209.8689 | 0 | 209.9905 | 0 | 209.8689 | 0 | 325.4811 | 9.8345e-06 | 204.04 | -0.0012648 | 324.6603 | 2.3658e-05 | 204.04 | -0.00087442 | 204.04 | -0.00070437 | 325.4811 | 7.2021e-06 | 325.4811 | 0 | 209.8689 | 0 | 209.8689 | 0 | 506.0921 | 0.00237 | 209.8689 | 0 | 504.6527 | 1.0001e-05 | 506.0921 | 0.00416 | 325.4811 | 9.3031e-06
| 324.7744 | 0.00034194 | 210.0712 | 0.0012515 | 324.7744 | 0 | 210.0712 | 0 | 210.1941 | 0 | 210.0712 | 0 | 325.5901 | 8.6248e-06 | 204.24 | -5.0592e-05 | 324.7744 | 0 | 204.24 | 0.00090132 | 204.24 | 0.0014413 | 325.5901 | 6.6049e-06 | 325.5901 | 0 | 210.0712 | 0 | 210.0712 | 0 | 506.2461 | 0.00292 | 210.0712 | 0 | 504.808 | 0 | 506.2461 | 0.00393 | 325.5901 | 9.645e-06
| 324.8886 | 0.00012278 | 210.2736 | -0.00058025 | 324.8886 | 0.00017341 | 210.2736 | 0 | 210.3977 | 0 | 210.2736 | 0 | 325.6991 | 7.0903e-06 | 204.44 | -0.00079259 | 324.8886 | 0.00141 | 204.44 | -0.00071299 | 204.44 | -0.00073687 | 325.6991 | 6.1833e-06 | 325.6991 | 0 | 210.2736 | 0 | 210.2736 | 0 | 506.4001 | 0.001 | 210.2736 | 0 | 504.9633 | 3.0002e-05 | 506.4001 | 0.00416 | 325.6991 | 8.0414e-06
| 325.0028 | 0.00034194 | 210.476 | 0.00097346 | 325.0028 | 0 | 210.476 | 0 | 210.6012 | 0 | 210.476 | 0 | 325.8081 | 5.7349e-06 | 204.64 | 0.0023104 | 325.0028 | 0.00175 | 204.64 | -0.00074527 | 204.64 | -0.00067186 | 325.8081 | 6.4409e-06 | 325.8081 | 0 | 210.476 | 0 | 210.476 | 0 | 506.5541 | 0.00086137 | 210.476 | 0 | 505.1186 | 0 | 506.5541 | 0.00402 | 325.8081 | 6.0841e-06
| 325.1169 | 0 | 210.6785 | 0.00012046 | 325.1169 | 0.00055488 | 210.6785 | 0 | 210.8048 | 0 | 210.6785 | 0 | 325.9171 | 5.3765e-06 | 204.85 | -0.0030861 | 325.1169 | 0.00033588 | 204.85 | -0.0010036 | 204.85 | -0.0020372 | 325.9171 | 7.1201e-06 | 325.9171 | 0 | 210.6785 | 0 | 210.6785 | 0 | 506.7081 | 0.00153 | 210.6785 | 0 | 505.2738 | 1.0001e-05 | 506.7081 | 0.00423 | 325.9171 | 1.1708e-05
| 325.2311 | 0.00035993 | 210.8809 | 0.0014455 | 325.2311 | 0 | 210.8809 | 0 | 211.0085 | 0 | 210.8809 | 0 | 326.0261 | 5.5221e-06 | 205.05 | 0.001231 | 325.2311 | 1.8923e-05 | 205.05 | 0.001095 | 205.05 | -0.00057433 | 326.0261 | 8.584e-06 | 326.0261 | 0 | 210.8809 | 0 | 210.8809 | 0 | 506.8621 | 0.00257 | 210.8809 | 0 | 505.4291 | 0 | 506.8621 | 0.00397 | 326.0261 | 1.1708e-05
| 325.3453 | 3.2945e-05 | 211.0834 | -0.0011132 | 325.3453 | 0.00114 | 211.0834 | 0 | 211.2121 | 0 | 211.0834 | 0 | 326.1352 | 6.8774e-06 | 205.25 | -0.0005565 | 325.3453 | 0.00156 | 205.25 | -0.0012296 | 205.25 | -0.0035977 | 326.1352 | 1.0423e-05 | 326.1352 | 0 | 211.0834 | 0 | 211.0834 | 0 | 507.0161 | 0.0002286 | 211.0834 | 0 | 505.5845 | 1.0001e-05 | 507.0161 | 0.00422 | 326.1352 | 1.0447e-05
| 325.4594 | 0 | 211.2859 | 0.00038159 | 325.4594 | 0 | 211.2859 | 0 | 211.4157 | 0 | 211.2859 | 0 | 326.2442 | 7.3031e-06 | 205.46 | -0.00028669 | 325.4594 | 0 | 205.46 | 0.00012645 | 205.46 | 0.00072604 | 326.2442 | 1.0036e-05 | 326.2442 | 0 | 211.2859 | 0 | 211.2859 | 0 | 507.1701 | 0.00165 | 211.2859 | 0 | 505.7398 | 6.6672e-06 | 507.1701 | 0.0041 | 326.2442 | 5.9662e-06
| 325.5736 | 0 | 211.4884 | -0.00061926 | 325.5736 | 0 | 211.4884 | 0 | 211.6194 | 0 | 211.4884 | 0 | 326.3532 | 9.4649e-06 | 205.66 | 1.6864e-05 | 325.5736 | 0.00025072 | 205.66 | -0.0034573 | 205.66 | -0.001127 | 326.3532 | 9.6731e-06 | 326.3532 | 0 | 211.4884 | 0 | 211.4884 | 0 | 507.3241 | 0.00202 | 211.4884 | 0 | 505.8951 | 0 | 507.3241 | 0.00431 | 326.3532 | 7.3458e-06
| 325.6877 | 0 | 211.6909 | 0.00025022 | 325.6877 | 0 | 211.6909 | 0 | 211.8231 | 0 | 211.6909 | 0 | 326.4623 | 9.8121e-06 | 205.86 | 0.00075887 | 325.6877 | 0.00078546 | 205.86 | -0.0009067 | 205.86 | 0.0014413 | 326.4623 | 9.4389e-06 | 326.4623 | 0 | 211.6909 | 0 | 211.6909 | 0 | 507.4782 | 0.0025 | 211.6909 | 0 | 506.0504 | 0 | 507.4782 | 0.00405 | 326.4623 | 5.7422e-06
| 325.8018 | 0 | 211.8934 | 0.00029636 | 325.8018 | 0.00048552 | 211.8934 | 0 | 212.0268 | 0 | 211.8934 | 0 | 326.5713 | 1.1156e-05 | 206.07 | 0.00045532 | 325.8018 | 0.00119 | 206.07 | -0.00051927 | 206.07 | -0.0013871 | 326.5713 | 1.1008e-05 | 326.5713 | 0 | 211.8934 | 0 | 211.8934 | 0 | 507.6322 | 0.00253 | 211.8934 | 0 | 506.2058 | 1.0001e-05 | 507.6322 | 0.00423 | 326.5713 | 6.4261e-06
| 325.916 | 0 | 212.096 | 0.00015921 | 325.916 | 0 | 212.096 | 0 | 212.2305 | 0 | 212.096 | 0 | 326.6804 | 9.4201e-06 | 206.27 | 0.0026813 | 325.916 | 0 | 206.27 | -0.0013587 | 206.27 | 0.00088859 | 326.6804 | 1.1184e-05 | 326.6804 | 0 | 212.096 | 0 | 212.096 | 0 | 507.7863 | 0.00116 | 212.096 | 0 | 506.3611 | 6.6672e-06 | 507.7863 | 0.00414 | 326.6804 | 5.9662e-06
| 326.0301 | 0 | 212.2986 | -0.0005477 | 326.0301 | 0 | 212.2986 | 0 | 212.4342 | 0 | 212.2986 | 0 | 326.7894 | 9.7225e-06 | 206.47 | -0.0019057 | 326.0301 | 0.00173 | 206.47 | -0.0012619 | 206.47 | -0.00089942 | 326.7894 | 1.1477e-05 | 326.7894 | 0 | 212.2986 | 0 | 212.2986 | 0 | 507.9404 | 0.0013 | 212.2986 | 0 | 506.5165 | 1.0001e-05 | 507.9404 | 0.00429 | 326.7894 | 9.9869e-06
| 326.1442 | 0 | 212.5012 | -1.9449e-06 | 326.1442 | 0 | 212.5012 | 0 | 212.638 | 0 | 212.5012 | 0 | 326.8985 | 7.5607e-06 | 206.68 | -0.0018044 | 326.1442 | 0.00121 | 206.68 | -0.0013587 | 206.68 | -0.0010295 | 326.8985 | 1.1207e-05 | 326.8985 | 0 | 212.5012 | 0 | 212.5012 | 0 | 508.0945 | 0.00174 | 212.5012 | 0 | 506.6718 | 6.6672e-06 | 508.0945 | 0.00405 | 326.8985 | 8.0414e-06
| 326.2584 | 0.00026652 | 212.7038 | -8.8427e-05 | 326.2584 | 0.00029479 | 212.7038 | 0 | 212.8417 | 0 | 212.7038 | 0 | 327.0076 | 7.9527e-06 | 206.88 | -5.0592e-05 | 326.2584 | 0.00153 | 206.88 | -0.0012619 | 206.88 | -0.0013871 | 327.0076 | 1.164e-05 | 327.0076 | 0 | 212.7038 | 0 | 212.7038 | 0 | 508.2486 | 0.00232 | 212.7038 | 0 | 506.8272 | 3.0002e-05 | 508.2486 | 0.0042 | 327.0076 | 8.6074e-06
| 326.3725 | 0 | 212.9064 | -0.0011605 | 326.3725 | 0 | 212.9064 | 0 | 213.0455 | 0 | 212.9064 | 0 | 327.1166 | 7.8295e-06 | 207.08 | 0.00079259 | 326.3725 | 0 | 207.08 | -9.9549e-05 | 207.08 | -0.0027849 | 327.1166 | 1.0329e-05 | 327.1166 | 0 | 212.9064 | 0 | 212.9064 | 0 | 508.4027 | 0.00234 | 212.9064 | 0 | 506.9826 | 0 | 508.4027 | 0.00409 | 327.1166 | 6.7798e-06
| 326.4866 | 0.00015871 | 213.1091 | -0.00044056 | 326.4866 | 0.00031212 | 213.1091 | 0 | 213.2493 | 0 | 213.1091 | 0 | 327.2257 | 8.7816e-06 | 207.29 | 0.00011805 | 326.4866 | 0.00022234 | 207.29 | -0.0013909 | 207.29 | -0.0012895 | 327.2257 | 1.068e-05 | 327.2257 | 0 | 213.1091 | 0 | 213.1091 | 0 | 508.5568 | 0.00128 | 213.1091 | 0 | 507.1379 | 5.0004e-05 | 508.5568 | 0.0042 | 327.2257 | 6.544e-06
| 326.6008 | 0 | 213.3117 | 0.0023409 | 326.6008 | 0.00012167 | 213.3117 | 0 | 213.4532 | 0 | 213.3117 | 0 | 327.3348 | 8.1096e-06 | 207.49 | -0.0012985 | 326.6008 | 0.00138 | 207.49 | -0.00026098 | 207.49 | -0.00018422 | 327.3348 | 8.7479e-06 | 327.3348 | 0 | 213.3117 | 0 | 213.3117 | 0 | 508.7109 | 0.00232 | 213.3117 | 0 | 507.2933 | 0 | 508.7109 | 0.00392 | 327.3348 | 6.2021e-06
| 326.7149 | 0 | 213.5144 | -0.00063382 | 326.7149 | 0.00101 | 213.5144 | 0 | 213.657 | 0 | 213.5144 | 0 | 327.4439 | 8.3224e-06 | 207.69 | -0.0011973 | 326.7149 | 0.00173 | 207.69 | -0.0016815 | 207.69 | -0.0019397 | 327.4439 | 9.029e-06 | 327.4439 | 0 | 213.5144 | 0 | 213.5144 | 0 | 508.865 | 0.00094954 | 213.5144 | 0 | 507.4487 | 1.0001e-05 | 508.865 | 0.0041 | 327.4439 | 9.7629e-06
| 326.829 | 0 | 213.7171 | 0.00022104 | 326.829 | 0.00067784 | 213.7171 | 0 | 213.8608 | 0 | 213.7171 | 0 | 327.553 | 8.1656e-06 | 207.89 | -0.00048905 | 326.829 | 0.0009558 | 207.89 | 0.0010305 | 207.89 | -2.1673e-05 | 327.553 | 8.0922e-06 | 327.553 | 0 | 213.7171 | 0 | 213.7171 | 0 | 509.0192 | 0.00183 | 213.7171 | 0 | 507.6041 | 6.6672e-06 | 509.0192 | 0.00398 | 327.553 | 1.1602e-05
| 326.9431 | 0.00021262 | 213.9199 | -0.00053388 | 326.9431 | 0.0002601 | 213.9199 | 0 | 214.0647 | 0 | 213.9199 | 0 | 327.6621 | 8.6808e-06 | 208.1 | -0.0019731 | 326.9431 | 0 | 208.1 | -0.0019076 | 208.1 | -0.00099695 | 327.6621 | 9.9776e-06 | 327.6621 | 0 | 213.9199 | 0 | 213.9199 | 0 | 509.1733 | 0.00232 | 213.9199 | 0 | 507.7595 | 3.0002e-05 | 509.1733 | 0.00421 | 327.6621 | 1.251e-05
| 327.0572 | 0 | 214.1226 | 0.0012014 | 327.0572 | 0 | 214.1226 | 0 | 214.2686 | 0 | 214.1226 | 0 | 327.7712 | 8.1096e-06 | 208.3 | -0.00032042 | 327.0572 | 0.00027444 | 208.3 | -0.0011004 | 208.3 | -0.0010295 | 327.7712 | 9.1344e-06 | 327.7712 | 0 | 214.1226 | 0 | 214.1226 | 0 | 509.3275 | 0.00213 | 214.1226 | 0 | 507.915 | 0 | 509.3275 | 0.00395 | 327.7712 | 9.645e-06
| 327.1713 | 0 | 214.3254 | 0.00020982 | 327.1713 | 0.00079764 | 214.3254 | 0 | 214.4725 | 0 | 214.3254 | 0 | 327.8803 | 8.2216e-06 | 208.5 | -0.0018381 | 327.1713 | 0.00207 | 208.5 | -0.0026501 | 208.5 | -0.0021673 | 327.8803 | 9.7082e-06 | 327.8803 | 0 | 214.3254 | 0 | 214.3254 | 0 | 509.4816 | 0.00229 | 214.3254 | 0 | 508.0704 | 0 | 509.4816 | 0.00409 | 327.8803 | 1.0223e-05
| 327.2854 | 0 | 214.5281 | 0.00025155 | 327.2854 | 0.00029547 | 214.5281 | 0 | 214.6764 | 0 | 214.5281 | 0 | 327.9895 | 8.3224e-06 | 208.71 | 0.00059023 | 327.2854 | 0.0007003 | 208.71 | 0.0018699 | 208.71 | 0.0011487 | 327.9895 | 8.947e-06 | 327.9895 | 0 | 214.5282 | 0 | 214.5281 | 0 | 509.6358 | 0.00221 | 214.5281 | 0 | 508.2258 | 6.6672e-06 | 509.6358 | 0.00382 | 327.9895 | 8.5013e-06
| 327.3995 | 0 | 214.7309 | -0.00094909 | 327.3995 | 0.00031212 | 214.7309 | 0 | 214.8804 | 0 | 214.7309 | 0 | 328.0986 | 8.4232e-06 | 208.91 | -0.00015177 | 327.3995 | 0.0017 | 208.91 | -0.0020045 | 208.91 | -0.00024923 | 328.0986 | 9.7551e-06 | 328.0986 | 0 | 214.731 | 0 | 214.7309 | 0 | 509.79 | 0.00258 | 214.7309 | 0 | 508.3813 | 1.0001e-05 | 509.79 | 0.00404 | 328.0986 | 8.3834e-06
| 327.5136 | 0 | 214.9338 | 0.00040421 | 327.5136 | 0.00015642 | 214.9338 | 0 | 215.0843 | 0 | 214.9338 | 0 | 328.2077 | 8.3224e-06 | 209.12 | 0.00069142 | 327.5136 | 0 | 209.12 | -0.0015847 | 209.12 | 0.00020589 | 328.2077 | 9.1578e-06 | 328.2077 | 0 | 214.9338 | 0 | 214.9338 | 0 | 509.9442 | 0.00283 | 214.9338 | 0 | 508.5367 | 0 | 509.9442 | 0.00392 | 328.2077 | 8.3834e-06
| 327.6277 | 0.00010482 | 215.1366 | -0.00121 | 327.6277 | 0 | 215.1366 | 0 | 215.2883 | 0 | 215.1366 | 0 | 328.3169 | 8.3672e-06 | 209.32 | -0.0011299 | 327.6277 | 0.00107 | 209.32 | 0.00067532 | 209.32 | -0.00073687 | 328.3169 | 1.02e-05 | 328.3169 | 0 | 215.1366 | 0 | 215.1366 | 0 | 510.0984 | 0.00271 | 215.1366 | 0 | 508.6922 | 0 | 510.0984 | 0.00425 | 328.3169 | 1.0105e-05
| 327.7418 | 0.00016197 | 215.3395 | 3.7419e-06 | 327.7418 | 0.00050404 | 215.3395 | 0 | 215.4923 | 0 | 215.3395 | 0 | 328.426 | 8.8376e-06 | 209.52 | -0.00072515 | 327.7418 | 0.00138 | 209.52 | -0.0004547 | 209.52 | 0.0022539 | 328.426 | 1.1172e-05 | 328.426 | 0 | 215.3395 | 0 | 215.3395 | 0 | 510.2526 | 0.00237 | 215.3395 | 0 | 508.8476 | 6.6672e-06 | 510.2526 | 0.00409 | 328.426 | 8.1476e-06
| 327.8558 | 0.00106 | 215.5423 | -0.0002434 | 327.8558 | 0.00065893 | 215.5423 | 0 | 215.6963 | 0 | 215.5423 | 0 | 328.5352 | 9.3305e-06 | 209.73 | -0.00011805 | 327.8558 | 0.00173 | 209.73 | -0.0035865 | 209.73 | -5.4182e-05 | 328.5352 | 1.2003e-05 | 328.5352 | 0 | 215.5423 | 0 | 215.5423 | 0 | 510.4068 | 0.00236 | 215.5423 | 0 | 509.0031 | 1.0001e-05 | 510.4068 | 0.00433 | 328.5352 | 9.5271e-06
| 327.9699 | 0 | 215.7452 | 4.317e-05 | 327.9699 | 0 | 215.7452 | 0 | 215.9003 | 0 | 215.7452 | 0 | 328.6443 | 9.2521e-06 | 209.93 | 0.00096123 | 327.9699 | 0.00072869 | 209.93 | -9.9549e-05 | 209.93 | -0.0021673 | 328.6443 | 1.1336e-05 | 328.6443 | 0 | 215.7452 | 0 | 215.7452 | 0 | 510.5611 | 0 | 215.7452 | 0 | 509.1586 | 6.6672e-06 | 510.5611 | 0.0041 | 328.6443 | 9.7629e-06
| 328.084 | 0 | 215.9481 | -0.00046493 | 328.084 | 0.00036414 | 215.9481 | 0 | 216.1043 | 0 | 215.9481 | 0 | 328.7535 | 9.2073e-06 | 210.13 | 0.00032042 | 328.084 | 0.00127 | 210.13 | 0.00022331 | 210.13 | 0.00049847 | 328.7535 | 1.0856e-05 | 328.7535 | 0 | 215.9481 | 0 | 215.9481 | 0 | 510.7153 | 0.00135 | 215.9481 | 0 | 509.3141 | 3.0002e-05 | 510.7153 | 0.00437 | 328.7535 | 1.0789e-05
| 328.1981 | 0 | 216.1511 | 7.4229e-05 | 328.1981 | 0.0007126 | 216.1511 | 0 | 216.3084 | 0 | 216.1511 | 0 | 328.8627 | 9.6217e-06 | 210.34 | -0.00011805 | 328.1981 | 0.00155 | 210.34 | -0.0016815 | 210.34 | 0.00062851 | 328.8627 | 1.0493e-05 | 328.8627 | 0 | 216.1511 | 0 | 216.1511 | 0 | 510.8695 | 0.00207 | 216.1511 | 0 | 509.4696 | 0 | 510.8695 | 0.00415 | 328.8627 | 1.0329e-05
| 328.3121 | 0 | 216.354 | 7.4672e-05 | 328.3121 | 0.00053755 | 216.354 | 0 | 216.5125 | 0 | 216.354 | 0 | 328.9719 | 1.0059e-05 | 210.54 | -0.0022766 | 328.3121 | 0 | 210.54 | -0.0031991 | 210.54 | -0.0021673 | 328.9719 | 1.1477e-05 | 328.9719 | 0 | 216.354 | 0 | 216.354 | 0 | 511.0238 | 0.0019 | 216.354 | 0 | 509.6251 | 5.0004e-05 | 511.0238 | 0.00447 | 328.9719 | 8.3834e-06
| 328.4262 | 0.00014397 | 216.557 | 0.00019205 | 328.4262 | 0 | 216.557 | 0 | 216.7166 | 0 | 216.557 | 0 | 329.0811 | 9.9913e-06 | 210.74 | 0.0010287 | 328.4262 | 0.00141 | 210.74 | 0.0019991 | 210.74 | 0.0015387 | 329.0811 | 1.0879e-05 | 329.0811 | 0 | 216.557 | 0 | 216.557 | 0 | 511.1781 | 0.00236 | 216.557 | 0 | 509.7806 | 6.6672e-06 | 511.1781 | 0.0042 | 329.0811 | 9.0673e-06
| 328.5403 | 0 | 216.76 | -0.00068897 | 328.5403 | 0 | 216.76 | 0 | 216.9207 | 0 | 216.76 | 0 | 329.1903 | 8.7032e-06 | 210.95 | -0.00285 | 328.5403 | 0.00093192 | 210.95 | -0.0018108 | 210.95 | -0.001062 | 329.1903 | 1.0013e-05 | 329.1903 | 0 | 216.76 | 0 | 216.76 | 0 | 511.3323 | 0.00178 | 216.76 | 0 | 509.9361 | 0 | 511.3323 | 0.00438 | 329.1903 | 7.8056e-06
| 328.6543 | 0.00057588 | 216.963 | 0.00027663 | 328.6543 | 0 | 216.963 | 0 | 217.1248 | 0 | 216.963 | 0 | 329.2995 | 8.0536e-06 | 211.15 | -0.0015008 | 328.6543 | 0.00158 | 211.15 | 0.00012645 | 211.15 | 0.0017013 | 329.2995 | 9.0759e-06 | 329.2995 | 0 | 216.963 | 0 | 216.963 | 0 | 511.4866 | 0.00162 | 216.963 | 0 | 510.0916 | 2.6669e-05 | 511.4866 | 0.00403 | 329.2995 | 9.3031e-06
| 328.7684 | 0 | 217.166 | 2.9367e-05 | 328.7684 | 0.00102 | 217.166 | 0 | 217.3289 | 0 | 217.166 | 0 | 329.4087 | 8.188e-06 | 211.35 | -0.0011299 | 328.7684 | 0.00144 | 211.35 | -0.00077756 | 211.35 | 0.00033593 | 329.4087 | 9.8136e-06 | 329.4087 | 0 | 217.166 | 0 | 217.166 | 0 | 511.6409 | 0.0006682 | 217.166 | 0 | 510.2471 | 3.0002e-05 | 511.6409 | 0.00423 | 329.4087 | 9.5271e-06
| 328.8824 | 0 | 217.369 | 0.0008195 | 328.8824 | 5.2137e-05 | 217.369 | 0 | 217.5331 | 0 | 217.369 | 0 | 329.5179 | 8.244e-06 | 211.56 | 0.0014672 | 328.8824 | 0.00055835 | 211.56 | -0.00080984 | 211.56 | -5.4182e-05 | 329.5179 | 1.0657e-05 | 329.5179 | 0 | 217.369 | 0 | 217.369 | 0 | 511.7952 | 0.00193 | 217.369 | 0 | 510.4027 | 0 | 511.7952 | 0.00406 | 329.5179 | 8.6074e-06
| 328.9965 | 0.00093132 | 217.5721 | -0.00080643 | 328.9965 | 0.00046818 | 217.5721 | 0 | 217.7372 | 0 | 217.5721 | 0 | 329.6271 | 8.6024e-06 | 211.76 | -0.0025127 | 328.9965 | 0.00147 | 211.76 | -0.0022951 | 211.76 | -0.00050931 | 329.6271 | 1.1336e-05 | 329.6271 | 0 | 217.5721 | 0 | 217.5721 | 0 | 511.9495 | 0 | 217.5721 | 0 | 510.5582 | 0 | 511.9495 | 0.00423 | 329.6271 | 6.8859e-06
| 329.1105 | 0 | 217.7752 | 0.00088971 | 329.1105 | 0 | 217.7752 | 0 | 217.9414 | 0 | 217.7752 | 0 | 329.7363 | 7.9079e-06 | 211.96 | -0.00059023 | 329.1105 | 0.00175 | 211.96 | 0.0007076 | 211.96 | 0.00082357 | 329.7363 | 1.0388e-05 | 329.7363 | 0 | 217.7752 | 0 | 217.7752 | 0 | 512.1038 | 0.00158 | 217.7752 | 0 | 510.7138 | 2.6669e-05 | 512.1038 | 0.00399 | 329.7363 | 5.8601e-06
| 329.2246 | 0.00032042 | 217.9783 | -0.00083543 | 329.2246 | 0.00017341 | 217.9783 | 0 | 218.1456 | 0 | 217.9783 | 0 | 329.8455 | 8.8936e-06 | 212.17 | -0.0025465 | 329.2246 | 0.00176 | 212.17 | -0.0016493 | 212.17 | -0.0015822 | 329.8455 | 1.0259e-05 | 329.8455 | 0 | 217.9783 | 0 | 217.9783 | 0 | 512.2582 | 0.00169 | 217.9783 | 0 | 510.8693 | 1.0001e-05 | 512.2582 | 0.00417 | 329.8455 | 7.2279e-06
| 329.3386 | 0 | 218.1814 | 0.00019084 | 329.3386 | 0 | 218.1814 | 0 | 218.3499 | 0 | 218.1814 | 0 | 329.9548 | 7.3815e-06 | 212.37 | -0.001737 | 329.3386 | 0 | 212.37 | 0.00073989 | 212.37 | 0.0014737 | 329.9548 | 9.3218e-06 | 329.9548 | 0 | 218.1814 | 0 | 218.1814 | 0 | 512.4125 | 0.00294 | 218.1814 | 0 | 511.0249 | 6.6672e-06 | 512.4125 | 0.00402 | 329.9548 | 8.3834e-06
| 329.4526 | 0 | 218.3845 | -0.001092 | 329.4526 | 0 | 218.3845 | 0 | 218.5541 | 0 | 218.3845 | 0 | 330.064 | 7.6167e-06 | 212.58 | 8.4319e-05 | 329.4526 | 0.00158 | 212.58 | -0.00019641 | 212.58 | -0.001192 | 330.064 | 9.6497e-06 | 330.064 | 0 | 218.3845 | 0 | 218.3845 | 0 | 512.5669 | 0.00207 | 218.3845 | 0 | 511.1805 | 1.0001e-05 | 512.5669 | 0.00425 | 330.064 | 1.1708e-05
| 329.5667 | 0.00084583 | 218.5877 | 0.00020932 | 329.5667 | 0 | 218.5877 | 0 | 218.7584 | 0 | 218.5877 | 0 | 330.1733 | 7.0119e-06 | 212.78 | -0.0012648 | 329.5667 | 0.00249 | 212.78 | 0.00057846 | 212.78 | 0.00030341 | 330.1733 | 9.1578e-06 | 330.1733 | 0 | 218.5877 | 0 | 218.5877 | 0 | 512.7212 | 0.00301 | 218.5877 | 0 | 511.3361 | 0 | 512.7212 | 0.00409 | 330.1733 | 1.0789e-05
| 329.6807 | 0.00033839 | 218.7908 | -0.00046792 | 329.6807 | 0.00036414 | 218.7908 | 0 | 218.9626 | 0 | 218.7908 | 0 | 330.2825 | 7.5159e-06 | 212.98 | -0.0023778 | 329.6807 | 0.0001088 | 212.98 | -6.7263e-05 | 212.98 | -0.00099695 | 330.2825 | 1.0083e-05 | 330.2825 | 0 | 218.7908 | 0 | 218.7908 | 0 | 512.8756 | 0.0026 | 218.7908 | 0 | 511.4917 | 1.0001e-05 | 512.8756 | 0.00427 | 330.2825 | 1.1025e-05
| 329.7947 | 0 | 218.994 | 0.00024965 | 329.7947 | 0 | 218.994 | 0 | 219.1669 | 0 | 218.994 | 0 | 330.3918 | 7.1687e-06 | 213.19 | -0.00062396 | 329.7947 | 0.00101 | 213.19 | -0.00032556 | 213.19 | -0.00047681 | 330.3918 | 9.7551e-06 | 330.3918 | 0 | 218.994 | 0 | 218.994 | 0 | 513.0299 | 0.0039 | 218.994 | 0 | 511.6473 | 0 | 513.0299 | 0.004 | 330.3918 | 7.4637e-06
| 329.9087 | 0.00058994 | 219.1972 | -0.0015174 | 329.9087 | 0.00076297 | 219.1972 | 0 | 219.3712 | 0 | 219.1972 | 0 | 330.5011 | 7.9079e-06 | 213.39 | -0.0011299 | 329.9087 | 0.00113 | 213.39 | -0.0018752 | 213.39 | -0.0012245 | 330.5011 | 9.9542e-06 | 330.5011 | 0 | 219.1972 | 0 | 219.1972 | 0 | 513.1843 | 0.00125 | 219.1972 | 0 | 511.8029 | 0 | 513.1843 | 0.00424 | 330.5011 | 8.7253e-06
| 330.0227 | 0 | 219.4004 | 0.00074301 | 330.0227 | 0 | 219.4004 | 0 | 219.5756 | 0 | 219.4004 | 0 | 330.6103 | 8.2216e-06 | 213.59 | 0.0014334 | 330.0227 | 0.00115 | 213.59 | -0.00084214 | 213.59 | -0.00028175 | 330.6103 | 8.9353e-06 | 330.6103 | 0 | 219.4005 | 0 | 219.4004 | 0 | 513.3387 | 0.00214 | 219.4004 | 0 | 511.9585 | 0 | 513.3387 | 0.00399 | 330.6103 | 8.8432e-06
| 330.1368 | 0 | 219.6037 | -0.000718 | 330.1368 | 0.00086701 | 219.6037 | 0 | 219.7799 | 0 | 219.6037 | 0 | 330.7196 | 9.7001e-06 | 213.8 | -0.00086005 | 330.1368 | 0.00139 | 213.8 | -0.0031667 | 213.8 | -0.00050931 | 330.7196 | 9.111e-06 | 330.7196 | 0 | 219.6037 | 0 | 219.6037 | 0 | 513.4931 | 0.00209 | 219.6037 | 0 | 512.1141 | 1.0001e-05 | 513.4931 | 0.00428 | 330.7196 | 1.251e-05
| 330.2508 | 8.9983e-05 | 219.807 | 0.00010925 | 330.2508 | 0.0007126 | 219.807 | 0 | 219.9843 | 0 | 219.807 | 0 | 330.8289 | 1.0215e-05 | 214 | -0.00089378 | 330.2508 | 0 | 214 | -0.00084214 | 214 | -0.0012245 | 330.8289 | 8.9705e-06 | 330.8289 | 0 | 219.807 | 0 | 219.807 | 0 | 513.6475 | 0.00174 | 219.807 | 0 | 512.2697 | 4.667e-05 | 513.6475 | 0.00396 | 330.8289 | 1.1708e-05
| 330.3648 | 0 | 220.0102 | 2.9894e-05 | 330.3648 | 0.00029479 | 220.0102 | 0 | 220.1886 | 0 | 220.0102 | 0 | 330.9382 | 1.1291e-05 | 214.21 | 0.00038786 | 330.3648 | 0.00070485 | 214.21 | -0.0025855 | 214.21 | -0.0014196 | 330.9382 | 1.0247e-05 | 330.9382 | 0 | 220.0102 | 0 | 220.0102 | 0 | 513.802 | 0.00215 | 220.0102 | 0 | 512.4254 | 1.0001e-05 | 513.802 | 0.00419 | 330.9382 | 1.2628e-05
| 330.4788 | 0.00091782 | 220.2135 | 0.00015808 | 330.4788 | 0.00012167 | 220.2135 | 0 | 220.393 | 0 | 220.2135 | 0 | 331.0475 | 1.0484e-05 | 214.41 | -0.00059023 | 330.4788 | 0.00021766 | 214.41 | 0.0033874 | 214.41 | -0.00096444 | 331.0475 | 1.0013e-05 | 331.0475 | 0 | 220.2135 | 0 | 220.2135 | 0 | 513.9564 | 0.00213 | 220.2135 | 0 | 512.581 | 6.6672e-06 | 513.9564 | 0.00397 | 331.0475 | 1.0789e-05
| 330.5928 | 0 | 220.4168 | -0.0008069 | 330.5928 | 0.00027745 | 220.4168 | 0 | 220.5974 | 0 | 220.4168 | 0 | 331.1568 | 9.9689e-06 | 214.61 | -0.00062396 | 330.5928 | 0.00022234 | 214.61 | -0.0029407 | 214.61 | 0.0009211 | 331.1568 | 1.0118e-05 | 331.1568 | 0 | 220.4169 | 0 | 220.4168 | 0 | 514.1108 | 0.00209 | 220.4168 | 0 | 512.7367 | 1.0001e-05 | 514.1108 | 0.00421 | 331.1568 | 1.0907e-05
| 330.7068 | 0.00077385 | 220.6202 | 0.0005104 | 330.7068 | 0 | 220.6202 | 0 | 220.8019 | 0 | 220.6202 | 0 | 331.2661 | 9.0505e-06 | 214.82 | 0.0012985 | 330.7068 | 0.00132 | 214.82 | 0.00038475 | 214.82 | -0.0014521 | 331.2661 | 9.0993e-06 | 331.2661 | 0 | 220.6202 | 0 | 220.6202 | 0 | 514.2653 | 0.00214 | 220.6202 | 0 | 512.8923 | 6.6672e-06 | 514.2653 | 0.00403 | 331.2661 | 1.1025e-05
| 330.8208 | 0 | 220.8235 | -0.0011959 | 330.8208 | 5.2025e-05 | 220.8235 | 0 | 221.0063 | 0 | 220.8235 | 0 | 331.3754 | 9.2073e-06 | 215.02 | -0.0012648 | 330.8208 | 0 | 215.02 | -0.0034897 | 215.02 | -0.0022323 | 331.3754 | 9.1578e-06 | 331.3754 | 0 | 220.8235 | 0 | 220.8235 | 0 | 514.4197 | 0.0009847 | 220.8235 | 0 | 513.048 | 0 | 514.4197 | 0.0042 | 331.3754 | 1.0105e-05
| 330.9348 | 0.00043191 | 221.0269 | 0.00050691 | 330.9348 | 6.9519e-05 | 221.0269 | 0 | 221.2108 | 0 | 221.0269 | 0 | 331.4847 | 8.4456e-06 | 215.23 | 0.0025127 | 330.9348 | 0 | 215.23 | -0.001165 | 215.23 | -0.00054182 | 331.4847 | 8.8065e-06 | 331.4847 | 0 | 221.0269 | 0 | 221.0269 | 0 | 514.5742 | 0.00216 | 221.0269 | 0 | 513.2037 | 6.6672e-06 | 514.5742 | 0.00403 | 331.4847 | 1.3666e-05
| 331.0488 | 0.00010482 | 221.2303 | -0.00056471 | 331.0488 | 0 | 221.2303 | 0 | 221.4152 | 0 | 221.2303 | 0 | 331.594 | 8.8936e-06 | 215.43 | 0.0009275 | 331.0488 | 0.00079001 | 215.43 | 0.00093361 | 215.43 | -0.00015171 | 331.594 | 8.3498e-06 | 331.594 | 0 | 221.2303 | 0 | 221.2303 | 0 | 514.7287 | 0.00165 | 221.2303 | 0 | 513.3593 | 1.0001e-05 | 514.7287 | 0.00421 | 331.594 | 1.1826e-05
| 331.1628 | 0.00062987 | 221.4337 | 0.0012646 | 331.1628 | 0 | 221.4337 | 0 | 221.6197 | 0 | 221.4337 | 0 | 331.7034 | 6.9334e-06 | 215.63 | -0.00079259 | 331.1628 | 0.00101 | 215.63 | -0.0019076 | 215.63 | -5.4182e-05 | 331.7034 | 9.5209e-06 | 331.7034 | 0 | 221.4337 | 0 | 221.4337 | 0 | 514.8831 | 0.00345 | 221.4337 | 0 | 513.515 | 6.6672e-06 | 514.8831 | 0.00399 | 331.7034 | 1.3666e-05
| 331.2767 | 0.00024855 | 221.6371 | -0.00025072 | 331.2767 | 0.00024276 | 221.6371 | 0 | 221.8243 | 0 | 221.6371 | 0 | 331.8127 | 7.5943e-06 | 215.84 | 0.00021923 | 331.2767 | 0.00067647 | 215.84 | 0.001547 | 215.84 | 0.00040094 | 331.8127 | 9.3569e-06 | 331.8127 | 0 | 221.6371 | 0 | 221.6371 | 0 | 515.0376 | 0.00127 | 221.6371 | 0 | 513.6707 | 3.0002e-05 | 515.0376 | 0.00424 | 331.8127 | 9.869e-06
| 331.3907 | 0 | 221.8406 | 0.00056689 | 331.3907 | 0.00083426 | 221.8406 | 0 | 222.0288 | 0 | 221.8406 | 0 | 331.9221 | 7.1687e-06 | 216.04 | 0.00082632 | 331.3907 | 0.00016089 | 216.04 | -0.00058385 | 216.04 | 0.0033593 | 331.9221 | 8.7245e-06 | 331.9221 | 0 | 221.8406 | 0 | 221.8406 | 0 | 515.1921 | 0.00183 | 221.8406 | 0 | 513.8264 | 6.6672e-06 | 515.1921 | 0.00403 | 331.9221 | 9.4092e-06
| 331.5047 | 0.00041025 | 222.044 | -0.00026379 | 331.5047 | 0.0013 | 222.044 | 0 | 222.2333 | 0 | 222.044 | 0 | 332.0314 | 8.58e-06 | 216.25 | -0.0017032 | 331.5047 | 0.00119 | 216.25 | -0.0011973 | 216.25 | -0.001257 | 332.0314 | 8.6191e-06 | 332.0314 | 0 | 222.044 | 0 | 222.044 | 0 | 515.3466 | 0.00139 | 222.044 | 0 | 513.9821 | 3.0002e-05 | 515.3466 | 0.0042 | 332.0314 | 7.2279e-06
| 331.6187 | 0 | 222.2475 | 0.00071279 | 331.6187 | 0 | 222.2475 | 0 | 222.4379 | 0 | 222.2475 | 0 | 332.1408 | 7.5047e-06 | 216.45 | -0.00059023 | 331.6187 | 0.0001041 | 216.45 | -0.00022869 | 216.45 | 0.00043346 | 332.1408 | 8.2912e-06 | 332.1408 | 0 | 222.2475 | 0 | 222.2475 | 0 | 515.5012 | 0.00193 | 222.2475 | 0 | 514.1378 | 0 | 515.5012 | 0.00386 | 332.1408 | 8.2655e-06
| 331.7326 | 0.00023058 | 222.451 | -0.00023616 | 331.7326 | 0.00116 | 222.451 | 0 | 222.6425 | 0 | 222.451 | 0 | 332.2501 | 7.7959e-06 | 216.65 | -0.00062396 | 331.7326 | 0.00198 | 216.65 | 0.00012645 | 216.65 | -0.00086692 | 332.2501 | 8.8651e-06 | 332.2501 | 6.7313e-06 | 222.451 | 0 | 222.451 | 0 | 515.6557 | 0.00218 | 222.451 | 0 | 514.2936 | 1.0001e-05 | 515.6557 | 0.00407 | 332.2501 | 9.869e-06
| 331.8466 | 0 | 222.6545 | 0.0010699 | 331.8466 | 0 | 222.6545 | 0 | 222.847 | 0 | 222.6545 | 0 | 332.3595 | 7.1127e-06 | 216.86 | 0.00035414 | 331.8466 | 0.00027444 | 216.86 | -0.0004547 | 216.86 | -0.0018096 | 332.3595 | 7.9633e-06 | 332.3595 | 4.0629e-06 | 222.6546 | 0 | 222.6545 | 0 | 515.8102 | 0.00288 | 222.6545 | 0 | 514.4493 | 6.6672e-06 | 515.8102 | 0.00391 | 332.3595 | 8.6074e-06
| 331.9606 | 0.00019465 | 222.8581 | 0.00015191 | 331.9606 | 0 | 222.8581 | 0 | 223.0517 | 0 | 222.8581 | 0 | 332.4689 | 8.6248e-06 | 217.06 | 0.00075887 | 331.9606 | 0 | 217.06 | 0.001773 | 217.06 | -0.0018096 | 332.4689 | 9.0524e-06 | 332.4689 | 4.3814e-06 | 222.8581 | 0 | 222.8581 | 0 | 515.9647 | 0.00222 | 222.8581 | 0 | 514.605 | 3.0002e-05 | 515.9647 | 0.00417 | 332.4689 | 9.7629e-06
| 332.0745 | 0.00044991 | 223.0616 | 0.00023153 | 332.0745 | 0 | 223.0616 | 0 | 223.2563 | 0 | 223.0616 | 0 | 332.5783 | 8.5576e-06 | 217.27 | -0.0010287 | 332.0745 | 0.00169 | 217.27 | -0.001165 | 217.27 | -0.00021673 | 332.5783 | 8.9353e-06 | 332.5783 | 7.0607e-06 | 223.0616 | 0 | 223.0616 | 0 | 516.1193 | 0.0028 | 223.0616 | 0 | 514.7608 | 0 | 516.1193 | 0.00394 | 332.5783 | 1.0105e-05
| 332.1885 | 0 | 223.2652 | -0.00067772 | 332.1885 | 5.2025e-05 | 223.2652 | 0 | 223.4609 | 0 | 223.2652 | 0 | 332.6877 | 9.2297e-06 | 217.47 | -0.0021416 | 332.1885 | 0.00153 | 217.47 | -0.0016493 | 217.47 | -0.0013546 | 332.6877 | 9.3569e-06 | 332.6877 | 6.4128e-06 | 223.2652 | 0 | 223.2652 | 0 | 516.2739 | 0.00183 | 223.2652 | 0 | 514.9165 | 3.0002e-05 | 516.2739 | 0.00422 | 332.6877 | 1.1708e-05
| 332.3024 | 0 | 223.4688 | 9.5547e-05 | 332.3024 | 0 | 223.4688 | 0 | 223.6656 | 0 | 223.4688 | 0 | 332.7971 | 8.2104e-06 | 217.67 | 0.00075887 | 332.3024 | 0.00061512 | 217.67 | 0.0013856 | 217.67 | 0.00043346 | 332.7971 | 8.4318e-06 | 332.7971 | 6.4128e-06 | 223.4688 | 0 | 223.4688 | 0 | 516.4284 | 0.00281 | 223.4688 | 0 | 515.0723 | 0 | 516.4284 | 0.004 | 332.7971 | 8.3834e-06
| 332.4164 | 5.091e-05 | 223.6724 | 8.3851e-05 | 332.4164 | 0.00134 | 223.6724 | 0 | 223.8703 | 0 | 223.6724 | 0 | 332.9065 | 8.3224e-06 | 217.88 | -0.001602 | 332.4164 | 0.00079001 | 217.88 | -0.0025855 | 217.88 | -0.00037928 | 332.9065 | 1.0036e-05 | 332.9065 | 7.0607e-06 | 223.6724 | 0 | 223.6724 | 0 | 516.583 | 0.00309 | 223.6724 | 0 | 515.2281 | 3.0002e-05 | 516.583 | 0.00435 | 332.9065 | 6.4261e-06
| 332.5303 | 0.00030594 | 223.876 | 0.00039864 | 332.5303 | 0 | 223.876 | 0 | 224.075 | 0 | 223.876 | 0 | 333.0159 | 8.4456e-06 | 218.08 | 8.4319e-05 | 332.5303 | 0.00055835 | 218.08 | 0.0016761 | 218.08 | 0.00082357 | 333.0159 | 9.919e-06 | 333.0159 | 8.6639e-06 | 223.876 | 0 | 223.876 | 0 | 516.7376 | 0.00243 | 223.876 | 0 | 515.3839 | 0 | 516.7376 | 0.00407 | 333.0159 | 6.8859e-06
| 332.6442 | 0 | 224.0797 | -0.0014343 | 332.6442 | 0.0004335 | 224.0797 | 0 | 224.2797 | 0 | 224.0797 | 0 | 333.1253 | 8.468e-06 | 218.29 | -0.0014672 | 332.6442 | 0.00176 | 218.29 | -0.0011973 | 218.29 | -0.0012245 | 333.1253 | 1.1594e-05 | 333.1253 | 9.191e-06 | 224.0797 | 0 | 224.0797 | 0 | 516.8922 | 0.00213 | 224.0797 | 0 | 515.5396 | 1.0001e-05 | 516.8922 | 0.00439 | 333.1253 | 8.1476e-06
| 332.7582 | 0.00026995 | 224.2834 | -8.2953e-05 | 332.7582 | 0.00031285 | 224.2834 | 0 | 224.4844 | 0 | 224.2834 | 0 | 333.2347 | 8.9944e-06 | 218.49 | -0.001366 | 332.7582 | 0 | 218.49 | 6.1882e-05 | 218.49 | -2.1673e-05 | 333.2347 | 1.0821e-05 | 333.2347 | 7.2693e-06 | 224.2834 | 0 | 224.2834 | 0 | 517.0468 | 0.00213 | 224.2834 | 0 | 515.6954 | 0 | 517.0468 | 0.00403 | 333.2347 | 1.1826e-05
| 332.8721 | 0 | 224.487 | 0.00024924 | 332.8721 | 0 | 224.487 | 0 | 224.6892 | 0 | 224.487 | 0 | 333.3441 | 9.0505e-06 | 218.7 | 5.0592e-05 | 332.8721 | 0.0001088 | 218.7 | -0.002521 | 218.7 | 0.0017338 | 333.3441 | 1.0821e-05 | 333.3441 | 7.4889e-06 | 224.487 | 0 | 224.487 | 0 | 517.2014 | 0.00155 | 224.487 | 0 | 515.8512 | 3.0002e-05 | 517.2014 | 0.00429 | 333.3441 | 1.205e-05
| 332.9861 | 0.00044991 | 224.6907 | -0.00021632 | 332.9861 | 0 | 224.6907 | 0 | 224.8939 | 0 | 224.6907 | 0 | 333.4535 | 8.8936e-06 | 218.9 | 0.0023778 | 332.9861 | 0 | 218.9 | -0.00048698 | 218.9 | -0.00057433 | 333.4535 | 1.0223e-05 | 333.4535 | 6.4128e-06 | 224.6908 | 0 | 224.6907 | 0 | 517.3561 | 0.00144 | 224.6907 | 0 | 516.007 | 0 | 517.3561 | 0.00403 | 333.4535 | 1.2404e-05
| 333.1 | 0 | 224.8945 | -0.0005789 | 333.1 | 0.00134 | 224.8945 | 0 | 225.0987 | 0 | 224.8945 | 0 | 333.563 | 9.2633e-06 | 219.1 | -0.00059023 | 333.1 | 0.00053456 | 219.1 | -0.00087442 | 219.1 | 0.00079106 | 333.563 | 1.0341e-05 | 333.563 | 6.0944e-06 | 224.8945 | 0 | 224.8945 | 0 | 517.5107 | 0.00116 | 224.8945 | 0 | 516.1628 | 3.0002e-05 | 517.5107 | 0.00435 | 333.563 | 1.0105e-05
| 333.2139 | 0 | 225.0982 | 0.00065189 | 333.2139 | 0.00123 | 225.0982 | 0 | 225.3035 | 0 | 225.0982 | 0 | 333.6724 | 8.7592e-06 | 219.31 | -0.00082632 | 333.2139 | 0.00121 | 219.31 | -0.0017784 | 219.31 | -0.00080189 | 333.6724 | 1.0692e-05 | 333.6724 | 5.2379e-06 | 225.0982 | 0 | 225.0982 | 0 | 517.6653 | 0.00155 | 225.0982 | 0 | 516.3187 | 0 | 517.6653 | 0.00417 | 333.6724 | 1.0105e-05
| 333.3278 | 3.2945e-05 | 225.302 | -0.0014111 | 333.3278 | 0.00090168 | 225.302 | 0 | 225.5083 | 0 | 225.302 | 0 | 333.7819 | 1.007e-05 | 219.51 | 5.0592e-05 | 333.3278 | 0 | 219.51 | 0.00038475 | 219.51 | -0.0022323 | 333.7819 | 1.0903e-05 | 333.7819 | 5.5563e-06 | 225.302 | 0 | 225.302 | 0 | 517.82 | 0.00253 | 225.302 | 0 | 516.4745 | 3.0002e-05 | 517.82 | 0.00433 | 333.7819 | 1.0683e-05
| 333.4418 | 0.00030594 | 225.5057 | 0.00012007 | 333.4418 | 0 | 225.5057 | 0 | 225.7131 | 0 | 225.5057 | 0 | 333.8913 | 9.3417e-06 | 219.72 | 0.00011805 | 333.4418 | 0.00061512 | 219.72 | 0.0007076 | 219.72 | -0.00034676 | 333.8913 | 9.919e-06 | 333.8913 | 5.7759e-06 | 225.5057 | 0 | 225.5057 | 0 | 517.9746 | 0.001 | 225.5057 | 0 | 516.6303 | 0 | 517.9746 | 0.00408 | 333.8913 | 1.0105e-05
| 333.5557 | 0 | 225.7095 | -0.00049758 | 333.5557 | 0.00045084 | 225.7095 | 0 | 225.918 | 0 | 225.7095 | 0 | 334.0008 | 9.2297e-06 | 219.92 | -0.0016695 | 333.5557 | 0.00207 | 219.92 | -0.0011327 | 219.92 | -0.001127 | 334.0008 | 8.7479e-06 | 334.0008 | 5.4575e-06 | 225.7095 | 0 | 225.7095 | 0 | 518.1293 | 0.00183 | 225.7095 | 0 | 516.7862 | 1.0001e-05 | 518.1293 | 0.00423 | 334.0008 | 9.5271e-06
| 333.6696 | 0.00034194 | 225.9133 | 0.00062446 | 333.6696 | 0.00048665 | 225.9133 | 0 | 226.1228 | 0 | 225.9133 | 0 | 334.1103 | 7.8743e-06 | 220.13 | 0.0019057 | 333.6696 | 7.5708e-05 | 220.13 | 0.0009659 | 220.13 | 0.0019289 | 334.1103 | 8.584e-06 | 334.1103 | 3.6347e-06 | 225.9133 | 0 | 225.9133 | 0 | 518.284 | 0.00207 | 225.9133 | 0 | 516.942 | 6.6672e-06 | 518.284 | 0.00395 | 334.1103 | 6.4261e-06
| 333.7835 | 0 | 226.1172 | -0.0007963 | 333.7835 | 0.00086701 | 226.1172 | 0 | 226.3277 | 0 | 226.1172 | 0 | 334.2197 | 8.2104e-06 | 220.33 | 0.00038786 | 333.7835 | 0.00127 | 220.33 | -0.0023596 | 220.33 | -0.0013546 | 334.2197 | 9.7902e-06 | 334.2197 | 4.601e-06 | 226.1172 | 0 | 226.1172 | 0 | 518.4387 | 0.00128 | 226.1172 | 0 | 517.0979 | 1.0001e-05 | 518.4387 | 0.00414 | 334.2197 | 9.5271e-06
| 333.8974 | 0.00037793 | 226.321 | 0.00078414 | 333.8974 | 0 | 226.321 | 0 | 226.5326 | 0 | 226.321 | 0 | 334.3292 | 7.9864e-06 | 220.53 | -0.0011973 | 333.8974 | 0.00061512 | 220.53 | -0.0010358 | 220.53 | -0.00037928 | 334.3292 | 1.0657e-05 | 334.3292 | 4.3814e-06 | 226.321 | 0 | 226.321 | 0 | 518.5934 | 0.0022 | 226.321 | 0 | 517.2537 | 0 | 518.5934 | 0.00392 | 334.3292 | 9.0673e-06
| 334.0113 | 0.00089539 | 226.5249 | -0.00016348 | 334.0113 | 0.00060691 | 226.5249 | 0 | 226.7375 | 0 | 226.5249 | 0 | 334.4387 | 7.6727e-06 | 220.74 | -0.0012648 | 334.0113 | 0.0017 | 220.74 | -0.00039012 | 220.74 | -0.0010945 | 334.4387 | 1.1453e-05 | 334.4387 | 5.1281e-06 | 226.5249 | 0 | 226.5249 | 0 | 518.7481 | 0.00068578 | 226.5249 | 0 | 517.4096 | 0 | 518.7481 | 0.0042 | 334.4387 | 9.869e-06
| 334.1252 | 0 | 226.7288 | 0.0010572 | 334.1252 | 0 | 226.7288 | 0 | 226.9424 | 0 | 226.7288 | 0 | 334.5482 | 7.2695e-06 | 220.94 | -0.00082632 | 334.1252 | 0.00184 | 220.94 | -3.4977e-05 | 220.94 | -0.001062 | 334.5482 | 9.9542e-06 | 334.5482 | 6.8411e-06 | 226.7288 | 0 | 226.7288 | 0 | 518.9028 | 0.00114 | 226.7288 | 0 | 517.5655 | 0 | 518.9028 | 0.00403 | 334.5482 | 5.8601e-06
| 334.2391 | 0 | 226.9327 | -0.0005763 | 334.2391 | 0.00010404 | 226.9327 | 0 | 227.1474 | 0 | 226.9327 | 0 | 334.6577 | 7.8295e-06 | 221.15 | -0.0022766 | 334.2391 | 0 | 221.15 | -0.0026501 | 221.15 | -0.0016472 | 334.6577 | 9.8371e-06 | 334.6577 | 7.5878e-06 | 226.9327 | 0 | 226.9327 | 0 | 519.0575 | 0.00239 | 226.9327 | 0 | 517.7214 | 0 | 519.0575 | 0.00424 | 334.6577 | 7.0038e-06
| 334.353 | 0.00052189 | 227.1366 | -3.2123e-05 | 334.353 | 0 | 227.1366 | 0 | 227.3524 | 0 | 227.1366 | 0 | 334.7672 | 8.3224e-06 | 221.35 | 0.00025296 | 334.353 | 0.00064351 | 221.35 | 2.9596e-05 | 221.35 | 0.00010836 | 334.7672 | 8.1273e-06 | 334.7672 | 8.2356e-06 | 227.1366 | 0 | 227.1366 | 0 | 519.2123 | 0.00316 | 227.1366 | 0 | 517.8773 | 6.6672e-06 | 519.2123 | 0.00401 | 334.7672 | 7.8056e-06
| 334.4669 | 0.00028449 | 227.3405 | -0.00032868 | 334.4669 | 0.00079764 | 227.3405 | 0 | 227.5573 | 0 | 227.3405 | 0 | 334.8767 | 8.0536e-06 | 221.56 | -0.0019393 | 334.4669 | 0.00113 | 221.56 | -0.0037801 | 221.56 | -0.00060684 | 334.8767 | 1.0141e-05 | 334.8767 | 8.8725e-06 | 227.3405 | 0 | 227.3405 | 0 | 519.367 | 0.00084403 | 227.3405 | 0 | 518.0332 | 0 | 519.367 | 0.00413 | 334.8767 | 9.3031e-06
| 334.5808 | 0 | 227.5445 | 0.00063389 | 334.5808 | 0 | 227.5445 | 0 | 227.7623 | 0 | 227.5445 | 0 | 334.9862 | 7.0455e-06 | 221.76 | 5.0592e-05 | 334.5808 | 0.0013 | 221.76 | 0.00035245 | 221.76 | -0.00067186 | 334.9862 | 9.0993e-06 | 334.9862 | 8.9823e-06 | 227.5445 | 0 | 227.5445 | 0 | 519.5217 | 0.00329 | 227.5445 | 0 | 518.1891 | 6.6672e-06 | 519.5217 | 0.00389 | 334.9862 | 8.7253e-06
| 334.6947 | 0.00039229 | 227.7485 | -0.00033513 | 334.6947 | 0.00046818 | 227.7485 | 0 | 227.9673 | 0 | 227.7485 | 0 | 335.0957 | 6.8326e-06 | 221.97 | -0.0022766 | 334.6947 | 0 | 221.97 | -0.00061613 | 221.97 | -0.0027199 | 335.0957 | 1.0223e-05 | 335.0957 | 9.6192e-06 | 227.7485 | 0 | 227.7485 | 0 | 519.6765 | 0.00193 | 227.7485 | 0 | 518.345 | 0 | 519.6765 | 0.00419 | 335.0957 | 9.645e-06
| 334.8086 | 0 | 227.9525 | 0.0012457 | 334.8086 | 0.00033023 | 227.9525 | 0 | 228.1724 | 0 | 227.9525 | 0 | 335.2052 | 7.6615e-06 | 222.17 | 0.0011973 | 334.8086 | 0.00033123 | 222.17 | -0.00061613 | 222.17 | -0.00024923 | 335.2052 | 8.7011e-06 | 335.2052 | 6.7313e-06 | 227.9525 | 0 | 227.9525 | 0 | 519.8313 | 0.00427 | 227.9525 | 0 | 518.5009 | 6.6672e-06 | 519.8313 | 0.00405 | 335.2052 | 1.1143e-05
| 334.9224 | 0 | 228.1565 | -0.00020759 | 334.9224 | 0 | 228.1565 | 0 | 228.3774 | 0 | 228.1565 | 0 | 335.3148 | 8.636e-06 | 222.38 | -0.0010624 | 334.9224 | 0.00081839 | 222.38 | -0.0015202 | 222.38 | -0.00067186 | 335.3148 | 1.0247e-05 | 335.3148 | 9.0921e-06 | 228.1565 | 0 | 228.1565 | 0 | 519.986 | 0.00295 | 228.1565 | 0 | 518.6569 | 1.0001e-05 | 519.986 | 0.00432 | 335.3148 | 1.0683e-05
| 335.0363 | 0.00023396 | 228.3605 | 2.8584e-06 | 335.0363 | 0.00055617 | 228.3605 | 0 | 228.5825 | 0 | 228.3605 | 0 | 335.4243 | 8.0648e-06 | 222.58 | 0.00032042 | 335.0363 | 0.0006719 | 222.58 | -0.0012619 | 222.58 | -0.0021023 | 335.4243 | 9.6263e-06 | 335.4243 | 7.3791e-06 | 228.3605 | 0 | 228.3605 | 0 | 520.1408 | 0.00065043 | 228.3605 | 0 | 518.8128 | 6.6672e-06 | 520.1408 | 0.00399 | 335.4243 | 9.7629e-06
| 335.1502 | 0 | 228.5646 | -0.00026399 | 335.1502 | 0.00175 | 228.5646 | 0 | 228.7876 | 0 | 228.5646 | 0 | 335.5339 | 8.2104e-06 | 222.78 | 0.00082632 | 335.1502 | 0.00252 | 222.78 | -0.00077756 | 222.78 | -0.00099695 | 335.5339 | 1.0083e-05 | 335.5339 | 8.8725e-06 | 228.5646 | 0 | 228.5646 | 0 | 520.2956 | 0.00091437 | 228.5646 | 0 | 518.9688 | 0 | 520.2956 | 0.00427 | 335.5339 | 8.0414e-06
| 335.264 | 0 | 228.7686 | 0.00054332 | 335.264 | 0.00055617 | 228.7686 | 0 | 228.9926 | 0 | 228.7686 | 0 | 335.6434 | 8.188e-06 | 222.99 | 0.00069142 | 335.264 | 0.00266 | 222.99 | -0.0018752 | 222.99 | 0.00014088 | 335.6434 | 9.6028e-06 | 335.6434 | 5.5563e-06 | 228.7686 | 0 | 228.7686 | 0 | 520.4504 | 0.00214 | 228.7686 | 0 | 519.1247 | 6.6672e-06 | 520.4504 | 0.00409 | 335.6434 | 8.2655e-06
| 335.3779 | 0.00012278 | 228.9727 | 0.00024655 | 335.3779 | 0.00041617 | 228.9727 | 0 | 229.1978 | 0 | 228.9727 | 0 | 335.753 | 8.7144e-06 | 223.19 | -0.00052277 | 335.3779 | 0.00139 | 223.19 | -0.0011004 | 223.19 | -0.0017771 | 335.753 | 1.0423e-05 | 335.753 | 6.4128e-06 | 228.9727 | 0 | 228.9727 | 0 | 520.6052 | 0.00375 | 228.9727 | 0 | 519.2807 | 3.0002e-05 | 520.6052 | 0.00433 | 335.753 | 7.9235e-06
| 335.4918 | 0.00016197 | 229.1768 | 0.00065511 | 335.4918 | 0 | 229.1768 | 0 | 229.4029 | 0 | 229.1768 | 0 | 335.8625 | 7.2023e-06 | 223.4 | -0.0024453 | 335.4918 | 0.00107 | 223.4 | -2.6905e-06 | 223.4 | 0.00066102 | 335.8625 | 9.6848e-06 | 335.8625 | 7.3791e-06 | 229.1768 | 0 | 229.1768 | 0 | 520.7601 | 0.00341 | 229.1768 | 0 | 519.4366 | 0 | 520.7601 | 0.00403 | 335.8625 | 9.1852e-06
| 335.6056 | 0 | 229.3809 | -0.00074067 | 335.6056 | 0 | 229.3809 | 0 | 229.608 | 0 | 229.3809 | 0 | 335.9721 | 7.9079e-06 | 223.6 | -0.0029174 | 335.6056 | 0.00167 | 223.6 | -0.0035865 | 223.6 | -0.00037928 | 335.9721 | 1.0305e-05 | 335.9721 | 1.1442e-05 | 229.381 | 0 | 229.3809 | 0 | 520.9149 | 0.00148 | 229.3809 | 0 | 519.5926 | 3.0002e-05 | 520.9149 | 0.00418 | 335.9721 | 1.0447e-05
| 335.7195 | 0.0004859 | 229.5851 | 0.00016345 | 335.7195 | 0.00024332 | 229.5851 | 0 | 229.8132 | 0 | 229.5851 | 0 | 336.0817 | 7.6951e-06 | 223.81 | 0.0014672 | 335.7195 | 0 | 223.81 | 0.0019667 | 223.81 | 0.0012462 | 336.0817 | 9.0524e-06 | 336.0817 | 1.1552e-05 | 229.5851 | 0 | 229.5851 | 0 | 521.0697 | 0.00271 | 229.5851 | 0 | 519.7486 | 0 | 521.0697 | 0.00395 | 336.0817 | 1.251e-05
| 335.8333 | 0.00030245 | 229.7892 | -0.00088392 | 335.8333 | 0.00062425 | 229.7892 | 0 | 230.0184 | 0 | 229.7892 | 0 | 336.1913 | 7.8743e-06 | 224.01 | -0.00065769 | 335.8333 | 0.00036425 | 224.01 | -0.002069 | 224.01 | -0.00044429 | 336.1913 | 1.061e-05 | 336.1913 | 1.0047e-05 | 229.7893 | 0 | 229.7892 | 0 | 521.2246 | 0.00211 | 229.7892 | 0 | 519.9046 | 0 | 521.2246 | 0.00421 | 336.1913 | 1.0907e-05
| 335.9472 | 0.00052189 | 229.9934 | 0.00014748 | 335.9472 | 0 | 229.9934 | 0 | 230.2236 | 0 | 229.9934 | 0 | 336.3009 | 7.1239e-06 | 224.22 | -0.00011805 | 335.9472 | 0.0007003 | 224.22 | -0.00048698 | 224.22 | -0.0024274 | 336.3009 | 8.7479e-06 | 336.3009 | 5.5563e-06 | 229.9934 | 0 | 229.9934 | 0 | 521.3794 | 0.00285 | 229.9934 | 0 | 520.0606 | 0 | 521.3794 | 0.00403 | 336.3009 | 8.8432e-06
| 336.0611 | 0 | 230.1976 | -0.0016445 | 336.0611 | 0.00154 | 230.1976 | 0 | 230.4288 | 0 | 230.1976 | 0 | 336.4104 | 8.0312e-06 | 224.42 | 0.0005565 | 336.0611 | 0.00224 | 224.42 | -0.001165 | 224.42 | -0.00054182 | 336.4104 | 8.7245e-06 | 336.4104 | 3.6347e-06 | 230.1976 | 0 | 230.1976 | 0 | 521.5343 | 0.00186 | 230.1976 | 0 | 520.2166 | 1.0001e-05 | 521.5343 | 0.00428 | 336.4104 | 7.2279e-06
| 336.1749 | 0.00079184 | 230.4018 | 0.00037261 | 336.1749 | 0.00060832 | 230.4018 | 0 | 230.634 | 0 | 230.4018 | 0 | 336.52 | 8.3784e-06 | 224.63 | -0.0016358 | 336.1749 | 0.00124 | 224.63 | -0.00080984 | 224.63 | -0.0024923 | 336.52 | 8.0687e-06 | 336.52 | 1.175e-06 | 230.4018 | 0 | 230.4018 | 0 | 521.6892 | 0.00202 | 230.4018 | 0 | 520.3726 | 0 | 521.6892 | 0.00404 | 336.52 | 7.9235e-06
| 336.2887 | 0.00012278 | 230.6061 | 5.573e-06 | 336.2887 | 0.0012 | 230.6061 | 0 | 230.8393 | 0 | 230.6061 | 0 | 336.6297 | 9.0505e-06 | 224.83 | -0.0022766 | 336.2887 | 0 | 224.83 | -0.0030376 | 224.83 | -0.0015822 | 336.6297 | 9.3218e-06 | 336.6297 | 3.426e-06 | 230.6061 | 0 | 230.6061 | 0 | 521.8441 | 0.002 | 230.6061 | 0 | 520.5286 | 1.0001e-05 | 521.8441 | 0.0042 | 336.6297 | 9.4092e-06
| 336.4026 | 0.00016197 | 230.8103 | 0.00060449 | 336.4026 | 0 | 230.8103 | 0 | 231.0445 | 0 | 230.8103 | 0 | 336.7393 | 7.9303e-06 | 225.04 | 8.4319e-05 | 336.4026 | 0 | 225.04 | 0.00028789 | 225.04 | -0.00044429 | 336.7393 | 9.1578e-06 | 336.7393 | 8.2356e-06 | 230.8103 | 0 | 230.8103 | 0 | 521.9989 | 0.00229 | 230.8103 | 0 | 520.6847 | 6.6672e-06 | 521.9989 | 0.004 | 336.7393 | 8.2655e-06
| 336.5164 | 0 | 231.0146 | -0.00058418 | 336.5164 | 0.00036414 | 231.0146 | 0 | 231.2498 | 0 | 231.0146 | 0 | 336.8489 | 7.1911e-06 | 225.24 | -0.0019731 | 336.5164 | 0.00167 | 225.24 | -0.0023273 | 225.24 | -0.0010295 | 336.8489 | 9.6731e-06 | 336.8489 | 9.0921e-06 | 231.0146 | 0 | 231.0146 | 0 | 522.1538 | 0.00132 | 231.0146 | 0 | 520.8407 | 1.0001e-05 | 522.1538 | 0.00415 | 336.8489 | 1.1826e-05
| 336.6302 | 0 | 231.2189 | -0.00059235 | 336.6302 | 0.00067784 | 231.2189 | 0 | 231.4551 | 0 | 231.2189 | 0 | 336.9585 | 7.0343e-06 | 225.45 | 0.00021923 | 336.6302 | 0.00041639 | 225.45 | 0.001095 | 225.45 | 0.0011162 | 336.9585 | 9.8956e-06 | 336.9585 | 8.9823e-06 | 231.2189 | 0 | 231.2189 | 0 | 522.3088 | 0.00139 | 231.2189 | 0 | 520.9967 | 0 | 522.3088 | 0.00397 | 336.9585 | 1.3666e-05
| 336.7441 | 0 | 231.4232 | 3.669e-05 | 336.7441 | 0.00128 | 231.4232 | 0 | 231.6604 | 0 | 231.4232 | 0 | 337.0681 | 7.8183e-06 | 225.65 | -0.00089378 | 336.7441 | 0.00181 | 225.65 | -0.0022305 | 225.65 | -0.0010295 | 337.0681 | 1.1125e-05 | 337.0681 | 6.5226e-06 | 231.4232 | 0 | 231.4232 | 0 | 522.4637 | 0.00332 | 231.4232 | 0 | 521.1528 | 3.0002e-05 | 522.4637 | 0.00416 | 337.0681 | 1.8606e-05
| 336.8579 | 0 | 231.6275 | -0.0003548 | 336.8579 | 0.00010428 | 231.6275 | 0 | 231.8657 | 0 | 231.6275 | 0 | 337.1778 | 8.1432e-06 | 225.86 | -0.00025296 | 336.8579 | 0.00209 | 225.86 | -0.00013183 | 225.86 | 1.0836e-05 | 337.1778 | 1.1617e-05 | 337.1778 | 7.9172e-06 | 231.6275 | 0 | 231.6275 | 0 | 522.6186 | 0.00185 | 231.6275 | 0 | 521.3089 | 0 | 522.6186 | 0.004 | 337.1778 | 1.6531e-05
| 336.9717 | 0 | 231.8318 | -0.00052575 | 336.9717 | 0.0007803 | 231.8318 | 0 | 232.0711 | 0 | 231.8318 | 0 | 337.2874 | 8.5576e-06 | 226.06 | -0.0018719 | 336.9717 | 0.00156 | 226.06 | 0.00038475 | 226.06 | -0.00067186 | 337.2874 | 1.1043e-05 | 337.2874 | 8.7737e-06 | 231.8318 | 0 | 231.8318 | 0 | 522.7735 | 0.00243 | 231.8318 | 0 | 521.4649 | 3.0002e-05 | 522.7735 | 0.00419 | 337.2874 | 1.4008e-05
| 337.0855 | 0 | 232.0362 | 0.00055613 | 337.0855 | 0 | 232.0362 | 0 | 232.2764 | 0 | 232.0362 | 0 | 337.397 | 8.3448e-06 | 226.27 | 0.0017032 | 337.0855 | 7.5708e-05 | 226.27 | 0.0016439 | 226.27 | -0.00024923 | 337.397 | 1.0762e-05 | 337.397 | 6.6324e-06 | 232.0362 | 0 | 232.0362 | 0 | 522.9285 | 0.00251 | 232.0362 | 0 | 521.621 | 0 | 522.9285 | 0.00396 | 337.397 | 1.1944e-05
| 337.1994 | 0.00098522 | 232.2406 | -0.00080968 | 337.1994 | 0.00039883 | 232.2406 | 0 | 232.4818 | 0 | 232.2406 | 0 | 337.5067 | 9.0953e-06 | 226.47 | -0.0016695 | 337.1994 | 0.00153 | 226.47 | -0.0018108 | 226.47 | 0.0010511 | 337.5067 | 1.0118e-05 | 337.5067 | 6.7313e-06 | 232.2406 | 0 | 232.2406 | 0 | 523.0834 | 0.00229 | 232.2406 | 0 | 521.7771 | 3.0002e-05 | 523.0834 | 0.00418 | 337.5067 | 1.0329e-05
| 337.3132 | 0.00055789 | 232.445 | -0.00030708 | 337.3132 | 0.00031285 | 232.445 | 0 | 232.6872 | 0 | 232.445 | 0 | 337.6164 | 8.7032e-06 | 226.68 | 0.0018719 | 337.3132 | 0.00027444 | 226.68 | -0.00042241 | 226.68 | -0.0021998 | 337.6164 | 1.0797e-05 | 337.6164 | 6.9509e-06 | 232.445 | 0 | 232.445 | 0 | 523.2384 | 0.00339 | 232.445 | 0 | 521.9331 | 0 | 523.2384 | 0.00395 | 337.6164 | 9.7629e-06
| 337.427 | 0 | 232.6494 | -0.00044525 | 337.427 | 0.00055488 | 232.6494 | 0 | 232.8926 | 0 | 232.6494 | 0 | 337.726 | 8.3896e-06 | 226.88 | -0.00042159 | 337.427 | 0.00087516 | 226.88 | -0.0017461 | 226.88 | -0.00099695 | 337.726 | 1.0633e-05 | 337.726 | 1.1222e-05 | 232.6494 | 0 | 232.6494 | 0 | 523.3934 | 0.00213 | 232.6494 | 0 | 522.0892 | 3.0002e-05 | 523.3934 | 0.0042 | 337.726 | 9.869e-06
| 337.5408 | 0.00028795 | 232.8538 | 0.0007078 | 337.5408 | 0 | 232.8538 | 0 | 233.0981 | 0 | 232.8538 | 0 | 337.8357 | 8.8376e-06 | 227.09 | -0.00075887 | 337.5408 | 0.00072869 | 227.09 | 0.00093361 | 227.09 | -0.0016472 | 337.8357 | 1.102e-05 | 337.8357 | 1.0267e-05 | 232.8538 | 0 | 232.8538 | 0 | 523.5483 | 0.00211 | 232.8538 | 0 | 522.2453 | 0 | 523.5483 | 0.004 | 337.8357 | 1.1826e-05
| 337.6546 | 0 | 233.0583 | -0.0006666 | 337.6546 | 0 | 233.0583 | 0 | 233.3035 | 0 | 233.0583 | 0 | 337.9454 | 9.8569e-06 | 227.29 | -0.0023104 | 337.6546 | 0.00073324 | 227.29 | -0.001165 | 227.29 | -0.00063934 | 337.9454 | 1.0095e-05 | 337.9454 | 9.9487e-06 | 233.0583 | 0 | 233.0583 | 0 | 523.7033 | 0.00311 | 233.0583 | 0 | 522.4014 | 1.0001e-05 | 523.7033 | 0.00423 | 337.9454 | 1.1484e-05
| 337.7684 | 0 | 233.2627 | 4.13e-05 | 337.7684 | 0.00066046 | 233.2627 | 0 | 233.509 | 0 | 233.2627 | 0 | 338.0551 | 1.0999e-05 | 227.5 | -0.0019393 | 337.7684 | 0.00064351 | 227.5 | 0.0010628 | 227.5 | -0.0016472 | 338.0551 | 9.8136e-06 | 338.0551 | 7.3791e-06 | 233.2627 | 0 | 233.2627 | 0 | 523.8583 | 0.0033 | 233.2627 | 0 | 522.5576 | 0 | 523.8583 | 0.00391 | 338.0551 | 9.7629e-06
| 337.8822 | 0 | 233.4672 | -0.00033734 | 337.8822 | 3.4683e-05 | 233.4672 | 0 | 233.7144 | 0 | 233.4672 | 0 | 338.1648 | 9.7785e-06 | 227.7 | 8.4319e-05 | 337.8822 | 0.00056294 | 227.7 | 0.00090132 | 227.7 | -0.00067186 | 338.1648 | 9.029e-06 | 338.1648 | 7.0607e-06 | 233.4672 | 0 | 233.4672 | 0 | 524.0133 | 0.00215 | 233.4672 | 0 | 522.7137 | 0 | 524.0133 | 0.00418 | 338.1648 | 8.3834e-06
| 337.996 | 0.00019796 | 233.6717 | 0.00037786 | 337.996 | 0 | 233.6717 | 0 | 233.9199 | 0 | 233.6717 | 0 | 338.2745 | 7.9527e-06 | 227.91 | 0.0020742 | 337.996 | 0.00306 | 227.91 | 0.00028789 | 227.91 | 0.00033593 | 338.2745 | 9.7317e-06 | 338.2745 | 6.2042e-06 | 233.6717 | 0 | 233.6717 | 0 | 524.1684 | 0.00243 | 233.6717 | 0 | 522.8698 | 6.6672e-06 | 524.1684 | 0.00392 | 338.2745 | 8.7253e-06
| 338.1098 | 0 | 233.8763 | -0.00044634 | 338.1098 | 0.00067626 | 233.8763 | 0 | 234.1255 | 0 | 233.8763 | 0 | 338.3841 | 8.86e-06 | 228.11 | -0.0015346 | 338.1098 | 0.00133 | 228.11 | -0.0009067 | 228.11 | -0.00021673 | 338.3841 | 9.6848e-06 | 338.3841 | 6.6324e-06 | 233.8762 | 0 | 233.8763 | 0 | 524.3234 | 0.00167 | 233.8763 | 0 | 523.026 | 1.0001e-05 | 524.3234 | 0.00422 | 338.3841 | 9.7629e-06
| 338.2236 | 0 | 234.0808 | 8.8593e-05 | 338.2236 | 0.00081688 | 234.0808 | 0 | 234.331 | 0 | 234.0808 | 0 | 338.4939 | 9.0953e-06 | 228.32 | -0.0025127 | 338.2236 | 0.00024605 | 228.32 | 0.0002556 | 228.32 | -0.00073687 | 338.4939 | 8.9705e-06 | 338.4939 | 6.0944e-06 | 234.0808 | 0 | 234.0808 | 0 | 524.4784 | 0.00315 | 234.0808 | 0 | 523.1821 | 6.6672e-06 | 524.4784 | 0.00388 | 338.4939 | 9.0673e-06
| 338.3374 | 0 | 234.2854 | -0.00034532 | 338.3374 | 0.00029479 | 234.2854 | 0 | 234.5365 | 0 | 234.2854 | 0 | 338.6036 | 9.5209e-06 | 228.52 | -0.0025801 | 338.3374 | 0.00098869 | 228.52 | -0.00061613 | 228.52 | -0.00034676 | 338.6036 | 9.1812e-06 | 338.6036 | 6.4128e-06 | 234.2853 | 0 | 234.2854 | 0 | 524.6335 | 0.00164 | 234.2854 | 0 | 523.3383 | 3.0002e-05 | 524.6335 | 0.00414 | 338.6036 | 8.7253e-06
| 338.4511 | 0.00010798 | 234.4899 | 1.5253e-05 | 338.4511 | 0 | 234.4899 | 0 | 234.7421 | 0 | 234.4899 | 0 | 338.7133 | 7.2807e-06 | 228.73 | 0.00045532 | 338.4511 | 0.00351 | 228.73 | -0.0014878 | 228.73 | 0.00075855 | 338.7133 | 9.2398e-06 | 338.7133 | 7.6976e-06 | 234.4899 | 0 | 234.4899 | 0 | 524.7885 | 0.0032 | 234.4899 | 0 | 523.4944 | 6.6672e-06 | 524.7885 | 0.00391 | 338.7133 | 8.6074e-06
| 338.5649 | 0.00076961 | 234.6945 | -0.0005629 | 338.5649 | 0.00097105 | 234.6945 | 0 | 234.9477 | 0 | 234.6945 | 0 | 338.823 | 8.5464e-06 | 228.93 | -0.0025801 | 338.5649 | 0.00113 | 228.93 | -0.0023273 | 228.93 | -0.0030451 | 338.823 | 9.919e-06 | 338.823 | 7.0607e-06 | 234.6945 | 0 | 234.6945 | 0 | 524.9436 | 0.00156 | 234.6945 | 0 | 523.6506 | 3.0002e-05 | 524.9436 | 0.00414 | 338.823 | 8.6074e-06
| 338.6787 | 0.00019796 | 234.8991 | -0.00078689 | 338.6787 | 0 | 234.8991 | 0 | 235.1533 | 0 | 234.8991 | 0 | 338.9327 | 8.6248e-06 | 229.14 | 0.001737 | 338.6787 | 0.00078546 | 229.14 | -0.0034573 | 229.14 | -0.00060684 | 338.9327 | 9.8136e-06 | 338.9327 | 8.5541e-06 | 234.8991 | 0 | 234.8991 | 0 | 525.0986 | 0.00278 | 234.8991 | 0 | 523.8068 | 6.6672e-06 | 525.0986 | 0.00386 | 338.9327 | 9.5271e-06
| 338.7925 | 0 | 235.1038 | -0.00063074 | 338.7925 | 0.00041617 | 235.1038 | 0 | 235.3589 | 0 | 235.1038 | 0 | 339.0425 | 9.9129e-06 | 229.34 | -0.00025296 | 338.7925 | 0.00022234 | 229.34 | -0.0011004 | 229.34 | 0.0012462 | 339.0425 | 9.8956e-06 | 339.0425 | 6.2042e-06 | 235.1038 | 0 | 235.1038 | 0 | 525.2537 | 0.0003341 | 235.1038 | 0 | 523.9629 | 1.0001e-05 | 525.2537 | 0.00405 | 339.0425 | 8.3834e-06
| 338.9062 | 0 | 235.3084 | 0.0016362 | 338.9062 | 0 | 235.3084 | 0 | 235.5645 | 0 | 235.3084 | 0 | 339.1522 | 8.6584e-06 | 229.55 | 0.00082632 | 338.9062 | 0.00033123 | 229.55 | -0.00055155 | 229.55 | 0.00066102 | 339.1522 | 9.3569e-06 | 339.1522 | 6.8411e-06 | 235.3084 | 0 | 235.3084 | 0 | 525.4088 | 0.00322 | 235.3084 | 0 | 524.1191 | 0 | 525.4088 | 0.00384 | 339.1522 | 8.8432e-06
| 339.02 | 0 | 235.5131 | -1.5416e-05 | 339.02 | 0.00012138 | 235.5131 | 0 | 235.7701 | 0 | 235.5131 | 0 | 339.262 | 8.86e-06 | 229.75 | -0.0023104 | 339.02 | 0.00030748 | 229.75 | -0.00084214 | 229.75 | -5.4182e-05 | 339.262 | 1.0165e-05 | 339.262 | 4.8096e-06 | 235.5131 | 0 | 235.5131 | 0 | 525.5639 | 0.00278 | 235.5131 | 0 | 524.2753 | 1.0001e-05 | 525.5639 | 0.00403 | 339.262 | 1.0223e-05
| 339.1338 | 0.00041391 | 235.7178 | 0.00025816 | 339.1338 | 0 | 235.7178 | 0 | 235.9758 | 0 | 235.7178 | 0 | 339.3717 | 8.9384e-06 | 229.96 | -8.4319e-05 | 339.1338 | 0.00016089 | 229.96 | -0.002069 | 229.96 | 0.00010836 | 339.3717 | 9.0173e-06 | 339.3717 | 8.016e-06 | 235.7178 | 0 | 235.7178 | 0 | 525.719 | 0.00262 | 235.7178 | 0 | 524.4315 | 2.6669e-05 | 525.719 | 0.00381 | 339.3717 | 8.9611e-06
| 339.2475 | 0.00042823 | 235.9225 | 0.00045559 | 339.2475 | 0.00055488 | 235.9225 | 0 | 236.1815 | 0 | 235.9225 | 0 | 339.4815 | 9.5433e-06 | 230.16 | -0.0022766 | 339.2475 | 0.00227 | 230.16 | 0.0019022 | 230.16 | -0.001322 | 339.4815 | 9.4623e-06 | 339.4815 | 8.8725e-06 | 235.9225 | 0 | 235.9225 | 0 | 525.8741 | 0.0026 | 235.9225 | 0 | 524.5877 | 1.0001e-05 | 525.8741 | 0.00406 | 339.4815 | 9.5271e-06
| 339.3613 | 0.00084583 | 236.1272 | -0.00013091 | 339.3613 | 0 | 236.1272 | 0 | 236.3872 | 0 | 236.1272 | 0 | 339.5913 | 8.4232e-06 | 230.37 | -0.00021923 | 339.3613 | 0.00192 | 230.37 | -0.00071299 | 230.37 | -0.00037928 | 339.5913 | 9.0173e-06 | 339.5913 | 8.7627e-06 | 236.1272 | 0 | 236.1272 | 0 | 526.0292 | 0.00292 | 236.1272 | 0 | 524.744 | 6.6672e-06 | 526.0292 | 0.00394 | 339.5913 | 8.5013e-06
| 339.4751 | 0 | 236.3319 | 7.0042e-05 | 339.4751 | 0.00128 | 236.3319 | 0 | 236.5929 | 0 | 236.3319 | 0 | 339.701 | 8.6808e-06 | 230.57 | -0.0010624 | 339.4751 | 0.00113 | 230.57 | -0.0026179 | 230.57 | -0.00021673 | 339.701 | 1.0657e-05 | 339.701 | 7.2693e-06 | 236.3319 | 0 | 236.3319 | 0 | 526.1843 | 0.00334 | 236.3319 | 0 | 524.9002 | 3.0002e-05 | 526.1843 | 0.00422 | 339.701 | 8.7253e-06
| 339.5888 | 0.00025195 | 236.5367 | 0.00035628 | 339.5888 | 0 | 236.5367 | 0 | 236.7986 | 0 | 236.5367 | 0 | 339.8108 | 8.7928e-06 | 230.78 | 0.0011299 | 339.5888 | 0.00061512 | 230.78 | 0.0011596 | 230.78 | 0.0011162 | 339.8108 | 1.0657e-05 | 339.8108 | 8.4443e-06 | 236.5367 | 0 | 236.5367 | 0 | 526.3395 | 0.00202 | 236.5367 | 0 | 525.0564 | 0 | 526.3395 | 0.00399 | 339.8108 | 7.4637e-06
| 339.7026 | 0 | 236.7415 | -0.00093836 | 339.7026 | 0 | 236.7415 | 0 | 237.0044 | 0 | 236.7415 | 0 | 339.9206 | 1.0092e-05 | 230.98 | -0.0024789 | 339.7026 | 0.00207 | 230.98 | 0.0014502 | 230.98 | 0.0017988 | 339.9206 | 1.0926e-05 | 339.9206 | 8.4443e-06 | 236.7415 | 0 | 236.7415 | 0 | 526.4946 | 0.00139 | 236.7415 | 0 | 525.2127 | 3.0002e-05 | 526.4946 | 0.00415 | 339.9206 | 9.7629e-06
| 339.8163 | 0 | 236.9463 | 0.00076282 | 339.8163 | 0 | 236.9463 | 0 | 237.2101 | 0 | 236.9463 | 0 | 340.0304 | 8.8936e-06 | 231.19 | 0.0001855 | 339.8163 | 0 | 231.19 | -0.00022869 | 231.19 | 0.00069354 | 340.0304 | 9.3452e-06 | 340.0304 | 8.2356e-06 | 236.9463 | 0 | 236.9463 | 0 | 526.6498 | 0.00269 | 236.9463 | 0 | 525.3689 | 6.6672e-06 | 526.6498 | 0.00392 | 340.0304 | 1.1826e-05
| 339.9301 | 0 | 237.1511 | -0.00065665 | 339.9301 | 0.00091902 | 237.1511 | 0 | 237.4159 | 0 | 237.1511 | 0 | 340.1402 | 9.3081e-06 | 231.39 | 0.00062396 | 339.9301 | 0.00070485 | 231.39 | -0.001165 | 231.39 | -0.00086692 | 340.1402 | 9.4389e-06 | 340.1402 | 7.4889e-06 | 237.1511 | 0 | 237.1511 | 0 | 526.8049 | 0.00024618 | 237.1511 | 0 | 525.5252 | 0 | 526.8049 | 0.00408 | 340.1402 | 1.1944e-05
| 340.0438 | 0.00039592 | 237.3559 | 9.254e-05 | 340.0438 | 3.4765e-05 | 237.3559 | 0 | 237.6217 | 0 | 237.3559 | 0 | 340.25 | 8.3448e-06 | 231.6 | -0.00079259 | 340.0438 | 0.00013249 | 231.6 | 9.4169e-05 | 231.6 | 0.00059601 | 340.25 | 8.0922e-06 | 340.25 | 9.4106e-06 | 237.3559 | 0 | 237.3559 | 0 | 526.9601 | 0.00304 | 237.3559 | 0 | 525.6814 | 6.6672e-06 | 526.9601 | 0.0039 | 340.25 | 1.0105e-05
| 340.1576 | 0.00046416 | 237.5608 | -0.00016765 | 340.1576 | 0.00084967 | 237.5608 | 0 | 237.8275 | 0 | 237.5608 | 0 | 340.3598 | 8.8712e-06 | 231.81 | -0.0010624 | 340.1576 | 0.00042102 | 231.81 | -0.0012296 | 231.81 | -0.0008344 | 340.3598 | 8.4552e-06 | 340.3598 | 9.729e-06 | 237.5608 | 0 | 237.5608 | 0 | 527.1153 | 0.00234 | 237.5608 | 0 | 525.8377 | 0 | 527.1153 | 0.00408 | 340.3598 | 8.8432e-06
| 340.2713 | 1.7997e-05 | 237.7656 | 6.7901e-05 | 340.2713 | 0 | 237.7656 | 0 | 238.0333 | 0 | 237.7656 | 0 | 340.4696 | 7.9079e-06 | 232.01 | -0.00082632 | 340.2713 | 0.00181 | 232.01 | -0.00058385 | 232.01 | -0.0008344 | 340.4696 | 7.7174e-06 | 340.4696 | 9.191e-06 | 237.7656 | 0 | 237.7656 | 0 | 527.2705 | 0.00253 | 237.7656 | 0 | 525.994 | 6.6672e-06 | 527.2705 | 0.00393 | 340.4696 | 9.5271e-06
| 340.385 | 0.00108 | 237.9705 | 0.00021981 | 340.385 | 0 | 237.9705 | 0 | 238.2392 | 0 | 237.9705 | 0 | 340.5794 | 7.5943e-06 | 232.22 | 0.00089378 | 340.385 | 0.00173 | 232.22 | 2.9596e-05 | 232.22 | -0.0017771 | 340.5794 | 9.2164e-06 | 340.5794 | 7.3791e-06 | 237.9705 | 0 | 237.9705 | 0 | 527.4257 | 0.00186 | 237.9705 | 0 | 526.1503 | 3.0002e-05 | 527.4257 | 0.00401 | 340.5794 | 1.2864e-05
| 340.4987 | 0.00016197 | 238.1754 | 0.00018241 | 340.4987 | 0 | 238.1754 | 0 | 238.445 | 0 | 238.1754 | 0 | 340.6893 | 7.4375e-06 | 232.42 | -0.00021923 | 340.4987 | 0.00283 | 232.42 | 0.00032017 | 232.42 | -0.0011595 | 340.6893 | 1.02e-05 | 340.6893 | 5.2379e-06 | 238.1754 | 0 | 238.1754 | 0 | 527.5809 | 0.00248 | 238.1754 | 0 | 526.3065 | 6.6672e-06 | 527.5809 | 0.00379 | 340.6893 | 1.6071e-05
| 340.6125 | 0.00030245 | 238.3803 | -0.00046998 | 340.6125 | 0.00146 | 238.3803 | 0 | 238.6509 | 0 | 238.3803 | 0 | 340.7991 | 8.5016e-06 | 232.63 | 0.00045532 | 340.6125 | 0.00079001 | 232.63 | 0.00028789 | 232.63 | -0.0038253 | 340.7991 | 1.102e-05 | 340.7991 | 5.4575e-06 | 238.3803 | 0 | 238.3803 | 0 | 527.7361 | 0.00096712 | 238.3803 | 0 | 526.4628 | 1.0001e-05 | 527.7361 | 0.00393 | 340.7991 | 1.5965e-05
| 340.7262 | 0 | 238.5853 | 8.9063e-05 | 340.7262 | 0 | 238.5853 | 0 | 238.8568 | 0 | 238.5853 | 0 | 340.9089 | 8.8936e-06 | 232.83 | 0.0021416 | 340.7262 | 0.00118 | 232.83 | -0.00032556 | 232.83 | -0.00037928 | 340.9089 | 9.5443e-06 | 340.9089 | 8.016e-06 | 238.5853 | 0 | 238.5853 | 0 | 527.8913 | 0.00171 | 238.5853 | 0 | 526.6191 | 0 | 527.8913 | 0.00379 | 340.9089 | 1.389e-05
| 340.8399 | 0 | 238.7902 | 0.0010433 | 340.8399 | 0.00091902 | 238.7902 | 0 | 239.0627 | 0 | 238.7902 | 0 | 341.0188 | 9.0281e-06 | 233.04 | 0.00015177 | 340.8399 | 0.00124 | 233.04 | -0.004329 | 233.04 | -0.0021023 | 341.0188 | 1.0985e-05 | 341.0188 | 8.8725e-06 | 238.7902 | 0 | 238.7902 | 0 | 528.0466 | 0.00132 | 238.7902 | 0 | 526.7755 | 0 | 528.0466 | 0.00404 | 341.0188 | 1.0565e-05
| 340.9536 | 0.00055789 | 238.9952 | 0.00042255 | 340.9536 | 0 | 238.9952 | 0 | 239.2686 | 0 | 238.9952 | 0 | 341.1286 | 8.2664e-06 | 233.24 | 0.00015177 | 340.9536 | 0.00030283 | 233.24 | -0.0009067 | 233.24 | 0.0030016 | 341.1286 | 1.0247e-05 | 341.1286 | 1.0377e-05 | 238.9952 | 0 | 238.9952 | 0 | 528.2018 | 0.00318 | 238.9952 | 0 | 526.9318 | 6.6672e-06 | 528.2018 | 0.00385 | 341.1286 | 1.0223e-05
| 341.0674 | 0 | 239.2002 | -0.00062079 | 341.0674 | 0.00024276 | 239.2002 | 0 | 239.4746 | 0 | 239.2002 | 0 | 341.2385 | 8.9944e-06 | 233.45 | 0.00038786 | 341.0674 | 0.00167 | 233.45 | 0.00012645 | 233.45 | 0.00030341 | 341.2385 | 1.0469e-05 | 341.2385 | 6.9509e-06 | 239.2002 | 0 | 239.2002 | 0 | 528.3571 | 0.00178 | 239.2002 | 0 | 527.0881 | 5.0004e-05 | 528.3571 | 0.00403 | 341.2385 | 9.9869e-06
| 341.1811 | 0.0004859 | 239.4052 | 0.00028272 | 341.1811 | 0 | 239.4052 | 0 | 239.6805 | 0 | 239.4052 | 0 | 341.3483 | 8.5576e-06 | 233.65 | -0.00042159 | 341.1811 | 0.00172 | 233.65 | -0.0019721 | 233.65 | 0.0015712 | 341.3483 | 8.2912e-06 | 341.3483 | 9.5204e-06 | 239.4052 | 0 | 239.4052 | 0 | 528.5123 | 0.00376 | 239.4052 | 0 | 527.2445 | 0 | 528.5123 | 0.00377 | 341.3483 | 1.0683e-05
| 341.2948 | 0 | 239.6102 | -0.00023947 | 341.2948 | 0.00065893 | 239.6102 | 0 | 239.8865 | 0 | 239.6102 | 0 | 341.4582 | 9.1513e-06 | 233.86 | -0.00285 | 341.2948 | 0.00227 | 233.86 | -0.0011327 | 233.86 | -0.0027199 | 341.4582 | 9.1578e-06 | 341.4582 | 9.191e-06 | 239.6102 | 0 | 239.6102 | 0 | 528.6676 | 0.00215 | 239.6102 | 0 | 527.4008 | 1.0001e-05 | 528.6676 | 0.00395 | 341.4582 | 9.7629e-06
| 341.4085 | 0 | 239.8153 | 0.00042646 | 341.4085 | 0.00027809 | 239.8153 | 0 | 240.0925 | 0 | 239.8153 | 0 | 341.5681 | 8.6248e-06 | 234.07 | -0.00089378 | 341.4085 | 0 | 234.07 | -0.002747 | 234.07 | 0.00036844 | 341.5681 | 1.0223e-05 | 341.5681 | 9.6192e-06 | 239.8153 | 0 | 239.8153 | 0 | 528.8229 | 0.00272 | 239.8153 | 0 | 527.5571 | 6.6672e-06 | 528.8229 | 0.00378 | 341.5681 | 8.5013e-06
| 341.5222 | 0.0005001 | 240.0204 | -0.00094213 | 341.5222 | 0 | 240.0204 | 0 | 240.2985 | 0 | 240.0204 | 0 | 341.678 | 8.7368e-06 | 234.27 | -0.00089378 | 341.5222 | 0.00292 | 234.27 | -0.0022305 | 234.27 | 0.00020589 | 341.678 | 1.1617e-05 | 341.678 | 1.0267e-05 | 240.0204 | 0 | 240.0204 | 0 | 528.9782 | 0.00038685 | 240.0204 | 0 | 527.7135 | 0 | 528.9782 | 0.00395 | 341.678 | 9.4092e-06
| 341.6359 | 0 | 240.2254 | 0.00038421 | 341.6359 | 0 | 240.2254 | 0 | 240.5045 | 0 | 240.2254 | 0 | 341.7878 | 8.5016e-06 | 234.48 | -0.00028669 | 341.6359 | 0.00050157 | 234.48 | 0.0027094 | 234.48 | 0.0009536 | 341.7878 | 1.1231e-05 | 341.7878 | 9.3008e-06 | 240.2254 | 0 | 240.2254 | 0 | 529.1335 | 0.0032 | 240.2254 | 0 | 527.8699 | 6.6672e-06 | 529.1335 | 0.00375 | 341.7878 | 1.0683e-05
| 341.7496 | 0 | 240.4305 | -1.2345e-05 | 341.7496 | 0.00052021 | 240.4305 | 0 | 240.7106 | 0 | 240.4305 | 0 | 341.8977 | 8.972e-06 | 234.68 | 0.00011805 | 341.7496 | 0.0011 | 234.68 | -3.4977e-05 | 234.68 | 1.0836e-05 | 341.8977 | 1.0528e-05 | 341.8977 | 1.3045e-05 | 240.4305 | 0 | 240.4305 | 0 | 529.2888 | 0.00183 | 240.4305 | 0 | 528.0262 | 3.0002e-05 | 529.2888 | 0.00391 | 341.8977 | 1.1025e-05
| 341.8633 | 0 | 240.6357 | 0.00036618 | 341.8633 | 0 | 240.6357 | 0 | 240.9166 | 0 | 240.6357 | 0 | 342.0076 | 9.0505e-06 | 234.89 | 0.0015684 | 341.8633 | 0.00113 | 234.89 | -0.00061613 | 234.89 | -0.00015171 | 342.0076 | 9.5092e-06 | 342.0076 | 9.4106e-06 | 240.6356 | 0 | 240.6357 | 0 | 529.4441 | 0.00214 | 240.6357 | 0 | 528.1826 | 0 | 529.4441 | 0.00375 | 342.0076 | 9.869e-06
| 341.977 | 0 | 240.8408 | -0.0010604 | 341.977 | 0 | 240.8408 | 0 | 241.1227 | 0 | 240.8408 | 0 | 342.1175 | 8.2888e-06 | 235.09 | 0.00089378 | 341.977 | 0.00113 | 235.09 | 0.00019102 | 235.09 | -0.00034676 | 342.1175 | 9.6848e-06 | 342.1175 | 8.5541e-06 | 240.8408 | 0 | 240.8408 | 0 | 529.5994 | 0.00287 | 240.8408 | 0 | 528.339 | 0 | 529.5994 | 0.00396 | 342.1175 | 1.205e-05
| 342.0907 | 0.00012598 | 241.0459 | 0.00054714 | 342.0907 | 0 | 241.0459 | 0 | 241.3288 | 0 | 241.0459 | 0 | 342.2274 | 7.9079e-06 | 235.3 | 0.0010287 | 342.0907 | 0.00186 | 235.3 | -0.0011973 | 235.3 | 0.00066102 | 342.2274 | 8.7831e-06 | 342.2274 | 4.6998e-06 | 241.046 | 0 | 241.0459 | 0 | 529.7547 | 0.00288 | 241.0459 | 0 | 528.4954 | 0 | 529.7547 | 0.00383 | 342.2274 | 1.0447e-05
| 342.2044 | 0 | 241.2511 | -0.00075933 | 342.2044 | 0.00019074 | 241.2511 | 0 | 241.5349 | 0 | 241.2511 | 0 | 342.3374 | 7.9079e-06 | 235.51 | -0.0019393 | 342.2044 | 0.00161 | 235.51 | 0.001095 | 235.51 | -0.00080189 | 342.3374 | 8.2561e-06 | 342.3374 | 6.0944e-06 | 241.2511 | 0 | 241.2511 | 0 | 529.9101 | 0.00111 | 241.2511 | 0 | 528.6518 | 1.0001e-05 | 529.9101 | 0.00403 | 342.3374 | 9.1852e-06
| 342.318 | 0 | 241.4563 | 0.00076906 | 342.318 | 0.00022595 | 241.4563 | 0 | 241.741 | 0 | 241.4563 | 0 | 342.4473 | 8.3784e-06 | 235.71 | -0.0011973 | 342.318 | 0.00064351 | 235.71 | -0.00058385 | 235.71 | 0.002189 | 342.4473 | 7.694e-06 | 342.4473 | 8.5541e-06 | 241.4563 | 0 | 241.4563 | 0 | 530.0654 | 0.00367 | 241.4563 | 0 | 528.8082 | 6.6672e-06 | 530.0654 | 0.00385 | 342.4473 | 7.0038e-06
| 342.4317 | 0 | 241.6615 | -0.00067944 | 342.4317 | 0.00012138 | 241.6615 | 0 | 241.9472 | 0 | 241.6615 | 0 | 342.5572 | 7.8519e-06 | 235.92 | -0.00011805 | 342.4317 | 0 | 235.92 | 6.1882e-05 | 235.92 | -0.0028175 | 342.5572 | 9.1344e-06 | 342.5572 | 8.2356e-06 | 241.6615 | 0 | 241.6615 | 0 | 530.2208 | 0.00114 | 241.6615 | 0 | 528.9646 | 0 | 530.2208 | 0.00401 | 342.5572 | 1.1025e-05
| 342.5454 | 0 | 241.8667 | 0.00077345 | 342.5454 | 0 | 241.8667 | 0 | 242.1533 | 0 | 241.8667 | 0 | 342.6671 | 7.7735e-06 | 236.12 | -0.00021923 | 342.5454 | 0.00167 | 236.12 | -0.00039012 | 236.12 | -0.00073687 | 342.6671 | 1.068e-05 | 342.6671 | 8.8725e-06 | 241.8667 | 0 | 241.8667 | 0 | 530.3761 | 0.00343 | 241.8667 | 0 | 529.121 | 0 | 530.3761 | 0.00382 | 342.6671 | 1.251e-05
| 342.6591 | 0 | 242.072 | -0.00061462 | 342.6591 | 0.00046818 | 242.072 | 0 | 242.3595 | 0 | 242.072 | 0 | 342.7771 | 7.7511e-06 | 236.33 | -0.0010624 | 342.6591 | 0.00181 | 236.33 | -0.0021982 | 236.33 | -0.00018422 | 342.7771 | 1.0879e-05 | 342.7771 | 7.3791e-06 | 242.072 | 0 | 242.072 | 0 | 530.5315 | 0.00111 | 242.072 | 0 | 529.2775 | 1.0001e-05 | 530.5315 | 0.00402 | 342.7771 | 1.3784e-05
| 342.7727 | 0 | 242.2773 | 0.000795 | 342.7727 | 0 | 242.2773 | 0 | 242.5657 | 0 | 242.2773 | 0 | 342.887 | 9.2297e-06 | 236.53 | -0.0020068 | 342.7727 | 0.0011 | 236.53 | -0.0004547 | 236.53 | 0.00046596 | 342.887 | 9.5911e-06 | 342.887 | 8.016e-06 | 242.2773 | 0 | 242.2773 | 0 | 530.6869 | 0.00186 | 242.2773 | 0 | 529.4339 | 6.6672e-06 | 530.6869 | 0.00379 | 342.887 | 9.869e-06
| 342.8864 | 0 | 242.4825 | -0.00043282 | 342.8864 | 0.00013872 | 242.4825 | 0 | 242.7719 | 0 | 242.4825 | 0 | 342.997 | 9.4985e-06 | 236.74 | -0.0011973 | 342.8864 | 2.3658e-05 | 236.74 | -0.00064841 | 236.74 | -0.00024923 | 342.997 | 8.7479e-06 | 342.997 | 5.5563e-06 | 242.4825 | 0 | 242.4825 | 0 | 530.8423 | 0.0008792 | 242.4825 | 0 | 529.5903 | 3.0002e-05 | 530.8423 | 0.00391 | 342.997 | 9.1852e-06
| 343.0001 | 0 | 242.6878 | 0.0009527 | 343.0001 | 0 | 242.6878 | 0 | 242.9781 | 0 | 242.6878 | 0 | 343.1069 | 9.3081e-06 | 236.95 | 0.00062396 | 343.0001 | 0.00047317 | 236.95 | -0.0014878 | 236.95 | -0.00073687 | 343.1069 | 8.5957e-06 | 343.1069 | 4.3814e-06 | 242.6878 | 0 | 242.6878 | 0 | 530.9977 | 0.00301 | 242.6878 | 0 | 529.7468 | 6.6672e-06 | 530.9977 | 0.00373 | 343.1069 | 7.3458e-06
| 343.1138 | 8.684e-05 | 242.8932 | -0.00031269 | 343.1138 | 0.00108 | 242.8932 | 0 | 243.1844 | 0 | 242.8932 | 0 | 343.2169 | 8.2216e-06 | 237.15 | 0.00048905 | 343.1138 | 0.00116 | 237.15 | -0.0016493 | 237.15 | -0.0016797 | 343.2169 | 9.0173e-06 | 343.2169 | 5.5563e-06 | 242.8931 | 0 | 242.8932 | 0 | 531.1531 | 0.00091437 | 242.8932 | 0 | 529.9032 | 1.0001e-05 | 531.1531 | 0.00395 | 343.2169 | 7.6877e-06
| 343.2274 | 0.00023396 | 243.0985 | 0.00020242 | 343.2274 | 0 | 243.0985 | 0 | 243.3906 | 0 | 243.0985 | 0 | 343.3269 | 8.4456e-06 | 237.36 | -0.00062396 | 343.2274 | 0.00152 | 237.36 | -0.002973 | 237.36 | -0.0013871 | 343.3269 | 9.7668e-06 | 343.3269 | 9.5204e-06 | 243.0985 | 0 | 243.0985 | 0 | 531.3085 | 0.00295 | 243.0985 | 0 | 530.0597 | 0 | 531.3085 | 0.0038 | 343.3269 | 7.9235e-06
| 343.3411 | 0.001 | 243.3038 | -0.00083674 | 343.3411 | 0.00027745 | 243.3038 | 0 | 243.5969 | 0 | 243.3038 | 0 | 343.4368 | 8.6248e-06 | 237.56 | 0.0005565 | 343.3411 | 0.00073324 | 237.56 | -0.00074527 | 237.56 | -0.00021673 | 343.4368 | 1.0598e-05 | 343.4368 | 1.0695e-05 | 243.3038 | 0 | 243.3038 | 0 | 531.4639 | 0.00267 | 243.3038 | 0 | 530.2162 | 3.0002e-05 | 531.4639 | 0.00401 | 343.4368 | 7.2279e-06
| 343.4547 | 0 | 243.5092 | -0.00047771 | 343.4547 | 8.6901e-05 | 243.5092 | 0 | 243.8032 | 0 | 243.5092 | 0 | 343.5468 | 8.2664e-06 | 237.77 | -0.00072515 | 343.4547 | 0.00038799 | 237.77 | -0.0011973 | 237.77 | -0.00093193 | 343.5468 | 1.0001e-05 | 343.5468 | 9.8388e-06 | 243.5092 | 0 | 243.5092 | 0 | 531.6194 | 0.00297 | 243.5092 | 0 | 530.3727 | 0 | 531.6194 | 0.00381 | 343.5468 | 9.3031e-06
| 343.5684 | 0 | 243.7146 | -0.0002978 | 343.5684 | 0.0006936 | 243.7146 | 0 | 244.0095 | 0 | 243.7146 | 0 | 343.6568 | 8.6024e-06 | 237.98 | -0.00052277 | 343.5684 | 0 | 237.98 | -0.002521 | 237.98 | -0.0024923 | 343.6568 | 8.666e-06 | 343.6568 | 9.3008e-06 | 243.7146 | 0 | 243.7146 | 0 | 531.7748 | 0.00176 | 243.7146 | 0 | 530.5292 | 3.0002e-05 | 531.7748 | 0.00398 | 343.6568 | 1.0223e-05
| 343.682 | 0 | 243.92 | 0.0004101 | 343.682 | 0 | 243.92 | 0 | 244.2158 | 0 | 243.92 | 0 | 343.7668 | 8.2888e-06 | 238.18 | -0.00025296 | 343.682 | 0.0006719 | 238.18 | -0.00048698 | 238.18 | -0.001062 | 343.7668 | 7.5183e-06 | 343.7668 | 7.3791e-06 | 243.92 | 0 | 243.92 | 0 | 531.9303 | 0.00329 | 243.92 | 0 | 530.6857 | 6.6672e-06 | 531.9303 | 0.00377 | 343.7668 | 1.0447e-05
| 343.7957 | 0 | 244.1254 | -0.00058077 | 343.7957 | 0.00027745 | 244.1254 | 0 | 244.4221 | 0 | 244.1254 | 0 | 343.8768 | 8.8712e-06 | 238.39 | -0.0005565 | 343.7957 | 0.00184 | 238.39 | -0.0034897 | 238.39 | -0.00060684 | 343.8768 | 9.029e-06 | 343.8768 | 7.2693e-06 | 244.1254 | 0 | 244.1254 | 0 | 532.0857 | 0.00158 | 244.1254 | 0 | 530.8421 | 1.0001e-05 | 532.0857 | 0.00396 | 343.8768 | 9.3031e-06
| 343.9093 | 0 | 244.3309 | -0.00042603 | 343.9093 | 0.00015642 | 244.3309 | 0 | 244.6285 | 0 | 244.3309 | 0 | 343.9868 | 8.1656e-06 | 238.59 | -0.00045532 | 343.9093 | 0.00101 | 238.59 | 0.00093361 | 238.59 | 0.0014088 | 343.9868 | 9.8371e-06 | 343.9868 | 5.1281e-06 | 244.3309 | 0 | 244.3309 | 0 | 532.2412 | 0.00244 | 244.3309 | 0 | 530.9987 | 0 | 532.2412 | 0.00378 | 343.9868 | 8.8432e-06
| 344.023 | 0 | 244.5363 | 0.0005651 | 344.023 | 0.0003468 | 244.5363 | 0 | 244.8349 | 0 | 244.5363 | 0 | 344.0968 | 9.0168e-06 | 238.8 | -0.0013322 | 344.023 | 0.00272 | 238.8 | -0.0030698 | 238.8 | 0.0017988 | 344.0968 | 1.0821e-05 | 344.0968 | 8.2356e-06 | 244.5363 | 0 | 244.5363 | 0 | 532.3967 | 0.00244 | 244.5363 | 0 | 531.1552 | 3.0002e-05 | 532.3967 | 0.00392 | 344.0968 | 8.8432e-06
| 344.1366 | 0.00035993 | 244.7418 | -0.00012309 | 344.1366 | 0 | 244.7418 | 0 | 245.0413 | 0 | 244.7418 | 0 | 344.2068 | 9.5209e-06 | 239.01 | 0.0020742 | 344.1366 | 0.00158 | 239.01 | -0.00080984 | 239.01 | 0.00088859 | 344.2068 | 1.0844e-05 | 344.2068 | 8.4443e-06 | 244.7418 | 0 | 244.7418 | 0 | 532.5522 | 0.00309 | 244.7418 | 0 | 531.3117 | 0 | 532.5522 | 0.00368 | 344.2068 | 8.5013e-06
| 344.2502 | 0 | 244.9473 | 0.00023311 | 344.2502 | 0.00065893 | 244.9473 | 0 | 245.2477 | 0 | 244.9473 | 0 | 344.3169 | 9.0281e-06 | 239.21 | -8.4319e-05 | 344.2502 | 0.00107 | 239.21 | 0.00064304 | 239.21 | 0.00062851 | 344.3169 | 1.1184e-05 | 344.3169 | 8.5541e-06 | 244.9473 | 0 | 244.9473 | 0 | 532.7077 | 0.00206 | 244.9473 | 0 | 531.4682 | 1.0001e-05 | 532.7077 | 0.00392 | 344.3169 | 9.1852e-06
| 344.3639 | 0.00023396 | 245.1528 | 0.0010904 | 344.3639 | 0 | 245.1528 | 0 | 245.4541 | 0 | 245.1528 | 0 | 344.4269 | 8.2104e-06 | 239.42 | 0.00042159 | 344.3639 | 0 | 239.42 | -0.001843 | 239.42 | -0.0015171 | 344.4269 | 1.0961e-05 | 344.4269 | 8.1258e-06 | 245.1528 | 0 | 245.1528 | 0 | 532.8632 | 0.00294 | 245.1528 | 0 | 531.6248 | 0 | 532.8632 | 0.00373 | 344.4269 | 1.1143e-05
| 344.4775 | 0 | 245.3584 | -0.0015052 | 344.4775 | 0.0012 | 245.3584 | 0 | 245.6605 | 0 | 245.3584 | 0 | 344.5369 | 8.7816e-06 | 239.62 | -8.4319e-05 | 344.4775 | 0.00136 | 239.62 | -0.00077756 | 239.62 | -0.00089942 | 344.5369 | 9.7082e-06 | 344.5369 | 8.6639e-06 | 245.3584 | 0 | 245.3584 | 0 | 533.0187 | 0.00144 | 245.3584 | 0 | 531.7813 | 1.0001e-05 | 533.0187 | 0.00398 | 344.5369 | 1.1249e-05
| 344.5911 | 0 | 245.5639 | -0.00014594 | 344.5911 | 0.00053879 | 245.5639 | 0 | 245.867 | 0 | 245.5639 | 0 | 344.647 | 8.8152e-06 | 239.83 | 0.00059023 | 344.5911 | 0.0011 | 239.83 | -0.0010358 | 239.83 | 0.00062851 | 344.647 | 8.9705e-06 | 344.647 | 8.7737e-06 | 245.5639 | 0 | 245.5639 | 0 | 533.1742 | 0.00353 | 245.5639 | 0 | 531.9379 | 0 | 533.1742 | 0.00375 | 344.647 | 1.1944e-05
| 344.7048 | 0.00014075 | 245.7695 | -9.9351e-05 | 344.7048 | 0.00076297 | 245.7695 | 0 | 246.0734 | 0 | 245.7695 | 0 | 344.757 | 9.7225e-06 | 240.04 | 0.00089378 | 344.7048 | 0.0013 | 240.04 | -0.0021013 | 240.04 | -0.0020047 | 344.757 | 9.6497e-06 | 344.757 | 8.016e-06 | 245.7695 | 0 | 245.7695 | 0 | 533.3297 | 0.00146 | 245.7695 | 0 | 532.0944 | 0 | 533.3297 | 0.00397 | 344.757 | 1.0683e-05
| 344.8184 | 0 | 245.9751 | 7.3794e-05 | 344.8184 | 0 | 245.9751 | 0 | 246.2799 | 0 | 245.9751 | 0 | 344.8671 | 8.972e-06 | 240.24 | 0.0025465 | 344.8184 | 0.00084224 | 240.24 | -0.0023273 | 240.24 | -0.0014196 | 344.8671 | 1.0797e-05 | 344.8671 | 5.9846e-06 | 245.9751 | 0 | 245.9751 | 0 | 533.4853 | 0.00383 | 245.9751 | 0 | 532.251 | 0 | 533.4853 | 0.00376 | 344.8671 | 1.0683e-05
| 344.932 | 0.0005001 | 246.1807 | -0.00013211 | 344.932 | 0.00065893 | 246.1807 | 0 | 246.4864 | 0 | 246.1807 | 0 | 344.9771 | 9.0729e-06 | 240.45 | 0.00086005 | 344.932 | 0.00093192 | 240.45 | -0.00016412 | 240.45 | -0.0017121 | 344.9771 | 1.0575e-05 | 344.9771 | 7.5878e-06 | 246.1807 | 0 | 246.1807 | 0 | 533.6408 | 0.00181 | 246.1807 | 0 | 532.4076 | 1.0001e-05 | 533.6408 | 0.00398 | 344.9771 | 9.3031e-06
| 345.0456 | 7.1987e-05 | 246.3863 | -0.00015569 | 345.0456 | 0 | 246.3863 | 0 | 246.6929 | 0 | 246.3863 | 0 | 345.0872 | 8.132e-06 | 240.65 | 5.0592e-05 | 345.0456 | 0.00147 | 240.65 | -0.0011004 | 240.65 | -0.0010945 | 345.0872 | 1.0469e-05 | 345.0872 | 8.8725e-06 | 246.3863 | 0 | 246.3863 | 0 | 533.7964 | 0.0029 | 246.3863 | 0 | 532.5642 | 0 | 533.7964 | 0.00377 | 345.0872 | 8.0414e-06
| 345.1592 | 0 | 246.5919 | -0.00049722 | 345.1592 | 0.00022542 | 246.5919 | 0 | 246.8995 | 0 | 246.5919 | 0 | 345.1972 | 7.3815e-06 | 240.86 | -0.00015177 | 345.1592 | 0.0009603 | 240.86 | -0.0014878 | 240.86 | -0.00067186 | 345.1972 | 1.0551e-05 | 345.1972 | 1.1552e-05 | 246.5919 | 0 | 246.5919 | 0 | 533.9519 | 0.00273 | 246.5919 | 0 | 532.7207 | 1.0001e-05 | 533.9519 | 0.00389 | 345.1972 | 9.869e-06
| 345.2729 | 0 | 246.7976 | 0.00039187 | 345.2729 | 0 | 246.7976 | 0 | 247.106 | 0 | 246.7976 | 0 | 345.3073 | 6.855e-06 | 241.07 | 0.0012648 | 345.2729 | 0 | 241.07 | -0.0017784 | 241.07 | -0.00073687 | 345.3073 | 1.0516e-05 | 345.3073 | 1.0267e-05 | 246.7976 | 0 | 246.7976 | 0 | 534.1075 | 0.00292 | 246.7976 | 0 | 532.8773 | 2.6669e-05 | 534.1075 | 0.00369 | 345.3073 | 9.5271e-06
| 345.3865 | 0 | 247.0033 | -0.00052326 | 345.3865 | 5.2025e-05 | 247.0033 | 0 | 247.3126 | 0 | 247.0033 | 0 | 345.4174 | 6.8102e-06 | 241.27 | -0.0015008 | 345.3865 | 0.00193 | 241.27 | 0.0010305 | 241.27 | -0.0008344 | 345.4174 | 1.0657e-05 | 345.4174 | 9.6192e-06 | 247.0033 | 0 | 247.0033 | 0 | 534.2631 | 0.00368 | 247.0033 | 0 | 533.0339 | 1.0001e-05 | 534.2631 | 0.00387 | 345.4174 | 1.2628e-05
| 345.5001 | 0 | 247.209 | 0.0002995 | 345.5001 | 0.00060832 | 247.209 | 0 | 247.5192 | 0 | 247.209 | 0 | 345.5275 | 7.4039e-06 | 241.48 | -0.00025296 | 345.5001 | 0.00164 | 241.48 | -0.0012619 | 241.48 | 0.00020589 | 345.5275 | 9.111e-06 | 345.5275 | 8.4443e-06 | 247.2089 | 0 | 247.209 | 0 | 534.4187 | 0.00185 | 247.209 | 0 | 533.1906 | 0 | 534.4187 | 0.00374 | 345.5275 | 9.645e-06
| 345.6137 | 0 | 247.4147 | 8.5496e-05 | 345.6137 | 0.00039883 | 247.4147 | 0 | 247.7258 | 0 | 247.4147 | 0 | 345.6376 | 8.86e-06 | 241.69 | -0.0012985 | 345.6137 | 0.00050617 | 241.69 | -0.0022305 | 241.69 | -0.00093193 | 345.6376 | 9.8956e-06 | 345.6376 | 8.016e-06 | 247.4147 | 0 | 247.4147 | 0 | 534.5743 | 0.00257 | 247.4147 | 0 | 533.3472 | 3.0002e-05 | 534.5743 | 0.00389 | 345.6376 | 9.3031e-06
| 345.7273 | 8.9983e-05 | 247.6204 | 0.00074213 | 345.7273 | 0 | 247.6204 | 0 | 247.9324 | 0 | 247.6204 | 0 | 345.7477 | 9.1849e-06 | 241.89 | 0.0001855 | 345.7273 | 0.00021766 | 241.89 | 0.0016439 | 241.89 | -0.0012895 | 345.7477 | 1.0388e-05 | 345.7477 | 7.8074e-06 | 247.6204 | 0 | 247.6204 | 0 | 534.7299 | 0.00049221 | 247.6204 | 0 | 533.5038 | 2.6669e-05 | 534.7299 | 0.00372 | 345.7477 | 5.7422e-06
| 345.8409 | 5.091e-05 | 247.8261 | -0.00051748 | 345.8409 | 0.0006936 | 247.8261 | 0 | 248.139 | 0 | 247.8261 | 0 | 345.8578 | 9.2297e-06 | 242.1 | -0.0012648 | 345.8409 | 0.00102 | 242.1 | -0.0023273 | 242.1 | -0.00067186 | 345.8578 | 1.1617e-05 | 345.8578 | 7.8074e-06 | 247.8261 | 0 | 247.8261 | 0 | 534.8855 | 0.00179 | 247.8261 | 0 | 533.6604 | 3.0002e-05 | 534.8855 | 0.00398 | 345.8578 | 9.869e-06
| 345.9545 | 0.00023396 | 248.0319 | -0.00012075 | 345.9545 | 0 | 248.0319 | 0 | 248.3457 | 0 | 248.0319 | 0 | 345.9679 | 7.9079e-06 | 242.3 | -0.00035414 | 345.9545 | 0.00184 | 242.3 | -0.00022869 | 242.3 | 0.0012462 | 345.9679 | 1.1781e-05 | 345.9679 | 7.3791e-06 | 248.0319 | 0 | 248.0319 | 0 | 535.0411 | 0.00229 | 248.0319 | 0 | 533.8171 | 6.6672e-06 | 535.0411 | 0.00379 | 345.9679 | 9.3031e-06
| 346.0681 | 0.00024855 | 248.2377 | -0.00055478 | 346.0681 | 0.0006936 | 248.2377 | 0 | 248.5524 | 0 | 248.2377 | 0 | 346.078 | 7.3031e-06 | 242.51 | 0.0012648 | 346.0681 | 0.00098869 | 242.51 | -0.00013183 | 242.51 | -0.0018422 | 346.078 | 1.0821e-05 | 346.078 | 9.191e-06 | 248.2377 | 0 | 248.2377 | 0 | 535.1967 | 0.00080887 | 248.2377 | 0 | 533.9737 | 3.0002e-05 | 535.1967 | 0.00398 | 346.078 | 1.3548e-05
| 346.1816 | 0 | 248.4435 | -0.00017846 | 346.1816 | 0.00029547 | 248.4435 | 0 | 248.759 | 0 | 248.4435 | 0 | 346.1881 | 6.6198e-06 | 242.72 | -1.6864e-05 | 346.1816 | 0.00058673 | 242.72 | -0.00016412 | 242.72 | -0.001257 | 346.1881 | 1.0141e-05 | 346.1881 | 8.5541e-06 | 248.4435 | 0 | 248.4435 | 0 | 535.3524 | 0.00216 | 248.4435 | 0 | 534.1304 | 6.6672e-06 | 535.3524 | 0.00374 | 346.1881 | 1.2746e-05
| 346.2952 | 0 | 248.6493 | -0.00028239 | 346.2952 | 6.9356e-05 | 248.6493 | 0 | 248.9657 | 0 | 248.6493 | 0 | 346.2983 | 8.244e-06 | 242.92 | -0.0020742 | 346.2952 | 0.00366 | 242.92 | -0.00097128 | 242.92 | -0.0021673 | 346.2983 | 9.6263e-06 | 346.2983 | 9.6192e-06 | 248.6493 | 0 | 248.6493 | 0 | 535.508 | 0.00215 | 248.6493 | 0 | 534.287 | 0 | 535.508 | 0.00395 | 346.2983 | 1.6189e-05
| 346.4088 | 0 | 248.8551 | 0.00026732 | 346.4088 | 0 | 248.8551 | 0 | 249.1725 | 0 | 248.8551 | 0 | 346.4084 | 8.4232e-06 | 243.13 | 0.0009275 | 346.4088 | 0.00147 | 243.13 | 0.0004816 | 243.13 | 0.00062851 | 346.4084 | 9.111e-06 | 346.4084 | 7.2693e-06 | 248.8551 | 0 | 248.8551 | 0 | 535.6637 | 0.0032 | 248.8551 | 0 | 534.4437 | 6.6672e-06 | 535.6637 | 0.00376 | 346.4084 | 1.5045e-05
| 346.5224 | 0 | 249.061 | -0.00022586 | 346.5224 | 0.0003468 | 249.061 | 0 | 249.3792 | 0 | 249.061 | 0 | 346.5185 | 9.5769e-06 | 243.34 | -0.0017032 | 346.5224 | 0.00207 | 243.34 | -0.0040062 | 243.34 | -0.001322 | 346.5185 | 8.666e-06 | 346.5185 | 8.4443e-06 | 249.061 | 0 | 249.061 | 0 | 535.8194 | 0.00215 | 249.061 | 0 | 534.6004 | 1.0001e-05 | 535.8194 | 0.00397 | 346.5185 | 1.205e-05
| 346.636 | 1.7997e-05 | 249.2669 | -7.6511e-05 | 346.636 | 0 | 249.2669 | 0 | 249.5859 | 0 | 249.2669 | 0 | 346.6287 | 8.468e-06 | 243.54 | 0.00028669 | 346.636 | 0.00041639 | 243.54 | -0.001165 | 243.54 | 0.0012137 | 346.6287 | 8.1039e-06 | 346.6287 | 7.8074e-06 | 249.2669 | 0 | 249.2669 | 0 | 535.9751 | 0.00248 | 249.2669 | 0 | 534.7571 | 6.6672e-06 | 535.9751 | 0.00379 | 346.6287 | 7.8056e-06
| 346.7496 | 0 | 249.4728 | -0.001371 | 346.7496 | 0 | 249.4728 | 0 | 249.7927 | 0 | 249.4728 | 0 | 346.7388 | 8.9384e-06 | 243.75 | 0.00045532 | 346.7496 | 0.0021 | 243.75 | -0.0018752 | 243.75 | 0.00066102 | 346.7388 | 8.3498e-06 | 346.7388 | 7.3791e-06 | 249.4728 | 0 | 249.4728 | 0 | 536.1307 | 0.00223 | 249.4728 | 0 | 534.9137 | 1.0001e-05 | 536.1307 | 0.00395 | 346.7388 | 6.7798e-06
| 346.8631 | 0.00062987 | 249.6787 | -0.00037885 | 346.8631 | 0 | 249.6787 | 0 | 249.9995 | 0 | 249.6787 | 0 | 346.849 | 7.9527e-06 | 243.96 | -0.0009275 | 346.8631 | 0.00027444 | 243.96 | 0.00041703 | 243.96 | -0.0012245 | 346.849 | 9.2164e-06 | 346.849 | 7.0607e-06 | 249.6787 | 0 | 249.6787 | 0 | 536.2864 | 0.00207 | 249.6787 | 0 | 535.0704 | 6.6672e-06 | 536.2864 | 0.0037 | 346.849 | 7.6877e-06
| 346.9767 | 0 | 249.8846 | -0.0003203 | 346.9767 | 0.0013 | 249.8846 | 0 | 250.2063 | 0 | 249.8846 | 0 | 346.9592 | 8.2104e-06 | 244.16 | -0.0021416 | 346.9767 | 0 | 244.16 | -0.0013909 | 244.16 | -0.0024923 | 346.9592 | 9.4857e-06 | 346.9592 | 4.9194e-06 | 249.8846 | 0 | 249.8846 | 0 | 536.4421 | 0.00193 | 249.8846 | 0 | 535.2271 | 1.0001e-05 | 536.4421 | 0.00385 | 346.9592 | 1.0683e-05
| 347.0903 | 0 | 250.0905 | 7.8454e-05 | 347.0903 | 0 | 250.0905 | 0 | 250.4131 | 0 | 250.0905 | 0 | 347.0693 | 7.6391e-06 | 244.37 | 0.00042159 | 347.0903 | 0.00238 | 244.37 | 0.0007076 | 244.37 | -0.0016147 | 347.0693 | 9.9542e-06 | 347.0693 | 6.2042e-06 | 250.0905 | 0 | 250.0905 | 0 | 536.5978 | 0.00353 | 250.0905 | 0 | 535.3839 | 0 | 536.5978 | 0.0036 | 347.0693 | 9.9869e-06
| 347.2038 | 8.684e-05 | 250.2965 | -8.6455e-05 | 347.2038 | 0.00017341 | 250.2965 | 0 | 250.6199 | 0 | 250.2965 | 0 | 347.1795 | 7.9751e-06 | 244.58 | 0.0019731 | 347.2038 | 0.00156 | 244.58 | -0.0021013 | 244.58 | -0.00037928 | 347.1795 | 1.061e-05 | 347.1795 | 5.3477e-06 | 250.2965 | 0 | 250.2965 | 0 | 536.7536 | 0.00309 | 250.2965 | 0 | 535.5406 | 0 | 536.7536 | 0.00383 | 347.1795 | 8.1476e-06
| 347.3174 | 0 | 250.5025 | -6.1843e-05 | 347.3174 | 0 | 250.5025 | 0 | 250.8268 | 0 | 250.5025 | 0 | 347.2897 | 7.7399e-06 | 244.78 | 0.0029174 | 347.3174 | 0.00061512 | 244.78 | -0.001165 | 244.78 | 0.00053099 | 347.2897 | 1.0762e-05 | 347.2897 | 7.0607e-06 | 250.5025 | 0 | 250.5025 | 0 | 536.9093 | 0.00281 | 250.5025 | 0 | 535.6973 | 6.6672e-06 | 536.9093 | 0.00367 | 347.2897 | 5.6243e-06
| 347.431 | 0.00087741 | 250.7085 | -0.00064788 | 347.431 | 0.00015606 | 250.7085 | 0 | 251.0336 | 0 | 250.7085 | 0 | 347.3999 | 8.7816e-06 | 244.99 | -0.0010624 | 347.431 | 0.00107 | 244.99 | -0.0031345 | 244.99 | -0.00050931 | 347.3999 | 1.0469e-05 | 347.3999 | 6.2042e-06 | 250.7085 | 0 | 250.7085 | 0 | 537.065 | 0.00232 | 250.7085 | 0 | 535.854 | 1.0001e-05 | 537.065 | 0.00392 | 347.3999 | 8.0414e-06
| 347.5445 | 0 | 250.9145 | 0.00017157 | 347.5445 | 0 | 250.9145 | 0 | 251.2405 | 0 | 250.9145 | 0 | 347.5101 | 8.7032e-06 | 245.19 | 0.0011636 | 347.5445 | 0 | 245.19 | -0.00058385 | 245.19 | 0.00066102 | 347.5101 | 8.9353e-06 | 347.5101 | 7.0607e-06 | 250.9145 | 0 | 250.9145 | 0 | 537.2208 | 0.00302 | 250.9145 | 0 | 536.0108 | 6.6672e-06 | 537.2208 | 0.0037 | 347.5101 | 8.0414e-06
| 347.6581 | 0 | 251.1205 | 0.0004095 | 347.6581 | 8.6698e-05 | 251.1205 | 0 | 251.4474 | 0 | 251.1205 | 0 | 347.6203 | 9.5769e-06 | 245.4 | 0.00065769 | 347.6581 | 0.00127 | 245.4 | -0.0006807 | 245.4 | -0.0024598 | 347.6203 | 9.4389e-06 | 347.6203 | 8.4443e-06 | 251.1205 | 0 | 251.1205 | 0 | 537.3765 | 0.0019 | 251.1205 | 0 | 536.1675 | 3.0002e-05 | 537.3765 | 0.00382 | 347.6203 | 1.0683e-05
| 347.7716 | 0 | 251.3266 | -0.00064786 | 347.7716 | 0.00019118 | 251.3266 | 0 | 251.6543 | 0 | 251.3266 | 0 | 347.7305 | 8.8712e-06 | 245.61 | -0.0010624 | 347.7716 | 0.0009558 | 245.61 | -0.0015847 | 245.61 | -0.0029475 | 347.7305 | 9.5911e-06 | 347.7305 | 7.9172e-06 | 251.3266 | 0 | 251.3266 | 0 | 537.5323 | 0.00285 | 251.3266 | 0 | 536.3243 | 6.6672e-06 | 537.5323 | 0.00359 | 347.7305 | 7.4637e-06
| 347.8852 | 0 | 251.5326 | -0.00013885 | 347.8852 | 6.9356e-05 | 251.5326 | 0 | 251.8613 | 0 | 251.5326 | 0 | 347.8407 | 8.7144e-06 | 245.81 | -0.001602 | 347.8852 | 0.00081839 | 245.81 | -0.0013909 | 245.81 | -0.0031751 | 347.8407 | 1.1231e-05 | 347.8407 | 6.6324e-06 | 251.5326 | 0 | 251.5326 | 0 | 537.688 | 0.00207 | 251.5326 | 0 | 536.481 | 1.0001e-05 | 537.688 | 0.00374 | 347.8407 | 9.1852e-06
| 347.9987 | 0.00080984 | 251.7387 | 0.00081549 | 347.9987 | 0.00029547 | 251.7387 | 0 | 252.0682 | 0 | 251.7387 | 0 | 347.9509 | 8.3e-06 | 246.02 | -0.00048905 | 347.9987 | 0.00118 | 246.02 | -0.001617 | 246.02 | -0.00054182 | 347.9509 | 1.1008e-05 | 347.9509 | 8.1258e-06 | 251.7387 | 0 | 251.7387 | 0 | 537.8438 | 0.00403 | 251.7387 | 0 | 536.6378 | 0 | 537.8438 | 0.00358 | 347.9509 | 8.2655e-06
| 348.1123 | 0.00037433 | 251.9448 | -0.00057157 | 348.1123 | 0.00091902 | 251.9448 | 0 | 252.2752 | 0 | 251.9448 | 0 | 348.0611 | 1.0148e-05 | 246.23 | 0.00069142 | 348.1123 | 0.0019 | 246.23 | 0.00077218 | 246.23 | 7.5855e-05 | 348.0611 | 1.0411e-05 | 348.0611 | 1.0047e-05 | 251.9448 | 0 | 251.9448 | 0 | 537.9996 | 0.00174 | 251.9448 | 0 | 536.7946 | 3.0002e-05 | 537.9996 | 0.00373 | 348.0611 | 9.9869e-06
| 348.2258 | 0 | 252.1509 | 0.00074057 | 348.2258 | 0.00059094 | 252.1509 | 0 | 252.4821 | 0 | 252.1509 | 0 | 348.1713 | 1.0563e-05 | 246.43 | 0.00042159 | 348.2258 | 0.00115 | 246.43 | -0.00039012 | 246.43 | -0.00060684 | 348.1713 | 9.2632e-06 | 348.1713 | 1.0805e-05 | 252.1509 | 0 | 252.1509 | 0 | 538.1554 | 0.00339 | 252.1509 | 0 | 536.9514 | 0 | 538.1554 | 0.00356 | 348.1713 | 9.1852e-06
| 348.3394 | 0 | 252.3571 | 0.00018856 | 348.3394 | 0 | 252.3571 | 0 | 252.6891 | 0 | 252.3571 | 0 | 348.2816 | 1.0585e-05 | 246.64 | -0.00045532 | 348.3394 | 0.00056294 | 246.64 | -0.0030698 | 246.64 | -0.0014521 | 348.2816 | 8.9939e-06 | 348.2816 | 8.4443e-06 | 252.3571 | 0 | 252.3571 | 0 | 538.3112 | 0.00063303 | 252.3571 | 0 | 537.1081 | 3.0002e-05 | 538.3112 | 0.0038 | 348.2816 | 8.3834e-06
| 348.4529 | 0 | 252.5632 | 0.00055767 | 348.4529 | 0.00033023 | 252.5632 | 0 | 252.8961 | 0 | 252.5632 | 0 | 348.3918 | 8.8936e-06 | 246.85 | -0.001366 | 348.4529 | 0 | 246.85 | -9.9549e-05 | 246.85 | 0.0010186 | 348.3918 | 9.111e-06 | 348.3918 | 7.0607e-06 | 252.5633 | 0 | 252.5632 | 0 | 538.467 | 0.00339 | 252.5632 | 0 | 537.2649 | 6.6672e-06 | 538.467 | 0.00362 | 348.3918 | 8.0414e-06
| 348.5664 | 0 | 252.7694 | -0.00014498 | 348.5664 | 6.9356e-05 | 252.7694 | 0 | 253.1032 | 0 | 252.7694 | 0 | 348.502 | 8.5576e-06 | 247.05 | -0.0029174 | 348.5664 | 0.00079001 | 247.05 | -0.0036833 | 247.05 | -0.0040204 | 348.502 | 9.4038e-06 | 348.502 | 6.314e-06 | 252.7694 | 0 | 252.7694 | 0 | 538.6228 | 0.00123 | 252.7694 | 0 | 537.4217 | 3.0002e-05 | 538.6228 | 0.00375 | 348.502 | 9.1852e-06
| 348.68 | 0 | 252.9756 | 0.00061825 | 348.68 | 0 | 252.9756 | 0 | 253.3102 | 0 | 252.9756 | 0 | 348.6123 | 8.188e-06 | 247.26 | 0.0005565 | 348.68 | 0 | 247.26 | -0.0025533 | 247.26 | 0.0013112 | 348.6123 | 8.8885e-06 | 348.6123 | 5.7759e-06 | 252.9756 | 0 | 252.9756 | 0 | 538.7787 | 0.00422 | 252.9756 | 0 | 537.5785 | 2.6669e-05 | 538.7787 | 0.00351 | 348.6123 | 8.9611e-06
| 348.7935 | 0.00057197 | 253.1818 | 0.0001705 | 348.7935 | 0 | 253.1818 | 0 | 253.5173 | 0 | 253.1818 | 0 | 348.7226 | 8.58e-06 | 247.47 | -0.0010287 | 348.7935 | 0.00181 | 247.47 | -0.0016493 | 247.47 | -0.00018422 | 348.7226 | 8.666e-06 | 348.7226 | 5.2379e-06 | 253.1818 | 0 | 253.1818 | 0 | 538.9345 | 0.00167 | 253.1818 | 0 | 537.7354 | 1.0001e-05 | 538.9345 | 0.00371 | 348.7226 | 6.7798e-06
| 348.907 | 0 | 253.3881 | -0.00027724 | 348.907 | 0.00027809 | 253.3881 | 0 | 253.7243 | 0 | 253.3881 | 0 | 348.8328 | 9.0953e-06 | 247.67 | -0.00052277 | 348.907 | 0.00121 | 247.67 | -0.00026098 | 247.67 | -0.00070437 | 348.8328 | 8.9705e-06 | 348.8328 | 8.016e-06 | 253.388 | 0 | 253.3881 | 0 | 539.0904 | 0.00346 | 253.3881 | 0 | 537.8922 | 2.6669e-05 | 539.0904 | 0.00362 | 348.8328 | 6.32e-06
| 349.0205 | 0 | 253.5943 | -0.00055132 | 349.0205 | 0.00057222 | 253.5943 | 0 | 253.9314 | 0 | 253.5943 | 0 | 348.9431 | 8.2888e-06 | 247.88 | -0.00048905 | 349.0205 | 0 | 247.88 | -0.00035784 | 247.88 | 1.0836e-05 | 348.9431 | 9.7317e-06 | 348.9431 | 6.0944e-06 | 253.5943 | 0 | 253.5943 | 0 | 539.2462 | 0.00248 | 253.5943 | 0 | 538.049 | 3.0002e-05 | 539.2462 | 0.00374 | 348.9431 | 6.6619e-06
| 349.1341 | 0.00030594 | 253.8006 | 0.0006893 | 349.1341 | 0.00045189 | 253.8006 | 0 | 254.1385 | 0 | 253.8006 | 0 | 349.0534 | 7.3815e-06 | 248.09 | 0.00069142 | 349.1341 | 0.00101 | 248.09 | -2.6905e-06 | 248.09 | 0.00059601 | 349.0534 | 9.4272e-06 | 349.0534 | 6.9509e-06 | 253.8006 | 0 | 253.8006 | 0 | 539.4021 | 0.00404 | 253.8006 | 0 | 538.2059 | 0 | 539.4021 | 0.00359 | 349.0534 | 8.6074e-06
| 349.2476 | 0 | 254.0068 | -0.00041051 | 349.2476 | 0.00041617 | 254.0068 | 0 | 254.3457 | 0 | 254.0068 | 0 | 349.1637 | 6.9558e-06 | 248.3 | 0.00042159 | 349.2476 | 0.00033588 | 248.3 | -3.4977e-05 | 248.3 | -0.0017446 | 349.1637 | 9.6497e-06 | 349.1637 | 7.5878e-06 | 254.0068 | 0 | 254.0068 | 0 | 539.558 | 0.00218 | 254.0068 | 0 | 538.3627 | 1.0001e-05 | 539.558 | 0.00376 | 349.1637 | 1.0447e-05
| 349.3611 | 0.00014397 | 254.2131 | 0.00075891 | 349.3611 | 0 | 254.2131 | 0 | 254.5528 | 0 | 254.2131 | 0 | 349.2739 | 7.6727e-06 | 248.5 | 0.00045532 | 349.3611 | 0 | 248.5 | -0.00061613 | 248.5 | 0.0019939 | 349.2739 | 9.5443e-06 | 349.2739 | 9.729e-06 | 254.2131 | 0 | 254.2131 | 0 | 539.7138 | 0.0026 | 254.2131 | 0 | 538.5196 | 6.6672e-06 | 539.7138 | 0.00362 | 349.2739 | 1.3324e-05
| 349.4746 | 0.00106 | 254.4195 | -7.2625e-05 | 349.4746 | 0.00064159 | 254.4195 | 0 | 254.76 | 0 | 254.4195 | 0 | 349.3842 | 8.1432e-06 | 248.71 | -0.0012648 | 349.4746 | 0.00098869 | 248.71 | -0.00058385 | 248.71 | -0.0019397 | 349.3842 | 1.0282e-05 | 349.3842 | 1.0377e-05 | 254.4195 | 0 | 254.4195 | 0 | 539.8697 | 0.00144 | 254.4195 | 0 | 538.6764 | 1.0001e-05 | 539.8697 | 0.0038 | 349.3842 | 1.5505e-05
| 349.5881 | 0 | 254.6258 | -0.0010676 | 349.5881 | 0 | 254.6258 | 0 | 254.9671 | 0 | 254.6258 | 0 | 349.4945 | 8.188e-06 | 248.92 | 0.0028838 | 349.5881 | 0 | 248.92 | 0.00054618 | 248.92 | 0.00043346 | 349.4945 | 9.6497e-06 | 349.4945 | 6.0944e-06 | 254.6258 | 0 | 254.6258 | 0 | 540.0256 | 0.00276 | 254.6258 | 0 | 538.8333 | 6.6672e-06 | 540.0256 | 0.00359 | 349.4945 | 1.2286e-05
| 349.7016 | 0.00024855 | 254.8321 | -0.00058551 | 349.7016 | 0 | 254.8321 | 0 | 255.1743 | 0 | 254.8321 | 0 | 349.6048 | 8.7032e-06 | 249.12 | -0.0015346 | 349.7016 | 0.00050617 | 249.12 | -0.00048698 | 249.12 | -5.4182e-05 | 349.6048 | 9.9307e-06 | 349.6048 | 5.2379e-06 | 254.8321 | 0 | 254.8321 | 0 | 540.1815 | 0.00049235 | 254.8321 | 0 | 538.9902 | 1.0001e-05 | 540.1815 | 0.00379 | 349.6048 | 9.869e-06
| 349.8151 | 0.00017997 | 255.0385 | 0.00031878 | 349.8151 | 0 | 255.0385 | 0 | 255.3815 | 0 | 255.0385 | 0 | 349.7151 | 8.3224e-06 | 249.33 | -0.001231 | 349.8151 | 0.00272 | 249.33 | 9.4169e-05 | 249.33 | 0.00036844 | 349.7151 | 9.4038e-06 | 349.7151 | 4.2825e-06 | 255.0385 | 0 | 255.0385 | 0 | 540.3374 | 0.00406 | 255.0385 | 0 | 539.1471 | 6.6672e-06 | 540.3374 | 0.00356 | 349.7151 | 8.3834e-06
| 349.9286 | 0 | 255.2449 | -0.000224 | 349.9286 | 0 | 255.2449 | 0 | 255.5888 | 0 | 255.2449 | 0 | 349.8254 | 8.4456e-06 | 249.54 | -0.0010961 | 349.9286 | 0.00067647 | 249.54 | -0.00074527 | 249.54 | -0.0010945 | 349.8254 | 1.0083e-05 | 349.8254 | 7.6976e-06 | 255.2449 | 0 | 255.2449 | 0 | 540.4934 | 0.00236 | 255.2449 | 0 | 539.3039 | 1.0001e-05 | 540.4934 | 0.00373 | 349.8254 | 8.9611e-06
| 350.0421 | 0 | 255.4513 | 0.00012875 | 350.0421 | 0 | 255.4513 | 0 | 255.796 | 0 | 255.4513 | 0 | 349.9358 | 7.8295e-06 | 249.74 | 0.00079259 | 350.0421 | 0.00027444 | 249.74 | 0.00028789 | 249.74 | 0.00062851 | 349.9358 | 9.9307e-06 | 349.9358 | 8.016e-06 | 255.4513 | 0 | 255.4513 | 0 | 540.6493 | 0.00206 | 255.4513 | 0 | 539.4608 | 0 | 540.6493 | 0.0035 | 349.9358 | 1.0683e-05
| 350.1556 | 0.00062587 | 255.6577 | 0.00011164 | 350.1556 | 0.00019074 | 255.6577 | 0 | 256.0032 | 0 | 255.6577 | 0 | 350.0461 | 8.8936e-06 | 249.95 | 0.0005565 | 350.1556 | 0.00027911 | 249.95 | -0.0006807 | 249.95 | -0.0019397 | 350.0461 | 1.0657e-05 | 350.0461 | 8.8725e-06 | 255.6577 | 0 | 255.6577 | 0 | 540.8053 | 0.00178 | 255.6577 | 0 | 539.6178 | 3.0002e-05 | 540.8053 | 0.00373 | 350.0461 | 9.4092e-06
| 350.2691 | 0 | 255.8642 | 0.0013578 | 350.2691 | 0 | 255.8642 | 0 | 256.2105 | 0 | 255.8642 | 0 | 350.1564 | 8.7032e-06 | 250.16 | 0.0016358 | 350.2691 | 0.00255 | 250.16 | -0.0021013 | 250.16 | -0.0001192 | 350.1564 | 9.6263e-06 | 350.1564 | 8.9823e-06 | 255.8642 | 0 | 255.8642 | 0 | 540.9612 | 0.00232 | 255.8642 | 0 | 539.7747 | 0 | 540.9612 | 0.0036 | 350.1564 | 9.0673e-06
| 350.3826 | 0.00030245 | 256.0706 | -0.00066236 | 350.3826 | 0.00104 | 256.0706 | 0 | 256.4178 | 0 | 256.0706 | 0 | 350.2668 | 9.2073e-06 | 250.36 | -0.0015684 | 350.3826 | 0.00059133 | 250.36 | -0.0031345 | 250.36 | -0.0022973 | 350.2668 | 9.4857e-06 | 350.2668 | 7.9172e-06 | 256.0706 | 0 | 256.0706 | 0 | 541.1172 | 0.00271 | 256.0706 | 0 | 539.9316 | 3.0002e-05 | 541.1172 | 0.00379 | 350.2668 | 1.1602e-05
| 350.4961 | 0.00093582 | 256.2771 | -0.00023275 | 350.4961 | 0 | 256.2771 | 0 | 256.6251 | 0 | 256.2771 | 0 | 350.3771 | 8.636e-06 | 250.57 | 0.00082632 | 350.4961 | 0.00113 | 250.57 | -0.00064841 | 250.57 | 0.00088859 | 350.3771 | 8.5606e-06 | 350.3771 | 6.6324e-06 | 256.2771 | 0 | 256.2771 | 0 | 541.2731 | 0.00383 | 256.2771 | 0 | 540.0885 | 0 | 541.2731 | 0.00357 | 350.3771 | 1.2286e-05
| 350.6096 | 0.00042823 | 256.4836 | -6.0596e-05 | 350.6096 | 0 | 256.4836 | 0 | 256.8324 | 0 | 256.4836 | 0 | 350.4875 | 8.7032e-06 | 250.78 | -0.0012648 | 350.6096 | 0.00158 | 250.78 | -0.0028439 | 250.78 | -0.0016797 | 350.4875 | 9.5911e-06 | 350.4875 | 4.4912e-06 | 256.4836 | 0 | 256.4836 | 0 | 541.4291 | 0.00262 | 256.4836 | 0 | 540.2454 | 3.0002e-05 | 541.4291 | 0.00374 | 350.4875 | 1.435e-05
| 350.7231 | 0.00066587 | 256.6901 | 0.00066246 | 350.7231 | 0 | 256.6901 | 0 | 257.0398 | 0 | 256.6901 | 0 | 350.5978 | 7.9303e-06 | 250.99 | 0.0029849 | 350.7231 | 0.00058673 | 250.99 | -0.0016815 | 250.99 | -0.0013871 | 350.5978 | 1.0388e-05 | 350.5978 | 5.8857e-06 | 256.6901 | 0 | 256.6901 | 0 | 541.5851 | 0.00329 | 256.6901 | 0 | 540.4024 | 2.6669e-05 | 541.5851 | 0.00356 | 350.5978 | 9.4092e-06
| 350.8366 | 0.00108 | 256.8966 | -0.00043767 | 350.8366 | 0.00057222 | 256.8966 | 0 | 257.2471 | 0 | 256.8966 | 0 | 350.7082 | 8.3e-06 | 251.19 | -0.0011636 | 350.8366 | 0 | 251.19 | -0.00032556 | 251.19 | -0.0018422 | 350.7082 | 1.2296e-05 | 350.7082 | 4.8096e-06 | 256.8966 | 0 | 256.8966 | 0 | 541.7411 | 0.00345 | 256.8966 | 0 | 540.5593 | 1.0001e-05 | 541.7411 | 0.00376 | 350.7082 | 7.6877e-06
| 350.9501 | 0 | 257.1032 | 2.0965e-05 | 350.9501 | 0 | 257.1032 | 0 | 257.4545 | 0 | 257.1032 | 0 | 350.8186 | 8.58e-06 | 251.4 | -5.0592e-05 | 350.9501 | 0.00027444 | 251.4 | -6.7263e-05 | 251.4 | 0.0019614 | 350.8186 | 1.1722e-05 | 350.8186 | 5.8857e-06 | 257.1032 | 0 | 257.1032 | 0 | 541.8971 | 0.00262 | 257.1032 | 0 | 540.7163 | 0 | 541.8971 | 0.00356 | 350.8186 | 7.8056e-06
| 351.0635 | 0.00033839 | 257.3098 | -0.0009633 | 351.0635 | 0.00032946 | 257.3098 | 0 | 257.6619 | 0 | 257.3098 | 0 | 350.9289 | 8.58e-06 | 251.61 | -0.001366 | 351.0635 | 0.00164 | 251.61 | -0.00048698 | 251.61 | -0.00034676 | 350.9289 | 1.1371e-05 | 350.9289 | 6.4128e-06 | 257.3098 | 0 | 257.3098 | 0 | 542.0531 | 0.00181 | 257.3098 | 0 | 540.8732 | 0 | 542.0531 | 0.00381 | 350.9289 | 8.9611e-06
| 351.177 | 0.00070186 | 257.5163 | 3.6071e-05 | 351.177 | 0.00013905 | 257.5163 | 0 | 257.8693 | 0 | 257.5163 | 0 | 351.0393 | 8.0536e-06 | 251.81 | 0.0014334 | 351.177 | 0.00047317 | 251.81 | 0.0014179 | 251.81 | 0.0017988 | 351.0393 | 9.4389e-06 | 351.0393 | 6.9509e-06 | 257.5163 | 0 | 257.5163 | 0 | 542.2091 | 0.00411 | 257.5163 | 0 | 541.0302 | 2.6669e-05 | 542.2091 | 0.0036 | 351.0393 | 1.1249e-05
| 351.2905 | 0.0004462 | 257.7229 | 0.00010543 | 351.2905 | 0.00086701 | 257.7229 | 0 | 258.0767 | 0 | 257.7229 | 0 | 351.1497 | 7.9864e-06 | 252.02 | -0.00086005 | 351.2905 | 0.00064808 | 252.02 | -0.00016412 | 252.02 | -0.0011595 | 351.1497 | 1.0083e-05 | 351.1497 | 6.4128e-06 | 257.7229 | 0 | 257.7229 | 0 | 542.3651 | 0.00278 | 257.7229 | 0 | 541.1872 | 0 | 542.3651 | 0.00372 | 351.1497 | 1.2628e-05
| 351.404 | 0.00098981 | 257.9296 | -0.00074859 | 351.404 | 0.00143 | 257.9296 | 0 | 258.2841 | 0 | 257.9296 | 0 | 351.2601 | 8.524e-06 | 252.23 | -0.00069142 | 351.404 | 0.00226 | 252.23 | 0.0019345 | 252.23 | 0.0019939 | 351.2601 | 9.7551e-06 | 351.2601 | 5.7759e-06 | 257.9296 | 0 | 257.9296 | 0 | 542.5212 | 0.00216 | 257.9296 | 0 | 541.3442 | 6.6672e-06 | 542.5212 | 0.00344 | 351.2601 | 1.343e-05
| 351.5174 | 0.00089539 | 258.1362 | 0.00045789 | 351.5174 | 0.00041617 | 258.1362 | 0 | 258.4916 | 0 | 258.1362 | 0 | 351.3705 | 9.2297e-06 | 252.44 | 0.00021923 | 351.5174 | 0.00064808 | 252.44 | -0.0013909 | 252.44 | 0.0012137 | 351.3705 | 1.1125e-05 | 351.3705 | 6.4128e-06 | 258.1362 | 0 | 258.1362 | 0 | 542.6772 | 0.0016 | 258.1362 | 0 | 541.5012 | 1.0001e-05 | 542.6772 | 0.00355 | 351.3705 | 1.389e-05
| 351.6309 | 0.00057588 | 258.3428 | -0.00032765 | 351.6309 | 0 | 258.3428 | 0 | 258.699 | 0 | 258.3428 | 0 | 351.4809 | 9.2073e-06 | 252.64 | 0.0005565 | 351.6309 | 0.0009558 | 252.64 | -0.0010358 | 252.64 | 0.00017338 | 351.4809 | 9.6497e-06 | 351.4809 | 5.1281e-06 | 258.3428 | 0 | 258.3428 | 0 | 542.8333 | 0.00213 | 258.3428 | 0 | 541.6581 | 4.667e-05 | 542.8333 | 0.00341 | 351.4809 | 1.0907e-05
| 351.7444 | 0.00084148 | 258.5495 | -2.5482e-05 | 351.7444 | 0 | 258.5495 | 0 | 258.9065 | 0 | 258.5495 | 0 | 351.5913 | 8.7144e-06 | 252.85 | -0.0012648 | 351.7444 | 0.00047779 | 252.85 | -0.0028439 | 252.85 | 0.00027091 | 351.5913 | 1.0013e-05 | 351.5913 | 5.4575e-06 | 258.5495 | 0 | 258.5495 | 0 | 542.9893 | 0.00164 | 258.5495 | 0 | 541.8152 | 0 | 542.9893 | 0.00365 | 351.5913 | 8.9611e-06
| 351.8578 | 0.00055789 | 258.7562 | 0.00016484 | 351.8578 | 0.00019118 | 258.7562 | 0 | 259.114 | 0 | 258.7562 | 0 | 351.7017 | 7.0343e-06 | 253.06 | 0.00015177 | 351.8578 | 0.00115 | 253.06 | -0.00084214 | 253.06 | -0.00018422 | 351.7017 | 9.9776e-06 | 351.7017 | 4.9194e-06 | 258.7562 | 0 | 258.7562 | 0 | 543.1454 | 0.00294 | 258.7562 | 0 | 541.9722 | 0 | 543.1454 | 0.00356 | 351.7017 | 8.2655e-06
| 351.9713 | 0.00062587 | 258.9629 | -0.00041441 | 351.9713 | 0.00038148 | 258.9629 | 0 | 259.3215 | 0 | 258.9629 | 0 | 351.8121 | 6.9334e-06 | 253.26 | 0.0026476 | 351.9713 | 0.00122 | 253.26 | -3.4977e-05 | 253.26 | -0.0016147 | 351.8121 | 9.919e-06 | 351.8121 | 6.4128e-06 | 258.9629 | 0 | 258.9629 | 0 | 543.3015 | 0.00294 | 258.9629 | 0 | 542.1292 | 0 | 543.3015 | 0.00378 | 351.8121 | 1.1143e-05
| 352.0847 | 0.00052189 | 259.1696 | 0.00012346 | 352.0847 | 0 | 259.1696 | 0 | 259.5291 | 0 | 259.1696 | 0 | 351.9225 | 7.5943e-06 | 253.47 | 0.00075887 | 352.0847 | 0 | 253.47 | 0.0014824 | 253.47 | 0.00043346 | 351.9225 | 9.6848e-06 | 351.9225 | 7.8074e-06 | 259.1696 | 0 | 259.1696 | 0 | 543.4575 | 0.00459 | 259.1696 | 0 | 542.2862 | 2.6669e-05 | 543.4575 | 0.00356 | 351.9225 | 1.297e-05
| 352.1982 | 0.00094928 | 259.3764 | 0.00040384 | 352.1982 | 0 | 259.3764 | 0 | 259.7366 | 0 | 259.3764 | 0 | 352.033 | 8.7368e-06 | 253.68 | -0.00038786 | 352.1982 | 0.00056294 | 253.68 | -0.0016815 | 253.68 | -0.0016472 | 352.033 | 9.3218e-06 | 352.033 | 8.9823e-06 | 259.3764 | 0 | 259.3764 | 0 | 543.6136 | 0.00227 | 259.3764 | 0 | 542.4432 | 1.0001e-05 | 543.6136 | 0.00368 | 352.033 | 1.5505e-05
| 352.3116 | 0.00119 | 259.5831 | 5.3957e-05 | 352.3116 | 0.00036499 | 259.5831 | 0 | 259.9442 | 0 | 259.5831 | 0 | 352.1434 | 9.7561e-06 | 253.89 | 0.0017032 | 352.3116 | 0.00016089 | 253.89 | 0.0013211 | 253.89 | -0.00057433 | 352.1434 | 1.0177e-05 | 352.1434 | 8.2356e-06 | 259.5831 | 0 | 259.5831 | 0 | 543.7697 | 0.00248 | 259.5831 | 0 | 542.6003 | 0 | 543.7697 | 0.00348 | 352.1434 | 1.343e-05
| 352.4251 | 0.00111 | 259.7899 | -0.00032607 | 352.4251 | 0.00024276 | 259.7899 | 0 | 260.1517 | 0 | 259.7899 | 0 | 352.2539 | 9.5657e-06 | 254.09 | -0.00082632 | 352.4251 | 5.2034e-05 | 254.09 | -0.0029407 | 254.09 | -0.0021348 | 352.2539 | 8.9939e-06 | 352.2539 | 7.3791e-06 | 259.7899 | 0 | 259.7899 | 0 | 543.9258 | 0.0029 | 259.7899 | 0 | 542.7573 | 1.0001e-05 | 543.9258 | 0.00367 | 352.2539 | 1.3206e-05
| 352.5385 | 0.0025 | 259.9967 | -0.00029531 | 352.5385 | 0.00090379 | 259.9967 | 0 | 260.3594 | 0 | 259.9967 | 0 | 352.3643 | 9.3865e-06 | 254.3 | 0.0019057 | 352.5385 | 0.00061512 | 254.3 | -0.00077756 | 254.3 | -0.00060684 | 352.3643 | 8.1273e-06 | 352.3643 | 8.2356e-06 | 259.9967 | 0 | 259.9967 | 0 | 544.082 | 0.00278 | 259.9967 | 0 | 542.9144 | 0 | 544.082 | 0.00353 | 352.3643 | 9.4092e-06
| 352.652 | 0.00197 | 260.2035 | -0.00037873 | 352.652 | 0.00052021 | 260.2035 | 0 | 260.567 | 0 | 260.2035 | 0 | 352.4748 | 9.4873e-06 | 254.51 | -0.0019393 | 352.652 | 0.00027911 | 254.51 | 0.00093361 | 254.51 | -2.1673e-05 | 352.4748 | 8.3498e-06 | 352.4748 | 7.0607e-06 | 260.2035 | 0 | 260.2035 | 0 | 544.2381 | 0.00269 | 260.2035 | 0 | 543.0714 | 0 | 544.2381 | 0.00365 | 352.4748 | 6.8859e-06
| 352.7654 | 0.00203 | 260.4103 | 0.00045481 | 352.7654 | 0 | 260.4103 | 0 | 260.7746 | 0 | 260.4103 | 0 | 352.5852 | 9.4089e-06 | 254.72 | 0.00065769 | 352.7654 | 0.00101 | 254.72 | 0.0009659 | 254.72 | 0.0016688 | 352.5852 | 8.7831e-06 | 352.5852 | 6.9509e-06 | 260.4103 | 0 | 260.4103 | 0 | 544.3942 | 0.00431 | 260.4103 | 0 | 543.2285 | 2.6669e-05 | 544.3942 | 0.00347 | 352.5852 | 7.6877e-06
| 352.8789 | 0.00314 | 260.6172 | -0.00051918 | 352.8789 | 8.6698e-05 | 260.6172 | 0 | 260.9822 | 0 | 260.6172 | 0 | 352.6957 | 9.4089e-06 | 254.92 | -0.00065769 | 352.8789 | 0.00133 | 254.92 | -0.0020045 | 254.92 | -0.0010295 | 352.6957 | 1.0762e-05 | 352.6957 | 5.6661e-06 | 260.6172 | 0 | 260.6172 | 0 | 544.5504 | 0.00266 | 260.6172 | 0 | 543.3856 | 1.0001e-05 | 544.5504 | 0.00362 | 352.6957 | 9.9869e-06
| 352.9923 | 0.00347 | 260.8241 | 0.0007921 | 352.9923 | 0.00060832 | 260.8241 | 0 | 261.1899 | 0 | 260.8241 | 0 | 352.8062 | 8.636e-06 | 255.13 | -0.00059023 | 352.9923 | 0.00030283 | 255.13 | -0.00074527 | 255.13 | 0.0010186 | 352.8062 | 9.5092e-06 | 352.8062 | 8.4443e-06 | 260.8241 | 0 | 260.8241 | 0 | 544.7065 | 0.00311 | 260.8241 | 0 | 543.5427 | 6.6672e-06 | 544.7065 | 0.00349 | 352.8062 | 1.2864e-05
| 353.1057 | 0.00379 | 261.0309 | -0.00068594 | 353.1057 | 0.00091902 | 261.0309 | 0 | 261.3976 | 0 | 261.0309 | 0 | 352.9166 | 8.7592e-06 | 255.34 | 0.00059023 | 353.1057 | 0.00255 | 255.34 | -0.00026098 | 255.34 | -0.0017121 | 352.9166 | 1.0141e-05 | 352.9166 | 1.0805e-05 | 261.0309 | 0 | 261.0309 | 0 | 544.8627 | 0.00299 | 261.0309 | 0 | 543.6997 | 1.0001e-05 | 544.8627 | 0.00366 | 352.9166 | 1.0907e-05
| 353.2192 | 0.00423 | 261.2378 | 0.0014219 | 353.2192 | 0 | 261.2378 | 0 | 261.6053 | 0 | 261.2378 | 0 | 353.0271 | 8.2664e-06 | 255.54 | 0.00062396 | 353.2192 | 0.00044478 | 255.54 | -0.0011973 | 255.54 | -0.00063934 | 353.0271 | 8.7831e-06 | 353.0271 | 9.8388e-06 | 261.2378 | 0 | 261.2378 | 0 | 545.0189 | 0.00304 | 261.2378 | 0 | 543.8568 | 6.6672e-06 | 545.0189 | 0.00342 | 353.0271 | 1.0329e-05
| 353.3326 | 0.00343 | 261.4448 | -1.7922e-05 | 353.3326 | 0.00012138 | 261.4448 | 0 | 261.813 | 0 | 261.4448 | 0 | 353.1376 | 7.8967e-06 | 255.75 | -0.0017032 | 353.3326 | 0.00167 | 255.75 | 0.00083675 | 255.75 | 0.0018639 | 353.1376 | 1.0411e-05 | 353.1376 | 7.9172e-06 | 261.4448 | 0 | 261.4448 | 0 | 545.175 | 0.00322 | 261.4448 | 0 | 544.014 | 0 | 545.175 | 0.00362 | 353.1376 | 1.0447e-05
| 353.446 | 0.00452 | 261.6517 | 0.0001308 | 353.446 | 0 | 261.6517 | 0 | 262.0207 | 0 | 261.6517 | 0 | 353.2481 | 7.3255e-06 | 255.96 | 0.0010961 | 353.446 | 0.00115 | 255.96 | 0.00015874 | 255.96 | 0.0002384 | 353.2481 | 9.5209e-06 | 353.2481 | 7.2693e-06 | 261.6517 | 0 | 261.6517 | 0 | 545.3312 | 0.00334 | 261.6517 | 0 | 544.1711 | 0 | 545.3312 | 0.00337 | 353.2481 | 1.1367e-05
| 353.5594 | 0.00512 | 261.8586 | 0.00037022 | 353.5594 | 0.00057222 | 261.8586 | 0 | 262.2284 | 0 | 261.8586 | 0 | 353.3586 | 7.2023e-06 | 256.17 | 0.00069142 | 353.5594 | 0.00116 | 256.17 | -0.0016815 | 256.17 | -0.00054182 | 353.3586 | 1.0341e-05 | 353.3586 | 6.8411e-06 | 261.8586 | 0 | 261.8586 | 0 | 545.4874 | 0.00181 | 261.8586 | 0 | 544.3282 | 1.0001e-05 | 545.4874 | 0.00363 | 353.3586 | 1.0565e-05
| 353.6729 | 0.0063 | 262.0656 | 0.00050512 | 353.6729 | 0 | 262.0656 | 0 | 262.4362 | 0 | 262.0656 | 0 | 353.4691 | 8.0312e-06 | 256.37 | 0.00065769 | 353.6729 | 0.00030283 | 256.37 | -0.00042241 | 256.37 | 0.0015712 | 353.4691 | 9.8136e-06 | 353.4691 | 9.9487e-06 | 262.0656 | 0 | 262.0656 | 0 | 545.6436 | 0.00427 | 262.0656 | 0 | 544.4853 | 0 | 545.6436 | 0.00341 | 353.4691 | 9.5271e-06
| 353.7863 | 0.00749 | 262.2726 | 2.753e-05 | 353.7863 | 0.00067626 | 262.2726 | 0 | 262.644 | 0 | 262.2726 | 0 | 353.5796 | 9.4985e-06 | 256.58 | -0.0013322 | 353.7863 | 0.00081839 | 256.58 | -0.00055155 | 256.58 | 1.0836e-05 | 353.5796 | 1.1067e-05 | 353.5796 | 1.0047e-05 | 262.2726 | 0 | 262.2726 | 0 | 545.7998 | 0.0026 | 262.2726 | 0 | 544.6424 | 1.0001e-05 | 545.7998 | 0.00365 | 353.5796 | 1.0223e-05
| 353.8997 | 0.00682 | 262.4796 | -0.00015682 | 353.8997 | 0.00033023 | 262.4796 | 0 | 262.8518 | 0 | 262.4796 | 0 | 353.6901 | 1.0798e-05 | 256.79 | -0.00089378 | 353.8997 | 0.00238 | 256.79 | 0.0002556 | 256.79 | 0.0010186 | 353.6901 | 1.0903e-05 | 353.6901 | 1.0904e-05 | 262.4796 | 0 | 262.4796 | 0 | 545.9561 | 0.00146 | 262.4796 | 0 | 544.7996 | 6.6672e-06 | 545.9561 | 0.00338 | 353.6901 | 1.0447e-05
| 354.0131 | 0.0102 | 262.6866 | -0.00061927 | 354.0131 | 0.00095371 | 262.6866 | 0 | 263.0596 | 0 | 262.6866 | 0 | 353.8007 | 9.6777e-06 | 257 | -0.0013322 | 354.0131 | 0.00119 | 257 | 0.00035245 | 257 | 0.0010186 | 353.8007 | 1.0165e-05 | 353.8007 | 9.4106e-06 | 262.6866 | 0 | 262.6866 | 0 | 546.1123 | 0.00188 | 262.6866 | 0 | 544.9567 | 0 | 546.1123 | 0.00351 | 353.8007 | 1.1944e-05
| 354.1265 | 0.01208 | 262.8937 | 0.00056746 | 354.1265 | 0 | 262.8937 | 0 | 263.2674 | 0 | 262.8937 | 0 | 353.9112 | 7.8743e-06 | 257.2 | -0.0012648 | 354.1265 | 0 | 257.2 | 0.0010628 | 257.2 | 0.0009536 | 353.9112 | 9.1344e-06 | 353.9112 | 8.7737e-06 | 262.8937 | 0 | 262.8937 | 0 | 546.2685 | 0.00209 | 262.8937 | 0 | 545.1139 | 6.6672e-06 | 546.2685 | 0.00331 | 353.9112 | 1.0683e-05
| 354.2399 | 0.01383 | 263.1007 | 0.00046175 | 354.2399 | 0 | 263.1007 | 0 | 263.4752 | 0 | 263.1007 | 0 | 354.0217 | 7.2471e-06 | 257.41 | -0.00285 | 354.2399 | 0 | 257.41 | -0.00080984 | 257.41 | -0.0012245 | 354.0217 | 8.6777e-06 | 354.0217 | 7.3791e-06 | 263.1007 | 0 | 263.1007 | 0 | 546.4248 | 0.0025 | 263.1007 | 0 | 545.271 | 3.0002e-05 | 546.4248 | 0.00351 | 354.0217 | 1.0223e-05
| 354.3533 | 0.01416 | 263.3078 | 0.00014685 | 354.3533 | 0 | 263.3078 | 0 | 263.6831 | 0 | 263.3078 | 0 | 354.1323 | 7.8295e-06 | 257.62 | -0.0005565 | 354.3533 | 0 | 257.62 | -0.001165 | 257.62 | 0.0013438 | 354.1323 | 9.3218e-06 | 354.1323 | 5.8857e-06 | 263.3078 | 0 | 263.3078 | 0 | 546.581 | 0.00318 | 263.3078 | 0 | 545.4282 | 0 | 546.581 | 0.00343 | 354.1323 | 1.0329e-05
| 354.4667 | 0.01588 | 263.5149 | 1.8055e-05 | 354.4667 | 0.00055488 | 263.5149 | 0 | 263.8909 | 0 | 263.5149 | 0 | 354.2428 | 8.8376e-06 | 257.83 | -0.0020068 | 354.4667 | 0.00025072 | 257.83 | -0.0017461 | 257.83 | -0.00057433 | 354.2428 | 1.0141e-05 | 354.2428 | 2.1413e-06 | 263.5149 | 0 | 263.5149 | 0 | 546.7373 | 0.00304 | 263.5149 | 0 | 545.5854 | 3.0002e-05 | 546.7373 | 0.00367 | 354.2428 | 1.0565e-05
| 354.5802 | 0.01845 | 263.722 | 0.0015811 | 354.5802 | 5.2137e-05 | 263.722 | 0 | 264.0988 | 0 | 263.722 | 0 | 354.3534 | 8.3448e-06 | 258.04 | -0.0009275 | 354.5802 | 0.00052996 | 258.04 | -0.0012296 | 258.04 | -0.00086692 | 354.3534 | 1.0692e-05 | 354.3534 | 3.2064e-06 | 263.722 | 0 | 263.722 | 0 | 546.8936 | 0.00343 | 263.722 | 0 | 545.7426 | 0 | 546.8936 | 0.00351 | 354.3534 | 8.9611e-06
| 354.6936 | 0.02362 | 263.9291 | 0.00041126 | 354.6936 | 0.00027745 | 263.9291 | 0 | 264.3067 | 0 | 263.9291 | 0 | 354.4639 | 7.4823e-06 | 258.24 | -0.0028838 | 354.6936 | 0 | 258.24 | -0.0022627 | 258.24 | 0.00030341 | 354.4639 | 1.1289e-05 | 354.4639 | 5.1281e-06 | 263.9291 | 0 | 263.9291 | 0 | 547.0498 | 0.00207 | 263.9291 | 0 | 545.8997 | 3.0002e-05 | 547.0498 | 0.00362 | 354.4639 | 7.9235e-06
| 354.8069 | 0.02478 | 264.1363 | 0.00094309 | 354.8069 | 0 | 264.1363 | 0 | 264.5147 | 0 | 264.1363 | 0 | 354.5745 | 7.6391e-06 | 258.45 | 0.0018381 | 354.8069 | 0.00175 | 258.45 | -0.001165 | 258.45 | -0.00057433 | 354.5745 | 1.006e-05 | 354.5745 | 8.1258e-06 | 264.1363 | 0 | 264.1363 | 0 | 547.2061 | 0.00378 | 264.1363 | 0 | 546.0569 | 4.667e-05 | 547.2061 | 0.00338 | 354.5745 | 8.1476e-06
| 354.9203 | 0.03006 | 264.3434 | -0.00066763 | 354.9203 | 0.0004335 | 264.3434 | 0 | 264.7226 | 0 | 264.3434 | 0 | 354.6851 | 8.3224e-06 | 258.66 | -0.0017032 | 354.9203 | 0.0017 | 258.66 | -0.0014233 | 258.66 | 0.00043346 | 354.6851 | 1.0633e-05 | 354.6851 | 8.4443e-06 | 264.3435 | 0 | 264.3434 | 0 | 547.3624 | 0.0029 | 264.3434 | 0 | 546.2141 | 3.0002e-05 | 547.3624 | 0.00354 | 354.6851 | 8.6074e-06
| 355.0337 | 0.03155 | 264.5506 | 0.00058911 | 355.0337 | 0 | 264.5506 | 0 | 264.9305 | 0 | 264.5506 | 0 | 354.7956 | 8.8936e-06 | 258.87 | -5.0592e-05 | 355.0337 | 0.00050157 | 258.87 | -0.00080984 | 258.87 | 0.0018314 | 354.7956 | 9.4038e-06 | 354.7956 | 7.0607e-06 | 264.5506 | 0 | 264.5506 | 0 | 547.5187 | 0.00385 | 264.5506 | 0 | 546.3713 | 0 | 547.5187 | 0.00335 | 354.7956 | 9.5271e-06
| 355.1471 | 0.03529 | 264.7578 | -0.0011645 | 355.1471 | 0.00139 | 264.7578 | 0 | 265.1385 | 0 | 264.7578 | 0 | 354.9062 | 8.4792e-06 | 259.07 | -0.00025296 | 355.1471 | 0.0015 | 259.07 | -0.00064841 | 259.07 | -0.00070437 | 354.9062 | 1.1102e-05 | 354.9062 | 5.2379e-06 | 264.7578 | 0 | 264.7578 | 0 | 547.675 | 0.00327 | 264.7578 | 0 | 546.5286 | 0 | 547.675 | 0.00357 | 354.9062 | 1.0223e-05
| 355.2605 | 0.04145 | 264.965 | 0.00024028 | 355.2605 | 0.00010428 | 264.965 | 0 | 265.3465 | 0 | 264.965 | 0 | 355.0168 | 8.5464e-06 | 259.28 | 0.0029174 | 355.2605 | 0.00132 | 259.28 | -0.00055155 | 259.28 | -0.0019722 | 355.0168 | 9.7551e-06 | 355.0168 | 7.5878e-06 | 264.9651 | 0 | 264.965 | 0 | 547.8314 | 0.0032 | 264.965 | 0 | 546.6858 | 6.6672e-06 | 547.8314 | 0.00334 | 355.0168 | 9.3031e-06
| 355.3739 | 0.04323 | 265.1723 | -0.0011915 | 355.3739 | 0.00086701 | 265.1723 | 0 | 265.5545 | 0 | 265.1723 | 0 | 355.1274 | 8.9496e-06 | 259.49 | -0.00065769 | 355.3739 | 0 | 259.49 | -0.0021982 | 259.49 | -0.0020047 | 355.1274 | 1.061e-05 | 355.1274 | 8.2356e-06 | 265.1723 | 0 | 265.1723 | 0 | 547.9877 | 0.0019 | 265.1723 | 0 | 546.843 | 3.0002e-05 | 547.9877 | 0.00348 | 355.1274 | 1.0447e-05
| 355.4873 | 0.04774 | 265.3795 | 0.00034 | 355.4873 | 0.00039975 | 265.3795 | 0 | 265.7625 | 0 | 265.3795 | 0 | 355.238 | 9.2521e-06 | 259.7 | 0.0022428 | 355.4873 | 0 | 259.7 | -0.00055155 | 259.7 | -0.00024923 | 355.238 | 9.2164e-06 | 355.238 | 8.4443e-06 | 265.3795 | 0 | 265.3795 | 0 | 548.144 | 0.00283 | 265.3795 | 0 | 547.0003 | 2.6669e-05 | 548.144 | 0.00325 | 355.238 | 1.0447e-05
| 355.6007 | 0.05406 | 265.5868 | -0.00058772 | 355.6007 | 0.00050287 | 265.5868 | 0 | 265.9705 | 0 | 265.5868 | 0 | 355.3486 | 9.1737e-06 | 259.9 | 5.0592e-05 | 355.6007 | 0.00119 | 259.9 | -0.0022627 | 259.9 | -0.00031426 | 355.3486 | 9.3452e-06 | 355.3486 | 5.9846e-06 | 265.5868 | 0 | 265.5868 | 0 | 548.3004 | 0.00213 | 265.5868 | 0 | 547.1575 | 5.0004e-05 | 548.3004 | 0.00352 | 355.3486 | 1.4927e-05
| 355.714 | 0.05824 | 265.7941 | -1.5345e-05 | 355.714 | 0 | 265.7941 | 0 | 266.1786 | 0 | 265.7941 | 0 | 355.4592 | 8.5464e-06 | 260.11 | -0.00072515 | 355.714 | 0.00175 | 260.11 | -0.0004547 | 260.11 | -0.0016472 | 355.4592 | 1.0364e-05 | 355.4592 | 4.1727e-06 | 265.7941 | 0 | 265.7941 | 0 | 548.4567 | 0.00406 | 265.7941 | 0 | 547.3147 | 6.6672e-06 | 548.4567 | 0.0034 | 355.4592 | 1.1944e-05
| 355.8274 | 0.06164 | 266.0014 | -0.00034456 | 355.8274 | 0.00101 | 266.0014 | 0 | 266.3867 | 0 | 266.0014 | 0 | 355.5698 | 8.6808e-06 | 260.32 | -0.00035414 | 355.8274 | 0 | 260.32 | -0.00077756 | 260.32 | -0.00050931 | 355.5698 | 1.102e-05 | 355.5698 | 6.6324e-06 | 266.0014 | 0 | 266.0014 | 0 | 548.6131 | 0.00215 | 266.0014 | 0 | 547.472 | 1.0001e-05 | 548.6131 | 0.0036 | 355.5698 | 1.2404e-05
| 355.9408 | 0.06646 | 266.2087 | 5.4397e-05 | 355.9408 | 0 | 266.2087 | 0 | 266.5947 | 0 | 266.2087 | 0 | 355.6805 | 8.244e-06 | 260.53 | -1.6864e-05 | 355.9408 | 0.00104 | 260.53 | -0.00026098 | 260.53 | -2.1673e-05 | 355.6805 | 1.061e-05 | 355.6805 | 7.1595e-06 | 266.2087 | 0 | 266.2087 | 0 | 548.7694 | 0.002 | 266.2087 | 0 | 547.6293 | 0 | 548.7694 | 0.00342 | 355.6805 | 9.0673e-06
| 356.0542 | 0.07235 | 266.4161 | 0.00022497 | 356.0542 | 0.00114 | 266.4161 | 0 | 266.8028 | 0 | 266.4161 | 0 | 355.7911 | 8.2664e-06 | 260.74 | -0.0011973 | 356.0542 | 0.00059133 | 260.74 | -0.0038125 | 260.74 | -0.00080189 | 355.7911 | 9.3569e-06 | 355.7911 | 7.8074e-06 | 266.416 | 0 | 266.4161 | 0 | 548.9258 | 0.00232 | 266.4161 | 0 | 547.7865 | 3.0002e-05 | 548.9258 | 0.00356 | 355.7911 | 9.3031e-06
| 356.1675 | 0.07517 | 266.6234 | 0.00039646 | 356.1675 | 0.00034761 | 266.6234 | 0 | 267.0109 | 0 | 266.6234 | 0 | 355.9017 | 8.4008e-06 | 260.94 | 0.00072515 | 356.1675 | 0.00058673 | 260.94 | 6.1882e-05 | 260.94 | -0.00089942 | 355.9017 | 8.9705e-06 | 355.9017 | 6.9509e-06 | 266.6234 | 0 | 266.6234 | 0 | 549.0822 | 0.00223 | 266.6234 | 0 | 547.9438 | 6.6672e-06 | 549.0822 | 0.00334 | 355.9017 | 6.32e-06
| 356.2809 | 0.08197 | 266.8308 | -0.0010691 | 356.2809 | 0.00081498 | 266.8308 | 0 | 267.2191 | 0 | 266.8308 | 0 | 356.0124 | 9.5657e-06 | 261.15 | -0.0005565 | 356.2809 | 0.00116 | 261.15 | 0.00041703 | 261.15 | -0.0018096 | 356.0124 | 8.8651e-06 | 356.0124 | 7.8074e-06 | 266.8308 | 0 | 266.8308 | 0 | 549.2386 | 0.0032 | 266.8308 | 0 | 548.1011 | 1.0001e-05 | 549.2386 | 0.00348 | 356.0124 | 1.1249e-05
| 356.3943 | 0.08575 | 267.0382 | 1.7845e-05 | 356.3943 | 0 | 267.0382 | 0 | 267.4272 | 0 | 267.0382 | 0 | 356.123 | 9.7337e-06 | 261.36 | 0.0018381 | 356.3943 | 0.00141 | 261.36 | -0.0022951 | 261.36 | 0.00098612 | 356.123 | 9.3569e-06 | 356.123 | 7.6976e-06 | 267.0382 | 0 | 267.0382 | 0 | 549.395 | 0.00308 | 267.0382 | 0 | 548.2584 | 0 | 549.395 | 0.0033 | 356.123 | 8.9611e-06
| 356.5076 | 0.09028 | 267.2456 | 0.00011312 | 356.5076 | 0.00065893 | 267.2456 | 0 | 267.6354 | 0 | 267.2456 | 0 | 356.2336 | 9.8009e-06 | 261.57 | -0.003592 | 356.5076 | 0.00105 | 261.57 | -0.0019721 | 261.57 | -0.0019722 | 356.2336 | 1.1558e-05 | 356.2336 | 8.4443e-06 | 267.2456 | 0 | 267.2456 | 0 | 549.5514 | 0.00359 | 267.2456 | 0 | 548.4157 | 1.0001e-05 | 549.5514 | 0.00351 | 356.2336 | 1.0329e-05
| 356.621 | 0.09367 | 267.453 | 0.00048805 | 356.621 | 0.00053879 | 267.453 | 0 | 267.8436 | 0 | 267.453 | 0 | 356.3443 | 8.7368e-06 | 261.78 | 0.00042159 | 356.621 | 0 | 261.78 | -0.00055155 | 261.78 | 0.0002384 | 356.3443 | 1.0856e-05 | 356.3443 | 8.6639e-06 | 267.453 | 0 | 267.453 | 0 | 549.7078 | 0.00364 | 267.453 | 0 | 548.573 | 6.6672e-06 | 549.7078 | 0.00333 | 356.3443 | 4.4806e-06
| 356.7344 | 0.09855 | 267.6605 | -0.00027224 | 356.7344 | 0.00052021 | 267.6605 | 0 | 268.0518 | 0 | 267.6605 | 0 | 356.455 | 9.9129e-06 | 261.98 | -0.0009275 | 356.7344 | 0.0004494 | 261.98 | -0.0015524 | 261.98 | 0.00069354 | 356.455 | 1.061e-05 | 356.455 | 1.0377e-05 | 267.6605 | 0 | 267.6605 | 0 | 549.8643 | 0.00266 | 267.6605 | 0 | 548.7303 | 0 | 549.8643 | 0.00354 | 356.455 | 5.9662e-06
| 356.8477 | 0.1078 | 267.8679 | 0.00040665 | 356.8477 | 0 | 267.8679 | 0 | 268.26 | 0 | 267.8679 | 0 | 356.5656 | 8.9496e-06 | 262.19 | 0.0011973 | 356.8477 | 0.00098419 | 262.19 | -0.00039012 | 262.19 | 0.00010836 | 356.5656 | 7.9867e-06 | 356.5656 | 8.3454e-06 | 267.8679 | 0 | 267.8679 | 0 | 550.0207 | 0.00299 | 267.8679 | 0 | 548.8876 | 6.6672e-06 | 550.0207 | 0.00336 | 356.5656 | 5.2824e-06
| 356.9611 | 0.10897 | 268.0754 | -0.00084739 | 356.9611 | 0.0018 | 268.0754 | 0 | 268.4682 | 0 | 268.0754 | 0 | 356.6763 | 9.4985e-06 | 262.4 | 0.00025296 | 356.9611 | 0 | 262.4 | -0.00087442 | 262.4 | -0.0023624 | 356.6763 | 9.4272e-06 | 356.6763 | 8.5541e-06 | 268.0754 | 0 | 268.0754 | 0 | 550.1772 | 0.00318 | 268.0754 | 0 | 549.045 | 0 | 550.1772 | 0.00357 | 356.6763 | 8.5013e-06
| 357.0744 | 0.11696 | 268.2829 | 0.0012882 | 357.0744 | 0 | 268.2829 | 0 | 268.6764 | 0 | 268.2829 | 0 | 356.787 | 8.3224e-06 | 262.61 | 0.0010961 | 357.0744 | 0.00189 | 262.61 | -0.0018752 | 262.61 | -0.00018422 | 356.787 | 8.8651e-06 | 356.787 | 8.6639e-06 | 268.2829 | 0 | 268.2829 | 0 | 550.3336 | 0.00325 | 268.2829 | 0 | 549.2023 | 6.6672e-06 | 550.3336 | 0.00334 | 356.787 | 9.0673e-06
| 357.1878 | 0.11919 | 268.4904 | -0.00011687 | 357.1878 | 0 | 268.4904 | 0 | 268.8847 | 0 | 268.4904 | 0 | 356.8977 | 8.3224e-06 | 262.82 | -0.0019731 | 357.1878 | 0 | 262.82 | -0.0021658 | 262.82 | -0.0017771 | 356.8977 | 9.5911e-06 | 356.8977 | 9.4106e-06 | 268.4904 | 0 | 268.4904 | 0 | 550.4901 | 0.00325 | 268.4904 | 0 | 549.3596 | 3.0002e-05 | 550.4901 | 0.00349 | 356.8977 | 9.645e-06
| 357.3011 | 0.12828 | 268.6979 | 0.00048411 | 357.3011 | 0 | 268.6979 | 0 | 269.093 | 0 | 268.6979 | 0 | 357.0084 | 7.6727e-06 | 263.02 | 0.00035414 | 357.3011 | 0.00141 | 263.02 | -0.0019721 | 263.02 | -0.00041178 | 357.0084 | 9.5443e-06 | 357.0084 | 8.016e-06 | 268.6979 | 0 | 268.6979 | 0 | 550.6465 | 0.00413 | 268.6979 | 0 | 549.517 | 0 | 550.6465 | 0.00327 | 357.0084 | 8.2655e-06
| 357.4145 | 0.13254 | 268.9055 | -0.0007509 | 357.4145 | 0.00095371 | 268.9055 | 0 | 269.3012 | 0 | 268.9055 | 0 | 357.1191 | 8.0312e-06 | 263.23 | -0.00062396 | 357.4145 | 0.00147 | 263.23 | -0.001617 | 263.23 | -0.0014521 | 357.1191 | 1.0165e-05 | 357.1191 | 7.1595e-06 | 268.9055 | 0 | 268.9055 | 0 | 550.803 | 0.00313 | 268.9055 | 0 | 549.6744 | 0 | 550.803 | 0.00346 | 357.1191 | 1.0329e-05
| 357.5278 | 0.14205 | 269.113 | 0.00025581 | 357.5278 | 3.4765e-05 | 269.113 | 0 | 269.5096 | 0 | 269.113 | 0 | 357.2298 | 7.7399e-06 | 263.44 | 0.0029849 | 357.5278 | 0 | 263.44 | 0.0014179 | 263.44 | 0.0024815 | 357.2298 | 1.1289e-05 | 357.2298 | 8.9823e-06 | 269.113 | 0 | 269.113 | 0 | 550.9595 | 0.00359 | 269.113 | 0 | 549.8317 | 6.6672e-06 | 550.9595 | 0.0033 | 357.2298 | 9.4092e-06
| 357.6411 | 0.14634 | 269.3206 | -0.00051682 | 357.6411 | 0 | 269.3206 | 0 | 269.7179 | 0 | 269.3206 | 0 | 357.3405 | 7.9751e-06 | 263.65 | -0.0013322 | 357.6411 | 0 | 263.65 | -0.0021658 | 263.65 | -0.00080189 | 357.3405 | 1.1828e-05 | 357.3405 | 7.9172e-06 | 269.3206 | 0 | 269.3206 | 0 | 551.116 | 0.00193 | 269.3206 | 0 | 549.9891 | 1.0001e-05 | 551.116 | 0.00353 | 357.3405 | 8.5013e-06
| 357.7545 | 0.15137 | 269.5282 | 0.0013668 | 357.7545 | 0.00041713 | 269.5282 | 0 | 269.9262 | 0 | 269.5282 | 0 | 357.4512 | 7.8295e-06 | 263.86 | -0.0020068 | 357.7545 | 0.00198 | 263.86 | -0.00016412 | 263.86 | 7.5855e-05 | 357.4512 | 1.1722e-05 | 357.4512 | 6.0944e-06 | 269.5282 | 0 | 269.5282 | 0 | 551.2725 | 0.00362 | 269.5282 | 0 | 550.1465 | 6.6672e-06 | 551.2725 | 0.00337 | 357.4512 | 6.544e-06
| 357.8678 | 0.15985 | 269.7359 | -8.933e-05 | 357.8678 | 0.0006936 | 269.7359 | 0 | 270.1346 | 0 | 269.7359 | 0 | 357.5619 | 8.7928e-06 | 264.06 | -0.00086005 | 357.8678 | 0 | 264.06 | -0.0013587 | 264.06 | -5.4182e-05 | 357.5619 | 1.1043e-05 | 357.5619 | 5.8857e-06 | 269.7359 | 0 | 269.7359 | 0 | 551.429 | 0.00285 | 269.7359 | 0 | 550.3039 | 1.0001e-05 | 551.429 | 0.00358 | 357.5619 | 8.5013e-06
| 357.9812 | 0.16801 | 269.9435 | -0.00017591 | 357.9812 | 0 | 269.9435 | 0 | 270.3429 | 0 | 269.9435 | 0 | 357.6726 | 8.5016e-06 | 264.27 | 0.00082632 | 357.9812 | 0.0001041 | 264.27 | -0.0006807 | 264.27 | 0.00082357 | 357.6726 | 1.0493e-05 | 357.6726 | 8.1258e-06 | 269.9435 | 0 | 269.9435 | 0 | 551.5855 | 0.00355 | 269.9435 | 0 | 550.4612 | 6.6672e-06 | 551.5855 | 0.00336 | 357.6726 | 8.5013e-06
| 358.0945 | 0.17376 | 270.1511 | -6.6935e-05 | 358.0945 | 0.00036414 | 270.1511 | 0 | 270.5513 | 0 | 270.1511 | 0 | 357.7833 | 7.3031e-06 | 264.48 | 0.00042159 | 358.0945 | 0.00187 | 264.48 | 0.0011596 | 264.48 | -0.00034676 | 357.7833 | 1.0223e-05 | 357.7833 | 9.5204e-06 | 270.1511 | 0 | 270.1511 | 0 | 551.7421 | 0.00357 | 270.1511 | 0 | 550.6186 | 1.0001e-05 | 551.7421 | 0.00351 | 357.7833 | 9.1852e-06
| 358.2078 | 0.18016 | 270.3588 | 0.00099678 | 358.2078 | 0.00067784 | 270.3588 | 0 | 270.7597 | 0 | 270.3588 | 0 | 357.8941 | 7.3479e-06 | 264.69 | 0.0009275 | 358.2078 | 0.00198 | 264.69 | 0.00080447 | 264.69 | -0.00047681 | 357.8941 | 9.5092e-06 | 357.8941 | 6.314e-06 | 270.3588 | 0 | 270.3588 | 0 | 551.8986 | 0.00397 | 270.3588 | 0 | 550.7761 | 0 | 551.8986 | 0.00334 | 357.8941 | 8.5013e-06
| 358.3211 | 0.18729 | 270.5665 | 0.00023838 | 358.3211 | 0.00038148 | 270.5665 | 0 | 270.9681 | 0 | 270.5665 | 0 | 358.0048 | 7.9864e-06 | 264.9 | 5.0592e-05 | 358.3211 | 0.0011 | 264.9 | -0.0039416 | 264.9 | 0.0011162 | 358.0048 | 8.8299e-06 | 358.0048 | 4.9194e-06 | 270.5665 | 0 | 270.5665 | 0 | 552.0552 | 0.00267 | 270.5665 | 0 | 550.9335 | 0 | 552.0552 | 0.0035 | 358.0048 | 7.8056e-06
| 358.4345 | 0.19839 | 270.7742 | 9.9502e-05 | 358.4345 | 0 | 270.7742 | 0 | 271.1766 | 0 | 270.7742 | 0 | 358.1156 | 8.7816e-06 | 265.11 | 0.00038786 | 358.4345 | 0 | 265.11 | -0.0024242 | 265.11 | 0.002124 | 358.1156 | 9.2632e-06 | 358.1156 | 5.4575e-06 | 270.7742 | 0 | 270.7742 | 0 | 552.2117 | 0.00352 | 270.7742 | 0 | 551.0909 | 0 | 552.2117 | 0.00329 | 358.1156 | 7.3458e-06
| 358.5478 | 0.20995 | 270.9819 | -0.00080888 | 358.5478 | 0.00064159 | 270.9819 | 0 | 271.385 | 0 | 270.9819 | 0 | 358.2263 | 7.9864e-06 | 265.31 | 0.00079259 | 358.5478 | 0.0019 | 265.31 | -0.00093899 | 265.31 | 0.00030341 | 358.2263 | 1.0493e-05 | 358.2263 | 8.8725e-06 | 270.9819 | 0 | 270.9819 | 0 | 552.3683 | 0.00106 | 270.9819 | 0 | 551.2483 | 1.0001e-05 | 552.3683 | 0.00336 | 358.2263 | 6.32e-06
| 358.6611 | 0.21842 | 271.1897 | 0.00022753 | 358.6611 | 0.00029547 | 271.1897 | 0 | 271.5935 | 0 | 271.1897 | 0 | 358.3371 | 8.0648e-06 | 265.52 | -0.00075887 | 358.6611 | 0.00013249 | 265.52 | -0.00029326 | 265.52 | -0.001127 | 358.3371 | 1.006e-05 | 358.3371 | 9.729e-06 | 271.1897 | 0 | 271.1897 | 0 | 552.5248 | 0.00244 | 271.1897 | 0 | 551.4057 | 0 | 552.5248 | 0.00315 | 358.3371 | 7.6877e-06
| 358.7744 | 0.22411 | 271.3974 | -0.00056076 | 358.7744 | 0.00022542 | 271.3974 | 0 | 271.802 | 0 | 271.3974 | 0 | 358.4479 | 9.3865e-06 | 265.73 | -0.0023441 | 358.7744 | 0 | 265.73 | -0.00061613 | 265.73 | -0.0015822 | 358.4479 | 1.0001e-05 | 358.4479 | 9.0921e-06 | 271.3974 | 0 | 271.3974 | 0 | 552.6814 | 0.00297 | 271.3974 | 0 | 551.5632 | 5.0004e-05 | 552.6814 | 0.00338 | 358.4479 | 7.4637e-06
| 358.8877 | 0.23683 | 271.6052 | 3.3538e-05 | 358.8877 | 0 | 271.6052 | 0 | 272.0105 | 0 | 271.6052 | 0 | 358.5586 | 1.0719e-05 | 265.94 | -0.00035414 | 358.8877 | 0.00089903 | 265.94 | 0.0018376 | 265.94 | 0.00010836 | 358.5586 | 8.1741e-06 | 358.5586 | 8.1258e-06 | 271.6052 | 0 | 271.6052 | 0 | 552.838 | 0.00239 | 271.6052 | 0 | 551.7206 | 6.6672e-06 | 552.838 | 0.00323 | 358.5586 | 8.3834e-06
| 359.0011 | 0.24685 | 271.813 | -0.0013966 | 359.0011 | 0.00113 | 271.813 | 0 | 272.219 | 0 | 271.813 | 0 | 358.6694 | 1.0193e-05 | 266.15 | 0.00011805 | 359.0011 | 0.00119 | 266.15 | -0.0027792 | 266.15 | 0.00082357 | 358.6694 | 8.6777e-06 | 358.6694 | 1.1332e-05 | 271.813 | 0 | 271.813 | 0 | 552.9946 | 0.00266 | 271.813 | 0 | 551.8781 | 3.0002e-05 | 552.9946 | 0.00346 | 358.6694 | 8.6074e-06
| 359.1144 | 0.25532 | 272.0208 | -0.00022764 | 359.1144 | 0 | 272.0208 | 0 | 272.4275 | 0 | 272.0208 | 0 | 358.7802 | 9.2857e-06 | 266.35 | -0.00086005 | 359.1144 | 0.00055835 | 266.35 | -0.00055155 | 266.35 | 0.00014088 | 358.7802 | 8.4786e-06 | 358.7802 | 1.198e-05 | 272.0208 | 0 | 272.0208 | 0 | 553.1512 | 0.00431 | 272.0208 | 0 | 552.0355 | 0 | 553.1512 | 0.00324 | 358.7802 | 8.1476e-06
| 359.2277 | 0.27208 | 272.2286 | -0.00043782 | 359.2277 | 0.00095371 | 272.2286 | 0 | 272.6361 | 0 | 272.2286 | 0 | 358.891 | 8.8376e-06 | 266.56 | -0.0009275 | 359.2277 | 0.00107 | 266.56 | -0.0024242 | 266.56 | -0.0031426 | 358.891 | 9.6848e-06 | 358.891 | 1.2079e-05 | 272.2286 | 0 | 272.2286 | 0 | 553.3078 | 0.00466 | 272.2286 | 0 | 552.193 | 0 | 553.3078 | 0.00339 | 358.891 | 9.3031e-06
| 359.341 | 0.28224 | 272.4365 | 0.00068001 | 359.341 | 0.0002607 | 272.4365 | 0 | 272.8446 | 0 | 272.4365 | 0 | 359.0018 | 9.7785e-06 | 266.77 | 0.0010961 | 359.341 | 0.00167 | 266.77 | -0.00051927 | 266.77 | -8.6692e-05 | 359.0018 | 1.0118e-05 | 359.0018 | 8.1258e-06 | 272.4365 | 0 | 272.4365 | 0 | 553.4644 | 0.00431 | 272.4365 | 0 | 552.3505 | 0 | 553.4644 | 0.00314 | 359.0018 | 8.2655e-06
| 359.4543 | 0.29253 | 272.6443 | -0.00013172 | 359.4543 | 0.00019074 | 272.6443 | 0 | 273.0532 | 0 | 272.6443 | 0 | 359.1126 | 9.2857e-06 | 266.98 | -0.0013997 | 359.4543 | 0.00346 | 266.98 | -0.0012296 | 266.98 | 0.00017338 | 359.1126 | 1.0118e-05 | 359.1126 | 8.4443e-06 | 272.6443 | 0 | 272.6443 | 0 | 553.6211 | 0.00125 | 272.6443 | 0 | 552.508 | 1.0001e-05 | 553.6211 | 0.00338 | 359.1126 | 7.0038e-06
| 359.5676 | 0.31002 | 272.8522 | 0.00029904 | 359.5676 | 0.00012167 | 272.8522 | 0 | 273.2618 | 0 | 272.8522 | 0 | 359.2234 | 8.6024e-06 | 267.19 | 0.00011805 | 359.5676 | 4.7316e-05 | 267.19 | 6.1882e-05 | 267.19 | -0.00015171 | 359.2234 | 1.0036e-05 | 359.2234 | 5.4575e-06 | 272.8522 | 0 | 272.8522 | 0 | 553.7777 | 0.00304 | 272.8522 | 0 | 552.6655 | 0 | 553.7777 | 0.00323 | 359.2234 | 3.9028e-06
| 359.6809 | 0.32415 | 273.0601 | -0.00090354 | 359.6809 | 0.00095371 | 273.0601 | 0 | 273.4704 | 0 | 273.0601 | 0 | 359.3342 | 9.0505e-06 | 267.4 | -0.0019393 | 359.6809 | 0.00252 | 267.4 | -0.002521 | 267.4 | -0.001257 | 359.3342 | 9.9307e-06 | 359.3342 | 7.1595e-06 | 273.0601 | 0 | 273.0601 | 0 | 553.9343 | 0.00299 | 273.0601 | 0 | 552.823 | 3.0002e-05 | 553.9343 | 0.00344 | 359.3342 | 5.8601e-06
| 359.7942 | 0.33725 | 273.268 | 0.00044487 | 359.7942 | 0 | 273.268 | 0 | 273.6791 | 0 | 273.268 | 0 | 359.445 | 9.2297e-06 | 267.61 | 0.00028669 | 359.7942 | 0.00024605 | 267.61 | -0.00055155 | 267.61 | -0.00024923 | 359.445 | 9.3803e-06 | 359.445 | 5.4575e-06 | 273.268 | 0 | 273.268 | 0 | 554.091 | 0.00336 | 273.268 | 0 | 552.9805 | 6.6672e-06 | 554.091 | 0.0032 | 359.445 | 9.1852e-06
| 359.9075 | 0.35171 | 273.476 | 0.00016371 | 359.9075 | 0 | 273.476 | 0 | 273.8877 | 0 | 273.476 | 0 | 359.5558 | 9.4873e-06 | 267.81 | 0.00015177 | 359.9075 | 0.00102 | 267.81 | -0.0021982 | 267.81 | -0.0022973 | 359.5558 | 9.9307e-06 | 359.5558 | 6.9509e-06 | 273.476 | 0 | 273.476 | 0 | 554.2477 | 0.0035 | 273.476 | 0 | 553.138 | 1.0001e-05 | 554.2477 | 0.00336 | 359.5558 | 1.205e-05
| 360.0208 | 0.36634 | 273.6839 | 0.00094681 | 360.0208 | 0 | 273.6839 | 0 | 274.0963 | 0 | 273.6839 | 0 | 359.6666 | 7.7959e-06 | 268.02 | 0.00028669 | 360.0208 | 0.00101 | 268.02 | 6.1882e-05 | 268.02 | -0.0001192 | 359.6666 | 1.0013e-05 | 359.6666 | 4.9194e-06 | 273.6839 | 0 | 273.6839 | 0 | 554.4043 | 0.00396 | 273.6839 | 0 | 553.2955 | 0 | 554.4043 | 0.00321 | 359.6666 | 1.0789e-05
| 360.1341 | 0.38829 | 273.8919 | -0.00076735 | 360.1341 | 0 | 273.8919 | 0 | 274.305 | 0 | 273.8919 | 0 | 359.7775 | 8.2888e-06 | 268.23 | -0.0019057 | 360.1341 | 0.00064808 | 268.23 | 0.0010628 | 268.23 | -0.0008344 | 359.7775 | 1.2085e-05 | 359.7775 | 6.6324e-06 | 273.8919 | 0 | 273.8919 | 0 | 554.561 | 0.00167 | 273.8919 | 0 | 553.453 | 1.0001e-05 | 554.561 | 0.00344 | 359.7775 | 9.5271e-06
| 360.2474 | 0.40411 | 274.0999 | 0.00058039 | 360.2474 | 0 | 274.0999 | 0 | 274.5137 | 0 | 274.0999 | 0 | 359.8883 | 8.0536e-06 | 268.44 | 0.0019731 | 360.2474 | 0.00124 | 268.44 | 0.00073989 | 268.44 | 0.0010511 | 359.8883 | 1.1149e-05 | 359.8883 | 6.5226e-06 | 274.0999 | 0 | 274.0999 | 0 | 554.7177 | 0.00258 | 274.0999 | 0 | 553.6105 | 6.6672e-06 | 554.7177 | 0.00325 | 359.8883 | 7.4637e-06
| 360.3607 | 0.41589 | 274.3079 | -0.00060657 | 360.3607 | 0.00020808 | 274.3079 | 0 | 274.7224 | 0 | 274.3079 | 0 | 359.9992 | 8.9384e-06 | 268.65 | 0.0009275 | 360.3607 | 0.00232 | 268.65 | -0.0028439 | 268.65 | -0.00089942 | 359.9992 | 1.1594e-05 | 359.9992 | 6.8411e-06 | 274.3079 | 0 | 274.3079 | 0 | 554.8744 | 0.0035 | 274.3079 | 0 | 553.7681 | 3.0002e-05 | 554.8744 | 0.00336 | 359.9992 | 8.5013e-06
| 360.4739 | 0.43758 | 274.5159 | 0.0011044 | 360.4739 | 0.00041713 | 274.5159 | 0 | 274.9311 | 0 | 274.5159 | 0 | 360.11 | 9.7561e-06 | 268.86 | 0.0005565 | 360.4739 | 0.00016089 | 268.86 | -0.00042241 | 268.86 | 0.0017013 | 360.11 | 1.0083e-05 | 360.11 | 5.8857e-06 | 274.5159 | 0 | 274.5159 | 0 | 555.0311 | 0.00271 | 274.5159 | 0 | 553.9256 | 0 | 555.0311 | 0.00311 | 360.11 | 8.7253e-06
| 360.5872 | 0.45742 | 274.7239 | -0.00038079 | 360.5872 | 0 | 274.7239 | 0 | 275.1399 | 0 | 274.7239 | 0 | 360.2209 | 1.1156e-05 | 269.06 | -0.00059023 | 360.5872 | 0.00070485 | 269.06 | -0.0018108 | 269.06 | -0.0014196 | 360.2209 | 1.0926e-05 | 360.2209 | 7.3791e-06 | 274.7239 | 0 | 274.7239 | 0 | 555.1878 | 0.00244 | 274.7239 | 0 | 554.0832 | 1.0001e-05 | 555.1878 | 0.0033 | 360.2209 | 9.645e-06
| 360.7005 | 0.46962 | 274.932 | 0.0004104 | 360.7005 | 0 | 274.932 | 0 | 275.3486 | 0 | 274.932 | 0 | 360.3317 | 1.1347e-05 | 269.27 | -0.0011973 | 360.7005 | 0.00127 | 269.27 | 0.0029676 | 269.27 | 0.0013438 | 360.3317 | 1.0036e-05 | 360.3317 | 6.6324e-06 | 274.932 | 0 | 274.932 | 0 | 555.3445 | 0.00503 | 274.932 | 0 | 554.2407 | 6.6672e-06 | 555.3445 | 0.00316 | 360.3317 | 1.0683e-05
| 360.8138 | 0.48243 | 275.14 | -0.00017622 | 360.8138 | 0 | 275.14 | 0 | 275.5574 | 0 | 275.14 | 0 | 360.4426 | 1.0137e-05 | 269.48 | -0.0030186 | 360.8138 | 0.00093192 | 269.48 | -0.0023919 | 269.48 | -0.0013546 | 360.4426 | 1.0411e-05 | 360.4426 | 7.5878e-06 | 275.14 | 0 | 275.14 | 0 | 555.5013 | 0.00281 | 275.14 | 0 | 554.3983 | 1.0001e-05 | 555.5013 | 0.00338 | 360.4426 | 1.0683e-05
| 360.9271 | 0.5005 | 275.3481 | 0.00091154 | 360.9271 | 0 | 275.3481 | 0 | 275.7662 | 0 | 275.3481 | 0 | 360.5535 | 8.8712e-06 | 269.69 | 0.0018719 | 360.9271 | 0.00164 | 269.69 | 0.00054618 | 269.69 | 0.00098612 | 360.5535 | 9.4272e-06 | 360.5535 | 7.5878e-06 | 275.3481 | 0 | 275.3481 | 0 | 555.658 | 0.00378 | 275.3481 | 0 | 554.5559 | 6.6672e-06 | 555.658 | 0.00315 | 360.5535 | 1.4232e-05
| 361.0403 | 0.5086 | 275.5562 | -0.0016659 | 361.0403 | 5.2025e-05 | 275.5562 | 0 | 275.975 | 0 | 275.5562 | 0 | 360.6643 | 8.2664e-06 | 269.9 | -0.00052277 | 361.0403 | 0.00027911 | 269.9 | -0.0011327 | 269.9 | -0.001127 | 360.6643 | 1.0118e-05 | 360.6643 | 9.8388e-06 | 275.5562 | 0 | 275.5562 | 0 | 555.8147 | 0.00096712 | 275.5562 | 0 | 554.7135 | 3.0002e-05 | 555.8147 | 0.0033 | 360.6643 | 1.1708e-05
| 361.1536 | 0.52112 | 275.7644 | 0.00055005 | 361.1536 | 0 | 275.7644 | 0 | 276.1838 | 0 | 275.7644 | 0 | 360.7752 | 8.2664e-06 | 270.11 | 0.0026139 | 361.1536 | 0.00212 | 270.11 | -3.4977e-05 | 270.11 | -0.0014521 | 360.7752 | 1.0036e-05 | 360.7752 | 7.9172e-06 | 275.7644 | 0 | 275.7644 | 0 | 555.9715 | 0.00309 | 275.7644 | 0 | 554.871 | 6.6672e-06 | 555.9715 | 0.00306 | 360.7752 | 1.0789e-05
| 361.2669 | 0.54251 | 275.9725 | -0.00058787 | 361.2669 | 0.00053755 | 275.9725 | 0 | 276.3927 | 0 | 275.9725 | 0 | 360.8861 | 9.1737e-06 | 270.32 | -0.0024789 | 361.2669 | 0.00073324 | 270.32 | -0.00042241 | 270.32 | -0.0025575 | 360.8861 | 1.1395e-05 | 360.8861 | 5.4575e-06 | 275.9725 | 0 | 275.9725 | 0 | 556.1282 | 0.00443 | 275.9725 | 0 | 555.0286 | 0 | 556.1282 | 0.00326 | 360.8861 | 7.4637e-06
| 361.3801 | 0.55488 | 276.1807 | 0.00015097 | 361.3801 | 0.00043451 | 276.1807 | 0 | 276.6015 | 0 | 276.1807 | 0 | 360.997 | 9.0281e-06 | 270.52 | 8.4319e-05 | 361.3801 | 0.00124 | 270.52 | -0.0027792 | 270.52 | 0.0013763 | 360.997 | 1.1746e-05 | 360.997 | 5.8857e-06 | 276.1807 | 0 | 276.1807 | 0 | 556.285 | 0.0041 | 276.1807 | 0 | 555.1862 | 0 | 556.285 | 0.00314 | 360.997 | 7.4637e-06
| 361.4934 | 0.56808 | 276.3888 | -0.00037018 | 361.4934 | 0 | 276.3888 | 0 | 276.8104 | 0 | 276.3888 | 0 | 361.1079 | 9.5433e-06 | 270.73 | 0.0010961 | 361.4934 | 0.00124 | 270.73 | -0.0035541 | 270.73 | -0.0013871 | 361.1079 | 1.006e-05 | 361.1079 | 8.016e-06 | 276.3888 | 0 | 276.3888 | 0 | 556.4418 | 0.00329 | 276.3888 | 0 | 555.3438 | 3.0002e-05 | 556.4418 | 0.00336 | 361.1079 | 8.5013e-06
| 361.6067 | 0.58767 | 276.597 | 0.00098636 | 361.6067 | 0 | 276.597 | 0 | 277.0192 | 0 | 276.597 | 0 | 361.2188 | 9.2073e-06 | 270.94 | -0.00025296 | 361.6067 | 0.00087064 | 270.94 | 0.00015874 | 270.94 | -0.0012895 | 361.2188 | 8.8651e-06 | 361.2188 | 1.0586e-05 | 276.597 | 0 | 276.597 | 0 | 556.5986 | 0.00267 | 276.597 | 0 | 555.5015 | 6.6672e-06 | 556.5986 | 0.00318 | 361.2188 | 6.7798e-06
| 361.7199 | 0.60761 | 276.8052 | -0.00053924 | 361.7199 | 0.00090168 | 276.8052 | 0 | 277.2282 | 0 | 276.8052 | 0 | 361.3297 | 9.4985e-06 | 271.15 | 0.0015008 | 361.7199 | 0.00033588 | 271.15 | -0.00035784 | 271.15 | -0.00070437 | 361.3297 | 8.3147e-06 | 361.3297 | 1.1124e-05 | 276.8052 | 0 | 276.8052 | 0 | 556.7554 | 0.00207 | 276.8052 | 0 | 555.6591 | 3.0002e-05 | 556.7554 | 0.00337 | 361.3297 | 9.9869e-06
| 361.8332 | 0.62194 | 277.0135 | 0.0008751 | 361.8332 | 0 | 277.0135 | 0 | 277.4371 | 0 | 277.0135 | 0 | 361.4407 | 9.5209e-06 | 271.36 | 0.00015177 | 361.8332 | 0 | 271.36 | -0.00077756 | 271.36 | -0.00060684 | 361.4407 | 8.5137e-06 | 361.4407 | 1.0904e-05 | 277.0135 | 0 | 277.0135 | 0 | 556.9122 | 0.00364 | 277.0135 | 0 | 555.8167 | 0 | 556.9122 | 0.00318 | 361.4407 | 1.2746e-05
| 361.9465 | 0.63901 | 277.2217 | -0.00029863 | 361.9465 | 0 | 277.2217 | 0 | 277.646 | 0 | 277.2217 | 0 | 361.5516 | 9.4089e-06 | 271.57 | -0.00015177 | 361.9465 | 0.00070485 | 271.57 | -0.0011004 | 271.57 | 0.00017338 | 361.5516 | 8.4201e-06 | 361.5516 | 9.6192e-06 | 277.2217 | 0 | 277.2217 | 0 | 557.069 | 0.00178 | 277.2217 | 0 | 555.9743 | 1.0001e-05 | 557.069 | 0.00343 | 361.5516 | 1.6413e-05
| 362.0597 | 0.65613 | 277.43 | 0.0005278 | 362.0597 | 0 | 277.43 | 0 | 277.8549 | 0 | 277.43 | 0 | 361.6625 | 1.0171e-05 | 271.78 | -0.0009275 | 362.0597 | 0.00118 | 271.78 | 0.00044931 | 271.78 | 4.3346e-05 | 361.6625 | 9.0524e-06 | 361.6625 | 8.8725e-06 | 277.43 | 0 | 277.43 | 0 | 557.2258 | 0.00288 | 277.43 | 0 | 556.132 | 6.6672e-06 | 557.2258 | 0.0032 | 361.6625 | 1.6649e-05
| 362.173 | 0.67064 | 277.6383 | -0.00045814 | 362.173 | 0.00091902 | 277.6383 | 0 | 278.0639 | 0 | 277.6383 | 0 | 361.7734 | 1.0294e-05 | 271.99 | 0.00096123 | 362.173 | 5.2034e-05 | 271.99 | -0.0006807 | 271.99 | 0.00027091 | 361.7734 | 1.1722e-05 | 361.7734 | 1.0047e-05 | 277.6383 | 0 | 277.6383 | 0 | 557.3826 | 0.00267 | 277.6383 | 0 | 556.2897 | 1.0001e-05 | 557.3826 | 0.00336 | 361.7734 | 1.2864e-05
| 362.2862 | 0.68759 | 277.8465 | 0.00063735 | 362.2862 | 0 | 277.8465 | 0 | 278.2729 | 0 | 277.8465 | 0 | 361.8844 | 9.9353e-06 | 272.19 | -1.6864e-05 | 362.2862 | 0.00044478 | 272.19 | 0.0011596 | 272.19 | 0.0015062 | 361.8844 | 1.1746e-05 | 361.8844 | 9.5204e-06 | 277.8465 | 0 | 277.8465 | 0 | 557.5394 | 0.00468 | 277.8465 | 0 | 556.4473 | 6.6672e-06 | 557.5394 | 0.00311 | 361.8844 | 9.9869e-06
| 362.3995 | 0.70488 | 278.0549 | -0.00063533 | 362.3995 | 0.00058956 | 278.0549 | 0 | 278.4819 | 0 | 278.0549 | 0 | 361.9953 | 8.8152e-06 | 272.4 | 0.00048905 | 362.3995 | 0.00013718 | 272.4 | -0.0019076 | 272.4 | -0.00089942 | 361.9953 | 1.1172e-05 | 361.9953 | 9.3008e-06 | 278.0549 | 0 | 278.0549 | 0 | 557.6963 | 0.00215 | 278.0549 | 0 | 556.605 | 0 | 557.6963 | 0.00326 | 361.9953 | 8.3834e-06
| 362.5127 | 0.7143 | 278.2632 | 0.00073446 | 362.5127 | 0.00053879 | 278.2632 | 0 | 278.6909 | 0 | 278.2632 | 0 | 362.1063 | 8.1656e-06 | 272.61 | -0.00059023 | 362.5127 | 0 | 272.61 | 0.0004816 | 272.61 | 0.00098612 | 362.1063 | 9.3218e-06 | 362.1063 | 6.5226e-06 | 278.2632 | 0 | 278.2632 | 0 | 557.8532 | 0.00339 | 278.2632 | 0 | 556.7626 | 6.6672e-06 | 557.8532 | 0.00309 | 362.1063 | 1.0447e-05
| 362.626 | 0.73016 | 278.4715 | -0.00025436 | 362.626 | 0.00036414 | 278.4715 | 0 | 278.8999 | 0 | 278.4715 | 0 | 362.2172 | 8.636e-06 | 272.82 | -0.00059023 | 362.626 | 0.00127 | 272.82 | -0.0004547 | 272.82 | -0.00063934 | 362.2172 | 9.4857e-06 | 362.2172 | 5.2379e-06 | 278.4715 | 0 | 278.4715 | 0 | 558.01 | 0.00331 | 278.4715 | 0 | 556.9203 | 3.0002e-05 | 558.01 | 0.0032 | 362.2172 | 1.1484e-05
| 362.7392 | 0.74136 | 278.6799 | -0.00029368 | 362.7392 | 0.0002607 | 278.6799 | 0 | 279.1089 | 0 | 278.6799 | 0 | 362.3282 | 8.972e-06 | 273.03 | 1.6864e-05 | 362.7392 | 0.0007003 | 273.03 | -0.0015847 | 273.03 | -0.0015822 | 362.3282 | 9.2984e-06 | 362.3282 | 7.3791e-06 | 278.6799 | 0 | 278.6799 | 0 | 558.1669 | 0.00487 | 278.6799 | 0 | 557.078 | 6.6672e-06 | 558.1669 | 0.0031 | 362.3282 | 9.7629e-06
| 362.8524 | 0.75954 | 278.8883 | -0.0006545 | 362.8524 | 1.7342e-05 | 278.8883 | 0 | 279.318 | 0 | 278.8883 | 0 | 362.4392 | 9.5657e-06 | 273.24 | -8.4319e-05 | 362.8524 | 0.00141 | 273.24 | -0.0019721 | 273.24 | -5.4182e-05 | 362.4392 | 1.1008e-05 | 362.4392 | 8.6639e-06 | 278.8883 | 0 | 278.8883 | 0 | 558.3238 | 0.00234 | 278.8883 | 0 | 557.2357 | 1.0001e-05 | 558.3238 | 0.00326 | 362.4392 | 9.9869e-06
| 362.9657 | 0.77127 | 279.0967 | 0.00049596 | 362.9657 | 0.0007126 | 279.0967 | 0 | 279.5271 | 0 | 279.0967 | 0 | 362.5501 | 9.1849e-06 | 273.45 | 0.00089378 | 362.9657 | 0.0006719 | 273.45 | 0.0015793 | 273.45 | 0.0010836 | 362.5501 | 1.0341e-05 | 362.5501 | 1.0586e-05 | 279.0967 | 0 | 279.0967 | 0 | 558.4806 | 0.00313 | 279.0967 | 0 | 557.3934 | 0 | 558.4806 | 0.00316 | 362.5501 | 9.0673e-06
| 363.0789 | 0.78908 | 279.3051 | -0.00015376 | 363.0789 | 0.00058956 | 279.3051 | 0 | 279.7362 | 0 | 279.3051 | 0 | 362.6611 | 9.3081e-06 | 273.66 | -0.0017032 | 363.0789 | 0.00158 | 273.66 | 0.00038475 | 273.66 | -0.00018422 | 362.6611 | 1.0528e-05 | 362.6611 | 7.1595e-06 | 279.3051 | 0 | 279.3051 | 0 | 558.6375 | 0.00236 | 279.3051 | 0 | 557.5511 | 3.0002e-05 | 558.6375 | 0.00324 | 362.6611 | 1.0907e-05
| 363.1922 | 0.80784 | 279.5135 | -8.7408e-05 | 363.1922 | 0 | 279.5135 | 0 | 279.9453 | 0 | 279.5135 | 0 | 362.7721 | 7.7511e-06 | 273.87 | -0.00062396 | 363.1922 | 0.00098419 | 273.87 | -0.0015202 | 273.87 | -0.00028175 | 362.7721 | 9.0759e-06 | 362.7721 | 6.7313e-06 | 279.5135 | 0 | 279.5135 | 0 | 558.7944 | 0.00327 | 279.5135 | 0 | 557.7088 | 6.6672e-06 | 558.7944 | 0.00309 | 362.7721 | 9.4092e-06
| 363.3054 | 0.82214 | 279.722 | -0.00016786 | 363.3054 | 0.00039883 | 279.722 | 0 | 280.1544 | 0 | 279.722 | 0 | 362.8831 | 7.8183e-06 | 274.07 | -0.0015684 | 363.3054 | 0.00158 | 274.07 | -0.0030376 | 274.07 | -0.0018096 | 362.8831 | 9.4389e-06 | 362.8831 | 7.4889e-06 | 279.722 | 0 | 279.722 | 0 | 558.9513 | 0.00276 | 279.722 | 0 | 557.8665 | 0 | 558.9513 | 0.00328 | 362.8831 | 8.8432e-06
| 363.4186 | 0.83847 | 279.9305 | 0.00026732 | 363.4186 | 0.00036499 | 279.9305 | 0 | 280.3635 | 0 | 279.9305 | 0 | 362.9941 | 7.5943e-06 | 274.28 | -0.00065769 | 363.4186 | 0.00018926 | 274.28 | 0.00028789 | 274.28 | 0.00059601 | 362.9941 | 8.7011e-06 | 362.9941 | 6.5226e-06 | 279.9305 | 0 | 279.9305 | 0 | 559.1082 | 0.00396 | 279.9305 | 0 | 558.0243 | 0 | 559.1082 | 0.00321 | 362.9941 | 4.8225e-06
| 363.5319 | 0.85971 | 280.1389 | -0.00067881 | 363.5319 | 0.00052021 | 280.1389 | 0 | 280.5727 | 0 | 280.1389 | 0 | 363.1051 | 9.2073e-06 | 274.49 | -0.0021416 | 363.5319 | 0.00039263 | 274.49 | -0.0021982 | 274.49 | -0.00070437 | 363.1051 | 8.7011e-06 | 363.1051 | 6.9509e-06 | 280.1389 | 0 | 280.1389 | 0 | 559.2652 | 0.00368 | 280.1389 | 0 | 558.182 | 3.0002e-05 | 559.2652 | 0.00338 | 363.1051 | 6.2021e-06
| 363.6451 | 0.87455 | 280.3474 | 0.00040636 | 363.6451 | 0.00010428 | 280.3474 | 0 | 280.7819 | 0 | 280.3474 | 0 | 363.2161 | 9.7337e-06 | 274.7 | -0.0019057 | 363.6451 | 0.00152 | 274.7 | 0.00057846 | 274.7 | -0.00096444 | 363.2161 | 9.3569e-06 | 363.2161 | 6.314e-06 | 280.3474 | 0 | 280.3474 | 0 | 559.4221 | 0.00468 | 280.3474 | 0 | 558.3397 | 6.6672e-06 | 559.4221 | 0.00316 | 363.2161 | 6.7798e-06
| 363.7583 | 0.88519 | 280.556 | -0.0012518 | 363.7583 | 6.9356e-05 | 280.556 | 0 | 280.991 | 0 | 280.556 | 0 | 363.3271 | 9.6217e-06 | 274.91 | -5.0592e-05 | 363.7583 | 0.00067647 | 274.91 | -0.0031667 | 274.91 | 0.00056349 | 363.3271 | 9.7082e-06 | 363.3271 | 7.4889e-06 | 280.556 | 0 | 280.556 | 0 | 559.579 | 0.00299 | 280.556 | 0 | 558.4975 | 0 | 559.579 | 0.00331 | 363.3271 | 9.645e-06
| 363.8715 | 0.90815 | 280.7645 | 0.0007283 | 363.8715 | 0 | 280.7645 | 0 | 281.2002 | 0 | 280.7645 | 0 | 363.4381 | 9.3081e-06 | 275.12 | -0.00052277 | 363.8715 | 0.0007003 | 275.12 | -0.0019076 | 275.12 | -0.001192 | 363.4381 | 9.1812e-06 | 363.4381 | 7.6976e-06 | 280.7645 | 0 | 280.7645 | 0 | 559.736 | 0.00299 | 280.7645 | 0 | 558.6552 | 0 | 559.736 | 0.00306 | 363.4381 | 8.0414e-06
| 363.9848 | 0.92055 | 280.9731 | 5.4566e-05 | 363.9848 | 0 | 280.9731 | 0 | 281.4095 | 0 | 280.9731 | 0 | 363.5492 | 8.8712e-06 | 275.33 | -0.0019057 | 363.9848 | 0.00076162 | 275.33 | -0.002069 | 275.33 | -0.0023624 | 363.5492 | 9.4623e-06 | 363.5492 | 7.8074e-06 | 280.9731 | 0 | 280.9731 | 0 | 559.893 | 0.0029 | 280.9731 | 0 | 558.813 | 1.0001e-05 | 559.893 | 0.00323 | 363.5492 | 7.9235e-06
| 364.098 | 0.93133 | 281.1816 | 0.00062492 | 364.098 | 0 | 281.1816 | 0 | 281.6187 | 0 | 281.1816 | 0 | 363.6602 | 8.0088e-06 | 275.54 | 0.0011636 | 364.098 | 0.00050157 | 275.54 | -0.0019076 | 275.54 | 0.0002384 | 363.6602 | 8.9353e-06 | 363.6602 | 9.6192e-06 | 281.1816 | 0 | 281.1816 | 0 | 560.0499 | 0.00415 | 281.1816 | 0 | 558.9707 | 0 | 560.0499 | 0.00301 | 363.6602 | 8.7253e-06
| 364.2112 | 0.94594 | 281.3902 | 0.00031726 | 364.2112 | 0.00019074 | 281.3902 | 0 | 281.8279 | 0 | 281.3902 | 0 | 363.7712 | 7.2023e-06 | 275.75 | -0.001602 | 364.2112 | 0.00141 | 275.75 | -0.0019721 | 275.75 | -0.0023299 | 363.7712 | 1.0001e-05 | 363.7712 | 8.4443e-06 | 281.3902 | 0 | 281.3902 | 0 | 560.2069 | 0.00125 | 281.3902 | 0 | 559.1285 | 0 | 560.2069 | 0.00329 | 363.7712 | 8.1476e-06
| 364.3244 | 0.96164 | 281.5988 | 0.00064207 | 364.3244 | 0 | 281.5988 | 0 | 282.0372 | 0 | 281.5988 | 0 | 363.8823 | 7.7175e-06 | 275.96 | -0.0013997 | 364.3244 | 0.00209 | 275.96 | 0.0016761 | 275.96 | -0.00080189 | 363.8823 | 7.8579e-06 | 363.8823 | 7.3791e-06 | 281.5988 | 0 | 281.5988 | 0 | 560.3639 | 0.00348 | 281.5988 | 0 | 559.2863 | 6.6672e-06 | 560.3639 | 0.00311 | 363.8823 | 8.7253e-06
| 364.4376 | 0.97177 | 281.8075 | 0.00015257 | 364.4376 | 0.0002601 | 281.8075 | 0 | 282.2465 | 0 | 281.8075 | 0 | 363.9933 | 9.2633e-06 | 276.17 | -0.0018044 | 364.4376 | 0.00016557 | 276.17 | -0.0013264 | 276.17 | -0.0014846 | 363.9933 | 9.3569e-06 | 363.9933 | 5.3477e-06 | 281.8075 | 0 | 281.8075 | 0 | 560.5209 | 0.00125 | 281.8075 | 0 | 559.4441 | 3.0002e-05 | 560.5209 | 0.00334 | 363.9933 | 9.5271e-06
| 364.5508 | 0.98194 | 282.0161 | 0.00054939 | 364.5508 | 0.00060832 | 282.0161 | 0 | 282.4558 | 0 | 282.0161 | 0 | 364.1044 | 9.2633e-06 | 276.37 | 0.00011805 | 364.5508 | 0 | 276.37 | -0.0006807 | 276.37 | -0.00024923 | 364.1044 | 8.2912e-06 | 364.1044 | 8.7737e-06 | 282.0161 | 0 | 282.0161 | 0 | 560.6779 | 0.00281 | 282.0161 | 0 | 559.6019 | 6.6672e-06 | 560.6779 | 0.00308 | 364.1044 | 1.2168e-05
| 364.664 | 0.98949 | 282.2247 | -0.0013525 | 364.664 | 0.00058956 | 282.2247 | 0 | 282.6651 | 0 | 282.2247 | 0 | 364.2154 | 8.4456e-06 | 276.58 | -0.0018719 | 364.664 | 0.0013 | 276.58 | -0.00022869 | 276.58 | -0.0010945 | 364.2154 | 1.02e-05 | 364.2154 | 8.2356e-06 | 282.2247 | 0 | 282.2247 | 0 | 560.8349 | 0.00248 | 282.2247 | 0 | 559.7597 | 3.0002e-05 | 560.8349 | 0.00327 | 364.2154 | 1.5151e-05
| 364.7772 | 0.99281 | 282.4334 | 3.3305e-05 | 364.7772 | 0 | 282.4334 | 0 | 282.8744 | 0 | 282.4334 | 0 | 364.3265 | 7.5159e-06 | 276.79 | 0.0009275 | 364.7772 | 0.00158 | 276.79 | -0.0010036 | 276.79 | -0.00099695 | 364.3265 | 9.4272e-06 | 364.3265 | 8.016e-06 | 282.4334 | 0 | 282.4334 | 0 | 560.9919 | 0.00429 | 282.4334 | 0 | 559.9175 | 6.6672e-06 | 560.9919 | 0.00305 | 364.3265 | 1.3206e-05
| 364.8904 | 1 | 282.6421 | -0.00093477 | 364.8904 | 0.00139 | 282.6421 | 0 | 283.0838 | 0 | 282.6421 | 0 | 364.4376 | 8.2888e-06 | 277 | -0.0018044 | 364.8904 | 0.00204 | 277 | -3.4977e-05 | 277 | -0.0010295 | 364.4376 | 1.1289e-05 | 364.4376 | 4.3814e-06 | 282.6421 | 0 | 282.6421 | 0 | 561.1489 | 0.0026 | 282.6421 | 0 | 560.0753 | 5.0004e-05 | 561.1489 | 0.00322 | 364.4376 | 1.0789e-05
| 365.0036 | 0.99779 | 282.8508 | 0.00091467 | 365.0036 | 0.00038237 | 282.8508 | 0 | 283.2931 | 0 | 282.8508 | 0 | 364.5487 | 8.6584e-06 | 277.21 | 0.001231 | 365.0036 | 4.7316e-05 | 277.21 | 0.002677 | 277.21 | -0.0016797 | 364.5487 | 1.1231e-05 | 364.5487 | 4.9194e-06 | 282.8508 | 0 | 282.8508 | 0 | 561.3059 | 0.00338 | 282.8508 | 0 | 560.2331 | 0 | 561.3059 | 0.00304 | 364.5487 | 9.4092e-06
| 365.1168 | 0.99357 | 283.0596 | -0.00022285 | 365.1168 | 0.00045084 | 283.0596 | 0 | 283.5025 | 0 | 283.0596 | 0 | 364.6597 | 8.524e-06 | 277.42 | -0.0022428 | 365.1168 | 0.00076162 | 277.42 | 0.00054618 | 277.42 | -0.0018422 | 364.6597 | 1.1371e-05 | 364.6597 | 5.4575e-06 | 283.0596 | 0 | 283.0596 | 0 | 561.463 | 0.0032 | 283.0596 | 0 | 560.391 | 1.0001e-05 | 561.463 | 0.00322 | 364.6597 | 9.7629e-06
| 365.2301 | 0.9936 | 283.2683 | 0.0010598 | 365.2301 | 0 | 283.2683 | 0 | 283.7119 | 0 | 283.2683 | 0 | 364.7708 | 7.9303e-06 | 277.63 | 0.00015177 | 365.2301 | 0.00044478 | 277.63 | 0.00077218 | 277.63 | 0.00072604 | 364.7708 | 1.068e-05 | 364.7708 | 6.2042e-06 | 283.2683 | 0 | 283.2683 | 0 | 561.62 | 0.00309 | 283.2683 | 0 | 560.5488 | 0 | 561.62 | 0.00309 | 364.7708 | 8.7253e-06
| 365.3433 | 0.99718 | 283.4771 | -0.00049566 | 365.3433 | 0.00151 | 283.4771 | 0 | 283.9213 | 0 | 283.4771 | 0 | 364.8819 | 8.2104e-06 | 277.84 | -0.001366 | 365.3433 | 0.00278 | 277.84 | -0.00026098 | 277.84 | 0.0016038 | 364.8819 | 9.9307e-06 | 364.8819 | 6.6324e-06 | 283.4771 | 0 | 283.4771 | 0 | 561.7771 | 0.00292 | 283.4771 | 0 | 560.7066 | 3.0002e-05 | 561.7771 | 0.00324 | 364.8819 | 5.0465e-06
| 365.4564 | 0.98194 | 283.6858 | 0.0011117 | 365.4564 | 0 | 283.6858 | 0 | 284.1307 | 0 | 283.6858 | 0 | 364.993 | 7.5607e-06 | 278.05 | 0.0011973 | 365.4564 | 0.00147 | 278.05 | -0.0011973 | 278.05 | 0.00053099 | 364.993 | 9.8722e-06 | 364.993 | 8.4443e-06 | 283.6858 | 0 | 283.6858 | 0 | 561.9341 | 0.00443 | 283.6858 | 0 | 560.8645 | 0 | 561.9341 | 0.00303 | 364.993 | 5.4003e-06
| 365.5696 | 0.97172 | 283.8946 | -0.00012167 | 365.5696 | 0.00027745 | 283.8946 | 0 | 284.3402 | 0 | 283.8946 | 0 | 365.1041 | 7.0679e-06 | 278.26 | 0.00052277 | 365.5696 | 0.00127 | 278.26 | 0.0004816 | 278.26 | 4.3346e-05 | 365.1041 | 9.5677e-06 | 365.1041 | 9.5204e-06 | 283.8946 | 0 | 283.8946 | 0 | 562.0912 | 0.00165 | 283.8946 | 0 | 561.0223 | 3.0002e-05 | 562.0912 | 0.00312 | 365.1041 | 6.8859e-06
| 365.6828 | 0.96495 | 284.1034 | -5.6808e-06 | 365.6828 | 0.00041713 | 284.1034 | 0 | 284.5496 | 0 | 284.1034 | 0 | 365.2152 | 6.3622e-06 | 278.47 | 0.00082632 | 365.6828 | 0.00055835 | 278.47 | -0.0015524 | 278.47 | 0.00049847 | 365.2152 | 9.4389e-06 | 365.2152 | 9.729e-06 | 284.1035 | 0 | 284.1034 | 0 | 562.2483 | 0.00424 | 284.1034 | 0 | 561.1802 | 2.6669e-05 | 562.2483 | 0.00298 | 365.2152 | 9.3031e-06
| 365.796 | 0.95215 | 284.3123 | -0.00049004 | 365.796 | 0.00052021 | 284.3123 | 0 | 284.7591 | 0 | 284.3123 | 0 | 365.3263 | 8.2664e-06 | 278.68 | -1.6864e-05 | 365.796 | 0.00027911 | 278.68 | -0.00042241 | 278.68 | 0.00098612 | 365.3263 | 9.3803e-06 | 365.3263 | 7.8074e-06 | 284.3123 | 0 | 284.3123 | 0 | 562.4054 | 0.00262 | 284.3123 | 0 | 561.3381 | 0 | 562.4054 | 0.00313 | 365.3263 | 9.3031e-06
| 365.9092 | 0.93486 | 284.5211 | -0.0012739 | 365.9092 | 0 | 284.5211 | 0 | 284.9686 | 0 | 284.5211 | 0 | 365.4375 | 8.8936e-06 | 278.89 | 0.0020068 | 365.9092 | 0.00055835 | 278.89 | -9.9549e-05 | 278.89 | 0.0011812 | 365.4375 | 9.0524e-06 | 365.4375 | 6.0944e-06 | 284.5211 | 0 | 284.5211 | 0 | 562.5625 | 0.00229 | 284.5211 | 0 | 561.496 | 6.6672e-06 | 562.5625 | 0.00297 | 365.4375 | 8.1476e-06
| 366.0224 | 0.91101 | 284.73 | -0.00011102 | 366.0224 | 0.00139 | 284.73 | 0 | 285.1781 | 0 | 284.73 | 0 | 365.5486 | 9.0729e-06 | 279.09 | -0.00089378 | 366.0224 | 0.00173 | 279.09 | 0.00022331 | 279.09 | -0.0008344 | 365.5486 | 1.0095e-05 | 365.5486 | 5.8857e-06 | 284.73 | 0 | 284.73 | 0 | 562.7196 | 0.0026 | 284.73 | 0 | 561.6539 | 1.0001e-05 | 562.7196 | 0.00314 | 365.5486 | 6.32e-06
| 366.1356 | 0.89365 | 284.9389 | 0.000179 | 366.1356 | 0 | 284.9389 | 0 | 285.3876 | 0 | 284.9389 | 0 | 365.6597 | 8.188e-06 | 279.3 | -0.00052277 | 366.1356 | 0.00178 | 279.3 | 0.0002556 | 279.3 | 0.0013438 | 365.6597 | 1.0141e-05 | 365.6597 | 6.5226e-06 | 284.9389 | 0 | 284.9389 | 0 | 562.8767 | 0.00408 | 284.9389 | 0 | 561.8117 | 0 | 562.8767 | 0.00297 | 365.6597 | 7.1218e-06
| 366.2488 | 0.86677 | 285.1478 | -0.00087771 | 366.2488 | 0.00022542 | 285.1478 | 0 | 285.5971 | 0 | 285.1478 | 0 | 365.7709 | 8.7368e-06 | 279.51 | 0.0009275 | 366.2488 | 0.00147 | 279.51 | -0.0021336 | 279.51 | 0.002449 | 365.7709 | 1.0469e-05 | 365.7709 | 8.3454e-06 | 285.1478 | 0 | 285.1478 | 0 | 563.0338 | 0.00218 | 285.1478 | 0 | 561.9696 | 1.0001e-05 | 563.0338 | 0.00317 | 365.7709 | 8.3834e-06
| 366.3619 | 0.84963 | 285.3567 | 0.00059925 | 366.3619 | 0 | 285.3567 | 0 | 285.8067 | 0 | 285.3567 | 0 | 365.882 | 8.4792e-06 | 279.72 | -0.00038786 | 366.3619 | 0 | 279.72 | 0.00080447 | 279.72 | 0.00069354 | 365.882 | 9.2984e-06 | 365.882 | 1.0805e-05 | 285.3567 | 0 | 285.3567 | 0 | 563.1909 | 0.00431 | 285.3567 | 0 | 562.1276 | 6.6672e-06 | 563.1909 | 0.003 | 365.882 | 1.0565e-05
| 366.4751 | 0.8251 | 285.5656 | -0.00032394 | 366.4751 | 0 | 285.5656 | 0 | 286.0163 | 0 | 285.5656 | 0 | 365.9932 | 8.2664e-06 | 279.93 | 0.00035414 | 366.4751 | 0.00081839 | 279.93 | -0.0019399 | 279.93 | -0.0019722 | 365.9932 | 9.9542e-06 | 365.9932 | 1.0157e-05 | 285.5656 | 0 | 285.5656 | 0 | 563.348 | 0.0028 | 285.5656 | 0 | 562.2855 | 1.0001e-05 | 563.348 | 0.00314 | 365.9932 | 1.0907e-05
| 366.5883 | 0.80449 | 285.7746 | -6.446e-05 | 366.5883 | 0.00036499 | 285.7746 | 0 | 286.2258 | 0 | 285.7746 | 0 | 366.1043 | 7.5159e-06 | 280.14 | 8.4319e-05 | 366.5883 | 0.00113 | 280.14 | -0.0020367 | 280.14 | 0.00075855 | 366.1043 | 9.1812e-06 | 366.1043 | 9.191e-06 | 285.7746 | 0 | 285.7746 | 0 | 563.5052 | 0.00336 | 285.7746 | 0 | 562.4434 | 0 | 563.5052 | 0.00296 | 366.1043 | 1.0223e-05
| 366.7015 | 0.77745 | 285.9835 | 6.6878e-05 | 366.7015 | 0.00114 | 285.9835 | 0 | 286.4354 | 0 | 285.9835 | 0 | 366.2155 | 7.3815e-06 | 280.35 | 0.00021923 | 366.7015 | 0.00070485 | 280.35 | 0.00090132 | 280.35 | 0.00072604 | 366.2155 | 9.919e-06 | 366.2155 | 7.0607e-06 | 285.9835 | 0 | 285.9835 | 0 | 563.6623 | 0.00306 | 285.9835 | 0 | 562.6013 | 1.0001e-05 | 563.6623 | 0.00302 | 366.2155 | 1.1367e-05
| 366.8146 | 0.75608 | 286.1925 | 0.00027236 | 366.8146 | 0.00015642 | 286.1925 | 0 | 286.6451 | 0 | 286.1925 | 0 | 366.3266 | 7.6391e-06 | 280.56 | 0.00035414 | 366.8146 | 0.0022 | 280.56 | 0.00028789 | 280.56 | 0.0013438 | 366.3266 | 1.02e-05 | 366.3266 | 9.0921e-06 | 286.1925 | 0 | 286.1925 | 0 | 563.8195 | 0.00512 | 286.1925 | 0 | 562.7592 | 0 | 563.8195 | 0.0029 | 366.3266 | 9.5271e-06
| 366.9278 | 0.73582 | 286.4015 | -0.00034925 | 366.9278 | 8.6698e-05 | 286.4015 | 0 | 286.8547 | 0 | 286.4015 | 0 | 366.4378 | 7.6951e-06 | 280.77 | 0.0016358 | 366.9278 | 0.00207 | 280.77 | 0.00028789 | 280.77 | 0.0009536 | 366.4378 | 1.102e-05 | 366.4378 | 8.3454e-06 | 286.4015 | 0 | 286.4015 | 0 | 563.9767 | 0.00324 | 286.4015 | 0 | 562.9172 | 0 | 563.9767 | 0.00308 | 366.4378 | 1.0907e-05
| 367.041 | 0.70278 | 286.6105 | 0.00034603 | 367.041 | 0.00081688 | 286.6105 | 0 | 287.0643 | 0 | 286.6105 | 0 | 366.549 | 7.7511e-06 | 280.98 | -0.00015177 | 367.041 | 0.00041639 | 280.98 | 0.00073989 | 280.98 | -0.00057433 | 366.549 | 1.0446e-05 | 366.549 | 9.3008e-06 | 286.6105 | 0 | 286.6105 | 0 | 564.1339 | 0.00366 | 286.6105 | 0 | 563.0751 | 6.6672e-06 | 564.1339 | 0.003 | 366.549 | 8.8432e-06
| 367.1542 | 0.67775 | 286.8196 | 0.00025604 | 367.1542 | 0 | 286.8196 | 0 | 287.274 | 0 | 286.8196 | 0 | 366.6602 | 8.3e-06 | 281.19 | -0.00045532 | 367.1542 | 0 | 281.19 | 0.00022331 | 281.19 | -0.00060684 | 366.6602 | 8.1273e-06 | 366.6602 | 6.9509e-06 | 286.8196 | 0 | 286.8196 | 0 | 564.291 | 0.00397 | 286.8196 | 0 | 563.2331 | 0 | 564.291 | 0.00312 | 366.6602 | 1.1025e-05
| 367.2673 | 0.6701 | 287.0286 | -0.00030738 | 367.2673 | 0.00027809 | 287.0286 | 0 | 287.4837 | 0 | 287.0286 | 0 | 366.7713 | 8.524e-06 | 281.4 | -0.0019731 | 367.2673 | 0.00218 | 281.4 | -2.6905e-06 | 281.4 | 0.0018964 | 366.7713 | 7.9633e-06 | 366.7713 | 8.6639e-06 | 287.0286 | 0 | 287.0286 | 0 | 564.4482 | 0.00526 | 287.0286 | 0 | 563.391 | 6.6672e-06 | 564.4482 | 0.00294 | 366.7713 | 8.6074e-06
| 367.3805 | 0.64541 | 287.2377 | 0.00038772 | 367.3805 | 0.00058956 | 287.2377 | 0 | 287.6934 | 0 | 287.2377 | 0 | 366.8825 | 8.8936e-06 | 281.61 | 0.00069142 | 367.3805 | 0.00036425 | 281.61 | -0.002973 | 281.61 | -0.0043454 | 366.8825 | 7.3544e-06 | 366.8825 | 7.9172e-06 | 287.2377 | 0 | 287.2377 | 0 | 564.6054 | 0.00334 | 287.2377 | 0 | 563.549 | 5.0004e-05 | 564.6054 | 0.00313 | 366.8825 | 9.421e-06
| 367.4936 | 0.62615 | 287.4468 | 0.00053695 | 367.4936 | 0.00039975 | 287.4468 | 0 | 287.9031 | 0 | 287.4468 | 0 | 366.9937 | 7.7511e-06 | 281.82 | 0.001231 | 367.4936 | 0 | 281.82 | -0.00022869 | 281.82 | -0.00024923 | 366.9937 | 8.1507e-06 | 366.9937 | 7.6976e-06 | 287.4468 | 0 | 287.4468 | 0 | 564.7626 | 0.00348 | 287.4468 | 0 | 563.707 | 0 | 564.7626 | 0.00301 | 366.9937 | 6.7798e-06
| 367.6068 | 0.60473 | 287.6559 | 0.00047514 | 367.6068 | 0 | 287.6559 | 0 | 288.1128 | 0 | 287.6559 | 0 | 367.1049 | 8.7368e-06 | 282.03 | -0.001231 | 367.6068 | 0.00147 | 282.03 | -0.00084214 | 282.03 | 0.00066102 | 367.1049 | 8.6191e-06 | 367.1049 | 7.9172e-06 | 287.6559 | 0 | 287.6559 | 0 | 564.9198 | 0.00302 | 287.6559 | 0 | 563.865 | 1.0001e-05 | 564.9198 | 0.00315 | 367.1049 | 7.4637e-06
| 367.7199 | 0.58602 | 287.865 | 0.0005675 | 367.7199 | 0 | 287.865 | 0 | 288.3225 | 0 | 287.865 | 0 | 367.2162 | 7.9751e-06 | 282.24 | -0.001231 | 367.7199 | 0.0026 | 282.24 | 0.00073989 | 282.24 | -0.00028175 | 367.2162 | 9.7317e-06 | 367.2162 | 8.2356e-06 | 287.865 | 0 | 287.865 | 0 | 565.0771 | 0.00388 | 287.865 | 0 | 564.0229 | 6.6672e-06 | 565.0771 | 0.00297 | 367.2162 | 6.4261e-06
| 367.8331 | 0.56896 | 288.0741 | -0.0003777 | 367.8331 | 0.00027745 | 288.0741 | 0 | 288.5323 | 0 | 288.0741 | 0 | 367.3274 | 9.2521e-06 | 282.45 | -0.00032042 | 367.8331 | 8.0426e-05 | 282.45 | -0.0030053 | 282.45 | -0.00067186 | 367.3274 | 1.0821e-05 | 367.3274 | 8.2356e-06 | 288.0741 | 0 | 288.0741 | 0 | 565.2343 | 0.00295 | 288.0741 | 0 | 564.1809 | 0 | 565.2343 | 0.00307 | 367.3274 | 9.5271e-06
| 367.9463 | 0.55946 | 288.2833 | 0.0009127 | 367.9463 | 0 | 288.2833 | 0 | 288.7421 | 0 | 288.2833 | 0 | 367.4386 | 8.1096e-06 | 282.66 | 0.0019393 | 367.9463 | 0.00021766 | 282.66 | -0.0033282 | 282.66 | 0.0012462 | 367.4386 | 9.2398e-06 | 367.4386 | 8.4443e-06 | 288.2833 | 0 | 288.2833 | 0 | 565.3916 | 0.00323 | 288.2833 | 0 | 564.3389 | 6.6672e-06 | 565.3916 | 0.00288 | 367.4386 | 1.0447e-05
| 368.0594 | 0.54544 | 288.4925 | -6.7036e-05 | 368.0594 | 0.00072829 | 288.4925 | 0 | 288.9518 | 0 | 288.4925 | 0 | 367.5498 | 9.0168e-06 | 282.87 | -0.00065769 | 368.0594 | 0.00263 | 282.87 | -0.0021013 | 282.87 | -0.0015171 | 367.5498 | 1.0469e-05 | 367.5498 | 9.4106e-06 | 288.4925 | 0 | 288.4925 | 0 | 565.5488 | 0.00207 | 288.4925 | 0 | 564.4969 | 3.0002e-05 | 565.5488 | 0.00306 | 367.5498 | 1.2286e-05
| 368.1726 | 0.53005 | 288.7017 | 0.00055839 | 368.1726 | 0 | 288.7017 | 0 | 289.1616 | 0 | 288.7017 | 0 | 367.661 | 9.2297e-06 | 283.08 | -0.001231 | 368.1726 | 0.00152 | 283.08 | -0.0009067 | 283.08 | 0.00033593 | 367.661 | 1.0223e-05 | 367.661 | 1.1552e-05 | 288.7017 | 0 | 288.7017 | 0 | 565.7061 | 0.00545 | 288.7017 | 0 | 564.655 | 6.6672e-06 | 565.7061 | 0.00295 | 367.661 | 1.0223e-05
| 368.2857 | 0.51376 | 288.9109 | -0.0016726 | 368.2857 | 0.00146 | 288.9109 | 0 | 289.3715 | 0 | 288.9109 | 0 | 367.7723 | 9.4201e-06 | 283.29 | 0.001231 | 368.2857 | 0.0017 | 283.29 | -0.0009067 | 283.29 | 0.00020589 | 367.7723 | 1.1207e-05 | 367.7723 | 1.0805e-05 | 288.9109 | 0 | 288.9109 | 0 | 565.8633 | 0.0016 | 288.9109 | 0 | 564.813 | 3.0002e-05 | 565.8633 | 0.00314 | 367.7723 | 1.1944e-05
| 368.3989 | 0.50637 | 289.1201 | -0.00010534 | 368.3989 | 0.00013905 | 289.1201 | 0 | 289.5813 | 0 | 289.1201 | 0 | 367.8835 | 9.1065e-06 | 283.5 | 0.0016358 | 368.3989 | 0.00158 | 283.5 | -0.0010036 | 283.5 | 0.0018964 | 367.8835 | 9.4623e-06 | 367.8835 | 1.0267e-05 | 289.1201 | 0 | 289.1201 | 0 | 566.0206 | 0.00322 | 289.1201 | 0 | 564.971 | 0 | 566.0206 | 0.00295 | 367.8835 | 9.7629e-06
| 368.512 | 0.49933 | 289.3293 | 0.0012074 | 368.512 | 0.00072829 | 289.3293 | 0 | 289.7911 | 0 | 289.3293 | 0 | 367.9948 | 8.4456e-06 | 283.7 | -0.00079259 | 368.512 | 0.00087516 | 283.7 | 6.1882e-05 | 283.7 | -0.0025248 | 367.9948 | 8.9939e-06 | 367.9948 | 9.0921e-06 | 289.3293 | 0 | 289.3293 | 0 | 566.1779 | 0.0026 | 289.3293 | 0 | 565.1291 | 3.0002e-05 | 566.1779 | 0.00307 | 367.9948 | 8.1476e-06
| 368.6252 | 0.49143 | 289.5386 | 0.00063758 | 368.6252 | 0.00048665 | 289.5386 | 0 | 290.001 | 0 | 289.5386 | 0 | 368.106 | 8.2104e-06 | 283.91 | -0.00079259 | 368.6252 | 0.00192 | 283.91 | -0.0026179 | 283.91 | -0.0010945 | 368.106 | 8.8651e-06 | 368.106 | 7.8074e-06 | 289.5386 | 0 | 289.5386 | 0 | 566.3352 | 0.00394 | 289.5386 | 0 | 565.2871 | 0 | 566.3352 | 0.00288 | 368.106 | 7.3458e-06
| 368.7383 | 0.47993 | 289.7479 | -0.00064885 | 368.7383 | 0.00050287 | 289.7479 | 0 | 290.2109 | 0 | 289.7479 | 0 | 368.2173 | 8.188e-06 | 284.12 | 0.0016695 | 368.7383 | 0.00081839 | 284.12 | 0.0018376 | 284.12 | -0.001127 | 368.2173 | 1.0692e-05 | 368.2173 | 5.6661e-06 | 289.7479 | 0 | 289.7479 | 0 | 566.4924 | 0.00197 | 289.7479 | 0 | 565.4451 | 0 | 566.4924 | 0.00304 | 368.2173 | 1.1025e-05
| 368.8514 | 0.47343 | 289.9572 | 0.00022059 | 368.8514 | 0.00095592 | 289.9572 | 0 | 290.4208 | 0 | 289.9572 | 0 | 368.3286 | 7.2023e-06 | 284.33 | 0.0016358 | 368.8514 | 0.0006719 | 284.33 | 6.1882e-05 | 284.33 | -2.1673e-05 | 368.3286 | 1.1371e-05 | 368.3286 | 6.314e-06 | 289.9572 | 0 | 289.9572 | 0 | 566.6498 | 0.00376 | 289.9572 | 0 | 565.6032 | 0 | 566.6498 | 0.0029 | 368.3286 | 1.4692e-05
| 368.9646 | 0.46336 | 290.1665 | -0.00022859 | 368.9646 | 0.0016 | 290.1665 | 0 | 290.6307 | 0 | 290.1665 | 0 | 368.4398 | 7.4039e-06 | 284.54 | -0.00038786 | 368.9646 | 0.00084678 | 284.54 | -0.0012296 | 284.54 | 0.00014088 | 368.4398 | 1.1722e-05 | 368.4398 | 8.016e-06 | 290.1665 | 0 | 290.1665 | 0 | 566.8071 | 0.00299 | 290.1665 | 0 | 565.7613 | 3.0002e-05 | 566.8071 | 0.00316 | 368.4398 | 1.4692e-05
| 369.0777 | 0.45684 | 290.3758 | 0.00048103 | 369.0777 | 0.00103 | 290.3758 | 0 | 290.8406 | 0 | 290.3758 | 0 | 368.5511 | 6.8774e-06 | 284.75 | -0.00062396 | 369.0777 | 0.00107 | 284.75 | 0.0015793 | 284.75 | -0.00073687 | 368.5511 | 1.0411e-05 | 368.5511 | 1.0695e-05 | 290.3758 | 0 | 290.3758 | 0 | 566.9644 | 0.00422 | 290.3758 | 0 | 565.9193 | 6.6672e-06 | 566.9644 | 0.00297 | 368.5511 | 9.5271e-06
| 369.1908 | 0.45165 | 290.5851 | 0.0010211 | 369.1908 | 0 | 290.5851 | 0 | 291.0506 | 0 | 290.5851 | 0 | 368.6624 | 7.7959e-06 | 284.96 | 0.001602 | 369.1908 | 0.00156 | 284.96 | 0.00067532 | 284.96 | -0.00086692 | 368.6624 | 1.1582e-05 | 368.6624 | 9.0921e-06 | 290.5851 | 0 | 290.5851 | 0 | 567.1217 | 0.0032 | 290.5851 | 0 | 566.0774 | 3.0002e-05 | 567.1217 | 0.00317 | 368.6624 | 8.2655e-06
| 369.304 | 0.44539 | 290.7945 | 0.00029198 | 369.304 | 0.00057355 | 290.7945 | 0 | 291.2605 | 0 | 290.7945 | 0 | 368.7737 | 6.9671e-06 | 285.17 | 0.0014334 | 369.304 | 0.00101 | 285.17 | 6.1882e-05 | 285.17 | 0.002189 | 368.7737 | 1.1395e-05 | 368.7737 | 1.0047e-05 | 290.7945 | 0 | 290.7945 | 0 | 567.2791 | 0.00432 | 290.7945 | 0 | 566.2355 | 0 | 567.2791 | 0.00285 | 368.7737 | 7.9235e-06
| 369.4171 | 0.43695 | 291.0039 | -0.00061092 | 369.4171 | 0.00032946 | 291.0039 | 0 | 291.4705 | 0 | 291.0039 | 0 | 368.885 | 7.5383e-06 | 285.38 | -0.0027826 | 369.4171 | 0.00056294 | 285.38 | -0.0037156 | 285.38 | -0.0016147 | 368.885 | 1.0844e-05 | 368.885 | 8.8725e-06 | 291.0039 | 0 | 291.0039 | 0 | 567.4364 | 0.00195 | 291.0039 | 0 | 566.3936 | 1.0001e-05 | 567.4364 | 0.00302 | 368.885 | 1.1826e-05
| 369.5302 | 0.43485 | 291.2133 | 0.001152 | 369.5302 | 0.00041713 | 291.2133 | 0 | 291.6805 | 0 | 291.2133 | 0 | 368.9963 | 7.4039e-06 | 285.59 | 0.001231 | 369.5302 | 0 | 285.59 | -0.0017784 | 285.59 | -0.00031426 | 368.9963 | 8.947e-06 | 368.9963 | 1.0157e-05 | 291.2133 | 0 | 291.2133 | 0 | 567.5938 | 0.00388 | 291.2133 | 0 | 566.5517 | 6.6672e-06 | 567.5938 | 0.00283 | 368.9963 | 8.8432e-06
| 369.6433 | 0.42883 | 291.4227 | -5.3471e-05 | 369.6433 | 0.00091902 | 291.4227 | 0 | 291.8905 | 0 | 291.4227 | 0 | 369.1076 | 8.5464e-06 | 285.8 | -0.0005565 | 369.6433 | 0.00193 | 285.8 | -0.0035541 | 285.8 | -0.0018096 | 369.1076 | 8.3966e-06 | 369.1076 | 8.7737e-06 | 291.4227 | 0 | 291.4227 | 0 | 567.7511 | 0.00222 | 291.4227 | 0 | 566.7098 | 3.0002e-05 | 567.7511 | 0.00309 | 369.1076 | 8.2655e-06
| 369.7565 | 0.42837 | 291.6321 | 0.00027356 | 369.7565 | 0.00066046 | 291.6321 | 0 | 292.1005 | 0 | 291.6321 | 0 | 369.2189 | 8.244e-06 | 286.01 | 0.00075887 | 369.7565 | 0.00203 | 286.01 | 0.00015874 | 286.01 | -0.00015171 | 369.2189 | 7.9399e-06 | 369.2189 | 1.0157e-05 | 291.6321 | 0 | 291.6321 | 0 | 567.9085 | 0.00366 | 291.6321 | 0 | 566.8679 | 0 | 567.9085 | 0.00288 | 369.2189 | 8.5013e-06
| 369.8696 | 0.41711 | 291.8416 | -0.0012583 | 369.8696 | 0.00128 | 291.8416 | 0 | 292.3106 | 0 | 291.8416 | 0 | 369.3302 | 8.524e-06 | 286.22 | 0.00038786 | 369.8696 | 0.00158 | 286.22 | -0.00029326 | 286.22 | -5.4182e-05 | 369.3302 | 8.3147e-06 | 369.3302 | 8.8725e-06 | 291.8416 | 0 | 291.8416 | 0 | 568.0659 | 0.0028 | 291.8416 | 0 | 567.026 | 5.0004e-05 | 568.0659 | 0.00308 | 369.3302 | 1.1249e-05
| 369.9827 | 0.4168 | 292.051 | 0.00028653 | 369.9827 | 0.00057355 | 292.051 | 0 | 292.5206 | 0 | 292.051 | 0 | 369.4415 | 8.2888e-06 | 286.43 | -0.00045532 | 369.9827 | 0.00021766 | 286.43 | 0.00041703 | 286.43 | 0.00072604 | 369.4415 | 7.7642e-06 | 369.4415 | 7.0607e-06 | 292.051 | 0 | 292.051 | 0 | 568.2232 | 0.00403 | 292.051 | 0 | 567.1841 | 0 | 568.2232 | 0.00284 | 369.4415 | 1.1249e-05
| 370.0958 | 0.40639 | 292.2605 | -0.00035554 | 370.0958 | 0.00106 | 292.2605 | 0 | 292.7307 | 0 | 292.2605 | 0 | 369.5529 | 9.9353e-06 | 286.64 | -0.00038786 | 370.0958 | 0 | 286.64 | -0.00039012 | 286.64 | -0.00073687 | 369.5529 | 8.6191e-06 | 369.5529 | 6.7313e-06 | 292.2605 | 0 | 292.2605 | 0 | 568.3806 | 0.00348 | 292.2605 | 0 | 567.3423 | 1.0001e-05 | 568.3806 | 0.00303 | 369.5529 | 1.0907e-05
| 370.209 | 0.39965 | 292.47 | 0.0012479 | 370.209 | 0.00039975 | 292.47 | 0 | 292.9408 | 0 | 292.47 | 0 | 369.6642 | 9.5769e-06 | 286.85 | 0.0021416 | 370.209 | 0.0006719 | 286.85 | 0.0010628 | 286.85 | -0.00070437 | 369.6642 | 7.8228e-06 | 369.6642 | 6.8411e-06 | 292.47 | 0 | 292.47 | 0 | 568.538 | 0.00295 | 292.47 | 0 | 567.5004 | 0 | 568.538 | 0.00284 | 369.6642 | 1.0565e-05
| 370.3221 | 0.39839 | 292.6795 | -0.00060541 | 370.3221 | 0.00158 | 292.6795 | 0 | 293.1509 | 0 | 292.6795 | 0 | 369.7755 | 9.2857e-06 | 287.06 | -0.00072515 | 370.3221 | 0 | 287.06 | -0.00071299 | 287.06 | -0.0016472 | 369.7755 | 9.3218e-06 | 369.7755 | 1.0157e-05 | 292.6795 | 0 | 292.6795 | 0 | 568.6955 | 0.00329 | 292.6795 | 0 | 567.6585 | 3.0002e-05 | 568.6955 | 0.00304 | 369.7755 | 9.1852e-06
| 370.4352 | 0.3932 | 292.889 | 0.00030101 | 370.4352 | 0.00111 | 292.889 | 0 | 293.361 | 0 | 292.889 | 0 | 369.8869 | 8.3784e-06 | 287.27 | -0.00079259 | 370.4352 | 0.00169 | 287.27 | -0.001843 | 287.27 | -0.00073687 | 369.8869 | 9.7551e-06 | 369.8869 | 7.6976e-06 | 292.889 | 0 | 292.889 | 0 | 568.8529 | 0.00487 | 292.889 | 0 | 567.8167 | 4.667e-05 | 568.8529 | 0.00289 | 369.8869 | 1.0907e-05
| 370.5483 | 0.38563 | 293.0986 | 0.00088525 | 370.5483 | 0.00187 | 293.0986 | 0 | 293.5711 | 0 | 293.0986 | 0 | 369.9982 | 8.4456e-06 | 287.48 | 0.001366 | 370.5483 | 0.00053456 | 287.48 | -0.0004547 | 287.48 | -0.0021348 | 369.9982 | 1.1828e-05 | 369.9982 | 8.5541e-06 | 293.0986 | 0 | 293.0986 | 0 | 569.0103 | 0.00197 | 293.0986 | 0 | 567.9748 | 1.0001e-05 | 569.0103 | 0.00297 | 369.9982 | 1.0683e-05
| 370.6614 | 0.38097 | 293.3082 | 0.0012632 | 370.6614 | 0.0016 | 293.3082 | 0 | 293.7813 | 0 | 293.3082 | 0 | 370.1096 | 8.7816e-06 | 287.69 | 0.001366 | 370.6614 | 0.00223 | 287.69 | 0.00035245 | 287.69 | 0.00027091 | 370.1096 | 1.0118e-05 | 370.1096 | 6.0944e-06 | 293.3082 | 0 | 293.3082 | 0 | 569.1677 | 0.00427 | 293.3082 | 0 | 568.133 | 6.6672e-06 | 569.1677 | 0.00285 | 370.1096 | 1.2628e-05
| 370.7745 | 0.37414 | 293.5177 | 0.00034943 | 370.7745 | 0.00191 | 293.5177 | 0 | 293.9915 | 0 | 293.5177 | 0 | 370.2209 | 8.9496e-06 | 287.9 | -0.00025296 | 370.7745 | 0.00187 | 287.9 | -0.001843 | 287.9 | -0.00070437 | 370.2209 | 9.2632e-06 | 370.2209 | 1.0047e-05 | 293.5177 | 0 | 293.5177 | 0 | 569.3252 | 0.00355 | 293.5177 | 0 | 568.2912 | 1.0001e-05 | 569.3252 | 0.00302 | 370.2209 | 1.297e-05
| 370.8876 | 0.36988 | 293.7273 | -0.00040937 | 370.8876 | 0.00186 | 293.7273 | 0 | 294.2016 | 0 | 293.7273 | 0 | 370.3323 | 8.2664e-06 | 288.11 | 0.001231 | 370.8876 | 0.00186 | 288.11 | -0.0016493 | 288.11 | 0.00027091 | 370.3323 | 8.0687e-06 | 370.3323 | 8.8725e-06 | 293.7273 | 0 | 293.7273 | 0 | 569.4826 | 0.00338 | 293.7273 | 0 | 568.4494 | 0 | 569.4826 | 0.00291 | 370.3323 | 1.4809e-05
| 371.0007 | 0.35771 | 293.9369 | -2.9174e-05 | 371.0007 | 0.00125 | 293.9369 | 0 | 294.4118 | 0 | 293.9369 | 0 | 370.4437 | 7.1239e-06 | 288.32 | -0.0021416 | 371.0007 | 0.00218 | 288.32 | -0.001165 | 288.32 | 0.0012787 | 370.4437 | 9.1812e-06 | 370.4437 | 7.4889e-06 | 293.937 | 0 | 293.9369 | 0 | 569.6401 | 0.00283 | 293.9369 | 0 | 568.6075 | 3.0002e-05 | 569.6401 | 0.0031 | 370.4437 | 1.6189e-05
| 371.1138 | 0.35163 | 294.1466 | 0.0005689 | 371.1138 | 0.00188 | 294.1466 | 0 | 294.6221 | 0 | 294.1466 | 0 | 370.5551 | 7.1463e-06 | 288.53 | 0.00048905 | 371.1138 | 0.00087064 | 288.53 | 0.00044931 | 288.53 | -0.0011595 | 370.5551 | 9.919e-06 | 370.5551 | 4.3814e-06 | 294.1466 | 0 | 294.1466 | 0 | 569.7975 | 0.00499 | 294.1466 | 0 | 568.7657 | 0 | 569.7975 | 0.00296 | 370.5551 | 1.2404e-05
| 371.2269 | 0.34176 | 294.3562 | 0.00020329 | 371.2269 | 0.00243 | 294.3562 | 0 | 294.8323 | 0 | 294.3562 | 0 | 370.6664 | 7.8295e-06 | 288.74 | -0.00038786 | 371.2269 | 0.0004494 | 288.74 | -0.00022869 | 288.74 | -0.0015171 | 370.6664 | 8.5606e-06 | 370.6664 | 6.5226e-06 | 294.3562 | 0 | 294.3562 | 0 | 569.955 | 0.00172 | 294.3562 | 0 | 568.9239 | 1.0001e-05 | 569.955 | 0.00315 | 370.6664 | 8.9611e-06
| 371.34 | 0.3361 | 294.5659 | 0.0007415 | 371.34 | 0.00231 | 294.5659 | 0 | 295.0425 | 0 | 294.5659 | 0 | 370.7778 | 9.0953e-06 | 288.95 | 0.00086005 | 371.34 | 0.00027444 | 288.95 | 0.0015793 | 288.95 | 0.0009211 | 370.7778 | 8.8885e-06 | 370.7778 | 7.6976e-06 | 294.5659 | 0 | 294.5659 | 0 | 570.1125 | 0.00381 | 294.5659 | 0 | 569.0821 | 0 | 570.1125 | 0.0029 | 370.7778 | 6.0841e-06
| 371.4531 | 0.3331 | 294.7756 | -0.00051091 | 371.4531 | 0.00335 | 294.7756 | 0 | 295.2528 | 0 | 294.7756 | 0 | 370.8892 | 9.2633e-06 | 289.16 | 0.0016358 | 371.4531 | 0.00036425 | 289.16 | 0.00077218 | 289.16 | -0.00089942 | 370.8892 | 7.9633e-06 | 370.8892 | 7.3791e-06 | 294.7756 | 0 | 294.7756 | 0 | 570.27 | 0.00266 | 294.7756 | 0 | 569.2404 | 0 | 570.27 | 0.00301 | 370.8892 | 7.2279e-06
| 371.5662 | 0.32039 | 294.9853 | 0.00026056 | 371.5662 | 0.00249 | 294.9853 | 0 | 295.4631 | 0 | 294.9853 | 0 | 371.0006 | 9.2297e-06 | 289.37 | 0.00028669 | 371.5662 | 0.00104 | 289.37 | 0.00012645 | 289.37 | 0.00075855 | 371.0006 | 9.919e-06 | 371.0006 | 6.314e-06 | 294.9853 | 0 | 294.9853 | 0 | 570.4275 | 0.00396 | 294.9853 | 0 | 569.3986 | 6.6672e-06 | 570.4275 | 0.00276 | 371.0006 | 1.0447e-05
| 371.6793 | 0.31125 | 295.195 | 0.00035415 | 371.6793 | 0.00324 | 295.195 | 0 | 295.6733 | 0 | 295.195 | 0 | 371.112 | 8.7032e-06 | 289.58 | -0.00075887 | 371.6793 | 0.00235 | 289.58 | -0.0017139 | 289.58 | -0.0010945 | 371.112 | 1.1664e-05 | 371.112 | 7.0607e-06 | 295.195 | 0 | 295.195 | 0 | 570.585 | 0.00299 | 295.195 | 0 | 569.5568 | 1.0001e-05 | 570.585 | 0.003 | 371.112 | 1.1826e-05
| 371.7924 | 0.30686 | 295.4047 | 0.00036354 | 371.7924 | 0.00269 | 295.4047 | 0 | 295.8836 | 0 | 295.4047 | 0 | 371.2234 | 7.8519e-06 | 289.79 | 0.0013997 | 371.7924 | 0 | 289.79 | 0.00035245 | 289.79 | -0.0010295 | 371.2234 | 1.1535e-05 | 371.2234 | 8.9823e-06 | 295.4047 | 0 | 295.4047 | 0 | 570.7425 | 0.00538 | 295.4047 | 0 | 569.715 | 6.6672e-06 | 570.7425 | 0.00281 | 371.2234 | 1.0683e-05
| 371.9055 | 0.29612 | 295.6145 | -5.0679e-05 | 371.9055 | 0.0044 | 295.6145 | 0 | 296.094 | 0 | 295.6145 | 0 | 371.3349 | 8.0872e-06 | 290 | -0.00096123 | 371.9055 | 0.00113 | 290 | -0.0012941 | 290 | -0.00076939 | 371.3349 | 1.0446e-05 | 371.3349 | 8.4443e-06 | 295.6145 | 0 | 295.6145 | 0 | 570.9 | 0.00165 | 295.6145 | 0 | 569.8733 | 1.0001e-05 | 570.9 | 0.00297 | 371.3349 | 9.5271e-06
| 372.0186 | 0.29232 | 295.8242 | 0.00066812 | 372.0186 | 0.00396 | 295.8242 | 0 | 296.3043 | 0 | 295.8242 | 0 | 371.4463 | 8.8712e-06 | 290.21 | 0.00011805 | 372.0186 | 0.00041639 | 290.21 | -0.0023273 | 290.21 | -0.00093193 | 371.4463 | 7.6823e-06 | 371.4463 | 7.5878e-06 | 295.8243 | 0 | 295.8242 | 0 | 571.0575 | 0.00371 | 295.8242 | 0 | 570.0315 | 0 | 571.0575 | 0.00282 | 371.4463 | 8.5013e-06
| 372.1317 | 0.28638 | 296.034 | 6.6952e-05 | 372.1317 | 0.0043 | 296.034 | 0 | 296.5147 | 0 | 296.034 | 0 | 371.5577 | 9.6217e-06 | 290.43 | -0.0014334 | 372.1317 | 0.00229 | 290.43 | -0.0004547 | 290.43 | -0.00076939 | 371.5577 | 8.3147e-06 | 371.5577 | 7.1595e-06 | 296.034 | 0 | 296.034 | 0 | 571.2151 | 0.00403 | 296.034 | 0 | 570.1898 | 0 | 571.2151 | 0.00301 | 371.5577 | 8.9611e-06
| 372.2448 | 0.27777 | 296.2438 | -5.8691e-05 | 372.2448 | 0.00527 | 296.2438 | 0 | 296.725 | 0 | 296.2438 | 0 | 371.6691 | 1.0036e-05 | 290.64 | -0.00059023 | 372.2448 | 0.00132 | 290.64 | -0.0021982 | 290.64 | 0.00066102 | 371.6691 | 8.947e-06 | 371.6691 | 8.4443e-06 | 296.2438 | 0 | 296.2438 | 0 | 571.3726 | 0.0042 | 296.2438 | 0 | 570.348 | 2.6669e-05 | 571.3726 | 0.00284 | 371.6691 | 8.6074e-06
| 372.3579 | 0.27226 | 296.4537 | -0.00074148 | 372.3579 | 0.00591 | 296.4537 | 0 | 296.9354 | 0 | 296.4537 | 0 | 371.7806 | 1.0764e-05 | 290.85 | -0.0018044 | 372.3579 | 0.00027911 | 290.85 | -0.0010358 | 290.85 | -0.00099695 | 371.7806 | 1.0118e-05 | 371.7806 | 7.0607e-06 | 296.4537 | 0 | 296.4537 | 0 | 571.5302 | 0.00297 | 296.4537 | 0 | 570.5063 | 1.0001e-05 | 571.5302 | 0.00288 | 371.7806 | 1.0447e-05
| 372.471 | 0.26572 | 296.6635 | 9.0346e-06 | 372.471 | 0.00655 | 296.6635 | 0 | 297.1458 | 0 | 296.6635 | 0 | 371.892 | 1.054e-05 | 291.06 | -0.0021754 | 372.471 | 0.00084224 | 291.06 | -0.0019076 | 291.06 | -0.0013871 | 371.892 | 1.1289e-05 | 371.892 | 5.1281e-06 | 296.6635 | 0 | 296.6635 | 0 | 571.6877 | 0.0039 | 296.6635 | 0 | 570.6646 | 6.6672e-06 | 571.6877 | 0.00273 | 371.892 | 1.0907e-05
| 372.584 | 0.26168 | 296.8733 | -0.00029334 | 372.584 | 0.00711 | 296.8733 | 0 | 297.3562 | 0 | 296.8733 | 0 | 372.0035 | 8.9944e-06 | 291.27 | -0.00082632 | 372.584 | 0.00113 | 291.27 | -0.0022951 | 291.27 | -0.00044429 | 372.0035 | 1.1512e-05 | 372.0035 | 5.0292e-06 | 296.8733 | 0 | 296.8733 | 0 | 571.8453 | 0.00215 | 296.8733 | 0 | 570.8229 | 1.0001e-05 | 571.8453 | 0.00297 | 372.0035 | 1.0329e-05
| 372.6971 | 0.25334 | 297.0832 | -6.9789e-06 | 372.6971 | 0.00787 | 297.0832 | 0 | 297.5667 | 0 | 297.0832 | 0 | 372.1149 | 7.6951e-06 | 291.48 | 0.0011973 | 372.6971 | 0.00209 | 291.48 | -0.0004547 | 291.48 | -5.4182e-05 | 372.1149 | 1.2027e-05 | 372.1149 | 6.8411e-06 | 297.0832 | 0 | 297.0832 | 0 | 572.0029 | 0.00404 | 297.0832 | 0 | 570.9811 | 0 | 572.0029 | 0.00284 | 372.1149 | 1.1143e-05
| 372.8102 | 0.24955 | 297.2931 | -0.00014303 | 372.8102 | 0.00931 | 297.2931 | 0 | 297.7771 | 0 | 297.2931 | 0 | 372.2264 | 6.9671e-06 | 291.69 | -0.00011805 | 372.8102 | 0.00061971 | 291.69 | -0.0025855 | 291.69 | -0.0015171 | 372.2264 | 1.0985e-05 | 372.2264 | 7.8074e-06 | 297.2931 | 0 | 297.2931 | 0 | 572.1604 | 0.00304 | 297.2931 | 0 | 571.1394 | 1.0001e-05 | 572.1604 | 0.00295 | 372.2264 | 1.1826e-05
| 372.9233 | 0.24711 | 297.503 | 0.0010353 | 372.9233 | 0.0085 | 297.503 | 0 | 297.9876 | 0 | 297.503 | 0 | 372.3378 | 7.2471e-06 | 291.9 | -0.00032042 | 372.9233 | 0.00035962 | 291.9 | -0.0029407 | 291.9 | 0.00020589 | 372.3378 | 1.1008e-05 | 372.3378 | 5.7759e-06 | 297.503 | 0 | 297.503 | 0 | 572.318 | 0.00452 | 297.503 | 0 | 571.2977 | 0 | 572.318 | 0.00272 | 372.3378 | 1.3548e-05
| 373.0364 | 0.23812 | 297.7129 | -0.00029635 | 373.0364 | 0.01165 | 297.7129 | 0 | 298.1981 | 0 | 297.7129 | 0 | 372.4493 | 7.7511e-06 | 292.11 | -0.0030861 | 373.0364 | 0.00167 | 292.11 | -0.0024564 | 292.11 | -0.0014521 | 372.4493 | 9.4623e-06 | 372.4493 | 6.4128e-06 | 297.7129 | 0 | 297.7129 | 0 | 572.4756 | 0.00174 | 297.7129 | 0 | 571.4561 | 1.0001e-05 | 572.4756 | 0.00296 | 372.4493 | 1.251e-05
| 373.1494 | 0.23379 | 297.9229 | 0.00018144 | 373.1494 | 0.01112 | 297.9229 | 0 | 298.4085 | 0 | 297.9229 | 0 | 372.5608 | 8.3896e-06 | 292.32 | 0.00045532 | 373.1494 | 0.00178 | 292.32 | -0.0013909 | 292.32 | -0.00015171 | 372.5608 | 9.1812e-06 | 372.5608 | 5.9846e-06 | 297.9229 | 0 | 297.9229 | 0 | 572.6332 | 0.00441 | 297.9229 | 0 | 571.6144 | 0 | 572.6332 | 0.00285 | 372.5608 | 1.1484e-05
| 373.2625 | 0.22867 | 298.1328 | -0.00021003 | 373.2625 | 0.0137 | 298.1328 | 0 | 298.6191 | 0 | 298.1328 | 0 | 372.6723 | 9.2297e-06 | 292.53 | -0.00099496 | 373.2625 | 0 | 292.53 | -0.0032313 | 292.53 | -0.00021673 | 372.6723 | 8.0219e-06 | 372.6723 | 6.2042e-06 | 298.1328 | 0 | 298.1328 | 0 | 572.7909 | 0.00301 | 298.1328 | 0 | 571.7727 | 0 | 572.7909 | 0.00305 | 372.6723 | 9.3031e-06
| 373.3756 | 0.22422 | 298.3428 | 0.00028177 | 373.3756 | 0.01422 | 298.3428 | 0 | 298.8296 | 0 | 298.3428 | 0 | 372.7838 | 8.7368e-06 | 292.74 | 0.0020068 | 373.3756 | 0.00192 | 292.74 | 0.0015793 | 292.74 | 0.0017988 | 372.7838 | 8.7245e-06 | 372.7838 | 3.5248e-06 | 298.3428 | 0 | 298.3428 | 0 | 572.9485 | 0.00359 | 298.3428 | 0 | 571.931 | 2.6669e-05 | 572.9485 | 0.00279 | 372.7838 | 8.7253e-06
| 373.4886 | 0.22019 | 298.5528 | -0.00041239 | 373.4886 | 0.01776 | 298.5528 | 0 | 299.0401 | 0 | 298.5528 | 0 | 372.8952 | 8.7032e-06 | 292.95 | -0.00011805 | 373.4886 | 0.00238 | 292.95 | -0.0011327 | 292.95 | -0.00015171 | 372.8952 | 9.6497e-06 | 372.8952 | 6.0944e-06 | 298.5528 | 0 | 298.5528 | 0 | 573.1061 | 0.00244 | 298.5528 | 0 | 572.0893 | 1.0001e-05 | 573.1061 | 0.00298 | 372.8952 | 9.4092e-06
| 373.6017 | 0.21511 | 298.7628 | 0.00042226 | 373.6017 | 0.01994 | 298.7628 | 0 | 299.2507 | 0 | 298.7628 | 0 | 373.0068 | 7.9864e-06 | 293.16 | 0.0021754 | 373.6017 | 0.0006719 | 293.16 | 0.0010628 | 293.16 | -0.00298 | 373.0068 | 8.8065e-06 | 373.0068 | 7.4889e-06 | 298.7628 | 0 | 298.7628 | 0 | 573.2638 | 0.00339 | 298.7628 | 0 | 572.2477 | 6.6672e-06 | 573.2638 | 0.0028 | 373.0068 | 9.9869e-06
| 373.7148 | 0.21149 | 298.9728 | 0.00073497 | 373.7148 | 0.02145 | 298.9728 | 0 | 299.4613 | 0 | 298.9728 | 0 | 373.1182 | 7.5831e-06 | 293.37 | -0.00045532 | 373.7148 | 0.00147 | 293.37 | 0.00035245 | 293.37 | -0.001257 | 373.1182 | 9.9307e-06 | 373.1182 | 1.1222e-05 | 298.9728 | 0 | 298.9728 | 0 | 573.4214 | 0.00199 | 298.9728 | 0 | 572.406 | 1.0001e-05 | 573.4214 | 0.00296 | 373.1182 | 1.2628e-05
| 373.8278 | 0.21068 | 299.1828 | 6.5007e-05 | 373.8278 | 0.02435 | 299.1828 | 0 | 299.6718 | 0 | 299.1828 | 0 | 373.2298 | 7.5159e-06 | 293.58 | 0.001737 | 373.8278 | 0.00255 | 293.58 | 6.1882e-05 | 293.58 | -0.0024274 | 373.2298 | 8.7714e-06 | 373.2298 | 8.5541e-06 | 299.1828 | 0 | 299.1828 | 0 | 573.5791 | 0.00313 | 299.1828 | 0 | 572.5644 | 0 | 573.5791 | 0.00275 | 373.2298 | 1.343e-05
| 373.9409 | 0.20175 | 299.3929 | -0.0007279 | 373.9409 | 0.0288 | 299.3929 | 0 | 299.8825 | 0 | 299.3929 | 0 | 373.3413 | 8.5576e-06 | 293.79 | -0.00079259 | 373.9409 | 0.00167 | 293.79 | -0.0015847 | 293.79 | 0.00017338 | 373.3413 | 1.0469e-05 | 373.3413 | 6.2042e-06 | 299.3929 | 0 | 299.3929 | 0 | 573.7367 | 0.00397 | 299.3929 | 0 | 572.7228 | 3.0002e-05 | 573.7367 | 0.00285 | 373.3413 | 1.5847e-05
| 374.0539 | 0.20125 | 299.603 | 0.000427 | 374.0539 | 0.02859 | 299.603 | 0 | 300.0931 | 0 | 299.603 | 0 | 373.4528 | 9.8905e-06 | 294 | 1.6864e-05 | 374.0539 | 0.00101 | 294 | 0.00012645 | 294 | 0.0013112 | 373.4528 | 8.8534e-06 | 373.4528 | 5.5563e-06 | 299.603 | 0 | 299.603 | 0 | 573.8944 | 0.00339 | 299.603 | 0 | 572.8811 | 6.6672e-06 | 573.8944 | 0.00269 | 373.4528 | 1.2286e-05
| 374.167 | 0.19791 | 299.8131 | -0.0013905 | 374.167 | 0.03648 | 299.8131 | 0 | 300.3037 | 0 | 299.8131 | 0 | 373.5643 | 9.6777e-06 | 294.21 | -0.0010624 | 374.167 | 0.00184 | 294.21 | -0.0022305 | 294.21 | -0.0031426 | 373.5643 | 9.7317e-06 | 373.5643 | 4.8096e-06 | 299.8131 | 0 | 299.8131 | 0 | 574.0521 | 0.00276 | 299.8131 | 0 | 573.0395 | 0 | 574.0521 | 0.00293 | 373.5643 | 1.205e-05
| 374.2801 | 0.1919 | 300.0232 | 0.0013955 | 374.2801 | 0.0378 | 300.0232 | 0 | 300.5143 | 0 | 300.0232 | 0 | 373.6759 | 9.0953e-06 | 294.42 | -0.00035414 | 374.2801 | 0.00115 | 294.42 | 0.0007076 | 294.42 | -0.00015171 | 373.6759 | 8.8885e-06 | 373.6759 | 8.7627e-06 | 300.0232 | 0 | 300.0232 | 0 | 574.2098 | 0.00348 | 300.0232 | 0 | 573.1979 | 2.6669e-05 | 574.2098 | 0.00282 | 373.6759 | 9.869e-06
| 374.3931 | 0.18763 | 300.2333 | 0.0002168 | 374.3931 | 0.04051 | 300.2333 | 0 | 300.725 | 0 | 300.2333 | 0 | 373.7874 | 7.0343e-06 | 294.63 | -0.00025296 | 374.3931 | 0.00272 | 294.63 | -3.4977e-05 | 294.63 | 0.00059601 | 373.7874 | 9.6028e-06 | 373.7874 | 7.5878e-06 | 300.2333 | 0 | 300.2333 | 0 | 574.3675 | 0.0023 | 300.2333 | 0 | 573.3563 | 1.0001e-05 | 574.3675 | 0.00299 | 373.7874 | 1.0683e-05
| 374.5062 | 0.18203 | 300.4434 | 0.0011128 | 374.5062 | 0.04276 | 300.4434 | 0 | 300.9357 | 0 | 300.4434 | 0 | 373.8989 | 6.7094e-06 | 294.84 | 0.00052277 | 374.5062 | 0.00266 | 294.84 | -0.00058385 | 294.84 | 0.0016363 | 373.8989 | 8.7479e-06 | 373.8989 | 9.0921e-06 | 300.4434 | 0 | 300.4434 | 0 | 574.5252 | 0.00415 | 300.4434 | 0 | 573.5147 | 6.6672e-06 | 574.5252 | 0.00271 | 373.8989 | 9.1852e-06
| 374.6192 | 0.17635 | 300.6536 | 2.5032e-05 | 374.6192 | 0.05001 | 300.6536 | 0 | 301.1464 | 0 | 300.6536 | 0 | 374.0105 | 6.9334e-06 | 295.06 | -0.0024453 | 374.6192 | 0 | 295.06 | -0.00055155 | 295.06 | -0.0021998 | 374.0105 | 8.9705e-06 | 374.0105 | 5.7759e-06 | 300.6536 | 0 | 300.6536 | 0 | 574.6829 | 0.00438 | 300.6536 | 0 | 573.6731 | 0 | 574.6829 | 0.0028 | 374.0105 | 1.0789e-05
| 374.7323 | 0.17271 | 300.8638 | 0.00057515 | 374.7323 | 0.05291 | 300.8638 | 0 | 301.3571 | 0 | 300.8638 | 0 | 374.122 | 8.3784e-06 | 295.27 | 0.00021923 | 374.7323 | 0.00064351 | 295.27 | -0.00026098 | 295.27 | -0.00037928 | 374.122 | 7.9399e-06 | 374.122 | 6.2042e-06 | 300.8638 | 0 | 300.8638 | 0 | 574.8406 | 0.00431 | 300.8638 | 0 | 573.8315 | 0 | 574.8406 | 0.00258 | 374.122 | 1.2168e-05
| 374.8453 | 0.17261 | 301.0739 | 0.00079013 | 374.8453 | 0.05604 | 301.0739 | 0 | 301.5678 | 0 | 301.0739 | 0 | 374.2336 | 8.8712e-06 | 295.48 | -0.0011973 | 374.8453 | 0.0004494 | 295.48 | -0.0019076 | 295.48 | -0.00054182 | 374.2336 | 7.9282e-06 | 374.2336 | 6.9509e-06 | 301.074 | 0 | 301.0739 | 0 | 574.9983 | 0.00267 | 301.0739 | 0 | 573.9899 | 3.0002e-05 | 574.9983 | 0.00279 | 374.2336 | 1.1143e-05
| 374.9584 | 0.16523 | 301.2842 | 0.00046144 | 374.9584 | 0.06189 | 301.2842 | 0 | 301.7786 | 0 | 301.2842 | 0 | 374.3452 | 9.6777e-06 | 295.69 | -0.0012985 | 374.9584 | 0.00218 | 295.69 | 6.1882e-05 | 295.69 | 0.0010186 | 374.3452 | 8.1858e-06 | 374.3452 | 9.8388e-06 | 301.2842 | 0 | 301.2842 | 0 | 575.1561 | 0.00341 | 301.2842 | 0 | 574.1483 | 6.6672e-06 | 575.1561 | 0.00269 | 374.3452 | 1.0565e-05
| 375.0714 | 0.16118 | 301.4944 | -0.00021296 | 375.0714 | 0.06506 | 301.4944 | 0 | 301.9893 | 0 | 301.4944 | 0 | 374.4567 | 9.6553e-06 | 295.9 | 0.0017032 | 375.0714 | 0.00127 | 295.9 | 0.0014179 | 295.9 | 0.0020264 | 374.4567 | 9.2164e-06 | 374.4567 | 9.8388e-06 | 301.4944 | 0 | 301.4944 | 0 | 575.3138 | 0.00234 | 301.4944 | 0 | 574.3067 | 1.0001e-05 | 575.3138 | 0.00289 | 374.4567 | 8.5013e-06
| 375.1845 | 0.16044 | 301.7046 | 0.00051033 | 375.1845 | 0.07378 | 301.7046 | 0 | 302.2001 | 0 | 301.7046 | 0 | 374.5683 | 1.0294e-05 | 296.11 | 0.0001855 | 375.1845 | 0.00152 | 296.11 | -0.00061613 | 296.11 | -0.0016147 | 374.5683 | 9.4623e-06 | 374.5683 | 8.9823e-06 | 301.7046 | 0 | 301.7046 | 0 | 575.4715 | 0.0025 | 301.7046 | 0 | 574.4652 | 0 | 575.4715 | 0.00271 | 374.5683 | 9.645e-06
| 375.2975 | 0.15709 | 301.9149 | 0.00023263 | 375.2975 | 0.07829 | 301.9149 | 0 | 302.4109 | 0 | 301.9149 | 0 | 374.6799 | 1.0148e-05 | 296.32 | -0.00099496 | 375.2975 | 0.00042102 | 296.32 | -0.0018752 | 296.32 | 0.0019939 | 374.6799 | 9.6263e-06 | 374.6799 | 6.8411e-06 | 301.9149 | 0 | 301.9149 | 0 | 575.6293 | 0.00408 | 301.9149 | 0 | 574.6236 | 3.0002e-05 | 575.6293 | 0.00295 | 374.6799 | 7.2279e-06
| 375.4106 | 0.15043 | 302.1252 | 0.00048763 | 375.4106 | 0.08398 | 302.1252 | 0 | 302.6217 | 0 | 302.1252 | 0 | 374.7915 | 9.9577e-06 | 296.53 | -0.00079259 | 375.4106 | 0.00226 | 296.53 | 0.001547 | 296.53 | 0.0018964 | 374.7915 | 9.5677e-06 | 374.7915 | 6.8411e-06 | 302.1252 | 0 | 302.1252 | 0 | 575.7871 | 0.00359 | 302.1252 | 0 | 574.7821 | 6.6672e-06 | 575.7871 | 0.00277 | 374.7915 | 6.32e-06
| 375.5236 | 0.1457 | 302.3354 | -0.00014381 | 375.5236 | 0.09296 | 302.3354 | 0 | 302.8325 | 0 | 302.3354 | 0 | 374.9031 | 9.0505e-06 | 296.74 | -0.0011973 | 375.5236 | 0.00144 | 296.74 | -0.0019399 | 296.74 | -0.00057433 | 374.9031 | 1.0247e-05 | 374.9031 | 5.7759e-06 | 302.3354 | 0 | 302.3354 | 0 | 575.9448 | 0.00306 | 302.3354 | 0 | 574.9405 | 3.0002e-05 | 575.9448 | 0.0029 | 374.9031 | 6.544e-06
| 375.6366 | 0.14212 | 302.5458 | 0.0012477 | 375.6366 | 0.09363 | 302.5458 | 0 | 303.0434 | 0 | 302.5458 | 0 | 375.0147 | 8.972e-06 | 296.95 | 0.001231 | 375.6366 | 0.00178 | 296.95 | 0.0023542 | 296.95 | 0.0013112 | 375.0147 | 8.9705e-06 | 375.0147 | 6.4128e-06 | 302.5457 | 0 | 302.5458 | 0 | 576.1026 | 0.00202 | 302.5458 | 0 | 575.099 | 6.6672e-06 | 576.1026 | 0.0027 | 375.0147 | 6.6619e-06
| 375.7497 | 0.13901 | 302.7561 | -0.00030199 | 375.7497 | 0.09873 | 302.7561 | 0 | 303.2542 | 0 | 302.7561 | 0 | 375.1263 | 8.9384e-06 | 297.16 | -0.0026139 | 375.7497 | 0.00244 | 297.16 | -0.00074527 | 297.16 | -0.0018422 | 375.1263 | 9.6848e-06 | 375.1263 | 6.5226e-06 | 302.7561 | 0 | 302.7561 | 0 | 576.2604 | 0.0029 | 302.7561 | 0 | 575.2574 | 3.0002e-05 | 576.2604 | 0.00292 | 375.1263 | 7.1218e-06
| 375.8627 | 0.13172 | 302.9664 | -0.00019397 | 375.8627 | 0.10128 | 302.9664 | 0 | 303.4651 | 0 | 302.9664 | 0 | 375.2379 | 8.4232e-06 | 297.37 | -0.0016358 | 375.8627 | 0.00169 | 297.37 | -0.00097128 | 297.37 | 0.00049847 | 375.2379 | 8.7831e-06 | 375.2379 | 8.9823e-06 | 302.9664 | 0 | 302.9664 | 0 | 576.4182 | 0.0036 | 302.9664 | 0 | 575.4159 | 0 | 576.4182 | 0.00279 | 375.2379 | 7.1218e-06
| 375.9757 | 0.12882 | 303.1768 | -0.00056933 | 375.9757 | 0.11197 | 303.1768 | 0 | 303.676 | 0 | 303.1768 | 0 | 375.3495 | 7.7511e-06 | 297.58 | -0.0012648 | 375.9757 | 0.00036425 | 297.58 | -0.00022869 | 297.58 | 0.00062851 | 375.3495 | 1.0844e-05 | 375.3495 | 8.016e-06 | 303.1768 | 0 | 303.1768 | 0 | 576.576 | 0.00237 | 303.1768 | 0 | 575.5744 | 3.0002e-05 | 576.576 | 0.00283 | 375.3495 | 6.7798e-06
| 376.0888 | 0.12682 | 303.3872 | 0.00086708 | 376.0888 | 0.11713 | 303.3872 | 0 | 303.8869 | 0 | 303.3872 | 0 | 375.4611 | 8.3448e-06 | 297.79 | -0.00079259 | 376.0888 | 0 | 297.79 | -0.00061613 | 297.79 | -0.00093193 | 375.4611 | 1.0469e-05 | 375.4611 | 7.3791e-06 | 303.3872 | 0 | 303.3872 | 0 | 576.7338 | 0.00176 | 303.3872 | 0 | 575.7329 | 0 | 576.7338 | 0.00255 | 375.4611 | 7.6877e-06
| 376.2018 | 0.12164 | 303.5975 | -0.0006873 | 376.2018 | 0.12298 | 303.5975 | 0 | 304.0978 | 0 | 303.5975 | 0 | 375.5727 | 9.0953e-06 | 298.01 | -0.00082632 | 376.2018 | 0.00249 | 298.01 | -0.00061613 | 298.01 | -0.0015496 | 375.5727 | 1.2179e-05 | 375.5727 | 4.3814e-06 | 303.5976 | 0 | 303.5975 | 0 | 576.8916 | 0.00315 | 303.5975 | 0 | 575.8914 | 3.0002e-05 | 576.8916 | 0.0027 | 375.5727 | 7.1218e-06
| 376.3148 | 0.11671 | 303.808 | -0.00054069 | 376.3148 | 0.12669 | 303.808 | 0 | 304.3087 | 0 | 303.808 | 0 | 375.6844 | 9.3305e-06 | 298.22 | -5.0592e-05 | 376.3148 | 0.00238 | 298.22 | -0.0024887 | 298.22 | -0.0028175 | 375.6844 | 1.1676e-05 | 375.6844 | 5.3477e-06 | 303.808 | 0 | 303.808 | 0 | 577.0495 | 0.00371 | 303.808 | 0 | 576.0499 | 0 | 577.0495 | 0.00261 | 375.6844 | 8.2655e-06
| 376.4279 | 0.11301 | 304.0184 | 0.00014787 | 376.4279 | 0.13446 | 304.0184 | 0 | 304.5197 | 0 | 304.0184 | 0 | 375.796 | 8.468e-06 | 298.43 | -0.0015346 | 376.4279 | 0.00036425 | 298.43 | -6.7263e-05 | 298.43 | 0.0010836 | 375.796 | 1.1289e-05 | 375.796 | 8.7737e-06 | 304.0184 | 0 | 304.0184 | 0 | 577.2073 | 0.0038 | 304.0184 | 0 | 576.2084 | 0 | 577.2073 | 0.0028 | 375.796 | 1.0329e-05
| 376.5409 | 0.10782 | 304.2288 | 0.0022321 | 376.5409 | 0.13979 | 304.2288 | 0 | 304.7306 | 0 | 304.2288 | 0 | 375.9076 | 7.8295e-06 | 298.64 | -0.0001855 | 376.5409 | 0.00072869 | 298.64 | 0.0011596 | 298.64 | 0.0009536 | 375.9076 | 1.0575e-05 | 375.9076 | 1.1442e-05 | 304.2288 | 0 | 304.2288 | 0 | 577.3651 | 0.0036 | 304.2288 | 0 | 576.3669 | 0 | 577.3651 | 0.0026 | 375.9076 | 1.1944e-05
| 376.6539 | 0.10243 | 304.4393 | -0.00078741 | 376.6539 | 0.14351 | 304.4393 | 0 | 304.9416 | 0 | 304.4393 | 0 | 376.0193 | 7.0455e-06 | 298.85 | -0.00072515 | 376.6539 | 0.0015 | 298.85 | 0.00038475 | 298.85 | 0.0013438 | 376.0193 | 1.0903e-05 | 376.0193 | 1.0805e-05 | 304.4393 | 0 | 304.4393 | 0 | 577.523 | 0.00317 | 304.4393 | 0 | 576.5254 | 3.0002e-05 | 577.523 | 0.00273 | 376.0193 | 1.4927e-05
| 376.7669 | 0.09997 | 304.6498 | 0.00017087 | 376.7669 | 0.14954 | 304.6498 | 0 | 305.1526 | 0 | 304.6498 | 0 | 376.1309 | 7.1687e-06 | 299.06 | 0.002715 | 376.7669 | 0.00243 | 299.06 | -0.0021013 | 299.06 | -0.00057433 | 376.1309 | 9.7082e-06 | 376.1309 | 7.6976e-06 | 304.6498 | 0 | 304.6498 | 0 | 577.6809 | 0.00454 | 304.6498 | 0 | 576.684 | 6.6672e-06 | 577.6809 | 0.0026 | 376.1309 | 1.2864e-05
| 376.88 | 0.09488 | 304.8603 | -0.00040906 | 376.88 | 0.15722 | 304.8603 | 0 | 305.3636 | 0 | 304.8603 | 0 | 376.2426 | 7.0343e-06 | 299.27 | 8.4319e-05 | 376.88 | 0.00261 | 299.27 | -0.00077756 | 299.27 | 0.00072604 | 376.2426 | 8.7714e-06 | 376.2426 | 5.7759e-06 | 304.8603 | 0 | 304.8603 | 0 | 577.8387 | 0.00295 | 304.8603 | 0 | 576.8425 | 1.0001e-05 | 577.8387 | 0.00276 | 376.2426 | 1.2404e-05
| 376.993 | 0.08672 | 305.0708 | 0.00086148 | 376.993 | 0.16518 | 305.0708 | 0 | 305.5746 | 0 | 305.0708 | 0 | 376.3543 | 8.0088e-06 | 299.48 | 0.0005565 | 376.993 | 0.00016089 | 299.48 | 0.0040331 | 299.48 | 0.0031967 | 376.3543 | 7.5534e-06 | 376.3543 | 6.314e-06 | 305.0708 | 0 | 305.0708 | 0 | 577.9966 | 0.00371 | 305.0708 | 0 | 577.001 | 0 | 577.9966 | 0.00263 | 376.3543 | 9.645e-06
| 377.106 | 0.08649 | 305.2813 | -0.00093401 | 377.106 | 0.16914 | 305.2813 | 0 | 305.7857 | 0 | 305.2813 | 0 | 376.4659 | 9.1065e-06 | 299.69 | -0.00065769 | 377.106 | 0.00033588 | 299.69 | -0.00042241 | 299.69 | -0.00073687 | 376.4659 | 8.4201e-06 | 376.4659 | 7.9172e-06 | 305.2813 | 0 | 305.2813 | 0 | 578.1545 | 0.00318 | 305.2813 | 0 | 577.1596 | 3.0002e-05 | 578.1545 | 0.00274 | 376.4659 | 1.0447e-05
| 377.219 | 0.08392 | 305.4918 | 0.00055136 | 377.219 | 0.17756 | 305.4918 | 0 | 305.9967 | 0 | 305.4918 | 0 | 376.5776 | 1.0383e-05 | 299.9 | -0.00011805 | 377.219 | 0.00161 | 299.9 | 0.0002556 | 299.9 | -0.00047681 | 376.5776 | 9.9307e-06 | 376.5776 | 8.7737e-06 | 305.4918 | 0 | 305.4918 | 0 | 578.3124 | 0.00318 | 305.4918 | 0 | 577.3182 | 0 | 578.3124 | 0.00263 | 376.5776 | 1.1484e-05
| 377.332 | 0.08096 | 305.7024 | -0.00014652 | 377.332 | 0.18285 | 305.7024 | 0 | 306.2078 | 0 | 305.7024 | 0 | 376.6893 | 1.1425e-05 | 300.12 | -0.0026476 | 377.332 | 0.00238 | 300.12 | -0.0017461 | 300.12 | -0.0023299 | 376.6893 | 1.1149e-05 | 376.6893 | 8.1258e-06 | 305.7024 | 0 | 305.7024 | 0 | 578.4703 | 0.00244 | 305.7024 | 0 | 577.4767 | 0 | 578.4703 | 0.00283 | 376.6893 | 1.0907e-05
| 377.445 | 0.07782 | 305.913 | -0.00029058 | 377.445 | 0.19103 | 305.913 | 0 | 306.4189 | 0 | 305.913 | 0 | 376.801 | 1.0742e-05 | 300.33 | 0.0016358 | 377.445 | 0.00047317 | 300.33 | -0.0015847 | 300.33 | 0.00066102 | 376.801 | 1.068e-05 | 376.801 | 6.6324e-06 | 305.913 | 0 | 305.913 | 0 | 578.6282 | 0.00383 | 305.913 | 0 | 577.6353 | 0 | 578.6282 | 0.00272 | 376.801 | 8.8432e-06
| 377.5581 | 0.07463 | 306.1236 | -8.0548e-05 | 377.5581 | 0.19801 | 306.1236 | 0 | 306.63 | 0 | 306.1236 | 0 | 376.9126 | 1.0428e-05 | 300.54 | -0.0011299 | 377.5581 | 0.00105 | 300.54 | -0.0029407 | 300.54 | -0.0020372 | 376.9126 | 9.6848e-06 | 376.9126 | 7.1595e-06 | 306.1236 | 0 | 306.1236 | 0 | 578.7861 | 0.00338 | 306.1236 | 0 | 577.7939 | 1.0001e-05 | 578.7861 | 0.00293 | 376.9126 | 6.32e-06
| 377.6711 | 0.07283 | 306.3342 | 0.00066329 | 377.6711 | 0.21049 | 306.3342 | 0 | 306.8411 | 0 | 306.3342 | 0 | 377.0244 | 9.3865e-06 | 300.75 | -0.0022428 | 377.6711 | 0.00158 | 300.75 | -0.0011973 | 300.75 | 0.00072604 | 377.0244 | 7.9867e-06 | 377.0244 | 7.1595e-06 | 306.3342 | 0 | 306.3342 | 0 | 578.944 | 0.00418 | 306.3342 | 0 | 577.9524 | 0 | 578.944 | 0.00272 | 377.0244 | 9.5271e-06
| 377.7841 | 0.06978 | 306.5448 | -0.00022668 | 377.7841 | 0.21278 | 306.5448 | 0 | 307.0523 | 0 | 306.5448 | 0 | 377.1361 | 9.8345e-06 | 300.96 | 0.00099496 | 377.7841 | 0.0013 | 300.96 | 0.00064304 | 300.96 | 0.00049847 | 377.1361 | 9.2984e-06 | 377.1361 | 6.4128e-06 | 306.5448 | 0 | 306.5448 | 0 | 579.1019 | 0.00338 | 306.5448 | 0 | 578.111 | 3.0002e-05 | 579.1019 | 0.00283 | 377.1361 | 1.1143e-05
| 377.8971 | 0.06808 | 306.7554 | 0.0010097 | 377.8971 | 0.2233 | 306.7554 | 0 | 307.2634 | 0 | 306.7554 | 0 | 377.2478 | 9.4873e-06 | 301.17 | 0.0015008 | 377.8971 | 0.00027444 | 301.17 | -0.00026098 | 301.17 | 0.0011487 | 377.2478 | 9.8136e-06 | 377.2478 | 6.2042e-06 | 306.7554 | 0 | 306.7554 | 0 | 579.2599 | 0.00371 | 306.7554 | 0 | 578.2696 | 0 | 579.2599 | 0.00262 | 377.2478 | 1.251e-05
| 378.0101 | 0.06473 | 306.9661 | 0.00019402 | 378.0101 | 0.22958 | 306.9661 | 0 | 307.4746 | 0 | 306.9661 | 0 | 377.3595 | 9.4089e-06 | 301.38 | 0.00059023 | 378.0101 | 0.00173 | 301.38 | -0.0013264 | 301.38 | -0.00028175 | 377.3595 | 1.0223e-05 | 377.3595 | 6.0944e-06 | 306.9661 | 0 | 306.9661 | 0 | 579.4178 | 0.00287 | 306.9661 | 0 | 578.4282 | 1.0001e-05 | 579.4178 | 0.0027 | 377.3595 | 1.0907e-05
| 378.1231 | 0.06209 | 307.1768 | 0.00018214 | 378.1231 | 0.24284 | 307.1768 | 0 | 307.6857 | 0 | 307.1768 | 0 | 377.4712 | 8.7928e-06 | 301.59 | 0.0018044 | 378.1231 | 0.00289 | 301.59 | -0.0015202 | 301.59 | 4.3346e-05 | 377.4712 | 9.6263e-06 | 377.4712 | 8.4443e-06 | 307.1768 | 0 | 307.1768 | 0 | 579.5758 | 0.00452 | 307.1768 | 0 | 578.5869 | 2.6669e-05 | 579.5758 | 0.00258 | 377.4712 | 1.1602e-05
| 378.2361 | 0.05974 | 307.3875 | 4.6569e-05 | 378.2361 | 0.25571 | 307.3875 | 0 | 307.8969 | 0 | 307.3875 | 0 | 377.5829 | 8.5016e-06 | 301.8 | -0.0030523 | 378.2361 | 0.00141 | 301.8 | -0.00019641 | 301.8 | -0.00089942 | 377.5829 | 9.6848e-06 | 377.5829 | 7.3791e-06 | 307.3875 | 0 | 307.3875 | 0 | 579.7337 | 0.00371 | 307.3875 | 0 | 578.7455 | 1.0001e-05 | 579.7337 | 0.00268 | 377.5829 | 8.9611e-06
| 378.3491 | 0.05843 | 307.5982 | 0.0002763 | 378.3491 | 0.26168 | 307.5982 | 0 | 308.1082 | 0 | 307.5982 | 0 | 377.6946 | 8.0648e-06 | 302.02 | 0.0013322 | 378.3491 | 0.00075708 | 302.02 | 0.00054618 | 302.02 | 0.00020589 | 377.6946 | 1.1067e-05 | 377.6946 | 8.4443e-06 | 307.5982 | 0 | 307.5982 | 0 | 579.8917 | 0.0052 | 307.5982 | 0 | 578.9041 | 6.6672e-06 | 579.8917 | 0.00262 | 377.6946 | 9.7629e-06
| 378.4621 | 0.05633 | 307.8089 | 0.00025456 | 378.4621 | 0.27432 | 307.8089 | 0 | 308.3194 | 0 | 307.8089 | 0 | 377.8064 | 9.1065e-06 | 302.23 | 0.00028669 | 378.4621 | 0 | 302.23 | -0.0011973 | 302.23 | -0.00037928 | 377.8064 | 1.184e-05 | 377.8064 | 7.0607e-06 | 307.8089 | 0 | 307.8089 | 0 | 580.0497 | 0.0035 | 307.8089 | 0 | 579.0627 | 1.0001e-05 | 580.0497 | 0.0028 | 377.8064 | 8.6074e-06
| 378.5751 | 0.05264 | 308.0197 | 0.00020021 | 378.5751 | 0.27863 | 308.0197 | 0 | 308.5306 | 0 | 308.0197 | 0 | 377.9181 | 9.5657e-06 | 302.44 | -1.6864e-05 | 378.5751 | 0.00132 | 302.44 | 0.0004816 | 302.44 | -0.0013546 | 377.9181 | 1.0856e-05 | 377.9181 | 8.9823e-06 | 308.0197 | 0 | 308.0197 | 0 | 580.2077 | 0.00527 | 308.0197 | 0 | 579.2214 | 6.6672e-06 | 580.2077 | 0.00267 | 377.9181 | 1.0907e-05
| 378.6881 | 0.05191 | 308.2304 | -0.00027632 | 378.6881 | 0.29064 | 308.2304 | 0 | 308.7419 | 0 | 308.2304 | 0 | 378.0299 | 9.6441e-06 | 302.65 | -0.0011973 | 378.6881 | 0.00193 | 302.65 | 0.00099818 | 302.65 | -0.00063934 | 378.0299 | 9.7317e-06 | 378.0299 | 8.9823e-06 | 308.2304 | 0 | 308.2304 | 0 | 580.3657 | 0.00269 | 308.2304 | 0 | 579.38 | 1.0001e-05 | 580.3657 | 0.00278 | 378.0299 | 9.7629e-06
| 378.8011 | 0.05088 | 308.4412 | -0.00011884 | 378.8011 | 0.29974 | 308.4412 | 0 | 308.9531 | 0 | 308.4412 | 0 | 378.1416 | 8.3e-06 | 302.86 | 8.4319e-05 | 378.8011 | 0.0009558 | 302.86 | 0.00093361 | 302.86 | -0.00034676 | 378.1416 | 8.5957e-06 | 378.1416 | 9.3008e-06 | 308.4412 | 0 | 308.4412 | 0 | 580.5237 | 0.00473 | 308.4412 | 0 | 579.5386 | 6.6672e-06 | 580.5237 | 0.00259 | 378.1416 | 8.8432e-06
| 378.9141 | 0.04603 | 308.652 | -2.4047e-05 | 378.9141 | 0.31601 | 308.652 | 0 | 309.1644 | 0 | 308.652 | 0 | 378.2534 | 9.0505e-06 | 303.07 | -0.0020742 | 378.9141 | 0.00073324 | 303.07 | -0.0030053 | 303.07 | -0.0014196 | 378.2534 | 8.7831e-06 | 378.2534 | 1.0157e-05 | 308.652 | 0 | 308.652 | 0 | 580.6817 | 0.00336 | 308.652 | 0 | 579.6973 | 0 | 580.6817 | 0.00277 | 378.2534 | 9.0673e-06
| 379.0271 | 0.04451 | 308.8628 | 0.00021318 | 379.0271 | 0.32915 | 308.8628 | 0 | 309.3757 | 0 | 308.8628 | 0 | 378.3651 | 8.2664e-06 | 303.28 | 0.0009275 | 379.0271 | 0 | 303.28 | -0.00064841 | 303.28 | 1.0836e-05 | 378.3651 | 8.8651e-06 | 378.3651 | 1.3364e-05 | 308.8628 | 0 | 308.8628 | 0 | 580.8397 | 0.00404 | 308.8628 | 0 | 579.856 | 6.6672e-06 | 580.8397 | 0.00261 | 378.3651 | 8.7253e-06
| 379.1401 | 0.0445 | 309.0736 | 0.00060766 | 379.1401 | 0.34226 | 309.0736 | 0 | 309.587 | 0 | 309.0736 | 0 | 378.4769 | 9.5769e-06 | 303.49 | -1.6864e-05 | 379.1401 | 0.0019 | 303.49 | -0.0021013 | 303.49 | 0.00082357 | 378.4769 | 8.2561e-06 | 378.4769 | 1.2837e-05 | 309.0736 | 0 | 309.0736 | 0 | 580.9977 | 0.00364 | 309.0736 | 0 | 580.0146 | 1.0001e-05 | 580.9977 | 0.00272 | 378.4769 | 1.0907e-05
| 379.2531 | 0.04191 | 309.2845 | 0.00018994 | 379.2531 | 0.35566 | 309.2845 | 0 | 309.7984 | 0 | 309.2845 | 0 | 378.5887 | 8.636e-06 | 303.71 | 0.0014672 | 379.2531 | 0.00030283 | 303.71 | 0.0031613 | 303.71 | 0.0026766 | 378.5887 | 9.2164e-06 | 378.5887 | 9.8388e-06 | 309.2845 | 0 | 309.2845 | 0 | 581.1558 | 0.00441 | 309.2845 | 0 | 580.1733 | 0 | 581.1558 | 0.00249 | 378.5887 | 1.0223e-05
| 379.3661 | 0.04179 | 309.4953 | -0.00047052 | 379.3661 | 0.36581 | 309.4953 | 0 | 310.0097 | 0 | 309.4953 | 0 | 378.7004 | 9.0729e-06 | 303.92 | -0.00032042 | 379.3661 | 0.0017 | 303.92 | 6.1882e-05 | 303.92 | -0.0018096 | 378.7004 | 9.8956e-06 | 378.7004 | 5.9846e-06 | 309.4953 | 0 | 309.4953 | 0 | 581.3138 | 0.00308 | 309.4953 | 0 | 580.332 | 1.0001e-05 | 581.3138 | 0.00265 | 378.7004 | 1.2168e-05
| 379.4791 | 0.03932 | 309.7062 | 0.00015632 | 379.4791 | 0.38588 | 309.7062 | 0 | 310.2211 | 0 | 309.7062 | 0 | 378.8122 | 8.7144e-06 | 304.13 | 0.0026139 | 379.4791 | 4.7316e-05 | 304.13 | -0.0019076 | 304.13 | 0.0017013 | 378.8122 | 9.7082e-06 | 378.8122 | 5.9846e-06 | 309.7062 | 0 | 309.7062 | 0 | 581.4718 | 0.00524 | 309.7062 | 0 | 580.4907 | 6.6672e-06 | 581.4718 | 0.00253 | 378.8122 | 1.205e-05
| 379.592 | 0.03658 | 309.9171 | 0.00044721 | 379.592 | 0.39882 | 309.9171 | 0 | 310.4325 | 0 | 309.9171 | 0 | 378.924 | 9.4089e-06 | 304.34 | -0.001366 | 379.592 | 0.00127 | 304.34 | 9.4169e-05 | 304.34 | 0.0009211 | 378.924 | 9.9307e-06 | 378.924 | 7.4889e-06 | 309.9171 | 0 | 309.9171 | 0 | 581.6299 | 0.00345 | 309.9171 | 0 | 580.6494 | 1.0001e-05 | 581.6299 | 0.00268 | 378.924 | 1.2864e-05
| 379.705 | 0.03549 | 310.128 | 0.00095061 | 379.705 | 0.42066 | 310.128 | 0 | 310.6439 | 0 | 310.128 | 0 | 379.0358 | 9.7001e-06 | 304.55 | 0.0014334 | 379.705 | 0.00223 | 304.55 | 0.0010305 | 304.55 | -0.0013871 | 379.0358 | 9.6731e-06 | 379.0358 | 7.2693e-06 | 310.128 | 0 | 310.128 | 0 | 581.788 | 0.00406 | 310.128 | 0 | 580.8081 | 0 | 581.788 | 0.00254 | 379.0358 | 1.0329e-05
| 379.818 | 0.03273 | 310.3389 | -0.00069743 | 379.818 | 0.42969 | 310.3389 | 0 | 310.8553 | 0 | 310.3389 | 0 | 379.1476 | 8.9944e-06 | 304.76 | -0.0005565 | 379.818 | 0.003 | 304.76 | -0.0016493 | 304.76 | -0.0021673 | 379.1476 | 1.1594e-05 | 379.1476 | 5.8857e-06 | 310.339 | 0 | 310.3389 | 0 | 581.946 | 0.00357 | 310.3389 | 0 | 580.9668 | 0 | 581.946 | 0.00272 | 379.1476 | 9.9869e-06
| 379.931 | 0.03338 | 310.5499 | 1.4094e-05 | 379.931 | 0.44522 | 310.5499 | 0 | 311.0667 | 0 | 310.5499 | 0 | 379.2594 | 8.3224e-06 | 304.97 | -0.0013997 | 379.931 | 0.00263 | 304.97 | -0.0037156 | 304.97 | 0.0011487 | 379.2594 | 1.0305e-05 | 379.2594 | 5.4575e-06 | 310.5499 | 0 | 310.5499 | 0 | 582.1041 | 0.00496 | 310.5499 | 0 | 581.1255 | 0 | 582.1041 | 0.0026 | 379.2594 | 1.0105e-05
| 380.044 | 0.03261 | 310.7609 | -0.00075956 | 380.044 | 0.46173 | 310.7609 | 0 | 311.2782 | 0 | 310.7609 | 0 | 379.3712 | 8.6808e-06 | 305.18 | -0.0029174 | 380.044 | 0.00193 | 305.18 | 0.00019102 | 305.18 | -0.00099695 | 379.3712 | 1.0961e-05 | 379.3712 | 4.6998e-06 | 310.7609 | 0 | 310.7609 | 0 | 582.2622 | 0.00417 | 310.7609 | 0 | 581.2842 | 0 | 582.2622 | 0.00274 | 379.3712 | 9.7629e-06
| 380.157 | 0.03135 | 310.9718 | -0.00013335 | 380.157 | 0.48074 | 310.9718 | 0 | 311.4896 | 0 | 310.9718 | 0 | 379.483 | 8.7928e-06 | 305.4 | 0.0016695 | 380.157 | 0.00107 | 305.4 | 0.0007076 | 305.4 | 0.00082357 | 379.483 | 9.8371e-06 | 379.483 | 4.4912e-06 | 310.9718 | 0 | 310.9718 | 0 | 582.4203 | 0.00418 | 310.9718 | 0 | 581.443 | 0 | 582.4203 | 0.00256 | 379.483 | 7.4637e-06
| 380.2699 | 0.02973 | 311.1828 | -0.00072299 | 380.2699 | 0.49704 | 311.1828 | 0 | 311.7011 | 0 | 311.1828 | 0 | 379.5949 | 8.7144e-06 | 305.61 | -0.0012985 | 380.2699 | 0.00241 | 305.61 | -0.0030376 | 305.61 | -0.00324 | 379.5949 | 9.1812e-06 | 379.5949 | 3.7445e-06 | 311.1828 | 0 | 311.1828 | 0 | 582.5784 | 0.00441 | 311.1828 | 0 | 581.6017 | 3.0002e-05 | 582.5784 | 0.0027 | 379.5949 | 8.2655e-06
| 380.3829 | 0.0287 | 311.3938 | 0.00094645 | 380.3829 | 0.51437 | 311.3938 | 0 | 311.9126 | 0 | 311.3938 | 0 | 379.7067 | 8.3448e-06 | 305.82 | 1.6864e-05 | 380.3829 | 0.0007003 | 305.82 | -0.00013183 | 305.82 | 0.0002384 | 379.7067 | 8.2327e-06 | 379.7067 | 6.2042e-06 | 311.3938 | 0 | 311.3938 | 0 | 582.7365 | 0.00292 | 311.3938 | 0 | 581.7604 | 6.6672e-06 | 582.7365 | 0.00254 | 379.7067 | 9.1852e-06
| 380.4959 | 0.02623 | 311.6049 | -5.0257e-05 | 380.4959 | 0.53494 | 311.6049 | 0 | 312.1241 | 0 | 311.6049 | 0 | 379.8185 | 8.4792e-06 | 306.03 | -0.00025296 | 380.4959 | 0.00073324 | 306.03 | -0.0011004 | 306.03 | -0.001062 | 379.8185 | 8.3498e-06 | 379.8185 | 7.5878e-06 | 311.6049 | 0 | 311.6049 | 0 | 582.8946 | 0.00278 | 311.6049 | 0 | 581.9192 | 3.0002e-05 | 582.8946 | 0.0027 | 379.8185 | 1.3088e-05
| 380.6089 | 0.02897 | 311.8159 | 0.00072318 | 380.6089 | 0.55682 | 311.8159 | 0 | 312.3356 | 0 | 311.8159 | 0 | 379.9303 | 9.4425e-06 | 306.24 | 1.6864e-05 | 380.6089 | 0.00232 | 306.24 | -0.00029326 | 306.24 | -0.00070437 | 379.9303 | 8.4786e-06 | 379.9303 | 6.7313e-06 | 311.8159 | 0 | 311.8159 | 0 | 583.0527 | 0.00538 | 311.8159 | 0 | 582.0779 | 0 | 583.0527 | 0.00254 | 379.9303 | 1.3784e-05
| 380.7218 | 0.02636 | 312.027 | 0.0002545 | 380.7218 | 0.57802 | 312.027 | 0 | 312.5471 | 0 | 312.027 | 0 | 380.0422 | 9.8569e-06 | 306.45 | -0.00099496 | 380.7218 | 0.00039263 | 306.45 | -0.0012619 | 306.45 | -0.00028175 | 380.0422 | 8.666e-06 | 380.0422 | 5.5563e-06 | 312.027 | 0 | 312.027 | 0 | 583.2109 | 0.0028 | 312.027 | 0 | 582.2367 | 6.9993e-05 | 583.2109 | 0.00268 | 380.0422 | 1.6873e-05
| 380.8348 | 0.02577 | 312.238 | 0.00011745 | 380.8348 | 0.59203 | 312.238 | 0 | 312.7587 | 0 | 312.238 | 0 | 380.154 | 9.4649e-06 | 306.67 | 0.0027488 | 380.8348 | 0.00016089 | 306.67 | 0.00080447 | 306.67 | 0.00069354 | 380.154 | 9.6497e-06 | 380.154 | 5.6661e-06 | 312.238 | 0 | 312.238 | 0 | 583.369 | 0.00399 | 312.238 | 0 | 582.3955 | 0 | 583.369 | 0.00247 | 380.154 | 1.4809e-05
| 380.9478 | 0.02664 | 312.4491 | -0.00023588 | 380.9478 | 0.61356 | 312.4491 | 0 | 312.9703 | 0 | 312.4491 | 0 | 380.2659 | 8.6024e-06 | 306.88 | -0.00082632 | 380.9478 | 0.00167 | 306.88 | -0.0024887 | 306.88 | -0.001192 | 380.2659 | 1.0797e-05 | 380.2659 | 8.9823e-06 | 312.4491 | 0 | 312.4491 | 0 | 583.5272 | 0.00417 | 312.4491 | 0 | 582.5543 | 1.0001e-05 | 583.5272 | 0.00258 | 380.2659 | 1.3206e-05
| 381.0607 | 0.02395 | 312.6603 | 0.00044891 | 381.0607 | 0.6316 | 312.6603 | 0 | 313.1818 | 0 | 312.6603 | 0 | 380.3777 | 7.5607e-06 | 307.09 | 0.0015008 | 381.0607 | 0.00206 | 307.09 | -0.00051927 | 307.09 | 0.0017013 | 380.3777 | 1.0739e-05 | 380.3777 | 9.0921e-06 | 312.6603 | 0 | 312.6603 | 0 | 583.6853 | 0.00334 | 312.6603 | 0 | 582.713 | 0 | 583.6853 | 0.00246 | 380.3777 | 1.0105e-05
| 381.1737 | 0.02229 | 312.8714 | -0.0011216 | 381.1737 | 0.6548 | 312.8714 | 0 | 313.3934 | 0 | 312.8714 | 0 | 380.4896 | 7.7399e-06 | 307.3 | -0.00069142 | 381.1737 | 0.00298 | 307.3 | -0.0028116 | 307.3 | -0.0034351 | 380.4896 | 9.8371e-06 | 380.4896 | 9.4106e-06 | 312.8714 | 0 | 312.8714 | 0 | 583.8435 | 0.00378 | 312.8714 | 0 | 582.8718 | 0 | 583.8435 | 0.00266 | 380.4896 | 1.0223e-05
| 381.2867 | 0.02323 | 313.0825 | 0.00020916 | 381.2867 | 0.66791 | 313.0825 | 0 | 313.6051 | 0 | 313.0825 | 0 | 380.6015 | 7.4263e-06 | 307.51 | 0.00086005 | 381.2867 | 0.00198 | 307.51 | 0.0010628 | 307.51 | -0.00050931 | 380.6015 | 9.2398e-06 | 380.6015 | 7.0607e-06 | 313.0825 | 0 | 313.0825 | 0 | 584.0016 | 0.00318 | 313.0825 | 0 | 583.0306 | 0 | 584.0016 | 0.00252 | 380.6015 | 8.2655e-06
| 381.3997 | 0.0196 | 313.2937 | 9.2103e-06 | 381.3997 | 0.68736 | 313.2937 | 0 | 313.8167 | 0 | 313.2937 | 0 | 380.7133 | 8.636e-06 | 307.72 | -0.00038786 | 381.3997 | 0.00122 | 307.72 | -0.00026098 | 307.72 | 0.00030341 | 380.7133 | 9.8722e-06 | 380.7133 | 7.9172e-06 | 313.2937 | 0 | 313.2937 | 0 | 584.1598 | 0.00232 | 313.2937 | 0 | 583.1894 | 5.0004e-05 | 584.1598 | 0.00262 | 380.7133 | 9.1852e-06
| 381.5126 | 0.02183 | 313.5049 | 0.00089742 | 381.5126 | 0.69445 | 313.5049 | 0 | 314.0283 | 0 | 313.5049 | 0 | 380.8252 | 7.9864e-06 | 307.93 | 0.00065769 | 381.5126 | 0 | 307.93 | 0.00028789 | 307.93 | 1.0836e-05 | 380.8252 | 9.4623e-06 | 380.8252 | 8.4443e-06 | 313.5049 | 0 | 313.5049 | 0 | 584.318 | 0.00432 | 313.5049 | 0 | 583.3482 | 0 | 584.318 | 0.00246 | 380.8252 | 9.869e-06
| 381.6256 | 0.01913 | 313.7161 | -0.00046732 | 381.6256 | 0.71899 | 313.7161 | 0 | 314.24 | 0 | 313.7161 | 0 | 380.9371 | 8.3448e-06 | 308.15 | -0.00099496 | 381.6256 | 0.00113 | 308.15 | -0.0006807 | 308.15 | -0.00047681 | 380.9371 | 9.3803e-06 | 380.9371 | 7.9172e-06 | 313.7161 | 0 | 313.7161 | 0 | 584.4762 | 0.00241 | 313.7161 | 0 | 583.5071 | 1.0001e-05 | 584.4762 | 0.00263 | 380.9371 | 1.205e-05
| 381.7385 | 0.01888 | 313.9273 | 0.00064108 | 381.7385 | 0.73304 | 313.9273 | 0 | 314.4517 | 0 | 313.9273 | 0 | 381.049 | 7.6727e-06 | 308.36 | 0.00086005 | 381.7385 | 0.00078546 | 308.36 | -0.0022305 | 308.36 | -0.0016147 | 381.049 | 8.0687e-06 | 381.049 | 8.1258e-06 | 313.9273 | 0 | 313.9273 | 0 | 584.6344 | 0.00313 | 313.9273 | 0 | 583.6659 | 6.6672e-06 | 584.6344 | 0.00253 | 381.049 | 9.869e-06
| 381.8515 | 0.01881 | 314.1385 | 0.0004409 | 381.8515 | 0.75052 | 314.1385 | 0 | 314.6633 | 0 | 314.1385 | 0 | 381.1609 | 7.1127e-06 | 308.57 | -0.00038786 | 381.8515 | 0.00334 | 308.57 | 0.0021282 | 308.57 | 0.00010836 | 381.1609 | 9.0993e-06 | 381.1609 | 8.4443e-06 | 314.1385 | 0 | 314.1385 | 0 | 584.7926 | 0.00341 | 314.1385 | 0 | 583.8247 | 3.0002e-05 | 584.7926 | 0.00275 | 381.1609 | 1.0907e-05
| 381.9645 | 0.01692 | 314.3497 | -9.8199e-05 | 381.9645 | 0.75834 | 314.3497 | 0 | 314.875 | 0 | 314.3497 | 0 | 381.2728 | 6.855e-06 | 308.78 | -0.00072515 | 381.9645 | 0.00033123 | 308.78 | 0.00035245 | 308.78 | -5.4182e-05 | 381.2728 | 1.0305e-05 | 381.2728 | 9.8388e-06 | 314.3497 | 0 | 314.3497 | 0 | 584.9508 | 0.00417 | 314.3497 | 0 | 583.9836 | 0 | 584.9508 | 0.00257 | 381.2728 | 9.869e-06
| 382.0774 | 0.01655 | 314.561 | -0.00056008 | 382.0774 | 0.77906 | 314.561 | 0 | 315.0868 | 0 | 314.561 | 0 | 381.3847 | 7.1911e-06 | 308.99 | 1.6864e-05 | 382.0774 | 0 | 308.99 | -0.002973 | 308.99 | -0.00073687 | 381.3847 | 1.0223e-05 | 381.3847 | 8.3454e-06 | 314.561 | 0 | 314.561 | 0 | 585.109 | 0.00283 | 314.561 | 0 | 584.1424 | 3.0002e-05 | 585.109 | 0.00269 | 381.3847 | 1.1249e-05
| 382.1904 | 0.01625 | 314.7723 | 0.00069025 | 382.1904 | 0.79283 | 314.7723 | 0 | 315.2985 | 0 | 314.7723 | 0 | 381.4966 | 8.2888e-06 | 309.21 | -0.00059023 | 382.1904 | 0.00147 | 309.21 | -0.0010036 | 309.21 | -2.1673e-05 | 381.4966 | 1.0141e-05 | 381.4966 | 7.1595e-06 | 314.7723 | 0 | 314.7723 | 0 | 585.2673 | 0.00432 | 314.7723 | 0 | 584.3012 | 6.6672e-06 | 585.2673 | 0.00241 | 381.4966 | 8.8432e-06
| 382.3033 | 0.0141 | 314.9836 | 0.00043719 | 382.3033 | 0.81124 | 314.9836 | 0 | 315.5103 | 0 | 314.9836 | 0 | 381.6085 | 9.0729e-06 | 309.42 | -0.0009275 | 382.3033 | 0.00050617 | 309.42 | -0.00013183 | 309.42 | 1.0836e-05 | 381.6085 | 8.8299e-06 | 381.6085 | 8.1258e-06 | 314.9836 | 0 | 314.9836 | 0 | 585.4255 | 0.00239 | 314.9836 | 0 | 584.4601 | 1.0001e-05 | 585.4255 | 0.00254 | 381.6085 | 7.8056e-06
| 382.4163 | 0.01098 | 315.1949 | 0.00020301 | 382.4163 | 0.81617 | 315.1949 | 0 | 315.722 | 0 | 315.1949 | 0 | 381.7205 | 8.3672e-06 | 309.63 | -0.00038786 | 382.4163 | 0.00178 | 309.63 | 0.00038475 | 309.63 | -2.1673e-05 | 381.7205 | 9.8956e-06 | 381.7205 | 8.9823e-06 | 315.1949 | 0 | 315.1949 | 0 | 585.5838 | 0.00285 | 315.1949 | 0 | 584.619 | 0 | 585.5838 | 0.00238 | 381.7205 | 7.9235e-06
| 382.5292 | 0.01331 | 315.4062 | -0.00075472 | 382.5292 | 0.83215 | 315.4062 | 0 | 315.9338 | 0 | 315.4062 | 0 | 381.8324 | 8.58e-06 | 309.84 | -0.0023778 | 382.5292 | 0 | 309.84 | -0.0011973 | 309.84 | -0.0025899 | 381.8324 | 9.193e-06 | 381.8324 | 8.2356e-06 | 315.4062 | 0 | 315.4062 | 0 | 585.742 | 0.00327 | 315.4062 | 0 | 584.7778 | 1.0001e-05 | 585.742 | 0.00258 | 381.8324 | 7.8056e-06
| 382.6422 | 0.01168 | 315.6176 | 0.00086456 | 382.6422 | 0.8401 | 315.6176 | 0 | 316.1456 | 0 | 315.6176 | 0 | 381.9443 | 8.188e-06 | 310.05 | 0.0018719 | 382.6422 | 0.00113 | 310.05 | 0.0016439 | 310.05 | -0.00076939 | 381.9443 | 8.947e-06 | 381.9443 | 6.8411e-06 | 315.6175 | 0 | 315.6176 | 0 | 585.9003 | 0.00512 | 315.6176 | 0 | 584.9367 | 6.6672e-06 | 585.9003 | 0.00253 | 381.9443 | 7.1218e-06
| 382.7551 | 0.01119 | 315.8289 | 0.00042269 | 382.7551 | 0.85161 | 315.8289 | 0 | 316.3574 | 0 | 315.8289 | 0 | 382.0563 | 9.4201e-06 | 310.26 | 5.0592e-05 | 382.7551 | 0.00161 | 310.26 | -0.0012941 | 310.26 | 0.00066102 | 382.0563 | 7.7642e-06 | 382.0563 | 5.9846e-06 | 315.8289 | 0 | 315.8289 | 0 | 586.0585 | 0.00313 | 315.8289 | 0 | 585.0956 | 1.0001e-05 | 586.0585 | 0.00266 | 382.0563 | 7.3458e-06
| 382.8681 | 0.00977 | 316.0403 | -0.00080045 | 382.8681 | 0.86982 | 316.0403 | 0 | 316.5693 | 0 | 316.0403 | 0 | 382.1682 | 9.2297e-06 | 310.48 | 0.0015684 | 382.8681 | 0.00167 | 310.48 | -0.00051927 | 310.48 | 0.00059601 | 382.1682 | 8.0922e-06 | 382.1682 | 5.4575e-06 | 316.0403 | 0 | 316.0403 | 0 | 586.2168 | 0.00308 | 316.0403 | 0 | 585.2545 | 6.6672e-06 | 586.2168 | 0.00253 | 382.1682 | 8.0414e-06
| 382.981 | 0.00866 | 316.2517 | -0.0012367 | 382.981 | 0.8788 | 316.2517 | 0 | 316.7811 | 0 | 316.2517 | 0 | 382.2802 | 1.0227e-05 | 310.69 | 5.0592e-05 | 382.981 | 0.00084678 | 310.69 | -0.0014878 | 310.69 | -0.0017121 | 382.2802 | 1.0692e-05 | 382.2802 | 5.7759e-06 | 316.2517 | 0 | 316.2517 | 0 | 586.3751 | 0.00369 | 316.2517 | 0 | 585.4134 | 0 | 586.3751 | 0.00253 | 382.2802 | 9.7629e-06
| 383.094 | 0.00783 | 316.4631 | 0.00018492 | 383.094 | 0.888 | 316.4631 | 0 | 316.993 | 0 | 316.4631 | 0 | 382.3921 | 1.0115e-05 | 310.9 | -0.00038786 | 383.094 | 0.00215 | 310.9 | -3.4977e-05 | 310.9 | 0.00059601 | 382.3921 | 1.0844e-05 | 382.3921 | 5.5563e-06 | 316.4631 | 0 | 316.4631 | 0 | 586.5334 | 0.00445 | 316.4631 | 0 | 585.5723 | 0 | 586.5334 | 0.0024 | 382.3921 | 1.1367e-05
| 383.2069 | 0.00882 | 316.6745 | -0.00022963 | 383.2069 | 0.89981 | 316.6745 | 0 | 317.2048 | 0 | 316.6745 | 0 | 382.5041 | 1.007e-05 | 311.11 | 0.00042159 | 383.2069 | 0.00070485 | 311.11 | -0.00019641 | 311.11 | 0.0013112 | 382.5041 | 1.0879e-05 | 382.5041 | 6.8411e-06 | 316.6745 | 0 | 316.6745 | 0 | 586.6917 | 0.00429 | 316.6745 | 0 | 585.7312 | 3.0002e-05 | 586.6917 | 0.00257 | 382.5041 | 1.0789e-05
| 383.3199 | 0.00678 | 316.886 | 0.00047937 | 383.3199 | 0.90675 | 316.886 | 0 | 317.4167 | 0 | 316.886 | 0 | 382.616 | 9.0505e-06 | 311.32 | 0.0034908 | 383.3199 | 0.00035962 | 311.32 | 0.00028789 | 311.32 | 0.0020915 | 382.616 | 8.2327e-06 | 382.616 | 4.8096e-06 | 316.886 | 0 | 316.886 | 0 | 586.85 | 0.00396 | 316.886 | 0 | 585.8901 | 2.6669e-05 | 586.85 | 0.00247 | 382.616 | 9.7629e-06
| 383.4328 | 0.00673 | 317.0974 | -0.00081382 | 383.4328 | 0.90831 | 317.0974 | 0 | 317.6286 | 0 | 317.0974 | 0 | 382.728 | 9.2857e-06 | 311.54 | -0.0011636 | 383.4328 | 0.00033588 | 311.54 | -0.0010358 | 311.54 | -0.0024274 | 382.728 | 8.9353e-06 | 382.728 | 5.2379e-06 | 317.0974 | 0 | 317.0974 | 0 | 587.0083 | 0.00283 | 317.0974 | 0 | 586.049 | 0 | 587.0083 | 0.00258 | 382.728 | 6.7798e-06
| 383.5457 | 0.0074 | 317.3089 | 0.00046835 | 383.5457 | 0.91932 | 317.3089 | 0 | 317.8405 | 0 | 317.3089 | 0 | 382.84 | 8.636e-06 | 311.75 | 0.0014334 | 383.5457 | 0.00050157 | 311.75 | 0.00038475 | 311.75 | 0.00079106 | 382.84 | 8.0453e-06 | 382.84 | 6.314e-06 | 317.3089 | 0 | 317.3089 | 0 | 587.1667 | 0.00506 | 317.3089 | 0 | 586.2079 | 2.6669e-05 | 587.1667 | 0.00239 | 382.84 | 7.6877e-06
| 383.6587 | 0.00618 | 317.5204 | -0.001626 | 383.6587 | 0.91452 | 317.5204 | 0 | 318.0525 | 0 | 317.5204 | 0 | 382.952 | 8.9384e-06 | 311.96 | 0.00035414 | 383.6587 | 0.00141 | 311.96 | -0.00074527 | 311.96 | 0.0017663 | 382.952 | 8.7479e-06 | 382.952 | 7.8074e-06 | 317.5204 | 0 | 317.5204 | 0 | 587.325 | 0.00503 | 317.5204 | 0 | 586.3669 | 1.0001e-05 | 587.325 | 0.00256 | 382.952 | 7.1218e-06
| 383.7716 | 0.00621 | 317.7319 | 0.00067858 | 383.7716 | 0.9306 | 317.7319 | 0 | 318.2644 | 0 | 317.7319 | 0 | 383.064 | 8.3672e-06 | 312.17 | 0.001737 | 383.7716 | 0.00223 | 312.17 | 0.001095 | 312.17 | -0.00054182 | 383.064 | 8.4786e-06 | 383.064 | 8.4443e-06 | 317.7319 | 0 | 317.7319 | 0 | 587.4833 | 0.00443 | 317.7319 | 0 | 586.5258 | 6.6672e-06 | 587.4833 | 0.00246 | 383.064 | 7.2279e-06
| 383.8846 | 0.00417 | 317.9434 | 0.00064383 | 383.8846 | 0.92787 | 317.9434 | 0 | 318.4764 | 0 | 317.9434 | 0 | 383.176 | 9.2857e-06 | 312.38 | 0.0011636 | 383.8846 | 0.00346 | 312.38 | -0.0039416 | 312.38 | -0.00070437 | 383.176 | 8.5957e-06 | 383.176 | 5.7759e-06 | 317.9434 | 0 | 317.9434 | 0 | 587.6417 | 0.00457 | 317.9434 | 0 | 586.6848 | 0 | 587.6417 | 0.00261 | 383.176 | 8.2655e-06
| 383.9975 | 0.0059 | 318.155 | -0.00010172 | 383.9975 | 0.93674 | 318.155 | 0 | 318.6884 | 0 | 318.155 | 0 | 383.288 | 8.636e-06 | 312.6 | 0.0020405 | 383.9975 | 0.00255 | 312.6 | 0.00083675 | 312.6 | 0.00017338 | 383.288 | 9.0524e-06 | 383.288 | 5.1281e-06 | 318.155 | 0 | 318.155 | 0 | 587.8 | 0.00554 | 318.155 | 0 | 586.8437 | 2.6669e-05 | 587.8 | 0.00248 | 383.288 | 1.0223e-05
| 384.1104 | 0.00492 | 318.3665 | 9.9881e-05 | 384.1104 | 0.93831 | 318.3665 | 0 | 318.9004 | 0 | 318.3665 | 0 | 383.3999 | 8.8712e-06 | 312.81 | -0.00038786 | 384.1104 | 0.00122 | 312.81 | 0.00077218 | 312.81 | -0.00041178 | 383.3999 | 1.0305e-05 | 383.3999 | 4.601e-06 | 318.3665 | 0 | 318.3665 | 0 | 587.9584 | 0.00297 | 318.3665 | 0 | 587.0027 | 1.0001e-05 | 587.9584 | 0.00254 | 383.3999 | 1.2864e-05
| 384.2234 | 0.00416 | 318.5781 | -4.9352e-05 | 384.2234 | 0.94063 | 318.5781 | 0 | 319.1124 | 0 | 318.5781 | 0 | 383.512 | 8.6024e-06 | 313.02 | 0.00025296 | 384.2234 | 0.00158 | 313.02 | 0.00064304 | 313.02 | 0.0010836 | 383.512 | 1.1313e-05 | 383.512 | 6.0944e-06 | 318.5781 | 0 | 318.5781 | 0 | 588.1168 | 0.00364 | 318.5781 | 0 | 587.1617 | 2.6669e-05 | 588.1168 | 0.0024 | 383.512 | 1.1025e-05
| 384.3363 | 0.00337 | 318.7897 | -4.5332e-06 | 384.3363 | 0.9526 | 318.7897 | 0 | 319.3244 | 0 | 318.7897 | 0 | 383.624 | 9.0953e-06 | 313.23 | -0.0028838 | 384.3363 | 0.00164 | 313.23 | -0.00042241 | 313.23 | -0.0012895 | 383.624 | 1.02e-05 | 383.624 | 7.9172e-06 | 318.7897 | 0 | 318.7897 | 0 | 588.2751 | 0.0038 | 318.7897 | 0 | 587.3206 | 1.0001e-05 | 588.2751 | 0.00249 | 383.624 | 1.1367e-05
| 384.4492 | 0.00403 | 319.0013 | 0.00022392 | 384.4492 | 0.95485 | 319.0013 | 0 | 319.5365 | 0 | 319.0013 | 0 | 383.736 | 8.636e-06 | 313.44 | -0.00059023 | 384.4492 | 0.00033123 | 313.44 | 0.00073989 | 313.44 | 0.002514 | 383.736 | 8.7245e-06 | 383.736 | 8.4443e-06 | 319.0013 | 0 | 319.0013 | 0 | 588.4335 | 0.00462 | 319.0013 | 0 | 587.4796 | 0 | 588.4335 | 0.0024 | 383.736 | 9.9869e-06
| 384.5622 | 0.00451 | 319.2129 | -0.0003995 | 384.5622 | 0.95939 | 319.2129 | 0 | 319.7485 | 0 | 319.2129 | 0 | 383.848 | 9.4089e-06 | 313.66 | -0.0019393 | 384.5622 | 0.0011 | 313.66 | -0.0017461 | 313.66 | -0.00047681 | 383.848 | 8.7831e-06 | 383.848 | 8.016e-06 | 319.2129 | 0 | 319.2129 | 0 | 588.5919 | 0.0032 | 319.2129 | 0 | 587.6386 | 0 | 588.5919 | 0.00256 | 383.848 | 1.0105e-05
| 384.6751 | 0.00329 | 319.4246 | 0.00068404 | 384.6751 | 0.94848 | 319.4246 | 0 | 319.9606 | 0 | 319.4246 | 0 | 383.9601 | 9.8009e-06 | 313.87 | 0.0012985 | 384.6751 | 0.00044478 | 313.87 | -0.0004547 | 313.87 | 0.0023191 | 383.9601 | 9.7551e-06 | 383.9601 | 5.2379e-06 | 319.4246 | 0 | 319.4246 | 0 | 588.7503 | 0.00352 | 319.4246 | 0 | 587.7976 | 6.6672e-06 | 588.7503 | 0.00248 | 383.9601 | 9.4092e-06
| 384.788 | 0.00364 | 319.6362 | -0.00049957 | 384.788 | 0.95898 | 319.6362 | 0 | 320.1727 | 0 | 319.6362 | 0 | 384.0721 | 9.2633e-06 | 314.08 | -8.4319e-05 | 384.788 | 0.00079001 | 314.08 | -0.00093899 | 314.08 | -0.00099695 | 384.0721 | 1.0774e-05 | 384.0721 | 6.6324e-06 | 319.6362 | 0 | 319.6362 | 0 | 588.9087 | 0.00357 | 319.6362 | 0 | 587.9566 | 0 | 588.9087 | 0.00256 | 384.0721 | 8.7253e-06
| 384.901 | 0.00301 | 319.8479 | -9.4592e-06 | 384.901 | 0.95771 | 319.8479 | 0 | 320.3848 | 0 | 319.8479 | 0 | 384.1841 | 7.9864e-06 | 314.29 | 0.0045363 | 384.901 | 0.00115 | 314.29 | 0.00064304 | 314.29 | -0.00060684 | 384.1841 | 1.0001e-05 | 384.1841 | 7.8074e-06 | 319.8479 | 0 | 319.8479 | 0 | 589.0671 | 0.00262 | 319.8479 | 0 | 588.1156 | 6.6672e-06 | 589.0671 | 0.00243 | 384.1841 | 7.1218e-06
| 385.0139 | 0.00289 | 320.0596 | -0.00025841 | 385.0139 | 0.96134 | 320.0596 | 0 | 320.5969 | 0 | 320.0596 | 0 | 384.2962 | 6.799e-06 | 314.5 | 0.00032042 | 385.0139 | 0.00061971 | 314.5 | -9.9549e-05 | 314.5 | -0.0021348 | 384.2962 | 1.068e-05 | 384.2962 | 8.8725e-06 | 320.0596 | 0 | 320.0596 | 0 | 589.2256 | 0.00417 | 320.0596 | 0 | 588.2746 | 3.0002e-05 | 589.2256 | 0.00255 | 384.2962 | 7.9235e-06
| 385.1268 | 0.0032 | 320.2713 | 0.00029597 | 385.1268 | 0.96399 | 320.2713 | 0 | 320.809 | 0 | 320.2713 | 0 | 384.4082 | 6.9671e-06 | 314.72 | -0.00035414 | 385.1268 | 0.0022 | 314.72 | -0.00061613 | 314.72 | -5.4182e-05 | 384.4082 | 9.8488e-06 | 384.4082 | 7.6976e-06 | 320.2713 | 0 | 320.2713 | 0 | 589.384 | 0.00478 | 320.2713 | 0 | 588.4336 | 6.6672e-06 | 589.384 | 0.00252 | 384.4082 | 9.9869e-06
| 385.2397 | 0.00255 | 320.483 | -0.00079427 | 385.2397 | 0.96772 | 320.483 | 0 | 321.0212 | 0 | 320.483 | 0 | 384.5203 | 8.132e-06 | 314.93 | -0.0020405 | 385.2397 | 0.00144 | 314.93 | -0.0012619 | 314.93 | -0.00063934 | 384.5203 | 1.0797e-05 | 384.5203 | 7.6976e-06 | 320.483 | 0 | 320.483 | 0 | 589.5424 | 0.00311 | 320.483 | 0 | 588.5927 | 3.0002e-05 | 589.5424 | 0.00259 | 384.5203 | 1.0329e-05
| 385.3526 | 0.00238 | 320.6948 | 0.000794 | 385.3526 | 0.97007 | 320.6948 | 0 | 321.2333 | 0 | 320.6948 | 0 | 384.6323 | 8.2888e-06 | 315.14 | 0.00042159 | 385.3526 | 0.00101 | 315.14 | 0.00012645 | 315.14 | 0.00040094 | 384.6323 | 9.8722e-06 | 384.6323 | 8.2356e-06 | 320.6948 | 0 | 320.6948 | 0 | 589.7009 | 0.00366 | 320.6948 | 0 | 588.7517 | 0 | 589.7009 | 0.00248 | 384.6323 | 8.5013e-06
| 385.4656 | 0.00185 | 320.9065 | 0.00056103 | 385.4656 | 0.97105 | 320.9065 | 0 | 321.4455 | 0 | 320.9065 | 0 | 384.7444 | 8.4008e-06 | 315.35 | -0.00079259 | 385.4656 | 0.00272 | 315.35 | 0.0018054 | 315.35 | -2.1673e-05 | 384.7444 | 1.0926e-05 | 384.7444 | 6.8411e-06 | 320.9065 | 0 | 320.9065 | 0 | 589.8593 | 0.00339 | 320.9065 | 0 | 588.9107 | 3.0002e-05 | 589.8593 | 0.00254 | 384.7444 | 8.0414e-06
| 385.5785 | 0.0016 | 321.1183 | 0.000579 | 385.5785 | 0.96482 | 321.1183 | 0 | 321.6577 | 0 | 321.1183 | 0 | 384.8565 | 8.3672e-06 | 315.56 | 0.0013322 | 385.5785 | 0.00016089 | 315.56 | 0.0009659 | 315.56 | 4.3346e-05 | 384.8565 | 9.9776e-06 | 384.8565 | 6.0944e-06 | 321.1183 | 0 | 321.1183 | 0 | 590.0178 | 0.0032 | 321.1183 | 0 | 589.0698 | 0 | 590.0178 | 0.00239 | 384.8565 | 9.1852e-06
| 385.6914 | 0.00134 | 321.3301 | -0.00036993 | 385.6914 | 0.97493 | 321.3301 | 0 | 321.8699 | 0 | 321.3301 | 0 | 384.9686 | 7.9303e-06 | 315.78 | -0.0011299 | 385.6914 | 0.00127 | 315.78 | -0.00039012 | 315.78 | -0.0021673 | 384.9686 | 1.1512e-05 | 384.9686 | 5.3477e-06 | 321.3301 | 0 | 321.3301 | 0 | 590.1763 | 0.00267 | 321.3301 | 0 | 589.2288 | 3.0002e-05 | 590.1763 | 0.00248 | 384.9686 | 1.2286e-05
| 385.8043 | 0.00175 | 321.5419 | 0.00026541 | 385.8043 | 0.97553 | 321.5419 | 0 | 322.0822 | 0 | 321.5419 | 0 | 385.0806 | 8.0872e-06 | 315.99 | -0.0016695 | 385.8043 | 0.00169 | 315.99 | 0.0007076 | 315.99 | -0.0016472 | 385.0806 | 1.1395e-05 | 385.0806 | 7.9172e-06 | 321.5419 | 0 | 321.5419 | 0 | 590.3347 | 0.0055 | 321.5419 | 0 | 589.3879 | 0 | 590.3347 | 0.00234 | 385.0806 | 1.2168e-05
| 385.9172 | 0.00102 | 321.7537 | 0.00018365 | 385.9172 | 0.9775 | 321.7537 | 0 | 322.2944 | 0 | 321.7537 | 0 | 385.1927 | 7.9303e-06 | 316.2 | -0.0019393 | 385.9172 | 0.00229 | 316.2 | -0.002069 | 316.2 | -0.00034676 | 385.1927 | 1.1289e-05 | 385.1927 | 8.4443e-06 | 321.7537 | 0 | 321.7537 | 0 | 590.4932 | 0.00239 | 321.7537 | 0 | 589.547 | 1.0001e-05 | 590.4932 | 0.0025 | 385.1927 | 1.1025e-05
| 386.0301 | 0.00266 | 321.9655 | 1.0643e-05 | 386.0301 | 0.98265 | 321.9655 | 0 | 322.5067 | 0 | 321.9655 | 0 | 385.3048 | 9.5657e-06 | 316.41 | 0.0027488 | 386.0301 | 0.00098419 | 316.41 | -0.00058385 | 316.41 | 0.00079106 | 385.3048 | 9.8371e-06 | 385.3048 | 8.5541e-06 | 321.9655 | 0 | 321.9655 | 0 | 590.6517 | 0.00316 | 321.9655 | 0 | 589.706 | 0 | 590.6517 | 0.00236 | 385.3048 | 1.0907e-05
| 386.1431 | 0.00167 | 322.1774 | -0.00082092 | 386.1431 | 0.98891 | 322.1774 | 0 | 322.7189 | 0 | 322.1774 | 0 | 385.4169 | 8.636e-06 | 316.63 | -0.0012985 | 386.1431 | 0.00306 | 316.63 | -0.00035784 | 316.63 | -0.00096444 | 385.4169 | 9.8136e-06 | 385.4169 | 7.4889e-06 | 322.1774 | 0 | 322.1774 | 0 | 590.8102 | 0.00331 | 322.1774 | 0 | 589.8651 | 0 | 590.8102 | 0.00246 | 385.4169 | 7.6877e-06
| 386.256 | 0.00196 | 322.3893 | 0.0007272 | 386.256 | 0.98769 | 322.3893 | 0 | 322.9312 | 0 | 322.3893 | 0 | 385.529 | 8.0648e-06 | 316.84 | 0.0023441 | 386.256 | 0.00089903 | 316.84 | -0.00042241 | 316.84 | -0.0008344 | 385.529 | 1.0446e-05 | 385.529 | 6.0944e-06 | 322.3893 | 0 | 322.3893 | 0 | 590.9687 | 0.00422 | 322.3893 | 0 | 590.0242 | 6.6672e-06 | 590.9687 | 0.00234 | 385.529 | 1.0447e-05
| 386.3689 | 0.00199 | 322.6012 | -0.00085087 | 386.3689 | 0.99463 | 322.6012 | 0 | 323.1435 | 0 | 322.6012 | 0 | 385.6411 | 7.3815e-06 | 317.05 | -0.00285 | 386.3689 | 0.00303 | 317.05 | 0.00038475 | 317.05 | 0.00020589 | 385.6411 | 1.0715e-05 | 385.6411 | 7.0607e-06 | 322.6012 | 0 | 322.6012 | 0 | 591.1272 | 0.00304 | 322.6012 | 0 | 590.1833 | 1.0001e-05 | 591.1272 | 0.00244 | 385.6411 | 6.6619e-06
| 386.4818 | 0.00084583 | 322.8131 | 0.00058401 | 386.4818 | 0.99249 | 322.8131 | 0 | 323.3558 | 0 | 322.8131 | 0 | 385.7533 | 9.4873e-06 | 317.26 | -0.00032042 | 386.4818 | 0.00169 | 317.26 | 0.00054618 | 317.26 | -0.00037928 | 385.7533 | 9.4389e-06 | 385.7533 | 6.6324e-06 | 322.8131 | 0 | 322.8131 | 0 | 591.2858 | 0.00475 | 322.8131 | 0 | 590.3424 | 0 | 591.2858 | 0.00239 | 385.7533 | 1.0223e-05
| 386.5947 | 0.00149 | 323.025 | -0.00025518 | 386.5947 | 0.99806 | 323.025 | 0 | 323.5682 | 0 | 323.025 | 0 | 385.8654 | 1.0036e-05 | 317.48 | -0.00059023 | 386.5947 | 0.0019 | 317.48 | 0.00057846 | 317.48 | 0.0011812 | 385.8654 | 9.4038e-06 | 385.8654 | 9.0921e-06 | 323.025 | 0 | 323.025 | 0 | 591.4443 | 0.0032 | 323.025 | 0 | 590.5015 | 1.0001e-05 | 591.4443 | 0.00249 | 385.8654 | 8.9611e-06
| 386.7076 | 0.00086383 | 323.2369 | 0.00074923 | 386.7076 | 1 | 323.2369 | 0 | 323.7805 | 0 | 323.2369 | 0 | 385.9775 | 1.0137e-05 | 317.69 | 0.0018381 | 386.7076 | 0.00155 | 317.69 | -6.7263e-05 | 317.69 | -0.00047681 | 385.9775 | 9.0173e-06 | 385.9775 | 9.6192e-06 | 323.2369 | 0 | 323.2369 | 0 | 591.6028 | 0.00207 | 323.2369 | 0 | 590.6606 | 6.6672e-06 | 591.6028 | 0.00237 | 385.9775 | 9.1852e-06
| 386.8205 | 0.00136 | 323.4489 | 0.0005728 | 386.8205 | 0.98794 | 323.4489 | 0 | 323.9929 | 0 | 323.4489 | 0 | 386.0896 | 9.8009e-06 | 317.9 | -0.00048905 | 386.8205 | 0.00127 | 317.9 | -0.00071299 | 317.9 | -0.00034676 | 386.0896 | 9.6028e-06 | 386.0896 | 1.1222e-05 | 323.4489 | 0 | 323.4489 | 0 | 591.7614 | 0.00366 | 323.4489 | 0 | 590.8197 | 3.0002e-05 | 591.7614 | 0.00238 | 386.0896 | 7.4637e-06
| 386.9334 | 0.00082784 | 323.6608 | 1.7467e-06 | 386.9334 | 0.98596 | 323.6608 | 0 | 324.2053 | 0 | 323.6608 | 0 | 386.2018 | 9.9689e-06 | 318.11 | 0.0015684 | 386.9334 | 0.00147 | 318.11 | -0.0018752 | 318.11 | -0.0018747 | 386.2018 | 9.5677e-06 | 386.2018 | 8.7737e-06 | 323.6608 | 0 | 323.6608 | 0 | 591.9199 | 0.0054 | 323.6608 | 0 | 590.9789 | 2.6669e-05 | 591.9199 | 0.0022 | 386.2018 | 7.3458e-06
| 387.0463 | 0.00067977 | 323.8728 | -0.00071472 | 387.0463 | 0.98544 | 323.8728 | 0 | 324.4177 | 0 | 323.8728 | 0 | 386.3139 | 1.0092e-05 | 318.33 | -0.0019393 | 387.0463 | 0.00127 | 318.33 | -0.0019721 | 318.33 | -0.0035001 | 386.3139 | 1.0469e-05 | 386.3139 | 7.4889e-06 | 323.8728 | 0 | 323.8728 | 0 | 592.0785 | 0.0036 | 323.8728 | 0 | 591.138 | 1.0001e-05 | 592.0785 | 0.00233 | 386.3139 | 9.7629e-06
| 387.1592 | 0 | 324.0848 | 5.97e-05 | 387.1592 | 0.9776 | 324.0848 | 0 | 324.6301 | 0 | 324.0848 | 0 | 386.4261 | 9.6777e-06 | 318.54 | -0.00011805 | 387.1592 | 0.00084224 | 318.54 | 0.0011596 | 318.54 | -0.00047681 | 386.4261 | 1.0341e-05 | 386.4261 | 6.5226e-06 | 324.0848 | 0 | 324.0848 | 0 | 592.2371 | 0.00468 | 324.0848 | 0 | 591.2971 | 6.6672e-06 | 592.2371 | 0.00224 | 386.4261 | 1.0105e-05
| 387.2721 | 0.00104 | 324.2969 | -9.5751e-05 | 387.2721 | 0.97132 | 324.2969 | 0 | 324.8425 | 0 | 324.2969 | 0 | 386.5382 | 9.1065e-06 | 318.75 | 0.0005565 | 387.2721 | 0.00187 | 318.75 | 0.00035245 | 318.75 | -0.0016147 | 386.5382 | 1.1371e-05 | 386.5382 | 6.8411e-06 | 324.2969 | 0 | 324.2969 | 0 | 592.3956 | 0.00222 | 324.2969 | 0 | 591.4563 | 3.0002e-05 | 592.3956 | 0.00233 | 386.5382 | 1.205e-05
| 387.385 | 0.00175 | 324.5089 | 0.00041016 | 387.385 | 0.96552 | 324.5089 | 0 | 325.0549 | 0 | 324.5089 | 0 | 386.6504 | 8.3784e-06 | 318.96 | 0.00079259 | 387.385 | 0.00141 | 318.96 | -0.0015524 | 318.96 | -2.1673e-05 | 386.6504 | 1.0223e-05 | 386.6504 | 6.9509e-06 | 324.5089 | 0 | 324.5089 | 0 | 592.5542 | 0.00438 | 324.5089 | 0 | 591.6154 | 6.6672e-06 | 592.5542 | 0.00218 | 386.6504 | 1.2628e-05
| 387.498 | 0.00066181 | 324.7209 | 0.00013594 | 387.498 | 0.9442 | 324.7209 | 4.9276e-05 | 325.2674 | 0 | 324.7209 | 0 | 386.7625 | 6.9895e-06 | 319.17 | -0.00086005 | 387.498 | 0.00016557 | 319.17 | 0.00067532 | 319.17 | 0.0010511 | 386.7625 | 1.1043e-05 | 386.7625 | 5.2379e-06 | 324.7209 | 0 | 324.7209 | 0 | 592.7128 | 0.00322 | 324.7209 | 0 | 591.7746 | 0 | 592.7128 | 0.00228 | 386.7625 | 1.1602e-05
| 387.6109 | 0.00071986 | 324.933 | 0.00038088 | 387.6109 | 0.94035 | 324.933 | 0.00080398 | 325.4799 | 0 | 324.933 | 0 | 386.8747 | 7.0679e-06 | 319.39 | 0.00052277 | 387.6109 | 0.00107 | 319.39 | -0.00026098 | 319.39 | 0.0018639 | 386.8747 | 9.5443e-06 | 386.8747 | 6.9509e-06 | 324.933 | 0 | 324.933 | 0 | 592.8714 | 0.00308 | 324.933 | 0 | 591.9338 | 0 | 592.8714 | 0.00222 | 386.8747 | 8.3834e-06
| 387.7237 | 0.00104 | 325.1451 | 0.00012143 | 387.7237 | 0.92839 | 325.1451 | -0.00023094 | 325.6923 | 0 | 325.1451 | 0 | 386.9869 | 6.9558e-06 | 319.6 | -0.001737 | 387.7237 | 0.00102 | 319.6 | -0.00074527 | 319.6 | -0.0017446 | 386.9869 | 1.0165e-05 | 386.9869 | 7.4889e-06 | 325.1451 | 0 | 325.1451 | 0 | 593.03 | 0.00535 | 325.1451 | 0 | 592.0929 | 0 | 593.03 | 0.00234 | 386.9869 | 1.0105e-05
| 387.8366 | 0 | 325.3572 | 0.001307 | 387.8366 | 0.90893 | 325.3572 | 0.00098288 | 325.9049 | 0 | 325.3572 | 0 | 387.0991 | 8.636e-06 | 319.81 | -0.0011299 | 387.8366 | 0.00084224 | 319.81 | -0.0009067 | 319.81 | 0.00062851 | 387.0991 | 9.4389e-06 | 387.0991 | 7.8074e-06 | 325.3572 | 0 | 325.3572 | 0 | 593.1886 | 0.00406 | 325.3572 | 0 | 592.2521 | 0 | 593.1886 | 0.00224 | 387.0991 | 1.0907e-05
| 387.9495 | 0.0004462 | 325.5693 | -0.00085004 | 387.9495 | 0.89378 | 325.5693 | -0.0004867 | 326.1174 | 0 | 325.5693 | 0 | 387.2113 | 9.1737e-06 | 320.03 | -0.00075887 | 387.9495 | 0.00105 | 320.03 | -0.00058385 | 320.03 | 0.0018964 | 387.2113 | 9.7082e-06 | 387.2113 | 6.314e-06 | 325.5693 | 0 | 325.5693 | 0 | 593.3472 | 0.00413 | 325.5693 | 0 | 592.4113 | 1.0001e-05 | 593.3472 | 0.00236 | 387.2113 | 1.5151e-05
| 388.0624 | 0.00059388 | 325.7814 | 0.00068941 | 388.0624 | 0.87319 | 325.7814 | 0.0009059 | 326.3299 | 0 | 325.7814 | 0 | 387.3234 | 1.0327e-05 | 320.24 | 0.0024789 | 388.0624 | 0.00201 | 320.24 | -0.00077756 | 320.24 | 0.0010186 | 387.3234 | 8.7714e-06 | 387.3234 | 7.5878e-06 | 325.7815 | 0 | 325.7814 | 0 | 593.5059 | 0.00415 | 325.7814 | 0 | 592.5705 | 0 | 593.5059 | 0.00229 | 387.3234 | 1.1602e-05
| 388.1753 | 0.00014075 | 325.9936 | -0.00022112 | 388.1753 | 0.8643 | 325.9936 | -0.00017257 | 326.5424 | 0 | 325.9936 | 0 | 387.4356 | 1.0451e-05 | 320.45 | -0.00028669 | 388.1753 | 0.00263 | 320.45 | 0.00083675 | 320.45 | -0.00015171 | 387.4356 | 8.1273e-06 | 387.4356 | 7.9172e-06 | 325.9936 | 0 | 325.9936 | 0 | 593.6645 | 0.00334 | 325.9936 | 0 | 592.7297 | 1.0001e-05 | 593.6645 | 0.00239 | 387.4356 | 1.0105e-05
| 388.2882 | 0.00021596 | 326.2058 | 0.00010848 | 388.2882 | 0.83751 | 326.2058 | 0.00045137 | 326.755 | 0 | 326.2058 | 0 | 387.5478 | 9.3417e-06 | 320.66 | -0.0009275 | 388.2882 | 0.0013 | 320.66 | 0.00038475 | 320.66 | -0.00028175 | 387.5478 | 8.1273e-06 | 387.5478 | 7.6976e-06 | 326.2058 | 0 | 326.2058 | 0 | 593.8232 | 0.00461 | 326.2058 | 0 | 592.8889 | 0 | 593.8232 | 0.00225 | 387.5478 | 9.1852e-06
| 388.4011 | 0.00124 | 326.4179 | 0.00021066 | 388.4011 | 0.82092 | 326.4179 | -0.00042692 | 326.9676 | 0 | 326.4179 | 0 | 387.66 | 9.8009e-06 | 320.88 | -0.001231 | 388.4011 | 0.00306 | 320.88 | -0.00032556 | 320.88 | 0.00069354 | 387.66 | 8.7714e-06 | 387.66 | 7.0607e-06 | 326.418 | 0 | 326.4179 | 0 | 593.9818 | 0.00262 | 326.4179 | 0 | 593.0481 | 0 | 593.9818 | 0.00231 | 387.66 | 1.0105e-05
| 388.514 | 0.00062987 | 326.6301 | 0.0005848 | 388.514 | 0.80534 | 326.6301 | 0.00095339 | 327.1802 | 0 | 326.6301 | 0 | 387.7722 | 8.468e-06 | 321.09 | 0.0005565 | 388.514 | 0.00141 | 321.09 | -0.0013909 | 321.09 | -0.00015171 | 387.7722 | 9.8488e-06 | 387.7722 | 7.3791e-06 | 326.6302 | 0 | 326.6301 | 0 | 594.1405 | 0.00387 | 326.6301 | 0 | 593.2073 | 0 | 594.1405 | 0.00223 | 387.7722 | 1.1826e-05
| 388.6269 | 0.00012278 | 326.8424 | -0.00042898 | 388.6269 | 0.78384 | 326.8424 | -0.00058888 | 327.3928 | 0 | 326.8424 | 0 | 387.8845 | 8.916e-06 | 321.3 | -0.00045532 | 388.6269 | 0.00249 | 321.3 | -0.0021658 | 321.3 | -0.0030776 | 387.8845 | 1.1664e-05 | 387.8845 | 6.9509e-06 | 326.8424 | 0 | 326.8424 | 0 | 594.2991 | 0.00392 | 326.8424 | 0 | 593.3665 | 1.0001e-05 | 594.2991 | 0.00233 | 387.8845 | 1.1249e-05
| 388.7398 | 0.00071986 | 327.0546 | 0.00029838 | 388.7398 | 0.76206 | 327.0546 | 0.00040775 | 327.6054 | 0 | 327.0546 | 0 | 387.9967 | 7.5607e-06 | 321.51 | 0.0024453 | 388.7398 | 0.00038799 | 321.51 | 0.00041703 | 321.51 | -0.00021673 | 387.9967 | 1.1582e-05 | 387.9967 | 7.6976e-06 | 327.0546 | 0 | 327.0546 | 0 | 594.4578 | 0.00517 | 327.0546 | 0 | 593.5258 | 6.6672e-06 | 594.4578 | 0.00224 | 387.9967 | 1.0447e-05
| 388.8527 | 0.00037433 | 327.2668 | 0.00035313 | 388.8527 | 0.74479 | 327.2668 | 3.3219e-05 | 327.8181 | 0 | 327.2668 | 0 | 388.1089 | 8.6584e-06 | 321.73 | -0.00032042 | 388.8527 | 0.00207 | 321.73 | -0.002747 | 321.73 | -0.0045405 | 388.1089 | 1.2191e-05 | 388.1089 | 7.0607e-06 | 327.2668 | 0 | 327.2668 | 0 | 594.6165 | 0.00364 | 327.2668 | 0 | 593.685 | 0 | 594.6165 | 0.00233 | 388.1089 | 9.4092e-06
| 388.9656 | 0.00014397 | 327.4791 | -0.00014314 | 388.9656 | 0.72904 | 327.4791 | 0.0012408 | 328.0307 | 0 | 327.4791 | 0 | 388.2212 | 8.132e-06 | 321.94 | 0.0005565 | 388.9656 | 0.00118 | 321.94 | -6.7263e-05 | 321.94 | -0.00044429 | 388.2212 | 9.6497e-06 | 388.2212 | 7.1595e-06 | 327.4791 | 0 | 327.4791 | 0 | 594.7752 | 0.00406 | 327.4791 | 0 | 593.8442 | 0 | 594.7752 | 0.00218 | 388.2212 | 9.3031e-06
| 389.0784 | 0 | 327.6914 | -0.00060779 | 389.0784 | 0.70623 | 327.6914 | -0.0011647 | 328.2434 | 0 | 327.6914 | 0 | 388.3334 | 9.2857e-06 | 322.15 | -0.0019393 | 389.0784 | 0.00295 | 322.15 | -0.0014556 | 322.15 | -0.00089942 | 388.3334 | 1.0469e-05 | 388.3334 | 4.8096e-06 | 327.6914 | 0 | 327.6914 | 0 | 594.9339 | 0.00359 | 327.6914 | 0 | 594.0035 | 1.0001e-05 | 594.9339 | 0.00234 | 388.3334 | 7.1218e-06
| 389.1913 | 0 | 327.9037 | 0.0003248 | 389.1913 | 0.69242 | 327.9037 | 0.001013 | 328.4561 | 0 | 327.9037 | 0 | 388.4456 | 9.2857e-06 | 322.36 | 0.00015177 | 389.1913 | 0.0022 | 322.36 | -0.00061613 | 322.36 | 0.00040094 | 388.4456 | 9.193e-06 | 388.4456 | 5.0292e-06 | 327.9037 | 0 | 327.9037 | 0 | 595.0926 | 0.00457 | 327.9037 | 0 | 594.1627 | 6.6672e-06 | 595.0926 | 0.00223 | 388.4456 | 6.6619e-06
| 389.3042 | 0 | 328.116 | -0.00045285 | 389.3042 | 0.66572 | 328.116 | -0.00018232 | 328.6688 | 0 | 328.116 | 0 | 388.5579 | 9.2073e-06 | 322.58 | -0.001737 | 389.3042 | 0.00215 | 322.58 | -0.00061613 | 322.58 | -0.0025899 | 388.5579 | 1.0762e-05 | 388.5579 | 4.6998e-06 | 328.116 | 0 | 328.116 | 0 | 595.2513 | 0.00348 | 328.116 | 0 | 594.322 | 0 | 595.2513 | 0.00242 | 388.5579 | 5.9662e-06
| 389.4171 | 0.00062987 | 328.3283 | -0.00012873 | 389.4171 | 0.64843 | 328.3283 | 0.00026965 | 328.8815 | 0 | 328.3283 | 0 | 388.6701 | 7.9751e-06 | 322.79 | 0.0014334 | 389.4171 | 0.00058673 | 322.79 | 0.0020636 | 322.79 | -0.00037928 | 388.6701 | 9.6731e-06 | 388.6701 | 5.7759e-06 | 328.3283 | 0 | 328.3283 | 0 | 595.41 | 0.00459 | 328.3283 | 0 | 594.4813 | 2.6669e-05 | 595.41 | 0.0022 | 388.6701 | 9.645e-06
| 389.53 | 0 | 328.5407 | -0.00041812 | 389.53 | 0.62763 | 328.5407 | -0.00052442 | 329.0942 | 0 | 328.5407 | 0 | 388.7824 | 7.4375e-06 | 323 | 0.00035414 | 389.53 | 0 | 323 | -0.0018108 | 323 | -0.00076939 | 388.7824 | 1.0095e-05 | 388.7824 | 5.7759e-06 | 328.5407 | 0 | 328.5407 | 0 | 595.5687 | 0.00271 | 328.5407 | 0 | 594.6405 | 5.0004e-05 | 595.5687 | 0.00229 | 388.7824 | 1.0789e-05
| 389.6429 | 0.0011 | 328.753 | 0.00025743 | 389.6429 | 0.60941 | 328.753 | 0.00099571 | 329.3069 | 0 | 328.753 | 0 | 388.8947 | 7.9079e-06 | 323.22 | 0.00048905 | 389.6429 | 0.00101 | 323.22 | 0.0011596 | 323.22 | 0.0014088 | 388.8947 | 9.8956e-06 | 388.8947 | 7.3791e-06 | 328.753 | 0 | 328.753 | 0 | 595.7275 | 0.0035 | 328.753 | 0 | 594.7998 | 0 | 595.7275 | 0.00214 | 388.8947 | 8.2655e-06
| 389.7557 | 3.2945e-05 | 328.9654 | -0.00072613 | 389.7557 | 0.5982 | 328.9654 | -0.00028075 | 329.5197 | 0 | 328.9654 | 0 | 389.0069 | 8.916e-06 | 323.43 | -0.0024453 | 389.7557 | 0.00261 | 323.43 | 6.1882e-05 | 323.43 | -0.001257 | 389.0069 | 9.9307e-06 | 389.0069 | 7.2693e-06 | 328.9654 | 0 | 328.9654 | 0 | 595.8862 | 0.00366 | 328.9654 | 0 | 594.9591 | 3.0002e-05 | 595.8862 | 0.00228 | 389.0069 | 7.9235e-06
| 389.8686 | 0 | 329.1778 | 0.0003534 | 389.8686 | 0.57041 | 329.1778 | 0.00059993 | 329.7325 | 0 | 329.1778 | 0 | 389.1192 | 8.5576e-06 | 323.64 | 0.0010287 | 389.8686 | 0.0013 | 323.64 | -0.0013264 | 323.64 | -0.00054182 | 389.1192 | 9.5209e-06 | 389.1192 | 7.1595e-06 | 329.1778 | 0 | 329.1778 | 0 | 596.0449 | 0.0051 | 329.1778 | 0 | 595.1184 | 0 | 596.0449 | 0.00222 | 389.1192 | 8.2655e-06
| 389.9815 | 0.00116 | 329.3902 | 0.00029841 | 389.9815 | 0.5562 | 329.3902 | -0.0004044 | 329.9453 | 0 | 329.3902 | 0 | 389.2315 | 8.2888e-06 | 323.85 | -0.00042159 | 389.9815 | 0.00090353 | 323.85 | -0.0013264 | 323.85 | -0.001062 | 389.2315 | 8.7011e-06 | 389.2315 | 6.6324e-06 | 329.3902 | 0 | 329.3902 | 0 | 596.2037 | 0.00397 | 329.3902 | 0 | 595.2777 | 0 | 596.2037 | 0.00232 | 389.2315 | 1.3324e-05
| 390.0944 | 0.00077385 | 329.6027 | 0.00032656 | 390.0944 | 0.5317 | 329.6027 | 0.00028883 | 330.1581 | 0 | 329.6027 | 0 | 389.3438 | 7.8295e-06 | 324.07 | 0.0012985 | 390.0944 | 0.00263 | 324.07 | 0.0011273 | 324.07 | 0.0017338 | 389.3438 | 9.2164e-06 | 389.3438 | 6.4128e-06 | 329.6027 | 0 | 329.6027 | 0 | 596.3625 | 0.00513 | 329.6027 | 0 | 595.437 | 0 | 596.3625 | 0.00223 | 389.3438 | 1.0907e-05
| 390.2072 | 0.00019465 | 329.8151 | -0.0006169 | 390.2072 | 0.52766 | 329.8151 | -0.00079128 | 330.3709 | 0 | 329.8151 | 0 | 389.4561 | 9.0505e-06 | 324.28 | -0.00052277 | 390.2072 | 0.00283 | 324.28 | -0.0019721 | 324.28 | -0.0020698 | 389.4561 | 9.6497e-06 | 389.4561 | 7.0607e-06 | 329.8151 | 0 | 329.8151 | 0 | 596.5212 | 0.00408 | 329.8151 | 0 | 595.5963 | 0 | 596.5212 | 0.0023 | 389.4561 | 1.205e-05
| 390.3201 | 0.00023396 | 330.0276 | -0.00033454 | 390.3201 | 0.50466 | 330.0276 | 0.00075176 | 330.5837 | 0 | 330.0276 | 0 | 389.5684 | 1.0092e-05 | 324.49 | -0.00089378 | 390.3201 | 0.00379 | 324.49 | -0.0010358 | 324.49 | -8.6692e-05 | 389.5684 | 1.0329e-05 | 389.5684 | 9.191e-06 | 330.0276 | 0 | 330.0276 | 0 | 596.68 | 0.0048 | 330.0276 | 0 | 595.7557 | 6.6672e-06 | 596.68 | 0.00222 | 389.5684 | 9.4092e-06
| 390.433 | 0 | 330.24 | -0.0002044 | 390.433 | 0.48809 | 330.24 | -0.00076883 | 330.7966 | 0 | 330.24 | 0 | 389.6807 | 1.0059e-05 | 324.71 | -0.00096123 | 390.433 | 0.00278 | 324.71 | -0.0014233 | 324.71 | -0.0024923 | 389.6807 | 1.0177e-05 | 389.6807 | 8.1258e-06 | 330.24 | 0 | 330.24 | 0 | 596.8388 | 0.00304 | 330.24 | 0 | 595.915 | 0 | 596.8388 | 0.00225 | 389.6807 | 1.251e-05
| 390.5459 | 0.00077385 | 330.4525 | 0.00052236 | 390.5459 | 0.47768 | 330.4525 | 0.0011469 | 331.0095 | 0 | 330.4525 | 0 | 389.793 | 8.58e-06 | 324.92 | -0.0023441 | 390.5459 | 0.00101 | 324.92 | 0.00073989 | 324.92 | -0.0011595 | 389.793 | 9.7902e-06 | 389.793 | 8.5541e-06 | 330.4525 | 0 | 330.4525 | 0 | 596.9976 | 0.00436 | 330.4525 | 0 | 596.0743 | 6.6672e-06 | 596.9976 | 0.00216 | 389.793 | 8.8432e-06
| 390.6587 | 0.00028449 | 330.665 | -0.00040946 | 390.6587 | 0.45969 | 330.665 | -0.00072058 | 331.2223 | 0 | 330.665 | 0 | 389.9053 | 8.524e-06 | 325.13 | 0.00062396 | 390.6587 | 0.00136 | 325.13 | -0.002973 | 325.13 | -0.0018096 | 389.9053 | 9.8722e-06 | 389.9053 | 9.0921e-06 | 330.665 | 0 | 330.665 | 0 | 597.1564 | 0.00366 | 330.665 | 0 | 596.2337 | 1.0001e-05 | 597.1564 | 0.00227 | 389.9053 | 6.0841e-06
| 390.7716 | 0.00025195 | 330.8776 | -0.00059259 | 390.7716 | 0.45365 | 330.8776 | 0.00064779 | 331.4352 | 0 | 330.8776 | 0 | 390.0176 | 8.6584e-06 | 325.34 | 5.0592e-05 | 390.7716 | 0.0026 | 325.34 | 0.00077218 | 325.34 | 7.5855e-05 | 390.0176 | 9.8956e-06 | 390.0176 | 1.1442e-05 | 330.8776 | 0 | 330.8776 | 0 | 597.3152 | 0.0029 | 330.8776 | 0 | 596.393 | 6.6672e-06 | 597.3152 | 0.00222 | 390.0176 | 6.8859e-06
| 390.8845 | 0.00053603 | 331.0901 | -0.000248 | 390.8845 | 0.44092 | 331.0901 | -0.00033469 | 331.6481 | 0 | 331.0901 | 0 | 390.1299 | 9.1737e-06 | 325.56 | -0.0012648 | 390.8845 | 0.00090353 | 325.56 | -0.0010358 | 325.56 | -0.00054182 | 390.1299 | 9.7551e-06 | 390.1299 | 9.9487e-06 | 331.0901 | 0 | 331.0901 | 0 | 597.474 | 0.00433 | 331.0901 | 0 | 596.5524 | 1.0001e-05 | 597.474 | 0.0023 | 390.1299 | 9.3031e-06
| 390.9973 | 0.00053989 | 331.3027 | 0.0011432 | 390.9973 | 0.42956 | 331.3027 | 0.00089618 | 331.8611 | 0 | 331.3027 | 0 | 390.2422 | 8.468e-06 | 325.77 | -5.0592e-05 | 390.9973 | 0.00431 | 325.77 | -0.0021013 | 325.77 | -0.00063934 | 390.2422 | 8.0453e-06 | 390.2422 | 8.1258e-06 | 331.3027 | 0 | 331.3027 | 0 | 597.6328 | 0.00476 | 331.3027 | 0 | 596.7117 | 6.6672e-06 | 597.6328 | 0.00215 | 390.2422 | 1.2168e-05
| 391.1102 | 0 | 331.5152 | -0.00042777 | 391.1102 | 0.42102 | 331.5152 | -0.0010667 | 332.074 | 0 | 331.5152 | 0 | 390.3546 | 8.524e-06 | 325.98 | -0.0025465 | 391.1102 | 0.0009603 | 325.98 | -0.0021013 | 325.98 | -0.0030125 | 390.3546 | 7.5183e-06 | 390.3546 | 5.0292e-06 | 331.5152 | 0 | 331.5152 | 0 | 597.7917 | 0.00317 | 331.5152 | 0 | 596.8711 | 3.0002e-05 | 597.7917 | 0.00229 | 390.3546 | 9.869e-06
| 391.2231 | 0.00041391 | 331.7278 | 0.00068238 | 391.2231 | 0.41352 | 331.7278 | 0.00093256 | 332.287 | 0 | 331.7278 | 0 | 390.4669 | 9.1849e-06 | 326.2 | 0.00065769 | 391.2231 | 0.00178 | 326.2 | -0.00077756 | 326.2 | 0.00069354 | 390.4669 | 7.8814e-06 | 390.4669 | 5.7759e-06 | 331.7278 | 0 | 331.7278 | 0 | 597.9505 | 0.00494 | 331.7278 | 0 | 597.0305 | 0 | 597.9505 | 0.00218 | 390.4669 | 9.1852e-06
| 391.336 | 0.00116 | 331.9404 | 0.00053209 | 391.336 | 0.40035 | 331.9404 | 1.3429e-05 | 332.5 | 0 | 331.9404 | 0 | 390.5793 | 9.2073e-06 | 326.41 | -0.0012985 | 391.336 | 0.00266 | 326.41 | -0.0014878 | 326.41 | -0.00024923 | 390.5793 | 8.7011e-06 | 390.5793 | 5.2379e-06 | 331.9404 | 0 | 331.9404 | 0 | 598.1094 | 0.00438 | 331.9404 | 0 | 597.1898 | 1.0001e-05 | 598.1094 | 0.00232 | 390.5793 | 9.645e-06
| 391.4488 | 0 | 332.1531 | 0.00089292 | 391.4488 | 0.39217 | 332.1531 | 0.00093817 | 332.7129 | 0 | 332.1531 | 0 | 390.6916 | 8.0312e-06 | 326.62 | -0.00042159 | 391.4488 | 0.00252 | 326.62 | -0.00026098 | 326.62 | -0.00041178 | 390.6916 | 1.0598e-05 | 390.6916 | 6.8411e-06 | 332.1531 | 0 | 332.1531 | 0 | 598.2682 | 0.00527 | 332.1531 | 0 | 597.3492 | 6.6672e-06 | 598.2682 | 0.00219 | 390.6916 | 1.1025e-05
| 391.5617 | 0.00037433 | 332.3657 | 0.0001543 | 391.5617 | 0.38235 | 332.3657 | -0.00062119 | 332.9259 | 0 | 332.3657 | 0 | 390.8039 | 7.5943e-06 | 326.84 | -0.0032547 | 391.5617 | 0.00173 | 326.84 | -0.00087442 | 326.84 | -0.0039877 | 390.8039 | 1.0938e-05 | 390.8039 | 6.4128e-06 | 332.3657 | 0 | 332.3657 | 0 | 598.4271 | 0.00401 | 332.3657 | 0 | 597.5086 | 3.0002e-05 | 598.4271 | 0.00224 | 390.8039 | 1.2628e-05
| 391.6746 | 0 | 332.5784 | 0.00090529 | 391.6746 | 0.37955 | 332.5784 | 0.00042596 | 333.139 | 0 | 332.5784 | 0 | 390.9163 | 8.3e-06 | 327.05 | 0.0021754 | 391.6746 | 0.0009558 | 327.05 | -0.00042241 | 327.05 | 0.00066102 | 390.9163 | 1.0844e-05 | 390.9163 | 6.6324e-06 | 332.5784 | 0 | 332.5784 | 0 | 598.5859 | 0.0033 | 332.5784 | 0 | 597.668 | 0 | 598.5859 | 0.00212 | 390.9163 | 1.251e-05
| 391.7874 | 0.00024855 | 332.791 | 0.00037341 | 391.7874 | 0.37039 | 332.791 | -0.00036197 | 333.352 | 0 | 332.791 | 0 | 391.0287 | 9.2521e-06 | 327.26 | -0.0020742 | 391.7874 | 0 | 327.26 | -6.7263e-05 | 327.26 | -0.0015822 | 391.0287 | 1.0177e-05 | 391.0287 | 5.8857e-06 | 332.791 | 0 | 332.791 | 0 | 598.7448 | 0.00406 | 332.791 | 0 | 597.8274 | 0 | 598.7448 | 0.00216 | 391.0287 | 1.0565e-05
| 391.9003 | 0.00089982 | 333.0037 | 0.00074841 | 391.9003 | 0.362 | 333.0037 | 0.00063415 | 333.565 | 0 | 333.0037 | 0 | 391.141 | 9.4649e-06 | 327.47 | -0.00042159 | 391.9003 | 0.00072869 | 327.47 | -0.00071299 | 327.47 | 0.00049847 | 391.141 | 8.7245e-06 | 391.141 | 5.6661e-06 | 333.0037 | 0 | 333.0037 | 0 | 598.9037 | 0.00439 | 333.0037 | 0 | 597.9868 | 0 | 598.9037 | 0.0021 | 391.141 | 8.3834e-06
| 392.0131 | 0 | 333.2164 | -0.0002668 | 392.0131 | 0.35936 | 333.2164 | -0.00043118 | 333.7781 | 0 | 333.2164 | 0 | 391.2534 | 7.7959e-06 | 327.69 | -0.0015684 | 392.0131 | 0.00102 | 327.69 | 9.4169e-05 | 327.69 | -0.0010295 | 391.2534 | 9.9542e-06 | 391.2534 | 4.3814e-06 | 333.2164 | 0 | 333.2164 | 0 | 599.0626 | 0.00355 | 333.2164 | 0 | 598.1463 | 1.0001e-05 | 599.0626 | 0.00221 | 391.2534 | 1.0565e-05
| 392.126 | 0.00019796 | 333.4292 | 0.00025723 | 392.126 | 0.35972 | 333.4292 | 0.00072036 | 333.9912 | 0 | 333.4292 | 0 | 391.3658 | 7.6167e-06 | 327.9 | -0.00015177 | 392.126 | 0.00124 | 327.9 | -0.0022305 | 327.9 | 0.0010511 | 391.3658 | 8.3732e-06 | 391.3658 | 4.6998e-06 | 333.4291 | 0 | 333.4292 | 0 | 599.2215 | 0.00519 | 333.4292 | 0 | 598.3057 | 0 | 599.2215 | 0.00219 | 391.3658 | 1.0329e-05
| 392.2389 | 0.00048213 | 333.6419 | -0.00019838 | 392.2389 | 0.35034 | 333.6419 | -0.00035502 | 334.2043 | 0 | 333.6419 | 0 | 391.4782 | 7.2247e-06 | 328.11 | -0.00072515 | 392.2389 | 0.00317 | 328.11 | -0.0023273 | 328.11 | -0.00044429 | 391.4782 | 9.919e-06 | 391.4782 | 4.601e-06 | 333.6419 | 0 | 333.6419 | 0 | 599.3804 | 0.00352 | 333.6419 | 0 | 598.4651 | 3.0002e-05 | 599.3804 | 0.00223 | 391.4782 | 1.0683e-05
| 392.3517 | 0.00077385 | 333.8546 | 0.00071043 | 392.3517 | 0.34992 | 333.8546 | 0.00070715 | 334.4174 | 0 | 333.8546 | 0 | 391.5906 | 8.3784e-06 | 328.33 | 0.00032042 | 392.3517 | 0.00141 | 328.33 | 2.9596e-05 | 328.33 | -0.001322 | 391.5906 | 9.5911e-06 | 391.5906 | 7.5878e-06 | 333.8546 | 0 | 333.8546 | 0 | 599.5393 | 0.00367 | 333.8546 | 0 | 598.6245 | 0 | 599.5393 | 0.00208 | 391.5906 | 8.2655e-06
| 392.4646 | 0.00039229 | 334.0674 | -0.00093361 | 392.4646 | 0.34646 | 334.0674 | -0.00048058 | 334.6305 | 0 | 334.0674 | 0 | 391.703 | 8.2664e-06 | 328.54 | -0.0016695 | 392.4646 | 0.00215 | 328.54 | -0.0016493 | 328.54 | -0.00070437 | 391.703 | 1.232e-05 | 391.703 | 7.9172e-06 | 334.0674 | 0 | 334.0674 | 0 | 599.6982 | 0.00276 | 334.0674 | 0 | 598.784 | 3.0002e-05 | 599.6982 | 0.00214 | 391.703 | 7.5816e-06
| 392.5774 | 0.00041391 | 334.2802 | -0.0008103 | 392.5774 | 0.34439 | 334.2802 | 0.00043037 | 334.8436 | 0 | 334.2802 | 0 | 391.8154 | 9.5433e-06 | 328.75 | 0.00099496 | 392.5774 | 0.00212 | 328.75 | 0.00015874 | 328.75 | 0.00069354 | 391.8154 | 1.1805e-05 | 391.8154 | 9.191e-06 | 334.2802 | 0 | 334.2802 | 0 | 599.8572 | 0.00508 | 334.2802 | 0 | 598.9434 | 6.6672e-06 | 599.8572 | 0.00213 | 391.8154 | 7.3458e-06
| 392.6903 | 0.00026652 | 334.493 | 0.00053805 | 392.6903 | 0.33713 | 334.493 | 0.00010595 | 335.0568 | 0 | 334.493 | 0 | 391.9278 | 9.7337e-06 | 328.97 | -0.0015684 | 392.6903 | 0.00224 | 328.97 | -0.0015847 | 328.97 | -0.0013871 | 391.9278 | 1.1594e-05 | 391.9278 | 8.1258e-06 | 334.493 | 0 | 334.493 | 0 | 600.0161 | 0.00262 | 334.493 | 0 | 599.1029 | 1.0001e-05 | 600.0161 | 0.00229 | 391.9278 | 9.5271e-06
| 392.8031 | 1.7997e-05 | 334.7058 | 0.00074479 | 392.8031 | 0.3323 | 334.7058 | 0.0008008 | 335.27 | 0 | 334.7058 | 0 | 392.0402 | 1.0227e-05 | 329.18 | -0.0001855 | 392.8031 | 0.0013 | 329.18 | -0.0013264 | 329.18 | -0.0013871 | 392.0402 | 9.0524e-06 | 392.0402 | 1.0805e-05 | 334.7058 | 0 | 334.7058 | 0 | 600.175 | 0.00503 | 334.7058 | 0 | 599.2623 | 6.6672e-06 | 600.175 | 0.00222 | 392.0402 | 9.869e-06
| 392.916 | 0 | 334.9187 | 3.2941e-05 | 392.916 | 0.33756 | 334.9187 | -0.00045828 | 335.4832 | 0 | 334.9187 | 0 | 392.1526 | 9.0168e-06 | 329.39 | -0.0001855 | 392.916 | 0.00329 | 329.39 | -0.00097128 | 329.39 | -0.0014196 | 392.1526 | 9.2984e-06 | 392.1526 | 1.0377e-05 | 334.9187 | 0 | 334.9187 | 0 | 600.334 | 0.00517 | 334.9187 | 0 | 599.4218 | 0 | 600.334 | 0.00234 | 392.1526 | 1.1367e-05
| 393.0288 | 0.00091782 | 335.1315 | 0.0025344 | 393.0288 | 0.33035 | 335.1315 | 0.002045 | 335.6963 | 0 | 335.1315 | 0 | 392.265 | 9.4649e-06 | 329.61 | -1.6864e-05 | 393.0288 | 0.00189 | 329.61 | 0.0007076 | 329.61 | 0.0020915 | 392.265 | 9.0759e-06 | 392.265 | 7.9172e-06 | 335.1315 | 0 | 335.1315 | 0 | 600.4929 | 0.00482 | 335.1315 | 0 | 599.5813 | 6.6672e-06 | 600.4929 | 0.00224 | 392.265 | 7.9235e-06
| 393.1417 | 0.00010482 | 335.3444 | 0.00036425 | 393.1417 | 0.32459 | 335.3444 | -1.7172e-05 | 335.9096 | 0 | 335.3444 | 0 | 392.3775 | 8.9944e-06 | 329.82 | -0.00062396 | 393.1417 | 0.00136 | 329.82 | 0.00044931 | 329.82 | -0.00037928 | 392.3775 | 1.0259e-05 | 392.3775 | 6.4128e-06 | 335.3444 | 0 | 335.3444 | 0 | 600.6519 | 0.00343 | 335.3444 | 0 | 599.7408 | 3.0002e-05 | 600.6519 | 0.00234 | 392.3775 | 9.9869e-06
| 393.2545 | 0.00041391 | 335.5573 | 0.00033192 | 393.2545 | 0.31957 | 335.5573 | 0.00033519 | 336.1228 | 0 | 335.5573 | 0 | 392.4899 | 9.0168e-06 | 330.03 | 0.00086005 | 393.2545 | 0.00169 | 330.03 | 0.00028789 | 330.03 | -0.00057433 | 392.4899 | 1.0961e-05 | 392.4899 | 5.1281e-06 | 335.5573 | 0 | 335.5573 | 0 | 600.8109 | 0.0029 | 335.5573 | 0 | 599.9003 | 6.6672e-06 | 600.8109 | 0.00217 | 392.4899 | 9.9869e-06
| 393.3674 | 0.00076961 | 335.7702 | -2.9713e-05 | 393.3674 | 0.31982 | 335.7702 | -0.00054566 | 336.336 | 0 | 335.7702 | 0 | 392.6023 | 8.524e-06 | 330.25 | 0.0011973 | 393.3674 | 0 | 330.25 | -0.0011327 | 330.25 | 0.0017338 | 392.6023 | 1.0469e-05 | 392.6023 | 7.0607e-06 | 335.7702 | 0 | 335.7702 | 0 | 600.9698 | 0.00369 | 335.7702 | 0 | 600.0598 | 1.0001e-05 | 600.9698 | 0.00225 | 392.6023 | 1.1944e-05
| 393.4802 | 0 | 335.9831 | 0.00081298 | 393.4802 | 0.31799 | 335.9831 | 0.00044188 | 336.5493 | 0 | 335.9831 | 0 | 392.7148 | 8.9944e-06 | 330.46 | 0.0019057 | 393.4802 | 0.00121 | 330.46 | -3.4977e-05 | 330.46 | 0.00036844 | 392.7148 | 1.02e-05 | 392.7148 | 8.9823e-06 | 335.9831 | 0 | 335.9831 | 0 | 601.1288 | 0.00522 | 335.9831 | 0 | 600.2193 | 0 | 601.1288 | 0.00213 | 392.7148 | 9.9869e-06
| 393.5931 | 0 | 336.196 | 0.00031939 | 393.5931 | 0.31347 | 336.196 | -0.00044 | 336.7626 | 0 | 336.196 | 0 | 392.8272 | 8.916e-06 | 330.67 | 0.00025296 | 393.5931 | 0.00309 | 330.67 | -0.0015524 | 330.67 | -0.00076939 | 392.8272 | 1.0305e-05 | 392.8272 | 8.3454e-06 | 336.196 | 0 | 336.196 | 0 | 601.2878 | 0.00357 | 336.196 | 0 | 600.3788 | 0 | 601.2878 | 0.0022 | 392.8272 | 1.0329e-05
| 393.7059 | 0 | 336.409 | 0.0009147 | 393.7059 | 0.30666 | 336.409 | 0.0013201 | 336.9759 | 0 | 336.409 | 0 | 392.9397 | 8.3224e-06 | 330.89 | 0.0010961 | 393.7059 | 0.00033123 | 330.89 | 0.00022331 | 330.89 | 0.00049847 | 392.9397 | 1.0879e-05 | 392.9397 | 6.5226e-06 | 336.409 | 0 | 336.409 | 0 | 601.4468 | 0.00413 | 336.409 | 0 | 600.5383 | 0 | 601.4468 | 0.00207 | 392.9397 | 9.7629e-06
| 393.8188 | 0 | 336.6219 | 0.00018857 | 393.8188 | 0.30482 | 336.6219 | 1.708e-05 | 337.1892 | 0 | 336.6219 | 0 | 393.0521 | 8.524e-06 | 331.1 | 0.00079259 | 393.8188 | 0.0013 | 331.1 | -0.0017784 | 331.1 | 0.0010836 | 393.0521 | 1.0388e-05 | 393.0521 | 5.8857e-06 | 336.6219 | 0 | 336.6219 | 0 | 601.6059 | 0.00415 | 336.6219 | 0 | 600.6978 | 1.0001e-05 | 601.6059 | 0.00216 | 393.0521 | 1.0105e-05
| 393.9316 | 0 | 336.8349 | 0.00046575 | 393.9316 | 0.29844 | 336.8349 | 0.00066763 | 337.4025 | 0 | 336.8349 | 0 | 393.1646 | 8.5576e-06 | 331.31 | -0.00082632 | 393.9316 | 0.00198 | 331.31 | -0.0010036 | 331.31 | -0.0010295 | 393.1646 | 9.029e-06 | 393.1646 | 8.9823e-06 | 336.8349 | 0 | 336.8349 | 0 | 601.7649 | 0.00469 | 336.8349 | 0 | 600.8573 | 0 | 601.7649 | 0.00209 | 393.1646 | 1.1025e-05
| 394.0445 | 0.0006079 | 337.0479 | 0.00020059 | 394.0445 | 0.29145 | 337.0479 | -0.00030352 | 337.6158 | 0 | 337.0479 | 0 | 393.2771 | 1.0092e-05 | 331.53 | -0.0014334 | 394.0445 | 0.00136 | 331.53 | -0.0032636 | 331.53 | -0.00080189 | 393.2771 | 8.8299e-06 | 393.2771 | 1.1014e-05 | 337.0479 | 0 | 337.0479 | 0 | 601.9239 | 0.00266 | 337.0479 | 0 | 601.0169 | 1.0001e-05 | 601.9239 | 0.00219 | 393.2771 | 1.1602e-05
| 394.1573 | 0 | 337.2609 | 0.0012461 | 394.1573 | 0.28735 | 337.2609 | 0.00066393 | 337.8292 | 0 | 337.2609 | 0 | 393.3895 | 9.0281e-06 | 331.74 | 0.00086005 | 394.1573 | 0.00201 | 331.74 | 0.0013533 | 331.74 | 0.0015387 | 393.3895 | 8.7714e-06 | 393.3895 | 7.2693e-06 | 337.2609 | 0 | 337.2609 | 0 | 602.0829 | 0.00413 | 337.2609 | 0 | 601.1764 | 6.6672e-06 | 602.0829 | 0.00209 | 393.3895 | 1.1708e-05
| 394.2702 | 0 | 337.4739 | 0.00046348 | 394.2702 | 0.28264 | 337.4739 | 0.00028556 | 338.0425 | 0 | 337.4739 | 0 | 393.502 | 8.7144e-06 | 331.95 | -0.0018719 | 394.2702 | 0.00198 | 331.95 | -0.00058385 | 331.95 | 0.0016038 | 393.502 | 1.0141e-05 | 393.502 | 5.5563e-06 | 337.4739 | 0 | 337.4739 | 0 | 602.242 | 0.00454 | 337.4739 | 0 | 601.336 | 1.0001e-05 | 602.242 | 0.00215 | 393.502 | 1.3784e-05
| 394.383 | 0.00032394 | 337.687 | 0.00096069 | 394.383 | 0.27918 | 337.687 | 0.001052 | 338.2559 | 0 | 337.687 | 0 | 393.6145 | 8.0536e-06 | 332.17 | -0.00052277 | 394.383 | 0.00249 | 332.17 | 0.0015793 | 332.17 | -0.00021673 | 393.6145 | 9.919e-06 | 393.6145 | 5.5563e-06 | 337.687 | 0 | 337.687 | 0 | 602.401 | 0.00663 | 337.687 | 0 | 601.4955 | 4.667e-05 | 602.401 | 0.00204 | 393.6145 | 1.3666e-05
| 394.4959 | 0 | 337.9 | 0.00013181 | 394.4959 | 0.27359 | 337.9 | -0.00063543 | 338.4693 | 0 | 337.9 | 0 | 393.727 | 8.9944e-06 | 332.38 | 0.00096123 | 394.4959 | 0.00187 | 332.38 | -0.0015847 | 332.38 | -0.001062 | 393.727 | 9.6848e-06 | 393.727 | 8.016e-06 | 337.9 | 0 | 337.9 | 0 | 602.5601 | 0.00218 | 337.9 | 0 | 601.6551 | 0 | 602.5601 | 0.0022 | 393.727 | 1.5611e-05
| 394.6087 | 0.00019796 | 338.1131 | 0.00083116 | 394.6087 | 0.26486 | 338.1131 | 0.00047142 | 338.6827 | 0 | 338.1131 | 0 | 393.8395 | 9.0168e-06 | 332.59 | 0.0027488 | 394.6087 | 0.00178 | 332.59 | 0.0013211 | 332.59 | 0.0017338 | 393.8395 | 8.0219e-06 | 393.8395 | 7.8074e-06 | 338.1131 | 0 | 338.1131 | 0 | 602.7191 | 0.00483 | 338.1131 | 0 | 601.8146 | 6.6672e-06 | 602.7191 | 0.00213 | 393.8395 | 1.2404e-05
| 394.7215 | 0 | 338.3262 | 0.00078819 | 394.7215 | 0.26208 | 338.3262 | -0.00031667 | 338.8961 | 0 | 338.3262 | 0 | 393.952 | 8.5464e-06 | 332.81 | 0.00096123 | 394.7215 | 0.00295 | 332.81 | -0.00032556 | 332.81 | -0.0023949 | 393.952 | 8.1507e-06 | 393.952 | 7.3791e-06 | 338.3262 | 0 | 338.3262 | 0 | 602.8782 | 0.00485 | 338.3262 | 0 | 601.9742 | 0 | 602.8782 | 0.00224 | 393.952 | 8.8432e-06
| 394.8344 | 0 | 338.5393 | 0.0013076 | 394.8344 | 0.25549 | 338.5393 | 0.0011835 | 339.1096 | 0 | 338.5393 | 0 | 394.0645 | 8.468e-06 | 333.02 | -8.4319e-05 | 394.8344 | 0.00127 | 333.02 | -0.0017784 | 333.02 | 0.00020589 | 394.0645 | 8.6777e-06 | 394.0645 | 5.5563e-06 | 338.5393 | 0 | 338.5393 | 0 | 603.0373 | 0.00672 | 338.5393 | 0 | 602.1338 | 6.6672e-06 | 603.0373 | 0.00205 | 394.0645 | 9.9869e-06
| 394.9472 | 6.8875e-05 | 338.7524 | 0.000916 | 394.9472 | 0.25147 | 338.7524 | -0.00010475 | 339.323 | 0 | 338.7524 | 0 | 394.177 | 9.0953e-06 | 333.24 | -0.0023104 | 394.9472 | 0.00176 | 333.24 | 0.0018699 | 333.24 | 0.00085607 | 394.177 | 9.3218e-06 | 394.177 | 5.4575e-06 | 338.7525 | 0 | 338.7524 | 0 | 603.1963 | 0.00348 | 338.7524 | 0 | 602.2934 | 0 | 603.1963 | 0.00217 | 394.177 | 7.5816e-06
| 395.06 | 0 | 338.9656 | 0.0012207 | 395.06 | 0.24499 | 338.9656 | 0.00089011 | 339.5365 | 0 | 338.9656 | 0 | 394.2895 | 8.8712e-06 | 333.45 | 0.00075887 | 395.06 | 0.00178 | 333.45 | 0.0020636 | 333.45 | 0.00027091 | 394.2895 | 9.4272e-06 | 394.2895 | 4.0629e-06 | 338.9656 | 0 | 338.9656 | 0 | 603.3554 | 0.00543 | 338.9656 | 0 | 602.453 | 0 | 603.3554 | 0.00209 | 394.2895 | 9.5271e-06
| 395.1729 | 0 | 339.1787 | -0.00056293 | 395.1729 | 0.23746 | 339.1787 | -0.0011548 | 339.75 | 0 | 339.1787 | 0 | 394.402 | 8.9496e-06 | 333.66 | 0.00075887 | 395.1729 | 0.00119 | 333.66 | -0.0011004 | 333.66 | -0.00021673 | 394.402 | 9.0993e-06 | 394.402 | 4.601e-06 | 339.1787 | 0 | 339.1787 | 0 | 603.5145 | 0.00297 | 339.1787 | 0 | 602.6126 | 0 | 603.5145 | 0.00226 | 394.402 | 9.3031e-06
| 395.2857 | 0 | 339.3919 | 0.00018386 | 395.2857 | 0.23582 | 339.3919 | 0.00047512 | 339.9635 | 0 | 339.3919 | 0 | 394.5146 | 7.9527e-06 | 333.88 | -0.00059023 | 395.2857 | 0.00201 | 333.88 | -0.00058385 | 333.88 | 0.0011487 | 394.5146 | 9.0993e-06 | 394.5146 | 3.6347e-06 | 339.3919 | 0 | 339.3919 | 0 | 603.6736 | 0.00519 | 339.3919 | 0 | 602.7722 | 6.6672e-06 | 603.6736 | 0.00216 | 394.5146 | 1.2746e-05
| 395.3986 | 0.00039229 | 339.6051 | 0.0013918 | 395.3986 | 0.23033 | 339.6051 | -0.00010311 | 340.177 | 0 | 339.6051 | 0 | 394.6271 | 9.0505e-06 | 334.09 | 0.00015177 | 395.3986 | 0.00241 | 334.09 | 0.002451 | 334.09 | -0.00089942 | 394.6271 | 1.0165e-05 | 394.6271 | 4.0629e-06 | 339.6051 | 0 | 339.6051 | 0 | 603.8328 | 0.00339 | 339.6051 | 0 | 602.9318 | 3.0002e-05 | 603.8328 | 0.00226 | 394.6271 | 1.5505e-05
| 395.5114 | 0.00025195 | 339.8183 | 0.00072723 | 395.5114 | 0.22301 | 339.8183 | 0.00046881 | 340.3905 | 0 | 339.8183 | 0 | 394.7396 | 9.3641e-06 | 334.3 | 0.00086005 | 395.5114 | 0.00232 | 334.3 | -0.0010036 | 334.3 | -0.00021673 | 394.7396 | 1.0095e-05 | 394.7396 | 6.4128e-06 | 339.8183 | 0 | 339.8183 | 0 | 603.9919 | 0.00401 | 339.8183 | 0 | 603.0914 | 0 | 603.9919 | 0.00211 | 394.7396 | 1.3088e-05
| 395.6242 | 0 | 340.0315 | 0.00082351 | 395.6242 | 0.21771 | 340.0315 | 0.00012194 | 340.6041 | 0 | 340.0315 | 0 | 394.8522 | 9.1289e-06 | 334.52 | -0.0010287 | 395.6242 | 0.00176 | 334.52 | 0.0013533 | 334.52 | -0.0025575 | 394.8522 | 1.0177e-05 | 394.8522 | 8.016e-06 | 340.0315 | 0 | 340.0315 | 0 | 604.151 | 0.00322 | 340.0315 | 0 | 603.251 | 1.0001e-05 | 604.151 | 0.00224 | 394.8522 | 1.4232e-05
| 395.7371 | 0 | 340.2448 | 0.0007223 | 395.7371 | 0.21155 | 340.2448 | 0.0010848 | 340.8177 | 0 | 340.2448 | 0 | 394.9647 | 8.0872e-06 | 334.73 | 0.00096123 | 395.7371 | 0.00107 | 334.73 | 0.0015793 | 334.73 | 0.0012787 | 394.9647 | 9.2164e-06 | 394.9647 | 9.6192e-06 | 340.2448 | 0 | 340.2448 | 0 | 604.3101 | 0.00476 | 340.2448 | 0 | 603.4107 | 0 | 604.3101 | 0.00211 | 394.9647 | 1.1025e-05
| 395.8499 | 0.00094928 | 340.458 | 0.00063523 | 395.8499 | 0.20942 | 340.458 | -0.00018525 | 341.0312 | 0 | 340.458 | 0 | 395.0773 | 7.6167e-06 | 334.94 | 0.00086005 | 395.8499 | 0.00056294 | 334.94 | -0.00035784 | 334.94 | -0.0023949 | 395.0773 | 9.8488e-06 | 395.0773 | 7.5878e-06 | 340.458 | 0 | 340.458 | 0 | 604.4693 | 0.00397 | 340.458 | 0 | 603.5703 | 1.0001e-05 | 604.4693 | 0.00226 | 395.0773 | 1.2864e-05
| 395.9627 | 0.00037793 | 340.6713 | 0.0013189 | 395.9627 | 0.19829 | 340.6713 | 0.00060615 | 341.2448 | 0 | 340.6713 | 0 | 395.1898 | 7.7399e-06 | 335.16 | 0.00015177 | 395.9627 | 0.00272 | 335.16 | 9.4169e-05 | 335.16 | -0.00057433 | 395.1898 | 1.0095e-05 | 395.1898 | 6.6324e-06 | 340.6713 | 0 | 340.6713 | 0 | 604.6284 | 0.00552 | 340.6713 | 0 | 603.7299 | 0 | 604.6284 | 0.00209 | 395.1898 | 7.4637e-06
| 396.0756 | 0 | 340.8846 | 3.0026e-05 | 396.0756 | 0.19572 | 340.8846 | -0.00044046 | 341.4584 | 0 | 340.8846 | 0 | 395.3024 | 7.5831e-06 | 335.37 | -0.00042159 | 396.0756 | 0.00295 | 335.37 | -0.0035541 | 335.37 | -0.0022323 | 395.3024 | 1.0364e-05 | 395.3024 | 4.9194e-06 | 340.8846 | 0 | 340.8846 | 0 | 604.7876 | 0.00448 | 340.8846 | 0 | 603.8896 | 1.0001e-05 | 604.7876 | 0.00212 | 395.3024 | 1.1143e-05
| 396.1884 | 0 | 341.0979 | 0.00099296 | 396.1884 | 0.18966 | 341.0979 | 0.00052063 | 341.672 | 0 | 341.0979 | 0 | 395.415 | 7.5383e-06 | 335.59 | 0.00015177 | 396.1884 | 0.00203 | 335.59 | 0.0010305 | 335.59 | 7.5855e-05 | 395.415 | 1.0095e-05 | 395.415 | 4.601e-06 | 341.0979 | 0 | 341.0979 | 0 | 604.9467 | 0.00633 | 341.0979 | 0 | 604.0492 | 0 | 604.9467 | 0.002 | 395.415 | 9.1852e-06
| 396.3012 | 0 | 341.3112 | -0.00020664 | 396.3012 | 0.18778 | 341.3112 | -0.00038032 | 341.8857 | 0 | 341.3112 | 0 | 395.5275 | 9.0505e-06 | 335.8 | 0.0010287 | 396.3012 | 0.00061971 | 335.8 | -0.0018752 | 335.8 | -0.00076939 | 395.5275 | 1.0305e-05 | 395.5275 | 4.601e-06 | 341.3112 | 0 | 341.3112 | 0 | 605.1059 | 0.00317 | 341.3112 | 0 | 604.2089 | 3.0002e-05 | 605.1059 | 0.00211 | 395.5275 | 1.4467e-05
| 396.414 | 0 | 341.5246 | -3.8092e-05 | 396.414 | 0.18131 | 341.5246 | 0.00073521 | 342.0993 | 0 | 341.5246 | 0 | 395.6401 | 1.0305e-05 | 336.01 | -0.00052277 | 396.414 | 0.00186 | 336.01 | 0.0024833 | 336.01 | 0.00072604 | 395.6401 | 1.006e-05 | 395.6401 | 5.5563e-06 | 341.5245 | 0 | 341.5246 | 0 | 605.2651 | 0.00584 | 341.5246 | 0 | 604.3686 | 0 | 605.2651 | 0.00213 | 395.6401 | 1.0223e-05
| 396.5269 | 0 | 341.7379 | 0.00028141 | 396.5269 | 0.17895 | 341.7379 | -0.00045055 | 342.313 | 0 | 341.7379 | 0 | 395.7527 | 1.0619e-05 | 336.23 | 0.00069142 | 396.5269 | 0.00454 | 336.23 | -0.0013909 | 336.23 | -0.00073687 | 395.7527 | 1.0305e-05 | 395.7527 | 5.8857e-06 | 341.7379 | 0 | 341.7379 | 0 | 605.4243 | 0.00411 | 341.7379 | 0 | 604.5282 | 3.0002e-05 | 605.4243 | 0.00222 | 395.7527 | 8.7253e-06
| 396.6397 | 0 | 341.9513 | 0.00025131 | 396.6397 | 0.17448 | 341.9513 | 0.0010542 | 342.5267 | 0 | 341.9513 | 0 | 395.8653 | 1.0036e-05 | 336.44 | -0.0018719 | 396.6397 | 0.00243 | 336.44 | 0.0011919 | 336.44 | 7.5855e-05 | 395.8653 | 9.1578e-06 | 395.8653 | 9.8388e-06 | 341.9513 | 0 | 341.9513 | 0 | 605.5835 | 0.00559 | 341.9513 | 0 | 604.6879 | 0 | 605.5835 | 0.00214 | 395.8653 | 4.9404e-06
| 396.7525 | 5.091e-05 | 342.1647 | 0.00078899 | 396.7525 | 0.17148 | 342.1647 | -0.00013456 | 342.7404 | 0 | 342.1647 | 0 | 395.9779 | 9.0168e-06 | 336.65 | -0.0030186 | 396.7525 | 0.0015 | 336.65 | 0.0017408 | 336.65 | 0.0010836 | 395.9779 | 9.3452e-06 | 395.9779 | 8.4443e-06 | 342.1646 | 0 | 342.1647 | 0 | 605.7427 | 0.00357 | 342.1647 | 0 | 604.8476 | 1.0001e-05 | 605.7427 | 0.00216 | 395.9779 | 7.0038e-06
| 396.8654 | 0 | 342.3781 | 0.00094574 | 396.8654 | 0.16477 | 342.3781 | 0.0011433 | 342.9541 | 0 | 342.3781 | 0 | 396.0905 | 7.9864e-06 | 336.87 | -0.00011805 | 396.8654 | 0.00215 | 336.87 | -0.0012296 | 336.87 | -0.001322 | 396.0905 | 9.029e-06 | 396.0905 | 8.7627e-06 | 342.378 | 0 | 342.3781 | 0 | 605.9019 | 0.00513 | 342.3781 | 0 | 605.0073 | 6.6672e-06 | 605.9019 | 0.00203 | 396.0905 | 9.4092e-06
| 396.9782 | 0.00096726 | 342.5915 | -0.00030408 | 396.9782 | 0.16036 | 342.5915 | -0.00058472 | 343.1678 | 0 | 342.5915 | 0 | 396.2031 | 8.0872e-06 | 337.08 | 0.00042159 | 396.9782 | 0.00147 | 337.08 | 0.00032017 | 337.08 | 0.00085607 | 396.2031 | 1.0938e-05 | 396.2031 | 5.0292e-06 | 342.5915 | 0 | 342.5915 | 0 | 606.0611 | 0.00366 | 342.5915 | 0 | 605.167 | 5.0004e-05 | 606.0611 | 0.00214 | 396.2031 | 9.645e-06
| 397.091 | 0.00079184 | 342.8049 | 0.00089302 | 397.091 | 0.15526 | 342.8049 | 0.0012362 | 343.3816 | 0 | 342.8049 | 0 | 396.3157 | 7.9079e-06 | 337.3 | -1.6864e-05 | 397.091 | 0.00135 | 337.3 | -0.0013587 | 337.3 | -0.00054182 | 396.3157 | 1.1664e-05 | 396.3157 | 7.0607e-06 | 342.8049 | 0 | 342.8049 | 0 | 606.2203 | 0.00396 | 342.8049 | 0 | 605.3267 | 0 | 606.2203 | 0.00203 | 396.3157 | 8.0414e-06
| 397.2038 | 3.2945e-05 | 343.0183 | 0.00025079 | 397.2038 | 0.15544 | 343.0183 | -0.00041553 | 343.5953 | 0 | 343.0183 | 0 | 396.4283 | 8.0872e-06 | 337.51 | -0.001602 | 397.2038 | 0.00187 | 337.51 | -0.0028116 | 337.51 | 1.0836e-05 | 396.4283 | 1.2507e-05 | 396.4283 | 5.8857e-06 | 343.0183 | 0 | 343.0183 | 0 | 606.3795 | 0.00455 | 343.0183 | 0 | 605.4864 | 3.0002e-05 | 606.3795 | 0.00218 | 396.4283 | 9.3031e-06
| 397.3166 | 0 | 343.2318 | 0.0012697 | 397.3166 | 0.14876 | 343.2318 | 0.0012285 | 343.8091 | 0 | 343.2318 | 0 | 396.5409 | 7.6951e-06 | 337.72 | 0.0013322 | 397.3166 | 0.00297 | 337.72 | 0.0028707 | 337.72 | 0.0011812 | 396.5409 | 1.1289e-05 | 396.5409 | 5.8857e-06 | 343.2318 | 0 | 343.2318 | 0 | 606.5388 | 0.0028 | 343.2318 | 0 | 605.6461 | 6.6672e-06 | 606.5388 | 0.00203 | 396.5409 | 9.9869e-06
| 397.4295 | 0 | 343.4453 | 0.00084038 | 397.4295 | 0.14488 | 343.4453 | -0.00025412 | 344.0229 | 0 | 343.4453 | 0 | 396.6535 | 7.8295e-06 | 337.94 | -0.0021416 | 397.4295 | 0.00079001 | 337.94 | 0.0004816 | 337.94 | 0.00010836 | 396.6535 | 9.7082e-06 | 396.6535 | 5.0292e-06 | 343.4453 | 0 | 343.4453 | 0 | 606.698 | 0.00469 | 343.4453 | 0 | 605.8059 | 3.0002e-05 | 606.698 | 0.00223 | 396.6535 | 9.7629e-06
| 397.5423 | 0.00091782 | 343.6588 | 0.0014021 | 397.5423 | 0.13901 | 343.6588 | 0.0014213 | 344.2367 | 0 | 343.6588 | 0 | 396.7662 | 7.4823e-06 | 338.15 | 0.00065769 | 397.5423 | 0.00089903 | 338.15 | -0.00071299 | 338.15 | -0.001257 | 396.7662 | 8.2561e-06 | 396.7662 | 6.2042e-06 | 343.6588 | 0 | 343.6588 | 0 | 606.8573 | 0.0057 | 343.6588 | 0 | 605.9656 | 0 | 606.8573 | 0.00205 | 396.7662 | 7.4637e-06
| 397.6551 | 0.00116 | 343.8723 | 0.00032639 | 397.6551 | 0.14125 | 343.8723 | -0.00052977 | 344.4505 | 0 | 343.8723 | 0 | 396.8788 | 6.9334e-06 | 338.37 | 0.0011636 | 397.6551 | 0.00161 | 338.37 | -0.0014233 | 338.37 | -0.0016472 | 396.8788 | 8.1039e-06 | 396.8788 | 7.4889e-06 | 343.8723 | 0 | 343.8723 | 0 | 607.0165 | 0.00311 | 343.8723 | 0 | 606.1253 | 0 | 607.0165 | 0.00224 | 396.8788 | 8.1476e-06
| 397.7679 | 7.1987e-05 | 344.0858 | 0.00077498 | 397.7679 | 0.13518 | 344.0858 | 0.00059511 | 344.6643 | 0 | 344.0858 | 0 | 396.9915 | 6.4966e-06 | 338.58 | 0.00069142 | 397.7679 | 0.00192 | 338.58 | 0.00077218 | 338.58 | 0.0010836 | 396.9915 | 8.1858e-06 | 396.9915 | 6.2042e-06 | 344.0858 | 0 | 344.0858 | 0 | 607.1758 | 0.00485 | 344.0858 | 0 | 606.2851 | 0 | 607.1758 | 0.002 | 396.9915 | 8.8432e-06
| 397.8808 | 0 | 344.2994 | 0.0005518 | 397.8808 | 0.13302 | 344.2994 | -0.0001563 | 344.8782 | 0 | 344.2994 | 0 | 397.1041 | 8.5016e-06 | 338.79 | -0.0027826 | 397.8808 | 0.00218 | 338.79 | -0.002069 | 338.79 | -0.00021673 | 397.1041 | 8.3498e-06 | 397.1041 | 5.0292e-06 | 344.2994 | 0 | 344.2994 | 0 | 607.3351 | 0.0039 | 344.2994 | 0 | 606.4448 | 1.0001e-05 | 607.3351 | 0.0021 | 397.1041 | 9.9869e-06
| 397.9936 | 0.00055789 | 344.5129 | 0.001129 | 397.9936 | 0.13187 | 344.5129 | 0.00060341 | 345.092 | 0 | 344.5129 | 0 | 397.2167 | 9.7785e-06 | 339.01 | 0.0022766 | 397.9936 | 0.00124 | 339.01 | -0.00039012 | 339.01 | 0.00010836 | 397.2167 | 8.0687e-06 | 397.2167 | 3.8543e-06 | 344.5129 | 0 | 344.5129 | 0 | 607.4944 | 0.00315 | 344.5129 | 0 | 606.6046 | 0 | 607.4944 | 0.00194 | 397.2167 | 8.6074e-06
| 398.1064 | 0 | 344.7265 | 8.2289e-06 | 398.1064 | 0.12696 | 344.7265 | -0.00051446 | 345.3059 | 0 | 344.7265 | 0 | 397.3294 | 1.0148e-05 | 339.22 | 0.00048905 | 398.1064 | 0.00067647 | 339.22 | -0.0023919 | 339.22 | -0.001062 | 397.3294 | 9.1344e-06 | 397.3294 | 3.9531e-06 | 344.7265 | 0 | 344.7265 | 0 | 607.6536 | 0.00436 | 344.7265 | 0 | 606.7644 | 5.0004e-05 | 607.6536 | 0.00207 | 397.3294 | 1.1143e-05
| 398.2192 | 0.00034194 | 344.9401 | 0.0010818 | 398.2192 | 0.12145 | 344.9401 | 0.0008465 | 345.5198 | 0 | 344.9401 | 0 | 397.4421 | 8.58e-06 | 339.44 | -8.4319e-05 | 398.2192 | 0.00135 | 339.44 | -0.0011327 | 339.44 | 0.00049847 | 397.4421 | 1.0001e-05 | 397.4421 | 5.3477e-06 | 344.9401 | 0 | 344.9401 | 0 | 607.8129 | 0.00445 | 344.9401 | 0 | 606.9241 | 0 | 607.8129 | 0.00197 | 397.4421 | 1.2864e-05
| 398.332 | 0 | 345.1537 | 0.0018905 | 398.332 | 0.12407 | 345.1537 | 0.00060734 | 345.7337 | 0 | 345.1537 | 0 | 397.5547 | 8.1656e-06 | 339.65 | -0.00025296 | 398.332 | 0.00156 | 339.65 | -0.0020367 | 339.65 | -0.00093193 | 397.5547 | 1.0446e-05 | 397.5547 | 8.4443e-06 | 345.1537 | 0 | 345.1537 | 0 | 607.9723 | 0.00341 | 345.1537 | 0 | 607.0839 | 1.0001e-05 | 607.9723 | 0.00208 | 397.5547 | 1.297e-05
| 398.4448 | 0.00070186 | 345.3673 | 0.0020989 | 398.4448 | 0.1188 | 345.3673 | 0.0015802 | 345.9476 | 0 | 345.3673 | 0 | 397.6674 | 7.9864e-06 | 339.86 | 0.0014672 | 398.4448 | 0.0015 | 339.86 | 0.00073989 | 339.86 | 0.0020589 | 397.6674 | 1.0282e-05 | 397.6674 | 1.0904e-05 | 345.3673 | 0 | 345.3673 | 0 | 608.1316 | 0.00436 | 345.3673 | 0 | 607.2437 | 6.6672e-06 | 608.1316 | 0.00189 | 397.6674 | 9.1852e-06
| 398.5577 | 0.00051807 | 345.581 | 0.00067563 | 398.5577 | 0.11885 | 345.581 | -0.00055682 | 346.1615 | 0 | 345.581 | 0 | 397.7801 | 8.8376e-06 | 340.08 | -0.0017707 | 398.5577 | 0.00178 | 340.08 | -0.0025855 | 340.08 | -0.0016147 | 397.7801 | 9.919e-06 | 397.7801 | 1.0377e-05 | 345.581 | 0 | 345.581 | 0 | 608.2909 | 0.00274 | 345.581 | 0 | 607.4035 | 1.0001e-05 | 608.2909 | 0.00199 | 397.7801 | 6.4261e-06
| 398.6705 | 0 | 345.7946 | 0.0015866 | 398.6705 | 0.11457 | 345.7946 | 0.00070447 | 346.3755 | 0 | 345.7946 | 0 | 397.8928 | 8.636e-06 | 340.29 | 0.0005565 | 398.6705 | 0.00209 | 340.29 | 0.00061074 | 340.29 | -0.001062 | 397.8928 | 9.4857e-06 | 397.8928 | 8.2356e-06 | 345.7946 | 0 | 345.7946 | 0 | 608.4502 | 0.00369 | 345.7946 | 0 | 607.5633 | 0 | 608.4502 | 0.00181 | 397.8928 | 5.2824e-06
| 398.7833 | 0.00015871 | 346.0083 | -0.00012116 | 398.7833 | 0.11491 | 346.0083 | -0.00093029 | 346.5894 | 0 | 346.0083 | 0 | 398.0054 | 9.3417e-06 | 340.51 | -0.0013997 | 398.7833 | 0.00019395 | 340.51 | -0.0012941 | 340.51 | -0.00086692 | 398.0054 | 9.9307e-06 | 398.0054 | 5.8857e-06 | 346.0083 | 0 | 346.0083 | 0 | 608.6095 | 0.00443 | 346.0083 | 0 | 607.7231 | 1.0001e-05 | 608.6095 | 0.002 | 398.0054 | 7.0038e-06
| 398.8961 | 0.0004679 | 346.222 | 0.0013483 | 398.8961 | 0.11024 | 346.222 | 0.00094883 | 346.8034 | 0 | 346.222 | 0 | 398.1181 | 9.0168e-06 | 340.72 | 0.00082632 | 398.8961 | 0.00263 | 340.72 | -0.0012619 | 340.72 | -0.0019072 | 398.1181 | 9.2984e-06 | 398.1181 | 4.1727e-06 | 346.222 | 0 | 346.222 | 0 | 608.7689 | 0.0049 | 346.222 | 0 | 607.8829 | 6.6672e-06 | 608.7689 | 0.002 | 398.1181 | 6.32e-06
| 399.0089 | 0 | 346.4357 | 0.0012661 | 399.0089 | 0.11016 | 346.4357 | -0.0001851 | 347.0174 | 0 | 346.4357 | 0 | 398.2308 | 8.6248e-06 | 340.93 | -0.0010961 | 399.0089 | 0.00053456 | 340.93 | -0.0028116 | 340.93 | -0.0035001 | 398.2308 | 9.1344e-06 | 398.2308 | 2.9978e-06 | 346.4357 | 0 | 346.4357 | 0 | 608.9282 | 0.00533 | 346.4357 | 0 | 608.0427 | 5.0004e-05 | 608.9282 | 0.00215 | 398.2308 | 8.7253e-06
| 399.1217 | 0 | 346.6494 | 0.001615 | 399.1217 | 0.10621 | 346.6494 | 0.0019336 | 347.2314 | 0 | 346.6494 | 0 | 398.3435 | 8.2888e-06 | 341.15 | 0.0005565 | 399.1217 | 0.00297 | 341.15 | 0.0010305 | 341.15 | -0.00021673 | 398.3435 | 8.8534e-06 | 398.3435 | 3.5248e-06 | 346.6494 | 0 | 346.6494 | 0 | 609.0876 | 0.00515 | 346.6494 | 0 | 608.2025 | 6.6672e-06 | 609.0876 | 0.00205 | 398.3435 | 8.6074e-06
| 399.2346 | 0.00058994 | 346.8632 | 0.00090255 | 399.2346 | 0.10739 | 346.8632 | -0.00035643 | 347.4455 | 0 | 346.8632 | 0 | 398.4563 | 8.4792e-06 | 341.36 | -0.0011299 | 399.2346 | 0.0015 | 341.36 | -0.0004547 | 341.36 | -0.0008344 | 398.4563 | 1.0341e-05 | 398.4563 | 5.3477e-06 | 346.8632 | 0 | 346.8632 | 0 | 609.2469 | 0.0048 | 346.8632 | 0 | 608.3623 | 0 | 609.2469 | 0.00212 | 398.4563 | 1.0223e-05
| 399.3474 | 0 | 347.0769 | 0.0010082 | 399.3474 | 0.10527 | 347.0769 | 0.0013381 | 347.6595 | 0 | 347.0769 | 0 | 398.569 | 8.4456e-06 | 341.58 | 1.6864e-05 | 399.3474 | 0.00184 | 341.58 | -0.00093899 | 341.58 | -0.00080189 | 398.569 | 1.0493e-05 | 398.569 | 6.0944e-06 | 347.0769 | 0 | 347.0769 | 0 | 609.4063 | 0.00561 | 347.0769 | 0 | 608.5222 | 2.6669e-05 | 609.4063 | 0.00201 | 398.569 | 1.2168e-05
| 399.4602 | 0.00051807 | 347.2907 | -0.00014678 | 399.4602 | 0.10723 | 347.2907 | -0.00012647 | 347.8736 | 0 | 347.2907 | 0 | 398.6817 | 7.8295e-06 | 341.79 | -0.0010624 | 399.4602 | 0.00178 | 341.79 | 0.00064304 | 341.79 | -0.00018422 | 398.6817 | 9.4389e-06 | 398.6817 | 5.6661e-06 | 347.2907 | 0 | 347.2907 | 0 | 609.5657 | 0.00505 | 347.2907 | 0 | 608.682 | 3.0002e-05 | 609.5657 | 0.00211 | 398.6817 | 1.1944e-05
| 399.573 | 0 | 347.5045 | 0.0019092 | 399.573 | 0.10168 | 347.5045 | 0.0016141 | 348.0876 | 0 | 347.5045 | 0 | 398.7944 | 7.0903e-06 | 342 | 0.00015177 | 399.573 | 0.0011 | 342 | -0.0010036 | 342 | -0.0010945 | 398.7944 | 8.8065e-06 | 398.7944 | 3.9531e-06 | 347.5045 | 0 | 347.5045 | 0 | 609.7251 | 0.00622 | 347.5045 | 0 | 608.8419 | 6.6672e-06 | 609.7251 | 0.00194 | 398.7944 | 1.1367e-05
| 399.6858 | 0 | 347.7183 | 0.0009843 | 399.6858 | 0.10175 | 347.7183 | -0.0004494 | 348.3017 | 0 | 347.7183 | 0 | 398.9071 | 8.244e-06 | 342.22 | -0.00086005 | 399.6858 | 0.00431 | 342.22 | -0.0015202 | 342.22 | -0.0024274 | 398.9071 | 1.0423e-05 | 398.9071 | 3.5248e-06 | 347.7183 | 0 | 347.7183 | 0 | 609.8845 | 0.00352 | 347.7183 | 0 | 609.0017 | 1.0001e-05 | 609.8845 | 0.00201 | 398.9071 | 6.32e-06
| 399.7986 | 0.00026995 | 347.9321 | -0.00035588 | 399.7986 | 0.09912 | 347.9321 | 0.00053549 | 348.5158 | 0 | 347.9321 | 0 | 399.0199 | 8.5016e-06 | 342.43 | 0.0012648 | 399.7986 | 0.00357 | 342.43 | 0.00073989 | 342.43 | -8.6692e-05 | 399.0199 | 1.0797e-05 | 399.0199 | 3.9531e-06 | 347.9321 | 0 | 347.9321 | 0 | 610.0438 | 0.00394 | 347.9321 | 0 | 609.1616 | 0 | 610.0438 | 0.00182 | 399.0199 | 5.8601e-06
| 399.9114 | 0.00133 | 348.1459 | 0.00077282 | 399.9114 | 0.09671 | 348.1459 | -0.00022793 | 348.7299 | 0 | 348.1459 | 0 | 399.1326 | 8.8152e-06 | 342.65 | -0.0013322 | 399.9114 | 0.00218 | 342.65 | 0.0010628 | 342.65 | 7.5855e-05 | 399.1326 | 1.1746e-05 | 399.1326 | 7.1595e-06 | 348.1459 | 0 | 348.1459 | 0 | 610.2033 | 0.0039 | 348.1459 | 0 | 609.3214 | 1.0001e-05 | 610.2033 | 0.0019 | 399.1326 | 6.7798e-06
| 400.0242 | 0.00068386 | 348.3598 | 0.0017913 | 400.0242 | 0.09724 | 348.3598 | 0.0013391 | 348.9441 | 0 | 348.3598 | 0 | 399.2453 | 7.8295e-06 | 342.86 | -0.0021754 | 400.0242 | 0.00158 | 342.86 | 0.0010305 | 342.86 | 0.00014088 | 399.2453 | 1.006e-05 | 399.2453 | 7.9172e-06 | 348.3598 | 0 | 348.3598 | 0 | 610.3627 | 0.00541 | 348.3598 | 0 | 609.4813 | 6.6672e-06 | 610.3627 | 0.00177 | 399.2453 | 9.9869e-06
| 400.137 | 0 | 348.5736 | 0.0021073 | 400.137 | 0.0948 | 348.5736 | -0.00061568 | 349.1582 | 0 | 348.5736 | 0 | 399.3581 | 8.6808e-06 | 343.08 | -0.00038786 | 400.137 | 0.00263 | 343.08 | 0.00090132 | 343.08 | 0.00088859 | 399.3581 | 1.0001e-05 | 399.3581 | 6.7313e-06 | 348.5736 | 0 | 348.5736 | 0 | 610.5221 | 0.00339 | 348.5736 | 0 | 609.6412 | 3.0002e-05 | 610.5221 | 0.00192 | 399.3581 | 1.4232e-05
| 400.2498 | 0.00064787 | 348.7875 | 0.0014459 | 400.2498 | 0.08989 | 348.7875 | 0.0013434 | 349.3723 | 0 | 348.7875 | 0 | 399.4708 | 8.468e-06 | 343.29 | 0.00028669 | 400.2498 | 0.00303 | 343.29 | 0.0013211 | 343.29 | 0.00066102 | 399.4708 | 7.9633e-06 | 399.4708 | 5.5563e-06 | 348.7875 | 0 | 348.7875 | 0 | 610.6815 | 0.00548 | 348.7875 | 0 | 609.8011 | 6.6672e-06 | 610.6815 | 0.00181 | 399.4708 | 1.5045e-05
| 400.3626 | 0.000554 | 349.0014 | 0.00145 | 400.3626 | 0.09038 | 349.0014 | -0.00041489 | 349.5865 | 0 | 349.0014 | 0 | 399.5836 | 9.7001e-06 | 343.5 | -0.00038786 | 400.3626 | 0.00281 | 343.5 | 2.9596e-05 | 343.5 | 0.00088859 | 399.5836 | 8.3381e-06 | 399.5836 | 8.5541e-06 | 349.0014 | 0 | 349.0014 | 0 | 610.8409 | 0.00357 | 349.0014 | 0 | 609.961 | 1.0001e-05 | 610.8409 | 0.00188 | 399.5836 | 1.4927e-05
| 400.4754 | 0.00066587 | 349.2153 | 0.00176 | 400.4754 | 0.08861 | 349.2153 | 0.00089662 | 349.8007 | 0 | 349.2153 | 0 | 399.6964 | 8.3224e-06 | 343.72 | 0.00032042 | 400.4754 | 0.00314 | 343.72 | -0.0010681 | 343.72 | 0.0013763 | 399.6964 | 8.3381e-06 | 399.6964 | 9.3008e-06 | 349.2153 | 0 | 349.2153 | 0 | 611.0004 | 0.00598 | 349.2153 | 0 | 610.1209 | 0 | 611.0004 | 0.00174 | 399.6964 | 1.0789e-05
| 400.5882 | 0.00037433 | 349.4292 | 0.00063035 | 400.5882 | 0.08904 | 349.4292 | 8.4181e-05 | 350.0149 | 0 | 349.4292 | 0 | 399.8091 | 8.3224e-06 | 343.93 | -0.0026139 | 400.5882 | 0.00255 | 343.93 | -0.0022305 | 343.93 | -0.0017121 | 399.8091 | 9.111e-06 | 399.8091 | 7.3791e-06 | 349.4292 | 0 | 349.4292 | 0 | 611.1598 | 0.00373 | 349.4292 | 0 | 610.2808 | 0 | 611.1598 | 0.00188 | 399.8091 | 8.0414e-06
| 400.7011 | 0 | 349.6432 | 0.001056 | 400.7011 | 0.08454 | 349.6432 | 0.0012587 | 350.2291 | 0 | 349.6432 | 0 | 399.9219 | 7.5159e-06 | 344.15 | 0.00062396 | 400.7011 | 0.00181 | 344.15 | -0.0023919 | 344.15 | -0.0014521 | 399.9219 | 9.2398e-06 | 399.9219 | 4.0629e-06 | 349.6432 | 0 | 349.6432 | 0 | 611.3193 | 0.00427 | 349.6432 | 0 | 610.4407 | 6.6672e-06 | 611.3193 | 0.0019 | 399.9219 | 6.4261e-06
| 400.8139 | 0 | 349.8571 | 0.0022839 | 400.8139 | 0.08344 | 349.8571 | 0.00015104 | 350.4434 | 0 | 349.8571 | 0 | 400.0347 | 8.0872e-06 | 344.36 | -0.0022092 | 400.8139 | 0.00229 | 344.36 | -0.0011973 | 344.36 | -0.0020698 | 400.0347 | 9.7317e-06 | 400.0347 | 3.3162e-06 | 349.8571 | 0 | 349.8571 | 0 | 611.4787 | 0.00464 | 349.8571 | 0 | 610.6006 | 0 | 611.4787 | 0.00201 | 400.0347 | 5.6243e-06
| 400.9267 | 0 | 350.0711 | 0.0010691 | 400.9267 | 0.08084 | 350.0711 | 0.0012238 | 350.6576 | 0 | 350.0711 | 0 | 400.1475 | 7.3815e-06 | 344.58 | 0.0019731 | 400.9267 | 0.0024 | 344.58 | -0.0010036 | 344.58 | -0.00037928 | 400.1475 | 1.0446e-05 | 400.1475 | 3.6347e-06 | 350.0711 | 0 | 350.0711 | 0 | 611.6382 | 0.00397 | 350.0711 | 0 | 610.7605 | 0 | 611.6382 | 0.00194 | 400.1475 | 7.2279e-06
| 401.0395 | 0 | 350.2851 | 0.0016907 | 401.0395 | 0.08025 | 350.2851 | -0.0003358 | 350.8719 | 0 | 350.2851 | 0 | 400.2603 | 8.0872e-06 | 344.79 | -0.0029512 | 401.0395 | 0.00218 | 344.79 | -0.00093899 | 344.79 | -0.0010945 | 400.2603 | 9.7668e-06 | 400.2603 | 2.9978e-06 | 350.2851 | 0 | 350.2851 | 0 | 611.7977 | 0.00338 | 350.2851 | 0 | 610.9204 | 0 | 611.7977 | 0.00201 | 400.2603 | 7.3458e-06
| 401.1523 | 0.00035993 | 350.4991 | 0.0027496 | 401.1523 | 0.07531 | 350.4991 | 0.00088309 | 351.0862 | 0 | 350.4991 | 0 | 400.3731 | 9.4649e-06 | 345 | 5.0592e-05 | 401.1523 | 0.00235 | 345 | -0.0015847 | 345 | 0.0012462 | 400.3731 | 9.6263e-06 | 400.3731 | 2.6684e-06 | 350.4991 | 0 | 350.4991 | 0 | 611.9572 | 0.00468 | 350.4991 | 0 | 611.0804 | 6.6672e-06 | 611.9572 | 0.00191 | 400.3731 | 8.8432e-06
| 401.2651 | 0 | 350.7131 | 0.0020026 | 401.2651 | 0.07449 | 350.7131 | -0.00052948 | 351.3005 | 0 | 350.7131 | 0 | 400.4859 | 1.0451e-05 | 345.22 | 0.00079259 | 401.2651 | 0.00164 | 345.22 | -0.0013264 | 345.22 | 0.00014088 | 400.4859 | 8.7714e-06 | 400.4859 | 3.2064e-06 | 350.7131 | 0 | 350.7131 | 0 | 612.1167 | 0.00281 | 350.7131 | 0 | 611.2403 | 3.0002e-05 | 612.1167 | 0.00202 | 400.4859 | 7.6877e-06
| 401.3779 | 0.00028795 | 350.9272 | 0.0042088 | 401.3779 | 0.07119 | 350.9272 | 0.00084239 | 351.5148 | 0 | 350.9272 | 0 | 400.5987 | 9.0505e-06 | 345.43 | -0.00035414 | 401.3779 | 0.00311 | 345.43 | -0.0023273 | 345.43 | 0.00030341 | 400.5987 | 8.3732e-06 | 400.5987 | 7.4889e-06 | 350.9272 | 0 | 350.9272 | 0 | 612.2762 | 0.00376 | 350.9272 | 0 | 611.4003 | 6.6672e-06 | 612.2762 | 0.00188 | 400.5987 | 8.1476e-06
| 401.4907 | 0 | 351.1412 | 0.0039267 | 401.4907 | 0.0695 | 351.1412 | 0.00030263 | 351.7291 | 0 | 351.1412 | 0 | 400.7115 | 8.0648e-06 | 345.65 | 0.0005565 | 401.4907 | 0.00249 | 345.65 | -0.0012619 | 345.65 | -0.00024923 | 400.7115 | 8.5372e-06 | 400.7115 | 8.9823e-06 | 351.1412 | 0 | 351.1412 | 0 | 612.4357 | 0.00375 | 351.1412 | 0 | 611.5602 | 0 | 612.4357 | 0.00202 | 400.7115 | 7.2279e-06
| 401.6035 | 0.00034194 | 351.3553 | 0.0051007 | 401.6035 | 0.06716 | 351.3553 | 0.0010428 | 351.9434 | 0 | 351.3553 | 0 | 400.8243 | 7.4039e-06 | 345.86 | 0.00099496 | 401.6035 | 0.00215 | 345.86 | -0.00019641 | 345.86 | -0.0021023 | 400.8243 | 8.6426e-06 | 400.8243 | 9.5204e-06 | 351.3553 | 0 | 351.3553 | 0 | 612.5952 | 0.00534 | 351.3553 | 0 | 611.7202 | 6.6672e-06 | 612.5952 | 0.00185 | 400.8243 | 7.0038e-06
| 401.7163 | 0 | 351.5694 | 0.0044122 | 401.7163 | 0.06728 | 351.5694 | -0.00010138 | 352.1578 | 0 | 351.5694 | 0 | 400.9371 | 7.7735e-06 | 346.08 | -0.0015684 | 401.7163 | 0.00221 | 346.08 | -2.6905e-06 | 346.08 | 0.00069354 | 400.9371 | 1.0469e-05 | 400.9371 | 4.6998e-06 | 351.5694 | 0 | 351.5694 | 0 | 612.7547 | 0.0035 | 351.5694 | 0 | 611.8801 | 1.0001e-05 | 612.7547 | 0.00197 | 400.9371 | 7.4637e-06
| 401.8291 | 0.00057588 | 351.7835 | 0.0061463 | 401.8291 | 0.06356 | 351.7835 | 0.00069187 | 352.3721 | 0 | 351.7835 | 0 | 401.0499 | 6.7318e-06 | 346.29 | -0.00038786 | 401.8291 | 0.00238 | 346.29 | -0.00080984 | 346.29 | 0.00079106 | 401.0499 | 9.6263e-06 | 401.0499 | 3.5248e-06 | 351.7835 | 0 | 351.7835 | 0 | 612.9142 | 0.00575 | 351.7835 | 0 | 612.0401 | 6.6672e-06 | 612.9142 | 0.00181 | 401.0499 | 9.1852e-06
| 401.9419 | 0 | 351.9976 | 0.0063883 | 401.9419 | 0.06284 | 351.9976 | -0.00026148 | 352.5865 | 0 | 351.9976 | 0 | 401.1628 | 7.5607e-06 | 346.51 | -0.00089378 | 401.9419 | 0.00093192 | 346.51 | -0.0010358 | 346.51 | -0.00076939 | 401.1628 | 1.006e-05 | 401.1628 | 2.0315e-06 | 351.9976 | 0 | 351.9976 | 0 | 613.0738 | 0.00447 | 351.9976 | 0 | 612.2001 | 3.0002e-05 | 613.0738 | 0.00195 | 401.1628 | 1.0683e-05
| 402.0547 | 0.00044991 | 352.2117 | 0.0083898 | 402.0547 | 0.0588 | 352.2117 | 0.001101 | 352.8009 | 0 | 352.2117 | 0 | 401.2756 | 6.7766e-06 | 346.72 | -0.0005565 | 402.0547 | 0.00138 | 346.72 | 0.0014502 | 346.72 | -0.00021673 | 401.2756 | 8.3732e-06 | 401.2756 | 2.9978e-06 | 352.2117 | 0 | 352.2117 | 0 | 613.2333 | 0.00418 | 352.2117 | 0 | 612.3601 | 6.6672e-06 | 613.2333 | 0.00187 | 401.2756 | 1.0683e-05
| 402.1675 | 0.00026652 | 352.4259 | 0.0079318 | 402.1675 | 0.05738 | 352.4259 | -0.00021995 | 353.0153 | 0 | 352.4259 | 0 | 401.3884 | 8.3672e-06 | 346.94 | -0.0011299 | 402.1675 | 0.00374 | 346.94 | -0.0018108 | 346.94 | -0.0021998 | 401.3884 | 9.0759e-06 | 401.3884 | 3.0966e-06 | 352.4259 | 0 | 352.4259 | 0 | 613.3928 | 0.00292 | 352.4259 | 0 | 612.5201 | 1.0001e-05 | 613.3928 | 0.00206 | 401.3884 | 9.9869e-06
| 402.2803 | 0 | 352.6401 | 0.010241 | 402.2803 | 0.05602 | 352.6401 | 0.0013725 | 353.2298 | 0 | 352.6401 | 0 | 401.5013 | 8.0648e-06 | 347.15 | -0.00021923 | 402.2803 | 0.00368 | 347.15 | -0.00061613 | 347.15 | 0.0022864 | 401.5013 | 8.7831e-06 | 401.5013 | 4.2825e-06 | 352.64 | 0 | 352.6401 | 0 | 613.5524 | 0.00432 | 352.6401 | 0 | 612.6801 | 0 | 613.5524 | 0.00196 | 401.5013 | 1.0447e-05
| 402.3931 | 0 | 352.8542 | 0.010264 | 402.3931 | 0.05285 | 352.8542 | 0.00051068 | 353.4442 | 0 | 352.8542 | 0 | 401.6141 | 9.1289e-06 | 347.36 | -0.00069142 | 402.3931 | 0.00227 | 347.36 | 0.00041703 | 347.36 | -0.0023624 | 401.6141 | 1.0938e-05 | 401.6141 | 3.9531e-06 | 352.8542 | 0 | 352.8542 | 0 | 613.712 | 0.0057 | 352.8542 | 0 | 612.8401 | 1.0001e-05 | 613.712 | 0.00207 | 401.6141 | 8.7253e-06
| 402.5059 | 0 | 353.0684 | 0.011884 | 402.5059 | 0.05273 | 353.0684 | 0.001808 | 353.6587 | 0 | 353.0684 | 0 | 401.727 | 8.4008e-06 | 347.58 | 0.0010961 | 402.5059 | 0.00218 | 347.58 | -3.4977e-05 | 347.58 | -0.0016147 | 401.727 | 1.0493e-05 | 401.727 | 5.5563e-06 | 353.0684 | 0 | 353.0684 | 0 | 613.8715 | 0.00513 | 353.0684 | 0 | 613.0001 | 6.6672e-06 | 613.8715 | 0.00185 | 401.727 | 8.8432e-06
| 402.6186 | 0.0007157 | 353.2826 | 0.011592 | 402.6186 | 0.05037 | 353.2826 | -0.00033874 | 353.8731 | 0 | 353.2826 | 0 | 401.8399 | 8.1096e-06 | 347.79 | -0.00069142 | 402.6186 | 0.00386 | 347.79 | -0.0010036 | 347.79 | -0.0026549 | 401.8399 | 1.0657e-05 | 401.8399 | 4.8096e-06 | 353.2826 | 0 | 353.2826 | 0 | 614.0311 | 0.00485 | 353.2826 | 0 | 613.1601 | 3.0002e-05 | 614.0311 | 0.00203 | 401.8399 | 8.3834e-06
| 402.7314 | 0 | 353.4969 | 0.01373 | 402.7314 | 0.04625 | 353.4969 | 0.0016159 | 354.0876 | 0 | 353.4969 | 0 | 401.9527 | 6.911e-06 | 348.01 | 0.003457 | 402.7314 | 0.0034 | 348.01 | 0.00015874 | 348.01 | 0.0011812 | 401.9527 | 9.5443e-06 | 401.9527 | 3.8543e-06 | 353.4969 | 0 | 353.4969 | 0 | 614.1907 | 0.00494 | 353.4969 | 0 | 613.3201 | 6.6672e-06 | 614.1907 | 0.00191 | 401.9527 | 8.2655e-06
| 402.8442 | 0 | 353.7111 | 0.011644 | 402.8442 | 0.04734 | 353.7111 | 0.00019126 | 354.3021 | 0 | 353.7111 | 0 | 402.0656 | 7.7959e-06 | 348.22 | -0.00045532 | 402.8442 | 0.00459 | 348.22 | -0.0022627 | 348.22 | -0.0024598 | 402.0656 | 9.9307e-06 | 402.0656 | 3.2064e-06 | 353.7111 | 0 | 353.7111 | 0 | 614.3503 | 0.00424 | 353.7111 | 0 | 613.4802 | 1.0001e-05 | 614.3503 | 0.00193 | 402.0656 | 7.2279e-06
| 402.957 | 0.00104 | 353.9254 | 0.014187 | 402.957 | 0.04415 | 353.9254 | 0.00073132 | 354.5166 | 0 | 353.9254 | 0 | 402.1785 | 8.0872e-06 | 348.44 | -0.00021923 | 402.957 | 0.00257 | 348.44 | -0.002069 | 348.44 | -8.6692e-05 | 402.1785 | 9.193e-06 | 402.1785 | 4.2825e-06 | 353.9254 | 0 | 353.9254 | 0 | 614.5099 | 0.00475 | 353.9254 | 0 | 613.6402 | 0 | 614.5099 | 0.00172 | 402.1785 | 7.1218e-06
| 403.0698 | 0 | 354.1397 | 0.017008 | 403.0698 | 0.04423 | 354.1397 | 1.9625e-05 | 354.7312 | 0 | 354.1397 | 0 | 402.2914 | 9.5769e-06 | 348.65 | -0.002108 | 403.0698 | 0.00465 | 348.65 | -0.0023273 | 348.65 | -0.0013546 | 402.2914 | 8.3147e-06 | 402.2914 | 4.3814e-06 | 354.1397 | 0 | 354.1397 | 0 | 614.6695 | 0.0045 | 354.1397 | 0 | 613.8002 | 3.0002e-05 | 614.6695 | 0.00187 | 402.2914 | 8.6074e-06
| 403.1826 | 0 | 354.354 | 0.019624 | 403.1826 | 0.04086 | 354.354 | 0.0011432 | 354.9457 | 0 | 354.354 | 0 | 402.4042 | 8.6248e-06 | 348.87 | 0.00021923 | 403.1826 | 0.00195 | 348.87 | -0.00013183 | 348.87 | 0.00079106 | 402.4042 | 7.3075e-06 | 402.4042 | 4.6998e-06 | 354.354 | 0 | 354.354 | 0 | 614.8291 | 0.00438 | 354.354 | 0 | 613.9603 | 0 | 614.8291 | 0.00184 | 402.4042 | 1.4232e-05
| 403.2954 | 0.00075165 | 354.5683 | 0.019482 | 403.2954 | 0.0398 | 354.5683 | -0.0003047 | 355.1603 | 0 | 354.5683 | 0 | 402.5171 | 9.3081e-06 | 349.08 | 0.00028669 | 403.2954 | 0.00479 | 349.08 | -0.0004547 | 349.08 | -0.00070437 | 402.5171 | 7.1084e-06 | 402.5171 | 3.5248e-06 | 354.5683 | 0 | 354.5683 | 0 | 614.9887 | 0.0041 | 354.5683 | 0 | 614.1203 | 3.0002e-05 | 614.9887 | 0.00195 | 402.5171 | 1.435e-05
| 403.4082 | 0.00026995 | 354.7826 | 0.022218 | 403.4082 | 0.03615 | 354.7826 | 0.00052461 | 355.3748 | 0 | 354.7826 | 0 | 402.63 | 8.5016e-06 | 349.3 | -0.0005565 | 403.4082 | 0.00516 | 349.3 | -0.00087442 | 349.3 | 0.00082357 | 402.63 | 7.0382e-06 | 402.63 | 3.6347e-06 | 354.7826 | 0 | 354.7826 | 0 | 615.1484 | 0.00522 | 354.7826 | 0 | 614.2804 | 4.667e-05 | 615.1484 | 0.00175 | 402.63 | 1.4126e-05
| 403.521 | 0.00032042 | 354.9969 | 0.024635 | 403.521 | 0.03661 | 354.9969 | 0.0001044 | 355.5894 | 0 | 354.9969 | 0 | 402.7429 | 9.9129e-06 | 349.51 | -0.001366 | 403.521 | 0.00184 | 349.51 | 9.4169e-05 | 349.51 | -0.0023624 | 402.7429 | 7.6823e-06 | 402.7429 | 4.8096e-06 | 354.9969 | 0 | 354.9969 | 0 | 615.308 | 0.00352 | 354.9969 | 0 | 614.4405 | 3.0002e-05 | 615.308 | 0.0019 | 402.7429 | 8.8432e-06
| 403.6338 | 0 | 355.2113 | 0.026882 | 403.6338 | 0.03379 | 355.2113 | 0.0014537 | 355.804 | 0 | 355.2113 | 0 | 402.8558 | 9.6777e-06 | 349.73 | -0.00038786 | 403.6338 | 0.00397 | 349.73 | -0.0009067 | 349.73 | 0.00066102 | 402.8558 | 8.2327e-06 | 402.8558 | 5.0292e-06 | 355.2113 | 0 | 355.2113 | 0 | 615.4676 | 0.00487 | 355.2113 | 0 | 614.6005 | 0 | 615.4676 | 0.0018 | 402.8558 | 9.3031e-06
| 403.7466 | 0 | 355.4257 | 0.02826 | 403.7466 | 0.03159 | 355.4257 | -0.00042403 | 356.0186 | 0 | 355.4257 | 0 | 402.9688 | 1.007e-05 | 349.94 | -0.0018719 | 403.7466 | 0.003 | 349.94 | -0.00051927 | 349.94 | -0.0018747 | 402.9688 | 9.5092e-06 | 402.9688 | 5.2379e-06 | 355.4257 | 0 | 355.4257 | 0 | 615.6273 | 0.00404 | 355.4257 | 0 | 614.7606 | 1.0001e-05 | 615.6273 | 0.00188 | 402.9688 | 1.0447e-05
| 403.8594 | 7.1987e-05 | 355.64 | 0.030795 | 403.8594 | 0.03106 | 355.64 | 0.00071565 | 356.2333 | 0 | 355.64 | 0 | 403.0817 | 8.7368e-06 | 350.16 | 0.0011299 | 403.8594 | 0.00249 | 350.16 | 0.00028789 | 350.16 | 0.00085607 | 403.0817 | 9.0524e-06 | 403.0817 | 3.7445e-06 | 355.64 | 0 | 355.64 | 0 | 615.7869 | 0.00622 | 355.64 | 0 | 614.9207 | 6.6672e-06 | 615.7869 | 0.00177 | 403.0817 | 9.5271e-06
| 403.9721 | 0.00023058 | 355.8545 | 0.034169 | 403.9721 | 0.03087 | 355.8545 | 0.00012165 | 356.4479 | 0 | 355.8545 | 0 | 403.1946 | 9.1289e-06 | 350.37 | 0.00099496 | 403.9721 | 0.00346 | 350.37 | 0.00035245 | 350.37 | 0.0019289 | 403.1946 | 8.8065e-06 | 403.1946 | 3.3162e-06 | 355.8544 | 0 | 355.8545 | 0 | 615.9466 | 0.00371 | 355.8545 | 0 | 615.0808 | 3.0002e-05 | 615.9466 | 0.00194 | 403.1946 | 7.9235e-06
| 404.0849 | 5.399e-05 | 356.0689 | 0.038106 | 404.0849 | 0.0293 | 356.0689 | 0.0022956 | 356.6626 | 0 | 356.0689 | 0 | 403.3075 | 9.4873e-06 | 350.59 | -0.0011299 | 404.0849 | 0.0036 | 350.59 | 0.00061074 | 350.59 | -0.00089942 | 403.3075 | 7.612e-06 | 403.3075 | 4.8096e-06 | 356.0689 | 0 | 356.0689 | 0 | 616.1063 | 0.00515 | 356.0689 | 0 | 615.2409 | 2.6669e-05 | 616.1063 | 0.00189 | 403.3075 | 6.8859e-06
| 404.1977 | 0 | 356.2833 | 0.039799 | 404.1977 | 0.02762 | 356.2833 | 0.00033343 | 356.8773 | 0 | 356.2833 | 0 | 403.4205 | 9.8793e-06 | 350.8 | -0.00062396 | 404.1977 | 0.00281 | 350.8 | -0.002973 | 350.8 | -0.001062 | 403.4205 | 8.8065e-06 | 403.4205 | 6.4128e-06 | 356.2833 | 0 | 356.2833 | 0 | 616.2659 | 0.00373 | 356.2833 | 0 | 615.401 | 0 | 616.2659 | 0.00211 | 403.4205 | 9.9869e-06
| 404.3105 | 0.00025195 | 356.4978 | 0.042083 | 404.3105 | 0.0277 | 356.4978 | 0.00095828 | 357.092 | 0 | 356.4978 | 0 | 403.5334 | 8.8936e-06 | 351.01 | 0.00096123 | 404.3105 | 0.00084224 | 351.01 | 0.0013211 | 351.01 | 0.0023515 | 403.5334 | 8.6191e-06 | 403.5334 | 6.6324e-06 | 356.4978 | 0 | 356.4978 | 0 | 616.4256 | 0.00475 | 356.4978 | 0 | 615.5611 | 2.6669e-05 | 616.4256 | 0.00198 | 403.5334 | 9.869e-06
| 404.4233 | 0 | 356.7122 | 0.046505 | 404.4233 | 0.02611 | 356.7122 | 0.00036558 | 357.3067 | 0 | 356.7122 | 0 | 403.6463 | 7.7175e-06 | 351.23 | -0.0029174 | 404.4233 | 0.00201 | 351.23 | -0.0024564 | 351.23 | -0.0015822 | 403.6463 | 8.502e-06 | 403.6463 | 3.9531e-06 | 356.7122 | 0 | 356.7122 | 0 | 616.5853 | 0.00366 | 356.7122 | 0 | 615.7212 | 1.0001e-05 | 616.5853 | 0.0021 | 403.6463 | 1.0683e-05
| 404.5361 | 0 | 356.9267 | 0.049814 | 404.5361 | 0.02532 | 356.9267 | 0.001008 | 357.5214 | 0 | 356.9267 | 0 | 403.7593 | 6.9671e-06 | 351.44 | -0.00089378 | 404.5361 | 0.00232 | 351.44 | 0.0022251 | 351.44 | -0.00067186 | 403.7593 | 7.6354e-06 | 403.7593 | 2.4597e-06 | 356.9267 | 0 | 356.9267 | 0 | 616.745 | 0.00468 | 356.9267 | 0 | 615.8814 | 2.6669e-05 | 616.745 | 0.00182 | 403.7593 | 9.7629e-06
| 404.6489 | 0 | 357.1412 | 0.054787 | 404.6489 | 0.02428 | 357.1412 | 0.00027625 | 357.7361 | 0 | 357.1412 | 0 | 403.8722 | 5.9254e-06 | 351.66 | -0.0020068 | 404.6489 | 0.00309 | 351.66 | -0.0016815 | 351.66 | -0.00015171 | 403.8722 | 8.9939e-06 | 403.8722 | 2.6684e-06 | 357.1412 | 0 | 357.1412 | 0 | 616.9047 | 0.00338 | 357.1412 | 0 | 616.0415 | 1.0001e-05 | 616.9047 | 0.00188 | 403.8722 | 8.2655e-06
| 404.7617 | 0 | 357.3557 | 0.059238 | 404.7617 | 0.02315 | 357.3557 | 0.0015035 | 357.9509 | 0 | 357.3557 | 0 | 403.9852 | 5.4437e-06 | 351.87 | 0.0025127 | 404.7617 | 0.00124 | 351.87 | -0.0014556 | 351.87 | -0.00099695 | 403.9852 | 9.6028e-06 | 403.9852 | 3.7445e-06 | 357.3557 | 0 | 357.3557 | 0 | 617.0644 | 0.0071 | 357.3557 | 0 | 616.2016 | 2.6669e-05 | 617.0644 | 0.00179 | 403.9852 | 8.2655e-06
| 404.8745 | 0.00048213 | 357.5703 | 0.064172 | 404.8745 | 0.02533 | 357.5703 | -7.7946e-05 | 358.1657 | 0 | 357.5703 | 0 | 404.0982 | 6.7766e-06 | 352.09 | -0.00059023 | 404.8745 | 0.00354 | 352.09 | -0.0023919 | 352.09 | -0.00093193 | 404.0982 | 9.7317e-06 | 404.0982 | 5.0292e-06 | 357.5702 | 0 | 357.5703 | 0 | 617.2242 | 0.00346 | 357.5703 | 0 | 616.3618 | 0 | 617.2242 | 0.00194 | 404.0982 | 5.8601e-06
| 404.9872 | 0.00041391 | 357.7848 | 0.070309 | 404.9872 | 0.01987 | 357.7848 | 0.0014291 | 358.3804 | 0 | 357.7848 | 0 | 404.2111 | 8.2664e-06 | 352.3 | 0.00025296 | 404.9872 | 0.00402 | 352.3 | 0.00032017 | 352.3 | 7.5855e-05 | 404.2111 | 8.9353e-06 | 404.2111 | 4.9194e-06 | 357.7848 | 0 | 357.7848 | 0 | 617.3839 | 0.00485 | 357.7848 | 0 | 616.5219 | 6.6672e-06 | 617.3839 | 0.00182 | 404.2111 | 9.869e-06
| 405.1 | 0 | 357.9994 | 0.074853 | 405.1 | 0.02098 | 357.9994 | 0.00023866 | 358.5952 | 0 | 357.9994 | 0 | 404.3241 | 9.5209e-06 | 352.52 | 0.0014672 | 405.1 | 0.00193 | 352.52 | -0.0021982 | 352.52 | -0.001257 | 404.3241 | 8.502e-06 | 404.3241 | 6.9509e-06 | 357.9994 | 0 | 357.9994 | 0 | 617.5436 | 0.00334 | 357.9994 | 0 | 616.6821 | 1.0001e-05 | 617.5436 | 0.00188 | 404.3241 | 9.4092e-06
| 405.2128 | 0.00079184 | 358.2139 | 0.081928 | 405.2128 | 0.01987 | 358.2139 | 0.00076843 | 358.81 | 0 | 358.2139 | 0 | 404.4371 | 9.0281e-06 | 352.73 | 5.0592e-05 | 405.2128 | 0.00064351 | 352.73 | 0.00022331 | 352.73 | -0.001192 | 404.4371 | 8.3498e-06 | 404.4371 | 8.9823e-06 | 358.2139 | 0 | 358.2139 | 0 | 617.7034 | 0.00561 | 358.2139 | 0 | 616.8422 | 2.6669e-05 | 617.7034 | 0.00179 | 404.4371 | 9.4092e-06
| 405.3256 | 0 | 358.4285 | 0.089218 | 405.3256 | 0.02086 | 358.4285 | 0.00071127 | 359.0249 | 0 | 358.4285 | 0 | 404.5501 | 9.1289e-06 | 352.95 | 0.00099496 | 405.3256 | 0.00255 | 352.95 | -0.0025855 | 352.95 | -0.0012895 | 404.5501 | 6.8508e-06 | 404.5501 | 8.8725e-06 | 358.4285 | 0 | 358.4285 | 0 | 617.8631 | 0.00343 | 358.4285 | 0 | 617.0024 | 0 | 617.8631 | 0.0019 | 404.5501 | 7.3458e-06
| 405.4384 | 0 | 358.6431 | 0.098262 | 405.4384 | 0.02067 | 358.6431 | 0.0025528 | 359.2397 | 0 | 358.6431 | 0 | 404.6631 | 8.524e-06 | 353.16 | -0.00035414 | 405.4384 | 0.00368 | 353.16 | 0.00090132 | 353.16 | -0.00063934 | 404.6631 | 7.4364e-06 | 404.6631 | 6.314e-06 | 358.6431 | 0 | 358.6431 | 0 | 618.0229 | 0.00563 | 358.6431 | 0 | 617.1626 | 6.6672e-06 | 618.0229 | 0.00183 | 404.6631 | 8.0414e-06
| 405.5512 | 0 | 358.8578 | 0.10439 | 405.5512 | 0.0189 | 358.8578 | 0.00055424 | 359.4546 | 0 | 358.8578 | 0 | 404.776 | 7.9079e-06 | 353.38 | -0.0019057 | 405.5512 | 0.00286 | 353.38 | 0.00028789 | 353.38 | -0.0010295 | 404.776 | 8.2561e-06 | 404.776 | 2.6684e-06 | 358.8578 | 0 | 358.8578 | 0 | 618.1826 | 0.00353 | 358.8578 | 0 | 617.3228 | 3.0002e-05 | 618.1826 | 0.00193 | 404.776 | 7.4637e-06
| 405.6639 | 0 | 359.0724 | 0.11477 | 405.6639 | 0.01907 | 359.0724 | 0.0024883 | 359.6694 | 0 | 359.0724 | 0 | 404.889 | 6.8774e-06 | 353.59 | 0.0020068 | 405.6639 | 0.00303 | 353.59 | 0.00061074 | 353.59 | -0.00054182 | 404.889 | 8.7245e-06 | 404.889 | 3.3162e-06 | 359.0724 | 0 | 359.0724 | 0 | 618.3424 | 0.00626 | 359.0724 | 0 | 617.4829 | 0 | 618.3424 | 0.00186 | 404.889 | 6.2021e-06
| 405.7767 | 0 | 359.2871 | 0.12447 | 405.7767 | 0.01833 | 359.2871 | 0.00094617 | 359.8843 | 0 | 359.2871 | 0 | 405.002 | 7.4263e-06 | 353.81 | -0.0041991 | 405.7767 | 0.00414 | 353.81 | -0.00080984 | 353.81 | 0.00088859 | 405.002 | 9.4857e-06 | 405.002 | 4.1727e-06 | 359.2871 | 0 | 359.2871 | 0 | 618.5022 | 0.00357 | 359.2871 | 0 | 617.6431 | 0 | 618.5022 | 0.00196 | 405.002 | 5.1645e-06
| 405.8895 | 0 | 359.5017 | 0.13646 | 405.8895 | 0.01423 | 359.5017 | 0.0020072 | 360.0992 | 0 | 359.5017 | 0 | 405.1151 | 7.0679e-06 | 354.02 | -0.0001855 | 405.8895 | 0.00277 | 354.02 | -0.00077756 | 354.02 | -0.00024923 | 405.1151 | 7.8462e-06 | 405.1151 | 4.3814e-06 | 359.5017 | 0 | 359.5017 | 0 | 618.662 | 0.00445 | 359.5017 | 0 | 617.8033 | 0 | 618.662 | 0.00186 | 405.1151 | 5.8601e-06
| 406.0023 | 0.00057197 | 359.7164 | 0.14532 | 406.0023 | 0.01627 | 359.7164 | 0.00057389 | 360.3141 | 0 | 359.7164 | 0 | 405.2281 | 7.3479e-06 | 354.24 | -0.00069142 | 406.0023 | 0.00408 | 354.24 | -0.0026824 | 354.24 | -0.0023624 | 405.2281 | 7.9048e-06 | 405.2281 | 4.0629e-06 | 359.7164 | 0 | 359.7164 | 0 | 618.8218 | 0.00484 | 359.7164 | 0 | 617.9635 | 1.0001e-05 | 618.8218 | 0.00198 | 405.2281 | 1.0683e-05
| 406.1151 | 0.0004859 | 359.9311 | 0.16007 | 406.1151 | 0.01806 | 359.9311 | 0.0026193 | 360.5291 | 0 | 359.9311 | 0 | 405.3411 | 6.8886e-06 | 354.45 | 0.00015177 | 406.1151 | 0.00192 | 354.45 | -0.00016412 | 354.45 | 0.00040094 | 405.3411 | 5.8554e-06 | 405.3411 | 3.5248e-06 | 359.9311 | 0 | 359.9311 | 0 | 618.9816 | 0.00422 | 359.9311 | 0 | 618.1237 | 0 | 618.9816 | 0.00184 | 405.3411 | 1.205e-05
| 406.2279 | 0 | 360.1458 | 0.17252 | 406.2279 | 0.01602 | 360.1458 | 0.00091096 | 360.744 | 0 | 360.1458 | 0 | 405.4541 | 7.6167e-06 | 354.67 | -0.0022428 | 406.2279 | 0.0036 | 354.67 | -0.0025533 | 354.67 | -0.0020372 | 405.4541 | 6.5698e-06 | 405.4541 | 5.0292e-06 | 360.1458 | 0 | 360.1458 | 0 | 619.1414 | 0.00315 | 360.1458 | 0 | 618.284 | 3.0002e-05 | 619.1414 | 0.00188 | 405.4541 | 1.5965e-05
| 406.3406 | 0 | 360.3606 | 0.18712 | 406.3406 | 0.01656 | 360.3606 | 0.0020988 | 360.959 | 0 | 360.3606 | 0 | 405.5672 | 8.4456e-06 | 354.88 | -0.0018719 | 406.3406 | 0.00249 | 354.88 | -0.00022869 | 354.88 | -0.0011595 | 405.5672 | 6.8976e-06 | 405.5672 | 5.5563e-06 | 360.3606 | 0 | 360.3606 | 0 | 619.3012 | 0.00311 | 360.3606 | 0 | 618.4442 | 0 | 619.3012 | 0.00171 | 405.5672 | 1.205e-05
| 406.4534 | 0.00057197 | 360.5753 | 0.20207 | 406.4534 | 0.01776 | 360.5753 | 0.0012868 | 361.1739 | 0 | 360.5753 | 0 | 405.6802 | 7.6951e-06 | 355.1 | -0.0010624 | 406.4534 | 0.00442 | 355.1 | -0.0012619 | 355.1 | 0.00098612 | 405.6802 | 6.8391e-06 | 405.6802 | 5.3477e-06 | 360.5753 | 0 | 360.5753 | 0 | 619.461 | 0.00461 | 360.5753 | 0 | 618.6044 | 3.0002e-05 | 619.461 | 0.00183 | 405.6802 | 1.2628e-05
| 406.5662 | 0 | 360.7901 | 0.21764 | 406.5662 | 0.0141 | 360.7901 | 0.0020022 | 361.3889 | 0 | 360.7901 | 0 | 405.7932 | 6.6198e-06 | 355.32 | 0.001602 | 406.5662 | 0.00519 | 355.32 | -0.00061613 | 355.32 | -0.00076939 | 405.7932 | 6.6283e-06 | 405.7932 | 4.3814e-06 | 360.7901 | 0 | 360.7901 | 0 | 619.6208 | 0.00485 | 360.7901 | 0 | 618.7646 | 6.6672e-06 | 619.6208 | 0.00188 | 405.7932 | 7.6877e-06
| 406.679 | 0.00058994 | 361.0049 | 0.23715 | 406.679 | 0.01457 | 361.0049 | 0.0010612 | 361.6039 | 0 | 361.0049 | 0 | 405.9063 | 6.0486e-06 | 355.53 | 0.0009275 | 406.679 | 0.00539 | 355.53 | 0.00015874 | 355.53 | -0.00028175 | 405.9063 | 7.0382e-06 | 405.9063 | 4.1727e-06 | 361.0049 | 0 | 361.0049 | 0 | 619.7807 | 0.00311 | 361.0049 | 0 | 618.9249 | 1.0001e-05 | 619.7807 | 0.002 | 405.9063 | 9.645e-06
| 406.7918 | 0 | 361.2197 | 0.25838 | 406.7918 | 0.01307 | 361.2197 | 0.0026642 | 361.8189 | 0 | 361.2197 | 0 | 406.0193 | 7.5831e-06 | 355.75 | 5.0592e-05 | 406.7918 | 0.00303 | 355.75 | -0.00039012 | 355.75 | 0.00072604 | 406.0193 | 7.0265e-06 | 406.0193 | 5.9846e-06 | 361.2197 | 0 | 361.2197 | 0 | 619.9405 | 0.00274 | 361.2197 | 0 | 619.0851 | 0 | 619.9405 | 0.00192 | 406.0193 | 8.1476e-06
| 406.9045 | 0 | 361.4345 | 0.27802 | 406.9045 | 0.01437 | 361.4345 | 0.00086207 | 362.034 | 0 | 361.4345 | 0 | 406.1324 | 8.2104e-06 | 355.96 | -0.002108 | 406.9045 | 0.00272 | 355.96 | 0.00038475 | 355.96 | -0.0025575 | 406.1324 | 5.6212e-06 | 406.1324 | 5.0292e-06 | 361.4345 | 0 | 361.4345 | 0 | 620.1004 | 0.00464 | 361.4345 | 0 | 619.2454 | 5.0004e-05 | 620.1004 | 0.00194 | 406.1324 | 1.3666e-05
| 407.0173 | 0 | 361.6493 | 0.30152 | 407.0173 | 0.01064 | 361.6493 | 0.0026614 | 362.249 | 0 | 361.6493 | 0 | 406.2454 | 8.3784e-06 | 356.18 | -0.00025296 | 407.0173 | 0.00374 | 356.18 | 6.1882e-05 | 356.18 | 0.00059601 | 406.2454 | 4.7429e-06 | 406.2454 | 4.6998e-06 | 361.6493 | 0 | 361.6493 | 0 | 620.2602 | 0.00436 | 361.6493 | 0 | 619.4057 | 6.6672e-06 | 620.2602 | 0.0018 | 406.2454 | 1.2404e-05
| 407.1301 | 0 | 361.8642 | 0.32407 | 407.1301 | 0.01318 | 361.8642 | 0.0015522 | 362.4641 | 0 | 361.8642 | 0 | 406.3585 | 7.4823e-06 | 356.39 | 0.00021923 | 407.1301 | 0.00303 | 356.39 | 0.0012565 | 356.39 | 0.00059601 | 406.3585 | 5.1879e-06 | 406.3585 | 3.7445e-06 | 361.8642 | 0 | 361.8642 | 0 | 620.4201 | 0.00482 | 361.8642 | 0 | 619.5659 | 1.0001e-05 | 620.4201 | 0.0018 | 406.3585 | 1.4467e-05
| 407.2429 | 0 | 362.079 | 0.35238 | 407.2429 | 0.01055 | 362.079 | 0.0033504 | 362.6792 | 0 | 362.079 | 0 | 406.4716 | 7.0455e-06 | 356.61 | 0.0018719 | 407.2429 | 0.00192 | 356.61 | -0.0010036 | 356.61 | -0.001062 | 406.4716 | 6.1365e-06 | 406.4716 | 5.4575e-06 | 362.079 | 0 | 362.079 | 0 | 620.5799 | 0.00466 | 362.079 | 0 | 619.7262 | 0 | 620.5799 | 0.00168 | 406.4716 | 1.1367e-05
| 407.3557 | 0.00134 | 362.2939 | 0.37642 | 407.3557 | 0.01269 | 362.2939 | 0.0014446 | 362.8943 | 0 | 362.2939 | 0 | 406.5846 | 7.3479e-06 | 356.82 | -0.0016358 | 407.3557 | 0.00474 | 356.82 | -0.0016815 | 356.82 | -0.0015171 | 406.5846 | 5.9374e-06 | 406.5846 | 6.4128e-06 | 362.2939 | 0 | 362.2939 | 0 | 620.7398 | 0.00419 | 362.2939 | 0 | 619.8865 | 1.0001e-05 | 620.7398 | 0.00176 | 406.5846 | 1.0329e-05
| 407.4684 | 0 | 362.5088 | 0.40634 | 407.4684 | 0.00949 | 362.5088 | 0.0032757 | 363.1094 | 0 | 362.5088 | 0 | 406.6977 | 7.6615e-06 | 357.04 | 0.0011299 | 407.4684 | 0.0009558 | 357.04 | -0.0015847 | 357.04 | 0.00030341 | 406.6977 | 5.5275e-06 | 406.6977 | 8.3454e-06 | 362.5088 | 0 | 362.5088 | 0 | 620.8997 | 0.00445 | 362.5088 | 0 | 620.0468 | 6.6672e-06 | 620.8997 | 0.00169 | 406.6977 | 8.5013e-06
| 407.5812 | 0.00151 | 362.7237 | 0.43504 | 407.5812 | 0.01183 | 362.7237 | 0.0024998 | 363.3245 | 0 | 362.7237 | 0 | 406.8108 | 7.6951e-06 | 357.25 | -0.00079259 | 407.5812 | 0.00357 | 357.25 | -0.0024564 | 357.25 | -0.00037928 | 406.8108 | 5.4572e-06 | 406.8108 | 8.1258e-06 | 362.7237 | 0 | 362.7237 | 0 | 621.0596 | 0.00452 | 362.7237 | 0 | 620.207 | 1.0001e-05 | 621.0596 | 0.00178 | 406.8108 | 7.5816e-06
| 407.694 | 0 | 362.9386 | 0.46854 | 407.694 | 0.00991 | 362.9386 | 0.0036302 | 363.5396 | 0 | 362.9386 | 0 | 406.9239 | 7.0119e-06 | 357.47 | 0.0010624 | 407.694 | 0.00377 | 357.47 | 0.00038475 | 357.47 | 1.0836e-05 | 406.9239 | 5.6914e-06 | 406.9239 | 6.2042e-06 | 362.9386 | 0 | 362.9386 | 0 | 621.2195 | 0.00529 | 362.9386 | 0 | 620.3673 | 0 | 621.2195 | 0.00172 | 406.9239 | 6.32e-06
| 407.8068 | 0.00098522 | 363.1536 | 0.50173 | 407.8068 | 0.01004 | 363.1536 | 0.0034561 | 363.7548 | 0 | 363.1536 | 0 | 407.037 | 6.631e-06 | 357.68 | -0.00065769 | 407.8068 | 0.00263 | 357.68 | -0.002521 | 357.68 | -0.00089942 | 407.037 | 5.9491e-06 | 407.037 | 4.2825e-06 | 363.1536 | 0 | 363.1536 | 0 | 621.3794 | 0.00397 | 363.1536 | 0 | 620.5276 | 1.0001e-05 | 621.3794 | 0.00186 | 407.037 | 5.8601e-06
| 407.9196 | 0 | 363.3685 | 0.53884 | 407.9196 | 0.00798 | 363.3685 | 0.0042923 | 363.9699 | 0 | 363.3685 | 0 | 407.1501 | 7.1911e-06 | 357.9 | -0.00052277 | 407.9196 | 0.00402 | 357.9 | -0.001617 | 357.9 | -0.00086692 | 407.1501 | 6.359e-06 | 407.1501 | 3.2064e-06 | 363.3685 | 0 | 363.3685 | 0 | 621.5393 | 0.00587 | 363.3685 | 0 | 620.688 | 0 | 621.5393 | 0.00178 | 407.1501 | 7.9235e-06
| 408.0323 | 0.00075165 | 363.5835 | 0.57402 | 408.0323 | 0.00933 | 363.5835 | 0.0031819 | 364.1851 | 0 | 363.5835 | 0 | 407.2632 | 6.0822e-06 | 358.11 | -0.0026813 | 408.0323 | 0.00232 | 358.11 | -0.00074527 | 358.11 | -0.0018422 | 407.2632 | 6.8976e-06 | 407.2632 | 5.4575e-06 | 363.5835 | 0 | 363.5835 | 0 | 621.6992 | 0.00394 | 363.5835 | 0 | 620.8483 | 3.0002e-05 | 621.6992 | 0.00189 | 407.2632 | 1.1602e-05
| 408.1451 | 0 | 363.7985 | 0.61134 | 408.1451 | 0.00833 | 363.7985 | 0.0050905 | 364.4003 | 0 | 363.7985 | 0 | 407.3763 | 6.5974e-06 | 358.33 | -0.0011636 | 408.1451 | 0.00368 | 358.33 | 0.00057846 | 358.33 | -0.001127 | 407.3763 | 6.6869e-06 | 407.3763 | 5.4575e-06 | 363.7985 | 0 | 363.7985 | 0 | 621.8591 | 0.00489 | 363.7985 | 0 | 621.0086 | 0 | 621.8591 | 0.00173 | 407.3763 | 1.1367e-05
| 408.2579 | 0.00118 | 364.0135 | 0.64694 | 408.2579 | 0.00784 | 364.0135 | 0.0039852 | 364.6155 | 0 | 364.0135 | 0 | 407.4894 | 6.239e-06 | 358.54 | -0.00065769 | 408.2579 | 0.00516 | 358.54 | -0.0011004 | 358.54 | -5.4182e-05 | 407.4894 | 7.4715e-06 | 407.4894 | 5.5563e-06 | 364.0135 | 0 | 364.0135 | 0 | 622.0191 | 0.00426 | 364.0135 | 0 | 621.1689 | 3.0002e-05 | 622.0191 | 0.00183 | 407.4894 | 9.3031e-06
| 408.3707 | 0 | 364.2285 | 0.68186 | 408.3707 | 0.00494 | 364.2285 | 0.0053518 | 364.8307 | 0 | 364.2285 | 0 | 407.6025 | 7.2247e-06 | 358.76 | 0.00032042 | 408.3707 | 0.00317 | 358.76 | -0.0012296 | 358.76 | -0.0021023 | 407.6025 | 7.612e-06 | 407.6025 | 4.0629e-06 | 364.2285 | 0 | 364.2285 | 0 | 622.179 | 0.00464 | 364.2285 | 0 | 621.3293 | 6.6672e-06 | 622.179 | 0.00178 | 407.6025 | 6.32e-06
| 408.4834 | 0.00046416 | 364.4435 | 0.71574 | 408.4834 | 0.00773 | 364.4435 | 0.0034942 | 365.046 | 0 | 364.4435 | 0 | 407.7157 | 6.8774e-06 | 358.98 | -0.00059023 | 408.4834 | 0.00309 | 358.98 | -0.0015202 | 358.98 | -0.00076939 | 407.7157 | 8.4318e-06 | 407.7157 | 2.5695e-06 | 364.4435 | 0 | 364.4435 | 0 | 622.339 | 0.0044 | 364.4435 | 0 | 621.4896 | 5.0004e-05 | 622.339 | 0.00196 | 407.7157 | 7.1218e-06
| 408.5962 | 0 | 364.6586 | 0.75363 | 408.5962 | 0.00474 | 364.6586 | 0.0056297 | 365.2612 | 0 | 364.6586 | 0 | 407.8288 | 6.2278e-06 | 359.19 | 0.0016358 | 408.5962 | 0.00311 | 359.19 | -0.0010681 | 359.19 | -0.00041178 | 407.8288 | 7.4364e-06 | 407.8288 | 1.8228e-06 | 364.6586 | 0 | 364.6586 | 0 | 622.4989 | 0.0049 | 364.6586 | 0 | 621.65 | 6.6672e-06 | 622.4989 | 0.00186 | 407.8288 | 6.8859e-06
| 408.709 | 0.00115 | 364.8736 | 0.78737 | 408.709 | 0.00718 | 364.8736 | 0.0041886 | 365.4765 | 0 | 364.8736 | 0 | 407.9419 | 5.8469e-06 | 359.41 | -0.0013322 | 408.709 | 0.00351 | 359.41 | 0.0004816 | 359.41 | 0.00040094 | 407.9419 | 6.8742e-06 | 407.9419 | 2.3499e-06 | 364.8736 | 0 | 364.8736 | 0 | 622.6589 | 0.00392 | 364.8736 | 0 | 621.8103 | 1.0001e-05 | 622.6589 | 0.00194 | 407.9419 | 5.9662e-06
| 408.8218 | 0 | 365.0887 | 0.82396 | 408.8218 | 0.00547 | 365.0887 | 0.0069373 | 365.6918 | 0 | 365.0887 | 0 | 408.0551 | 5.9702e-06 | 359.62 | -0.00048905 | 408.8218 | 0.00337 | 359.62 | -0.00026098 | 359.62 | -0.0034351 | 408.0551 | 5.5392e-06 | 408.0551 | 3.2064e-06 | 365.0887 | 0 | 365.0887 | 0 | 622.8188 | 0.00397 | 365.0887 | 0 | 621.9707 | 0 | 622.8188 | 0.00177 | 408.0551 | 4.7046e-06
| 408.9345 | 0.00122 | 365.3038 | 0.85715 | 408.9345 | 0.00699 | 365.3038 | 0.0056731 | 365.9071 | 0 | 365.3038 | 0 | 408.1682 | 5.9478e-06 | 359.84 | -0.0011299 | 408.9345 | 0.00403 | 359.84 | -9.9549e-05 | 359.84 | -0.0029475 | 408.1682 | 5.0239e-06 | 408.1682 | 4.2825e-06 | 365.3038 | 0 | 365.3038 | 0 | 622.9788 | 0.00334 | 365.3038 | 0 | 622.131 | 1.0001e-05 | 622.9788 | 0.00183 | 408.1682 | 7.0038e-06
| 409.0473 | 0 | 365.5189 | 0.88709 | 409.0473 | 0.00294 | 365.5189 | 0.0078673 | 366.1224 | 0 | 365.5189 | 0 | 408.2813 | 5.8917e-06 | 360.05 | 0.0015008 | 409.0473 | 0.00223 | 360.05 | 0.00090132 | 360.05 | 4.3346e-05 | 408.2813 | 5.0122e-06 | 408.2813 | 5.2379e-06 | 365.5189 | 0 | 365.5189 | 0 | 623.1388 | 0.00487 | 365.5189 | 0 | 622.2914 | 6.6672e-06 | 623.1388 | 0.00173 | 408.2813 | 9.869e-06
| 409.1601 | 0.00058994 | 365.7341 | 0.91243 | 409.1601 | 0.00482 | 365.7341 | 0.0068224 | 366.3377 | 0 | 365.7341 | 0 | 408.3945 | 5.5557e-06 | 360.27 | -0.0023441 | 409.1601 | 0.00326 | 360.27 | -0.00074527 | 360.27 | -0.0024923 | 408.3945 | 5.0474e-06 | 408.3945 | 4.3814e-06 | 365.7341 | 0 | 365.7341 | 0 | 623.2988 | 0.00311 | 365.7341 | 0 | 622.4518 | 1.0001e-05 | 623.2988 | 0.00177 | 408.3945 | 1.2404e-05
| 409.2729 | 0 | 365.9492 | 0.93968 | 409.2729 | 0.00282 | 365.9492 | 0.0074697 | 366.553 | 0 | 365.9492 | 0 | 408.5077 | 6.1046e-06 | 360.48 | 0.0023778 | 409.2729 | 0.0032 | 360.48 | 9.4169e-05 | 360.48 | -0.0013546 | 408.5077 | 4.8014e-06 | 408.5077 | 5.1281e-06 | 365.9492 | 0 | 365.9492 | 0 | 623.4588 | 0.00527 | 365.9492 | 0 | 622.6122 | 0 | 623.4588 | 0.00172 | 408.5077 | 9.9869e-06
| 409.3856 | 0.00075165 | 366.1644 | 0.95927 | 409.3856 | 0.00539 | 366.1644 | 0.007459 | 366.7684 | 0 | 366.1644 | 0 | 408.6208 | 6.0262e-06 | 360.7 | -0.0014334 | 409.3856 | 0.0042 | 360.7 | -0.0025533 | 360.7 | 0.00033593 | 408.6208 | 5.5392e-06 | 408.6208 | 3.8543e-06 | 366.1644 | 0 | 366.1644 | 0 | 623.6188 | 0.00369 | 366.1644 | 0 | 622.7726 | 1.0001e-05 | 623.6188 | 0.00183 | 408.6208 | 9.4092e-06
| 409.4984 | 0 | 366.3795 | 0.97509 | 409.4984 | 0.00276 | 366.3795 | 0.0096209 | 366.9838 | 0 | 366.3795 | 0 | 408.734 | 6.4742e-06 | 360.91 | -0.0010624 | 409.4984 | 0.00465 | 360.91 | 0.00041703 | 360.91 | 0.00017338 | 408.734 | 5.8554e-06 | 408.734 | 5.2379e-06 | 366.3795 | 0 | 366.3795 | 0 | 623.7788 | 0.00513 | 366.3795 | 0 | 622.933 | 6.6672e-06 | 623.7788 | 0.00182 | 408.734 | 5.7422e-06
| 409.6112 | 0 | 366.5947 | 0.98785 | 409.6112 | 0.00486 | 366.5947 | 0.0096347 | 367.1992 | 0 | 366.5947 | 0 | 408.8472 | 6.6534e-06 | 361.13 | -0.00079259 | 409.6112 | 0.00445 | 361.13 | -0.00032556 | 361.13 | -0.00080189 | 408.8472 | 6.5698e-06 | 408.8472 | 4.1727e-06 | 366.5947 | 0 | 366.5947 | 0 | 623.9388 | 0.00419 | 366.5947 | 0 | 623.0934 | 0 | 623.9388 | 0.00188 | 408.8472 | 7.2279e-06
| 409.724 | 0 | 366.8099 | 0.99191 | 409.724 | 0.0024 | 366.8099 | 0.010692 | 367.4146 | 0 | 366.8099 | 0 | 408.9604 | 7.2807e-06 | 361.35 | -0.00089378 | 409.724 | 0.00476 | 361.35 | 0.0011919 | 361.35 | 0.00098612 | 408.9604 | 5.3635e-06 | 408.9604 | 4.3814e-06 | 366.8099 | 0 | 366.8099 | 0 | 624.0988 | 0.00622 | 366.8099 | 0 | 623.2538 | 0 | 624.0988 | 0.00174 | 408.9604 | 4.9404e-06
| 409.8367 | 0.00058994 | 367.0252 | 0.9982 | 409.8367 | 0.00463 | 367.0252 | 0.0095048 | 367.63 | 0 | 367.0252 | 0 | 409.0735 | 7.3479e-06 | 361.56 | 0.00069142 | 409.8367 | 0.00329 | 361.56 | -2.6905e-06 | 361.56 | -0.0008344 | 409.0735 | 5.0942e-06 | 409.0735 | 4.4912e-06 | 367.0251 | 0 | 367.0252 | 0 | 624.2589 | 0.00443 | 367.0252 | 0 | 623.4142 | 1.0001e-05 | 624.2589 | 0.00186 | 409.0735 | 8.6074e-06
| 409.9495 | 0 | 367.2404 | 1 | 409.9495 | 0.00097331 | 367.2404 | 0.011837 | 367.8454 | 0 | 367.2404 | 0 | 409.1867 | 7.1463e-06 | 361.78 | 1.6864e-05 | 409.9495 | 0.00385 | 361.78 | -0.0016493 | 361.78 | -0.0010945 | 409.1867 | 5.4572e-06 | 409.1867 | 4.9194e-06 | 367.2404 | 0 | 367.2404 | 0 | 624.4189 | 0.00538 | 367.2404 | 0 | 623.5746 | 2.6669e-05 | 624.4189 | 0.00183 | 409.1867 | 6.32e-06
| 410.0623 | 5.091e-05 | 367.4556 | 0.99762 | 410.0623 | 0.00401 | 367.4556 | 0.012029 | 368.0608 | 0 | 367.4556 | 0 | 409.2999 | 6.4182e-06 | 361.99 | -5.0592e-05 | 410.0623 | 0.00326 | 361.99 | 6.1882e-05 | 361.99 | -0.0021348 | 409.2999 | 5.8905e-06 | 409.2999 | 6.2042e-06 | 367.4556 | 0 | 367.4556 | 0 | 624.5789 | 0.00373 | 367.4556 | 0 | 623.735 | 1.0001e-05 | 624.5789 | 0.00194 | 409.2999 | 6.4261e-06
| 410.175 | 0 | 367.6709 | 0.99227 | 410.175 | 0.00123 | 367.6709 | 0.013706 | 368.2763 | 0 | 367.6709 | 0 | 409.4131 | 6.7094e-06 | 362.21 | 0.00086005 | 410.175 | 0.00337 | 362.21 | -0.001165 | 362.21 | 0.00049847 | 409.4131 | 6.8391e-06 | 409.4131 | 6.2042e-06 | 367.6709 | 0 | 367.6709 | 0 | 624.739 | 0.00513 | 367.6709 | 0 | 623.8955 | 0 | 624.739 | 0.00174 | 409.4131 | 4.4806e-06
| 410.2878 | 0.00178 | 367.8862 | 0.985 | 410.2878 | 0.00376 | 367.8862 | 0.013386 | 368.4918 | 0 | 367.8862 | 0 | 409.5263 | 7.0455e-06 | 362.42 | -0.00032042 | 410.2878 | 0.00354 | 362.42 | 0.00086903 | 362.42 | 0.00010836 | 409.5263 | 6.3472e-06 | 409.5263 | 7.6976e-06 | 367.8862 | 0 | 367.8862 | 0 | 624.8991 | 0.00376 | 367.8862 | 0 | 624.0559 | 0 | 624.8991 | 0.0018 | 409.5263 | 4.7046e-06
| 410.4006 | 0 | 368.1015 | 0.97509 | 410.4006 | 0.00172 | 368.1015 | 0.015932 | 368.7073 | 0 | 368.1015 | 0 | 409.6395 | 6.8326e-06 | 362.64 | 0.001231 | 410.4006 | 0.00317 | 362.64 | 0.00015874 | 362.64 | -0.0013546 | 409.6395 | 6.4644e-06 | 409.6395 | 8.1258e-06 | 368.1015 | 0 | 368.1015 | 0 | 625.0591 | 0.00316 | 368.1015 | 0 | 624.2164 | 6.6672e-06 | 625.0591 | 0.00171 | 409.6395 | 4.3627e-06
| 410.5134 | 0 | 368.3168 | 0.95684 | 410.5134 | 0.00267 | 368.3168 | 0.014788 | 368.9228 | 0 | 368.3168 | 0 | 409.7528 | 5.8357e-06 | 362.86 | 0.00011805 | 410.5134 | 0.00397 | 362.86 | -0.0012296 | 362.86 | 0.0012787 | 409.7528 | 5.3987e-06 | 409.7528 | 7.6976e-06 | 368.3168 | 0 | 368.3168 | 0 | 625.2192 | 0.00385 | 368.3168 | 0 | 624.3768 | 3.0002e-05 | 625.2192 | 0.00192 | 409.7528 | 3.9028e-06
| 410.6261 | 0.00041391 | 368.5321 | 0.93561 | 410.6261 | 0.00095592 | 368.5321 | 0.017709 | 369.1383 | 0 | 368.5321 | 0 | 409.866 | 5.3205e-06 | 363.07 | 0.00048905 | 410.6261 | 0.00334 | 363.07 | -0.00071299 | 363.07 | 0.0011162 | 409.866 | 4.6843e-06 | 409.866 | 4.6998e-06 | 368.5321 | 0 | 368.5321 | 0 | 625.3793 | 0.00575 | 368.5321 | 0 | 624.5373 | 6.6672e-06 | 625.3793 | 0.00183 | 409.866 | 3.7849e-06
| 410.7389 | 0.0004462 | 368.7475 | 0.91058 | 410.7389 | 0.00288 | 368.7475 | 0.017025 | 369.3538 | 0 | 368.7475 | 0 | 409.9792 | 6.463e-06 | 363.29 | -0.0024789 | 410.7389 | 0.00411 | 363.29 | -0.0010681 | 363.29 | 0.00043346 | 409.9792 | 4.4969e-06 | 409.9792 | 2.3499e-06 | 368.7475 | 0 | 368.7475 | 0 | 625.5394 | 0.00401 | 368.7475 | 0 | 624.6977 | 3.0002e-05 | 625.5394 | 0.00187 | 409.9792 | 4.4806e-06
| 410.8517 | 0 | 368.9628 | 0.88743 | 410.8517 | 0.00108 | 368.9628 | 0.019777 | 369.5693 | 0 | 368.9628 | 0 | 410.0924 | 6.0822e-06 | 363.5 | 0.00069142 | 410.8517 | 0.00379 | 363.5 | -0.0015202 | 363.5 | -0.00067186 | 410.0924 | 4.4735e-06 | 410.0924 | 1.9217e-06 | 368.9629 | 0 | 368.9628 | 0 | 625.6995 | 0.00527 | 368.9628 | 0 | 624.8582 | 2.6669e-05 | 625.6995 | 0.00172 | 410.0924 | 5.2824e-06
| 410.9644 | 0.00035636 | 369.1782 | 0.86942 | 410.9644 | 0.00312 | 369.1782 | 0.02013 | 369.7849 | 0 | 369.1782 | 0 | 410.2057 | 5.5781e-06 | 363.72 | 0.00096123 | 410.9644 | 0.00386 | 363.72 | -0.00077756 | 363.72 | -0.0015171 | 410.2057 | 5.1527e-06 | 410.2057 | 3.6347e-06 | 369.1782 | 0 | 369.1782 | 0 | 625.8596 | 0.00369 | 369.1782 | 0 | 625.0187 | 3.0002e-05 | 625.8596 | 0.00179 | 410.2057 | 5.6243e-06
| 411.0772 | 0 | 369.3936 | 0.85372 | 411.0772 | 0.00101 | 369.3936 | 0.022866 | 370.0005 | 0 | 369.3936 | 0 | 410.3189 | 4.1444e-06 | 363.93 | 5.0592e-05 | 411.0772 | 0.00243 | 363.93 | 0.0009659 | 363.93 | 4.3346e-05 | 410.3189 | 4.9888e-06 | 410.3189 | 4.2825e-06 | 369.3936 | 0 | 369.3936 | 0 | 626.0197 | 0.00571 | 369.3936 | 0 | 625.1792 | 0 | 626.0197 | 0.00173 | 410.3189 | 6.544e-06
| 411.19 | 0 | 369.609 | 0.83198 | 411.19 | 0.00336 | 369.609 | 0.02347 | 370.2161 | 0 | 369.609 | 0 | 410.4321 | 4.6708e-06 | 364.15 | -0.0032547 | 411.19 | 0.00388 | 364.15 | -0.0009067 | 364.15 | -0.0011595 | 410.4321 | 5.586e-06 | 410.4321 | 5.9846e-06 | 369.609 | 0 | 369.609 | 0 | 626.1798 | 0.00355 | 369.609 | 0 | 625.3397 | 1.0001e-05 | 626.1798 | 0.00179 | 410.4321 | 5.2824e-06
| 411.3028 | 0 | 369.8244 | 0.81311 | 411.3028 | 0.0002607 | 369.8244 | 0.025474 | 370.4317 | 0 | 369.8244 | 0 | 410.5454 | 4.7717e-06 | 364.37 | -0.00025296 | 411.3028 | 0.00238 | 364.37 | 0.0015793 | 364.37 | -0.00015171 | 410.5454 | 5.3401e-06 | 410.5454 | 4.1727e-06 | 369.8245 | 0 | 369.8244 | 0 | 626.3399 | 0.00478 | 369.8244 | 0 | 625.5001 | 6.6672e-06 | 626.3399 | 0.00171 | 410.5454 | 4.0207e-06
| 411.4155 | 0.00041025 | 370.0399 | 0.78492 | 411.4155 | 0.00238 | 370.0399 | 0.025948 | 370.6473 | 0 | 370.0399 | 0 | 410.6587 | 5.9254e-06 | 364.58 | -0.0013997 | 411.4155 | 0.0034 | 364.58 | -0.0023273 | 364.58 | -0.0016147 | 410.6587 | 5.3635e-06 | 410.6587 | 3.426e-06 | 370.0399 | 0 | 370.0399 | 0 | 626.5 | 0.00364 | 370.0399 | 0 | 625.6607 | 3.0002e-05 | 626.5 | 0.00188 | 410.6587 | 5.2824e-06
| 411.5283 | 0 | 370.2553 | 0.75545 | 411.5283 | 0.0002607 | 370.2553 | 0.02876 | 370.8629 | 0 | 370.2553 | 0 | 410.7719 | 5.3653e-06 | 364.8 | 0.001602 | 411.5283 | 0.00425 | 364.8 | 0.0013211 | 364.8 | 0.00046596 | 410.7719 | 4.7663e-06 | 410.7719 | 3.7445e-06 | 370.2553 | 0 | 370.2553 | 0 | 626.6602 | 0.00515 | 370.2553 | 0 | 625.8212 | 6.6672e-06 | 626.6602 | 0.00181 | 410.7719 | 4.0207e-06
| 411.6411 | 8.684e-05 | 370.4708 | 0.72657 | 411.6411 | 0.00198 | 370.4708 | 0.030011 | 371.0786 | 0 | 370.4708 | 0 | 410.8852 | 6.463e-06 | 365.01 | -0.00038786 | 411.6411 | 0.00425 | 365.01 | -0.0019076 | 365.01 | -0.0037928 | 410.8852 | 4.8834e-06 | 410.8852 | 5.5563e-06 | 370.4708 | 0 | 370.4708 | 0 | 626.8203 | 0.00362 | 370.4708 | 0 | 625.9817 | 1.0001e-05 | 626.8203 | 0.00188 | 410.8852 | 4.4806e-06
| 411.7538 | 0 | 370.6863 | 0.69865 | 411.7538 | 0 | 370.6863 | 0.031827 | 371.2942 | 0 | 370.6863 | 0 | 410.9984 | 6.1046e-06 | 365.23 | 0.0018044 | 411.7538 | 0.00311 | 365.23 | -0.00035784 | 365.23 | 0.00059601 | 410.9984 | 3.8646e-06 | 410.9984 | 5.9846e-06 | 370.6863 | 0 | 370.6863 | 0 | 626.9805 | 0.00589 | 370.6863 | 0 | 626.1422 | 0 | 626.9805 | 0.00174 | 410.9984 | 1.4974e-06
| 411.8666 | 0.00098522 | 370.9018 | 0.67424 | 411.8666 | 0.00244 | 370.9018 | 0.032713 | 371.5099 | 0 | 370.9018 | 0 | 411.1117 | 5.7349e-06 | 365.45 | -0.00062396 | 411.8666 | 0.00448 | 365.45 | -0.0024887 | 365.45 | -0.00086692 | 411.1117 | 4.3681e-06 | 411.1117 | 4.8096e-06 | 370.9018 | 0 | 370.9018 | 0 | 627.1406 | 0.00413 | 370.9018 | 0 | 626.3027 | 1.0001e-05 | 627.1406 | 0.00185 | 411.1117 | 4.1386e-06
| 411.9794 | 0 | 371.1173 | 0.65115 | 411.9794 | 0.00043451 | 371.1173 | 0.03635 | 371.7256 | 0 | 371.1173 | 0 | 411.225 | 3.8532e-06 | 365.66 | 0.0005565 | 411.9794 | 0.00362 | 365.66 | -0.0013264 | 365.66 | 0.00088859 | 411.225 | 4.4969e-06 | 411.225 | 3.9531e-06 | 371.1173 | 0 | 371.1173 | 0 | 627.3008 | 0.00645 | 371.1173 | 0 | 626.4633 | 0 | 627.3008 | 0.00173 | 411.225 | 5.2824e-06
| 412.0922 | 0.00039229 | 371.3328 | 0.62506 | 412.0922 | 0.00213 | 371.3328 | 0.037478 | 371.9413 | 0 | 371.3328 | 0 | 411.3383 | 4.3236e-06 | 365.88 | -0.0019393 | 412.0922 | 0.00491 | 365.88 | 0.00038475 | 365.88 | 0.00062851 | 411.3383 | 5.8671e-06 | 411.3383 | 6.314e-06 | 371.3329 | 0 | 371.3328 | 0 | 627.461 | 0.00211 | 371.3328 | 0 | 626.6238 | 5.0004e-05 | 627.461 | 0.00181 | 411.3383 | 7.4637e-06
| 412.2049 | 0 | 371.5484 | 0.60506 | 412.2049 | 0.00015642 | 371.5484 | 0.041442 | 372.157 | 0 | 371.5484 | 0 | 411.4516 | 4.6372e-06 | 366.09 | 1.6864e-05 | 412.2049 | 0.00397 | 366.09 | -0.0020367 | 366.09 | -0.00057433 | 411.4516 | 6.359e-06 | 411.4516 | 5.7759e-06 | 371.5484 | 0 | 371.5484 | 0 | 627.6211 | 0.00394 | 371.5484 | 0 | 626.7843 | 0 | 627.6211 | 0.0017 | 411.4516 | 5.8601e-06
| 412.3177 | 0.00145 | 371.764 | 0.58188 | 412.3177 | 0.00253 | 371.764 | 0.041935 | 372.3728 | 0 | 371.764 | 0 | 411.5649 | 5.1637e-06 | 366.31 | -0.0012985 | 412.3177 | 0.00445 | 366.31 | 0.0022573 | 366.31 | -0.0012245 | 411.5649 | 5.5626e-06 | 411.5649 | 5.3477e-06 | 371.764 | 0 | 371.764 | 0 | 627.7813 | 0.00308 | 371.764 | 0 | 626.9449 | 0 | 627.7813 | 0.00182 | 411.5649 | 5.6243e-06
| 412.4305 | 0 | 371.9795 | 0.56036 | 412.4305 | 0 | 371.9795 | 0.046152 | 372.5885 | 0 | 371.9795 | 0 | 411.6782 | 4.7156e-06 | 366.53 | -0.0013997 | 412.4305 | 0.00326 | 366.53 | -2.6905e-06 | 366.53 | 0.0010186 | 411.6782 | 4.5555e-06 | 411.6782 | 5.3477e-06 | 371.9795 | 0 | 371.9795 | 0 | 627.9415 | 0.0057 | 371.9795 | 0 | 627.1055 | 0 | 627.9415 | 0.0017 | 411.6782 | 3.3251e-06
| 412.5432 | 0.00026652 | 372.1951 | 0.5397 | 412.5432 | 0.00166 | 372.1951 | 0.0478 | 372.8043 | 0 | 372.1951 | 0 | 411.7915 | 4.2788e-06 | 366.74 | -0.0010624 | 412.5432 | 0.00417 | 366.74 | -0.0004547 | 366.74 | -0.00050931 | 411.7915 | 4.0636e-06 | 411.7915 | 5.5563e-06 | 372.1951 | 0 | 372.1951 | 0 | 628.1017 | 0.0026 | 372.1951 | 0 | 627.266 | 3.0002e-05 | 628.1017 | 0.00185 | 411.7915 | 2.6412e-06
| 412.656 | 0 | 372.4107 | 0.51858 | 412.656 | 6.9519e-05 | 372.4107 | 0.051613 | 373.0201 | 0 | 372.4107 | 0 | 411.9048 | 3.8084e-06 | 366.96 | 0.00069142 | 412.656 | 0.00402 | 366.96 | 0.0010628 | 366.96 | -0.00021673 | 411.9048 | 4.778e-06 | 411.9048 | 7.1595e-06 | 372.4107 | 0 | 372.4107 | 0 | 628.2619 | 0.00447 | 372.4107 | 0 | 627.4266 | 0 | 628.2619 | 0.00183 | 411.9048 | 1.4974e-06
| 412.7688 | 0.00030245 | 372.6264 | 0.49815 | 412.7688 | 0.00184 | 372.6264 | 0.054745 | 373.2359 | 0 | 372.6264 | 0 | 412.0181 | 3.7076e-06 | 367.17 | -0.0011299 | 412.7688 | 0.00442 | 367.17 | -0.0028116 | 367.17 | -0.0027849 | 412.0181 | 4.8483e-06 | 412.0181 | 5.2379e-06 | 372.6264 | 0 | 372.6264 | 0 | 628.4221 | 0.00478 | 372.6264 | 0 | 627.5871 | 5.0004e-05 | 628.4221 | 0.00189 | 412.0181 | 1.7215e-06
| 412.8816 | 0 | 372.842 | 0.47577 | 412.8816 | 0 | 372.842 | 0.059128 | 373.4517 | 0 | 372.842 | 0 | 412.1314 | 3.3155e-06 | 367.39 | -0.00089378 | 412.8816 | 0.00391 | 367.39 | 2.9596e-05 | 367.39 | 0.00043346 | 412.1314 | 4.6609e-06 | 412.1314 | 5.6661e-06 | 372.842 | 0 | 372.842 | 0 | 628.5823 | 0.00392 | 372.842 | 0 | 627.7477 | 6.6672e-06 | 628.5823 | 0.00175 | 412.1314 | 2.0634e-06
| 412.9943 | 0 | 373.0577 | 0.4572 | 412.9943 | 0.00215 | 373.0577 | 0.062007 | 373.6675 | 0 | 373.0577 | 0 | 412.2448 | 4.5588e-06 | 367.61 | -0.0028838 | 412.9943 | 0.00303 | 367.61 | -0.0021658 | 367.61 | -0.00024923 | 412.2448 | 5.668e-06 | 412.2448 | 4.2825e-06 | 373.0577 | 0 | 373.0577 | 0 | 628.7426 | 0.00346 | 373.0577 | 0 | 627.9083 | 1.0001e-05 | 628.7426 | 0.00175 | 412.2448 | 4.0207e-06
| 413.1071 | 0 | 373.2733 | 0.43898 | 413.1071 | 0 | 373.2733 | 0.065661 | 373.8833 | 0 | 373.2733 | 0 | 412.3581 | 3.6179e-06 | 367.82 | 0.001231 | 413.1071 | 0.00419 | 367.82 | -0.0021336 | 367.82 | -0.00060684 | 412.3581 | 5.9725e-06 | 412.3581 | 6.2042e-06 | 373.2733 | 0 | 373.2733 | 0 | 628.9028 | 0.00469 | 373.2733 | 0 | 628.0689 | 0 | 628.9028 | 0.00168 | 412.3581 | 4.3627e-06
| 413.2199 | 0.0014 | 373.489 | 0.41753 | 413.2199 | 0.00213 | 373.489 | 0.07011 | 374.0992 | 0 | 373.489 | 0 | 412.4714 | 4.3796e-06 | 368.04 | 0.00052277 | 413.2199 | 0.00334 | 368.04 | -0.0037156 | 368.04 | -0.00015171 | 412.4714 | 6.1365e-06 | 412.4714 | 7.8074e-06 | 373.489 | 0 | 373.489 | 0 | 629.063 | 0.00468 | 373.489 | 0 | 628.2295 | 1.0001e-05 | 629.063 | 0.00171 | 412.4714 | 5.1645e-06
| 413.3326 | 0 | 373.7047 | 0.40381 | 413.3326 | 0 | 373.7047 | 0.076251 | 374.315 | 0 | 373.7047 | 0 | 412.5847 | 3.0019e-06 | 368.25 | 8.4319e-05 | 413.3326 | 0.00414 | 368.25 | -0.00026098 | 368.25 | 0.0022864 | 412.5847 | 5.1527e-06 | 412.5847 | 6.7313e-06 | 373.7047 | 0 | 373.7047 | 0 | 629.2233 | 0.00489 | 373.7047 | 0 | 628.3901 | 6.6672e-06 | 629.2233 | 0.00161 | 412.5847 | 3.9028e-06
| 413.4454 | 3.2945e-05 | 373.9204 | 0.38786 | 413.4454 | 0.00132 | 373.9204 | 0.079412 | 374.5309 | 0 | 373.9204 | 0 | 412.6981 | 2.9459e-06 | 368.47 | -0.0015684 | 413.4454 | 0.00547 | 368.47 | -0.00097128 | 368.47 | 0.00027091 | 412.6981 | 6.2184e-06 | 412.6981 | 5.1281e-06 | 373.9204 | 0 | 373.9204 | 0 | 629.3835 | 0.00419 | 373.9204 | 0 | 628.5507 | 1.0001e-05 | 629.3835 | 0.00178 | 412.6981 | 3.9028e-06
| 413.5582 | 0 | 374.1362 | 0.37067 | 413.5582 | 0 | 374.1362 | 0.085671 | 374.7468 | 0 | 374.1362 | 0 | 412.8114 | 2.4306e-06 | 368.69 | 0.00075887 | 413.5582 | 0.00368 | 368.69 | -0.0015202 | 368.69 | 0.00010836 | 412.8114 | 5.6212e-06 | 412.8114 | 2.4597e-06 | 374.1362 | 0 | 374.1362 | 0 | 629.5438 | 0.0039 | 374.1362 | 0 | 628.7114 | 0 | 629.5438 | 0.00177 | 412.8114 | 2.4054e-06
| 413.6709 | 0.00127 | 374.3519 | 0.356 | 413.6709 | 0.00295 | 374.3519 | 0.090673 | 374.9627 | 0 | 374.3519 | 0 | 412.9248 | 2.5874e-06 | 368.9 | 0.00075887 | 413.6709 | 0.00369 | 368.9 | -0.0013264 | 368.9 | -0.00021673 | 412.9248 | 6.0779e-06 | 412.9248 | 4.2825e-06 | 374.3519 | 0 | 374.3519 | 0 | 629.7041 | 0.00306 | 374.3519 | 0 | 628.872 | 1.0001e-05 | 629.7041 | 0.00186 | 412.9248 | 2.5233e-06
| 413.7837 | 0 | 374.5677 | 0.34238 | 413.7837 | 0 | 374.5677 | 0.097701 | 375.1786 | 0 | 374.5677 | 0 | 413.0382 | 2.9683e-06 | 369.12 | 0.0014334 | 413.7837 | 0.00402 | 369.12 | 0.00044931 | 369.12 | 0.00049847 | 413.0382 | 5.0239e-06 | 413.0382 | 3.2064e-06 | 374.5677 | 0 | 374.5677 | 0 | 629.8643 | 0.00461 | 374.5677 | 0 | 629.0326 | 6.6672e-06 | 629.8643 | 0.00177 | 413.0382 | 1.6036e-06
| 413.8965 | 0.00142 | 374.7835 | 0.32496 | 413.8965 | 0.0017 | 374.7835 | 0.10231 | 375.3946 | 0 | 374.7835 | 0 | 413.1515 | 2.7443e-06 | 369.33 | -0.00086005 | 413.8965 | 0.00366 | 369.33 | 0.0016117 | 369.33 | 0.0028717 | 413.1515 | 5.2347e-06 | 413.1515 | 5.0292e-06 | 374.7835 | 0 | 374.7835 | 0 | 630.0246 | 0.00482 | 374.7835 | 0 | 629.1932 | 5.0004e-05 | 630.0246 | 0.00181 | 413.1515 | 3.101e-06
| 414.0092 | 0 | 374.9993 | 0.31376 | 414.0092 | 0 | 374.9993 | 0.10942 | 375.6105 | 0 | 374.9993 | 0 | 413.2649 | 2.4978e-06 | 369.55 | -8.4319e-05 | 414.0092 | 0.0034 | 369.55 | 0.0015793 | 369.55 | 0.00049847 | 413.2649 | 5.9491e-06 | 413.2649 | 6.4128e-06 | 374.9993 | 0 | 374.9993 | 0 | 630.1849 | 0.00429 | 374.9993 | 0 | 629.3539 | 0 | 630.1849 | 0.00179 | 413.2649 | 2.1813e-06
| 414.122 | 0.00032042 | 375.2151 | 0.29773 | 414.122 | 0.00255 | 375.2151 | 0.11647 | 375.8265 | 0 | 375.2151 | 0 | 413.3783 | 2.0274e-06 | 369.77 | -0.0011299 | 414.122 | 0.00246 | 369.77 | -0.0030376 | 369.77 | -0.0013546 | 413.3783 | 5.8905e-06 | 413.3783 | 9.4106e-06 | 375.2151 | 0 | 375.2151 | 0 | 630.3452 | 0.00345 | 375.2151 | 0 | 629.5145 | 1.0001e-05 | 630.3452 | 0.00183 | 413.3783 | 2.4054e-06
| 414.2348 | 0 | 375.4309 | 0.28915 | 414.2348 | 0 | 375.4309 | 0.12551 | 376.0425 | 0 | 375.4309 | 0 | 413.4916 | 2.2178e-06 | 369.98 | 0.0010287 | 414.2348 | 0.0055 | 369.98 | -0.0014878 | 369.98 | 0.00030341 | 413.4916 | 6.0193e-06 | 413.4916 | 8.016e-06 | 375.4309 | 0 | 375.4309 | 0 | 630.5055 | 0.0054 | 375.4309 | 0 | 629.6752 | 6.6672e-06 | 630.5055 | 0.00179 | 413.4916 | 8.0179e-07
| 414.3475 | 0.00067977 | 375.6467 | 0.27793 | 414.3475 | 0.00104 | 375.6467 | 0.13322 | 376.2585 | 0 | 375.6467 | 0 | 413.605 | 2.3746e-06 | 370.2 | 0.00011805 | 414.3475 | 0.00454 | 370.2 | 9.4169e-05 | 370.2 | -0.0018747 | 413.605 | 5.2816e-06 | 413.605 | 6.5226e-06 | 375.6467 | 0 | 375.6467 | 0 | 630.6658 | 0.00433 | 375.6467 | 0 | 629.8359 | 0 | 630.6658 | 0.00183 | 413.605 | 1.4974e-06
| 414.4603 | 0 | 375.8626 | 0.2688 | 414.4603 | 0 | 375.8626 | 0.1429 | 376.4745 | 0 | 375.8626 | 0 | 413.7184 | 2.0834e-06 | 370.41 | 0.00069142 | 414.4603 | 0.00487 | 370.41 | 6.1882e-05 | 370.41 | -0.00034676 | 413.7184 | 5.2347e-06 | 413.7184 | 4.3814e-06 | 375.8626 | 0 | 375.8626 | 0 | 630.8261 | 0.00411 | 375.8626 | 0 | 629.9965 | 6.6672e-06 | 630.8261 | 0.00173 | 413.7184 | 1.2616e-06
| 414.5731 | 0.00073368 | 376.0785 | 0.25785 | 414.5731 | 0.00102 | 376.0785 | 0.15201 | 376.6905 | 0 | 376.0785 | 0 | 413.8318 | 2.2738e-06 | 370.63 | -0.00086005 | 414.5731 | 0.00454 | 370.63 | -0.0029407 | 370.63 | -0.00099695 | 413.8318 | 5.0474e-06 | 413.8318 | 4.601e-06 | 376.0785 | 0 | 376.0785 | 0 | 630.9864 | 0.0038 | 376.0785 | 0 | 630.1572 | 3.0002e-05 | 630.9864 | 0.00179 | 413.8318 | 8.0179e-07
| 414.6859 | 0 | 376.2944 | 0.24619 | 414.6859 | 0 | 376.2944 | 0.16197 | 376.9065 | 0 | 376.2944 | 0 | 413.9452 | 2.3522e-06 | 370.85 | -0.00021923 | 414.6859 | 0.00374 | 370.85 | -0.0006807 | 370.85 | 0.00062851 | 413.9452 | 4.3564e-06 | 413.9452 | 4.2825e-06 | 376.2944 | 0 | 376.2944 | 0 | 631.1468 | 0.00348 | 376.2944 | 0 | 630.3179 | 6.6672e-06 | 631.1468 | 0.00172 | 413.9452 | 0
| 414.7986 | 0.00122 | 376.5103 | 0.23955 | 414.7986 | 0.00173 | 376.5103 | 0.17219 | 377.1226 | 0 | 376.5103 | 0 | 414.0586 | 2.2402e-06 | 371.06 | 8.4319e-05 | 414.7986 | 0.00468 | 371.06 | -0.00093899 | 371.06 | 0.00040094 | 414.0586 | 5.1762e-06 | 414.0586 | 4.601e-06 | 376.5103 | 0 | 376.5103 | 0 | 631.3071 | 0.00415 | 376.5103 | 0 | 630.4786 | 0 | 631.3071 | 0.00186 | 414.0586 | 0
| 414.9114 | 0 | 376.7262 | 0.23212 | 414.9114 | 0 | 376.7262 | 0.18592 | 377.3387 | 0 | 376.7262 | 0 | 414.172 | 1.8034e-06 | 371.28 | -0.00065769 | 414.9114 | 0.00419 | 371.28 | -0.00026098 | 371.28 | -0.00096444 | 414.172 | 5.4221e-06 | 414.172 | 6.314e-06 | 376.7262 | 0 | 376.7262 | 0 | 631.4674 | 0.00636 | 376.7262 | 0 | 630.6392 | 6.6672e-06 | 631.4674 | 0.00172 | 414.172 | 4.5985e-07
| 415.0242 | 0.00041025 | 376.9421 | 0.22345 | 415.0242 | 0.00173 | 376.9421 | 0.1958 | 377.5548 | 0 | 376.9421 | 0 | 414.2854 | 1.6241e-06 | 371.5 | -0.00069142 | 415.0242 | 0.00286 | 371.5 | -0.0004547 | 371.5 | -0.0017121 | 414.2854 | 6.7103e-06 | 414.2854 | 7.0607e-06 | 376.9421 | 0 | 376.9421 | 0 | 631.6278 | 0.00484 | 376.9421 | 0 | 630.7999 | 0 | 631.6278 | 0.00183 | 414.2854 | 6.8388e-07
| 415.1369 | 0 | 377.1581 | 0.21614 | 415.1369 | 0 | 377.1581 | 0.2113 | 377.7709 | 0 | 377.1581 | 0 | 414.3988 | 1.7474e-06 | 371.71 | -0.00079259 | 415.1369 | 0.0036 | 371.71 | -0.00048698 | 371.71 | 0.0009536 | 414.3988 | 5.3635e-06 | 414.3988 | 6.8411e-06 | 377.1581 | 0 | 377.1581 | 0 | 631.7881 | 0.00584 | 377.1581 | 0 | 630.9606 | 6.6672e-06 | 631.7881 | 0.00167 | 414.3988 | 6.8388e-07
| 415.2497 | 0.00147 | 377.374 | 0.21005 | 415.2497 | 0.00128 | 377.374 | 0.22462 | 377.987 | 0 | 377.374 | 0 | 414.5123 | 1.5681e-06 | 371.93 | -0.00086005 | 415.2497 | 0.00499 | 371.93 | -0.0013909 | 371.93 | -0.0010945 | 414.5123 | 5.6095e-06 | 414.5123 | 6.6324e-06 | 377.374 | 0 | 377.374 | 0 | 631.9485 | 0.00448 | 377.374 | 0 | 631.1214 | 3.0002e-05 | 631.9485 | 0.00186 | 414.5123 | 2.2403e-07
| 415.3625 | 0 | 377.59 | 0.20255 | 415.3625 | 0 | 377.59 | 0.2387 | 378.2031 | 0 | 377.59 | 0 | 414.6257 | 9.4089e-07 | 372.15 | 0.0009275 | 415.3625 | 0.00445 | 372.15 | 0.00073989 | 372.15 | -2.1673e-05 | 414.6257 | 4.4384e-06 | 414.6257 | 6.2042e-06 | 377.59 | 0 | 377.59 | 0 | 632.1089 | 0.00536 | 377.59 | 0 | 631.2821 | 2.6669e-05 | 632.1089 | 0.00165 | 414.6257 | 0
| 415.4752 | 0.00046416 | 377.806 | 0.19865 | 415.4752 | 0.00121 | 377.806 | 0.25769 | 378.4192 | 0.01429 | 377.806 | 0 | 414.7391 | 1.0641e-06 | 372.36 | -0.0018044 | 415.4752 | 0.00488 | 372.36 | -0.0017784 | 372.36 | -0.0047354 | 414.7391 | 4.8834e-06 | 414.7391 | 6.0944e-06 | 377.806 | 0 | 377.806 | 0 | 632.2693 | 0.00408 | 377.806 | 0 | 631.4428 | 1.0001e-05 | 632.2693 | 0.00181 | 414.7391 | 0
| 415.588 | 0 | 378.022 | 0.19133 | 415.588 | 0 | 378.022 | 0.27733 | 378.6354 | 0.03071 | 378.022 | 0 | 414.8526 | 8.8488e-07 | 372.58 | 0.00025296 | 415.588 | 0.00422 | 372.58 | 0.0024188 | 372.58 | -0.00073687 | 414.8526 | 4.0285e-06 | 414.8526 | 4.8096e-06 | 378.022 | 0 | 378.022 | 0 | 632.4296 | 0.00612 | 378.022 | 0 | 631.6035 | 0 | 632.4296 | 0.00161 | 414.8526 | 4.5985e-07
| 415.7008 | 0.00041025 | 378.2381 | 0.18443 | 415.7008 | 0.00114 | 378.2381 | 0.28602 | 378.8516 | 0.01869 | 378.2381 | 0 | 414.966 | 1.1761e-06 | 372.79 | -0.00069142 | 415.7008 | 0.00374 | 372.79 | 0.00032017 | 372.79 | -0.0013546 | 414.966 | 4.7663e-06 | 414.966 | 6.8411e-06 | 378.2381 | 0 | 378.2381 | 0 | 632.59 | 0.00311 | 378.2381 | 0 | 631.7643 | 1.0001e-05 | 632.59 | 0.00181 | 414.966 | 8.0179e-07
| 415.8135 | 0 | 378.4541 | 0.17639 | 415.8135 | 0 | 378.4541 | 0.29987 | 379.0677 | 0.02992 | 378.4541 | 0 | 415.0795 | 7.8407e-07 | 373.01 | 0.0018381 | 415.8135 | 0.00442 | 373.01 | -0.0015847 | 373.01 | 0.0019289 | 415.0795 | 6.1833e-06 | 415.0795 | 7.5878e-06 | 378.4541 | 0 | 378.4541 | 0 | 632.7504 | 0.0049 | 378.4541 | 0 | 631.925 | 0 | 632.7504 | 0.00163 | 415.0795 | 8.0179e-07
| 415.9263 | 0.0005001 | 378.6702 | 0.16788 | 415.9263 | 0.00101 | 378.6702 | 0.31425 | 379.284 | 0.01734 | 378.6702 | 0 | 415.1929 | 1.0641e-06 | 373.23 | 0.00028669 | 415.9263 | 0.00408 | 373.23 | -0.00048698 | 373.23 | -0.0023624 | 415.1929 | 7.2255e-06 | 415.1929 | 8.5541e-06 | 378.6702 | 0 | 378.6702 | 0 | 632.9108 | 0.00364 | 378.6702 | 0 | 632.0857 | 1.0001e-05 | 632.9108 | 0.00171 | 415.1929 | 9.197e-07
| 416.0391 | 0 | 378.8862 | 0.16772 | 416.0391 | 5.2137e-05 | 378.8862 | 0.33731 | 379.5002 | 0.031 | 378.8862 | 0 | 415.3064 | 8.2888e-07 | 373.44 | 0.0014672 | 416.0391 | 0.00465 | 373.44 | -0.00051927 | 373.44 | 0.0010836 | 415.3064 | 7.2724e-06 | 415.3064 | 5.8857e-06 | 378.8862 | 0 | 378.8862 | 0 | 633.0712 | 0.00614 | 378.8862 | 0 | 632.2465 | 0 | 633.0712 | 0.00164 | 415.3064 | 5.7776e-07
| 416.1518 | 0.00075165 | 379.1023 | 0.16576 | 416.1518 | 0.00108 | 379.1023 | 0.36316 | 379.7164 | 0.02882 | 379.1023 | 0 | 415.4198 | 1.1985e-06 | 373.66 | -0.00082632 | 416.1518 | 0.00442 | 373.66 | 0.0002556 | 373.66 | 0.00075855 | 415.4198 | 6.6049e-06 | 415.4198 | 5.5563e-06 | 379.1023 | 0 | 379.1023 | 0 | 633.2317 | 0.00359 | 379.1023 | 0 | 632.4072 | 1.0001e-05 | 633.2317 | 0.00176 | 415.4198 | 5.7776e-07
| 416.2646 | 0 | 379.3184 | 0.16391 | 416.2646 | 0 | 379.3184 | 0.39007 | 379.9326 | 0.03396 | 379.3184 | 0 | 415.5333 | 7.0567e-07 | 373.88 | 0.0011636 | 416.2646 | 0.00493 | 373.88 | 0.00064304 | 373.88 | 0.00043346 | 415.5333 | 7.085e-06 | 415.5333 | 3.7445e-06 | 379.3184 | 0 | 379.3184 | 0 | 633.3921 | 0.00517 | 379.3184 | 0 | 632.568 | 6.6672e-06 | 633.3921 | 0.00172 | 415.5333 | 0
| 416.3774 | 0.00058994 | 379.5345 | 0.16075 | 416.3774 | 0.00137 | 379.5345 | 0.4138 | 380.1489 | 0.03037 | 379.5345 | 0 | 415.6468 | 6.7206e-07 | 374.09 | 0.0005565 | 416.3774 | 0.0051 | 374.09 | -0.00019641 | 374.09 | -0.00034676 | 415.6468 | 6.1013e-06 | 415.6468 | 4.4912e-06 | 379.5345 | 0 | 379.5345 | 0 | 633.5525 | 0.00302 | 379.5345 | 0 | 632.7288 | 1.0001e-05 | 633.5525 | 0.00177 | 415.6468 | 0
| 416.4901 | 0 | 379.7507 | 0.15735 | 416.4901 | 0 | 379.7507 | 0.44266 | 380.3652 | 0.03703 | 379.7507 | 0 | 415.7603 | 1.0081e-07 | 374.31 | 0.00079259 | 416.4901 | 0.00592 | 374.31 | 0.00012645 | 374.31 | 0.0016038 | 415.7603 | 5.6914e-06 | 415.7603 | 4.9194e-06 | 379.7507 | 0 | 379.7507 | 0 | 633.713 | 0.00483 | 379.7507 | 0 | 632.8896 | 6.6672e-06 | 633.713 | 0.0017 | 415.7603 | 0
| 416.6029 | 0.00224 | 379.9668 | 0.15489 | 416.6029 | 0.00060691 | 379.9668 | 0.47036 | 380.5814 | 0.02825 | 379.9668 | 0 | 415.8737 | 1.7922e-07 | 374.53 | -0.00052277 | 416.6029 | 0.00326 | 374.53 | -0.0009067 | 374.53 | -0.00054182 | 415.8737 | 5.0122e-06 | 415.8737 | 4.3814e-06 | 379.9668 | 0 | 379.9668 | 0 | 633.8734 | 0.00411 | 379.9668 | 0 | 633.0503 | 3.0002e-05 | 633.8734 | 0.00174 | 415.8737 | 0
| 416.7157 | 0 | 380.183 | 0.15357 | 416.7157 | 0 | 380.183 | 0.49872 | 380.7977 | 0.03919 | 380.183 | 0 | 415.9872 | 2.1282e-07 | 374.74 | 0.001602 | 416.7157 | 0.00306 | 374.74 | -0.00084214 | 374.74 | -0.0010295 | 415.9872 | 5.6914e-06 | 415.9872 | 2.9978e-06 | 380.183 | 0 | 380.183 | 0 | 634.0339 | 0.00492 | 380.183 | 0 | 633.2111 | 0 | 634.0339 | 0.00168 | 415.9872 | 0
| 416.8284 | 0.00131 | 380.3992 | 0.14945 | 416.8284 | 0.00206 | 380.3992 | 0.52823 | 381.0141 | 0.03333 | 380.3992 | 0 | 416.1007 | 2.5762e-07 | 374.96 | -0.0018381 | 416.8284 | 0.00556 | 374.96 | 0.00032017 | 374.96 | -0.00080189 | 416.1007 | 7.003e-06 | 416.1007 | 3.3162e-06 | 380.3992 | 0 | 380.3992 | 0 | 634.1943 | 0.00466 | 380.3992 | 0 | 633.3719 | 0 | 634.1943 | 0.00175 | 416.1007 | 0
| 416.9412 | 0 | 380.6154 | 0.14762 | 416.9412 | 0 | 380.6154 | 0.56235 | 381.2304 | 0.04337 | 380.6154 | 0 | 416.2142 | 1.7922e-07 | 375.18 | 0.00075887 | 416.9412 | 0.00573 | 375.18 | -0.00084214 | 375.18 | 0.0010836 | 416.2142 | 7.612e-06 | 416.2142 | 6.5226e-06 | 380.6154 | 0 | 380.6154 | 0 | 634.3548 | 0.00635 | 380.6154 | 0 | 633.5327 | 6.6672e-06 | 634.3548 | 0.00172 | 416.2142 | 0
| 417.054 | 0.00069774 | 380.8316 | 0.14508 | 417.054 | 0.00156 | 380.8316 | 0.59784 | 381.4467 | 0.0351 | 380.8316 | 0 | 416.3277 | 2.8003e-07 | 375.39 | -0.00089378 | 417.054 | 0.00505 | 375.39 | -0.00055155 | 375.39 | -0.0022973 | 416.3277 | 7.6823e-06 | 416.3277 | 9.191e-06 | 380.8316 | 0 | 380.8316 | 0 | 634.5153 | 0.00468 | 380.8316 | 0 | 633.6935 | 1.0001e-05 | 634.5153 | 0.00175 | 416.3277 | 0
| 417.1668 | 0 | 381.0478 | 0.14365 | 417.1668 | 0 | 381.0478 | 0.63303 | 381.6631 | 0.04713 | 381.0478 | 0.011958 | 416.4412 | 2.3522e-07 | 375.61 | 0.0005565 | 417.1668 | 0.00516 | 375.61 | 0.0002556 | 375.61 | 1.0836e-05 | 416.4412 | 6.0193e-06 | 416.4412 | 7.5878e-06 | 381.0478 | 0.00601 | 381.0478 | -0.006818 | 634.6757 | 0.00478 | 381.0478 | -0.0010145 | 633.8543 | 0 | 634.6757 | 0.00168 | 416.4412 | 0
| 417.2795 | 0.00076961 | 381.2641 | 0.14056 | 417.2795 | 0.00113 | 381.2641 | 0.63945 | 381.8795 | 0.03818 | 381.2641 | 0.0041187 | 416.5547 | 2.3522e-07 | 375.83 | -0.00099496 | 417.2795 | 0.00178 | 375.83 | -0.00084214 | 375.83 | 0.00020589 | 416.5547 | 5.6914e-06 | 416.5547 | 5.7759e-06 | 381.264 | -0.0085 | 381.2641 | -0.0039979 | 634.8362 | 0.0036 | 381.2641 | 0.00032925 | 634.0152 | 1.0001e-05 | 634.8362 | 0.00172 | 416.5547 | 0
| 417.3923 | 0 | 381.4803 | 0.14037 | 417.3923 | 0 | 381.4803 | 0.64652 | 382.0958 | 0.04927 | 381.4803 | 0.012486 | 416.6683 | 5.6005e-08 | 376.04 | 0.0010624 | 417.3923 | 0.00467 | 376.04 | -0.00055155 | 376.04 | -0.0008344 | 416.6683 | 4.8834e-06 | 416.6683 | 3.7445e-06 | 381.4803 | 0.00377 | 381.4803 | 0.010475 | 634.9967 | 0.00464 | 381.4803 | 0.0090974 | 634.176 | 0 | 634.9967 | 0.00173 | 416.6683 | 0
| 417.5051 | 0.00015871 | 381.6966 | 0.13904 | 417.5051 | 0.0017 | 381.6966 | 0.68206 | 382.3123 | 0.04425 | 381.6966 | 0.0047519 | 416.7818 | 5.6005e-08 | 376.26 | -0.0013322 | 417.5051 | 0.00403 | 376.26 | -0.001165 | 376.26 | 0.00033593 | 416.7818 | 5.586e-06 | 416.7818 | 5.0292e-06 | 381.6966 | -0.00471 | 381.6966 | 0.0033005 | 635.1572 | 0.00373 | 381.6966 | -0.0061764 | 634.3368 | 1.0001e-05 | 635.1572 | 0.00179 | 416.7818 | 0
| 417.6178 | 0 | 381.9129 | 0.13986 | 417.6178 | 0 | 381.9129 | 0.71968 | 382.5287 | 0.05599 | 381.9129 | 0.014452 | 416.8953 | 7.8407e-08 | 376.48 | 0.0015346 | 417.6178 | 0.00351 | 376.48 | -0.0016493 | 376.48 | 0.00069354 | 416.8953 | 6.277e-06 | 416.8953 | 8.2356e-06 | 381.9129 | 0.00401 | 381.9129 | -0.0045941 | 635.3177 | 0.00524 | 381.9129 | 0.0031841 | 634.4977 | 0 | 635.3177 | 0.00176 | 416.8953 | 0
| 417.7306 | 0.00042823 | 382.1292 | 0.13893 | 417.7306 | 0.00031212 | 382.1292 | 0.74376 | 382.7451 | 0.05361 | 382.1292 | 0.0067676 | 417.0088 | 4.4804e-08 | 376.69 | 0.00079259 | 417.7306 | 0.00425 | 376.69 | -0.00055155 | 376.69 | -0.0008344 | 417.0088 | 7.3661e-06 | 417.0088 | 8.9823e-06 | 382.1292 | -0.0055 | 382.1292 | -0.00093187 | 635.4782 | 0.00258 | 382.1292 | -0.022583 | 634.6585 | 3.0002e-05 | 635.4782 | 0.00179 | 417.0088 | 0
| 417.8434 | 0 | 382.3455 | 0.14006 | 417.8434 | 0 | 382.3455 | 0.75776 | 382.9615 | 0.06353 | 382.3455 | 0.01536 | 417.1224 | 4.4804e-08 | 376.91 | -5.0592e-05 | 417.8434 | 0.00467 | 376.91 | -0.0012296 | 376.91 | -0.00057433 | 417.1224 | 7.4481e-06 | 417.1224 | 8.4443e-06 | 382.3455 | 0.00646 | 382.3455 | 0.003957 | 635.6387 | 0.00548 | 382.3455 | 0.014174 | 634.8193 | 6.6672e-06 | 635.6387 | 0.00169 | 417.1224 | 0
| 417.9561 | 1.4969e-05 | 382.5618 | 0.13577 | 417.9561 | 0.00109 | 382.5618 | 0.75386 | 383.178 | 0.05808 | 382.5618 | 0.0085273 | 417.2359 | 2.0162e-07 | 377.13 | -0.0013997 | 417.9561 | 0.00363 | 377.13 | -0.00058385 | 377.13 | -0.0012245 | 417.2359 | 7.3075e-06 | 417.2359 | 8.3454e-06 | 382.5618 | -0.00396 | 382.5618 | -0.0046232 | 635.7993 | 0.00285 | 382.5618 | -0.0014615 | 634.9802 | 3.0002e-05 | 635.7993 | 0.00172 | 417.2359 | 2.2403e-07
| 418.0689 | 0 | 382.7782 | 0.13456 | 418.0689 | 0 | 382.7782 | 0.79062 | 383.3945 | 0.06588 | 382.7782 | 0.015532 | 417.3495 | 2.0162e-07 | 377.34 | -0.00021923 | 418.0689 | 0.00277 | 377.34 | 0.0012565 | 377.34 | 0.0016688 | 417.3495 | 5.9374e-06 | 417.3495 | 8.4443e-06 | 382.7782 | 0.00245 | 382.7782 | 0.0052965 | 635.9598 | 0.00436 | 382.7782 | -0.0049134 | 635.1411 | 6.6672e-06 | 635.9598 | 0.00163 | 417.3495 | 2.2403e-07
| 418.1817 | 0.00064383 | 382.9945 | 0.13196 | 418.1817 | 0.00149 | 382.9945 | 0.78924 | 383.611 | 0.06666 | 382.9945 | 0.010371 | 417.463 | 2.1282e-07 | 377.56 | 0.0015684 | 418.1817 | 0.00326 | 377.56 | -0.0022627 | 377.56 | 0.0014413 | 417.463 | 5.9491e-06 | 417.463 | 9.729e-06 | 382.9946 | -0.00286 | 382.9945 | -0.0019806 | 636.1204 | 0.00411 | 382.9945 | -0.0028719 | 635.3019 | 3.0002e-05 | 636.1204 | 0.00171 | 417.463 | 2.2403e-07
| 418.2945 | 0 | 383.2109 | 0.12855 | 418.2945 | 0 | 383.2109 | 0.81259 | 383.8275 | 0.0736 | 383.2109 | 0.016355 | 417.5766 | 2.2402e-08 | 377.78 | 0.0010961 | 418.2945 | 0.00402 | 377.78 | -0.00026098 | 377.78 | -0.00021673 | 417.5766 | 4.9654e-06 | 417.5766 | 6.9509e-06 | 383.2109 | 0.00396 | 383.2109 | 0.0036193 | 636.2809 | 0.00455 | 383.2109 | 0.003445 | 635.4628 | 0 | 636.2809 | 0.00169 | 417.5766 | 0
| 418.4072 | 0.00076961 | 383.4273 | 0.12677 | 418.4072 | 0.00076297 | 383.4273 | 0.82504 | 384.044 | 0.07185 | 383.4273 | 0.01158 | 417.6901 | 2.2402e-08 | 377.99 | -0.0011636 | 418.4072 | 0.00374 | 377.99 | -0.0022305 | 377.99 | 0.0012462 | 417.6901 | 6.2419e-06 | 417.6901 | 8.1258e-06 | 383.4273 | -0.0055 | 383.4273 | -0.0010327 | 636.4415 | 0.00419 | 383.4273 | -0.00087209 | 635.6237 | 1.0001e-05 | 636.4415 | 0.00181 | 417.6901 | 2.6412e-06
| 418.52 | 0 | 383.6437 | 0.12455 | 418.52 | 0 | 383.6437 | 0.86484 | 384.2605 | 0.0831 | 383.6437 | 0.017909 | 417.8037 | 0 | 378.21 | 0.0025127 | 418.52 | 0.00473 | 378.21 | 0.00057846 | 378.21 | 0.00040094 | 417.8037 | 6.1833e-06 | 417.8037 | 7.3791e-06 | 383.6437 | 0.00287 | 383.6437 | 0.0028432 | 636.602 | 0.00439 | 383.6437 | 0.0079424 | 635.7846 | 0 | 636.602 | 0.00179 | 417.8037 | 6.59e-05
| 418.6328 | 0.00064383 | 383.8602 | 0.12162 | 418.6328 | 0.00298 | 383.8602 | 0.87661 | 384.4771 | 0.08204 | 383.8602 | 0.013419 | 417.9173 | 3.3603e-07 | 378.43 | -0.00062396 | 418.6328 | 0.00326 | 378.43 | -0.0019076 | 378.43 | -0.0026549 | 417.9173 | 7.7174e-06 | 417.9173 | 7.0607e-06 | 383.8602 | -0.0044 | 383.8602 | -0.0057049 | 636.7626 | 0.00368 | 383.8602 | -0.0017545 | 635.9455 | 3.0002e-05 | 636.7626 | 0.00182 | 417.9173 | 0.0004115
| 418.7455 | 0 | 384.0766 | 0.12064 | 418.7455 | 0 | 384.0766 | 0.91909 | 384.6936 | 0.09414 | 384.0766 | 0.020658 | 418.0308 | 3.3603e-07 | 378.64 | 0.00062396 | 418.7455 | 0.00382 | 378.64 | 0.00054618 | 378.64 | 7.5855e-05 | 418.0308 | 7.1084e-06 | 418.0308 | 5.3477e-06 | 384.0766 | 0.00202 | 384.0766 | 0.0093018 | 636.9231 | 0.00457 | 384.0766 | 0.0019565 | 636.1064 | 0 | 636.9231 | 0.00171 | 418.0308 | 0.00052759
| 418.8583 | 0.00089539 | 384.2931 | 0.11899 | 418.8583 | 0.00168 | 384.2931 | 0.92431 | 384.9102 | 0.09369 | 384.2931 | 0.015551 | 418.1444 | 3.3603e-07 | 378.86 | -0.0009275 | 418.8583 | 0.00499 | 378.86 | -0.0023596 | 378.86 | -0.0010295 | 418.1444 | 7.2255e-06 | 418.1444 | 3.6347e-06 | 384.2931 | -0.00424 | 384.2931 | -0.010856 | 637.0837 | 0.00433 | 384.2931 | -0.0003963 | 636.2673 | 1.0001e-05 | 637.0837 | 0.00169 | 418.1444 | 0.00114
| 418.9711 | 0 | 384.5095 | 0.11642 | 418.9711 | 0 | 384.5095 | 0.9498 | 385.1268 | 0.10498 | 384.5095 | 0.023093 | 418.258 | 0 | 379.08 | 0.00075887 | 418.9711 | 0.00538 | 379.08 | 0.00015874 | 379.08 | 0.0015712 | 418.258 | 5.4221e-06 | 418.258 | 5.7759e-06 | 384.5095 | 0.0013 | 384.5095 | 0.00813 | 637.2443 | 0.00471 | 384.5095 | -0.00097561 | 636.4282 | 6.6672e-06 | 637.2443 | 0.00155 | 418.258 | 0.00121
| 419.0838 | 0 | 384.726 | 0.11454 | 419.0838 | 0.00172 | 384.726 | 0.96275 | 385.3434 | 0.10939 | 384.726 | 0.019312 | 418.3716 | 5.6005e-08 | 379.29 | -0.0020068 | 419.0838 | 0.00425 | 379.29 | -0.00035784 | 379.29 | -0.00063934 | 418.3716 | 5.832e-06 | 418.3716 | 5.8857e-06 | 384.726 | -0.0021 | 384.726 | -0.0046729 | 637.4049 | 0.00373 | 384.726 | -0.013624 | 636.5891 | 1.0001e-05 | 637.4049 | 0.00167 | 418.3716 | 0.00219
| 419.1966 | 0 | 384.9425 | 0.11203 | 419.1966 | 0 | 384.9425 | 0.97565 | 385.56 | 0.11592 | 384.9425 | 0.02512 | 418.4852 | 5.6005e-08 | 379.51 | -0.00021923 | 419.1966 | 0.00649 | 379.51 | 0.0007076 | 379.51 | 0.0022864 | 418.4852 | 5.0239e-06 | 418.4852 | 6.9509e-06 | 384.9425 | 0.00132 | 384.9425 | 0.012747 | 637.5655 | 0.00506 | 384.9425 | 0.011707 | 636.75 | 6.6672e-06 | 637.5655 | 0.00163 | 418.4852 | 0.00235
| 419.3094 | 8.684e-05 | 385.159 | 0.10562 | 419.3094 | 0.00265 | 385.159 | 0.97302 | 385.7766 | 0.11624 | 385.159 | 0.020228 | 418.5988 | 1.0081e-07 | 379.73 | 0.00079259 | 419.3094 | 0.00309 | 379.73 | -0.0017461 | 379.73 | 0.00010836 | 418.5988 | 6.4292e-06 | 418.5988 | 5.3477e-06 | 385.159 | -0.00265 | 385.159 | -0.008682 | 637.7261 | 0.00447 | 385.159 | -0.0070639 | 636.9109 | 0 | 637.7261 | 0.00174 | 418.5988 | 0.00337
| 419.4222 | 0 | 385.3756 | 0.10667 | 419.4222 | 0 | 385.3756 | 0.98122 | 385.9933 | 0.12671 | 385.3756 | 0.028498 | 418.7124 | 4.4804e-08 | 379.94 | 0.0010961 | 419.4222 | 0.0047 | 379.94 | -0.00097128 | 379.94 | -0.00070437 | 418.7124 | 5.9491e-06 | 418.7124 | 5.9846e-06 | 385.3756 | 0.00213 | 385.3756 | 0.0078697 | 637.8867 | 0.00545 | 385.3756 | -0.0039034 | 637.0719 | 0 | 637.8867 | 0.00158 | 418.7124 | 0.00368
| 419.5349 | 0 | 385.5921 | 0.10322 | 419.5349 | 0.00079764 | 385.5921 | 0.9835 | 386.2099 | 0.12895 | 385.5921 | 0.023858 | 418.826 | 1.5681e-07 | 380.16 | -0.0030861 | 419.5349 | 0.00493 | 380.16 | 0.0018699 | 380.16 | -0.001062 | 418.826 | 6.5932e-06 | 418.826 | 8.1258e-06 | 385.5921 | -0.00377 | 385.5921 | -0.00091433 | 638.0474 | 0.00348 | 385.5921 | -0.0046945 | 637.2328 | 1.0001e-05 | 638.0474 | 0.00173 | 418.826 | 0.00495
| 419.6477 | 0 | 385.8087 | 0.1004 | 419.6477 | 0 | 385.8087 | 1 | 386.4266 | 0.14017 | 385.8087 | 0.031778 | 418.9396 | 1.2321e-07 | 380.38 | 0.00075887 | 419.6477 | 0.00425 | 380.38 | -0.00029326 | 380.38 | 4.3346e-05 | 418.9396 | 6.8391e-06 | 418.9396 | 9.0921e-06 | 385.8087 | 0.00272 | 385.8087 | 0.0018408 | 638.208 | 0.00529 | 385.8087 | 0.0023629 | 637.3938 | 0 | 638.208 | 0.00172 | 418.9396 | 0.00514
| 419.7605 | 0.00075165 | 386.0253 | 0.099575 | 419.7605 | 0.00163 | 386.0253 | 0.97474 | 386.6433 | 0.14342 | 386.0253 | 0.027104 | 419.0532 | 1.0193e-05 | 380.6 | -0.0011299 | 419.7605 | 0.00533 | 380.6 | -0.0015524 | 380.6 | 0.00043346 | 419.0532 | 8.2327e-06 | 419.0532 | 8.2356e-06 | 386.0253 | -0.00248 | 386.0253 | -0.00071097 | 638.3686 | 0.00434 | 386.0253 | -0.0060269 | 637.5547 | 3.0002e-05 | 638.3686 | 0.00177 | 419.0532 | 0.00614
| 419.8733 | 0 | 386.2419 | 0.097781 | 419.8733 | 0 | 386.2419 | 0.96404 | 386.86 | 0.1515 | 386.2419 | 0.033342 | 419.1669 | 1.007e-05 | 380.81 | -0.00062396 | 419.8733 | 0.00405 | 380.81 | 0.00038475 | 380.81 | 0.0031967 | 419.1669 | 8.0102e-06 | 419.1669 | 7.1595e-06 | 386.2419 | 0.00118 | 386.2419 | -0.0041566 | 638.5293 | 0.00473 | 386.2419 | 0.0016852 | 637.7157 | 2.6669e-05 | 638.5293 | 0.00167 | 419.1669 | 0.00636
| 419.986 | 0.00046416 | 386.4585 | 0.095079 | 419.986 | 0.00173 | 386.4585 | 0.95028 | 387.0767 | 0.15495 | 386.4585 | 0.030553 | 419.2805 | 7.3333e-05 | 381.03 | -0.00069142 | 419.986 | 0.00505 | 381.03 | 0.00073989 | 381.03 | 0.0018964 | 419.2805 | 7.6354e-06 | 419.2805 | 5.5563e-06 | 386.4585 | -0.00333 | 386.4585 | 0.0019187 | 638.6899 | 0.00382 | 386.4585 | -0.0030287 | 637.8766 | 5.0004e-05 | 638.6899 | 0.00171 | 419.2805 | 0.00765
| 420.0988 | 0 | 386.6751 | 0.093953 | 420.0988 | 0 | 386.6751 | 0.95182 | 387.2935 | 0.16514 | 386.6751 | 0.036145 | 419.3941 | 6.3264e-05 | 381.25 | -8.4319e-05 | 420.0988 | 0.00408 | 381.25 | -0.00016412 | 381.25 | -0.00093193 | 419.3941 | 6.4409e-06 | 419.3941 | 9.9487e-06 | 386.6751 | 0.00113 | 386.6751 | -0.00099311 | 638.8506 | 0.00599 | 386.6751 | -0.00073575 | 638.0376 | 6.6672e-06 | 638.8506 | 0.00167 | 419.3941 | 0.00801
| 420.2116 | 0.0004462 | 386.8917 | 0.091448 | 420.2116 | 0.00175 | 386.8917 | 0.90473 | 387.5102 | 0.16309 | 386.8917 | 0.032042 | 419.5078 | 0.00024888 | 381.46 | -0.0034908 | 420.2116 | 0.00357 | 381.46 | -0.0019076 | 381.46 | 0.00085607 | 419.5078 | 6.113e-06 | 419.5078 | 9.5204e-06 | 386.8917 | -0.00081263 | 386.8917 | -0.0080358 | 639.0112 | 0.00477 | 386.8917 | -0.0053486 | 638.1986 | 1.0001e-05 | 639.0112 | 0.00168 | 419.5078 | 0.00955
| 420.3243 | 0 | 387.1084 | 0.088756 | 420.3243 | 0 | 387.1084 | 0.89528 | 387.727 | 0.17875 | 387.1084 | 0.039435 | 419.6214 | 0.00024012 | 381.68 | 0.00032042 | 420.3243 | 0.00496 | 381.68 | 0.00051389 | 381.68 | -0.0015171 | 419.6214 | 5.9491e-06 | 419.6214 | 1.0157e-05 | 387.1084 | 0.00263 | 387.1084 | 0.0032304 | 639.1719 | 0.00675 | 387.1084 | 0.0044357 | 638.3596 | 0 | 639.1719 | 0.0016 | 419.6214 | 0.0101
| 420.4371 | 0.00051807 | 387.3251 | 0.087132 | 420.4371 | 0.00027745 | 387.3251 | 0.87746 | 387.9437 | 0.18369 | 387.3251 | 0.036764 | 419.7351 | 0.00091745 | 381.9 | 0.00042159 | 420.4371 | 0.00445 | 381.9 | -0.0039094 | 381.9 | -0.0018422 | 419.7351 | 6.113e-06 | 419.7351 | 5.6661e-06 | 387.3251 | -0.00197 | 387.3251 | -6.4475e-05 | 639.3326 | 0.00273 | 387.3251 | -0.0075774 | 638.5205 | 1.0001e-05 | 639.3326 | 0.0017 | 419.7351 | 0.01138
| 420.5499 | 0 | 387.5417 | 0.086409 | 420.5499 | 0 | 387.5417 | 0.88786 | 388.1605 | 0.19905 | 387.5417 | 0.045117 | 419.8487 | 0.00106 | 382.11 | -0.00096123 | 420.5499 | 0.00504 | 382.11 | -0.0013587 | 382.11 | -5.4182e-05 | 419.8487 | 7.0616e-06 | 419.8487 | 4.1727e-06 | 387.5417 | 0.00161 | 387.5417 | 0.0045804 | 639.4932 | 0.0048 | 387.5417 | -0.0009868 | 638.6815 | 6.6672e-06 | 639.4932 | 0.00166 | 419.8487 | 0.01148
| 420.6627 | 0.00109 | 387.7584 | 0.084157 | 420.6627 | 0.00020808 | 387.7584 | 0.84508 | 388.3773 | 0.19904 | 387.7584 | 0.041068 | 419.9624 | 0.00206 | 382.33 | -0.0020068 | 420.6627 | 0.00508 | 382.33 | -0.0011327 | 382.33 | -0.0018422 | 419.9624 | 7.2255e-06 | 419.9624 | 3.3162e-06 | 387.7584 | -0.0015 | 387.7584 | 0.0011988 | 639.6539 | 0.00329 | 387.7584 | 0.0020326 | 638.8425 | 0 | 639.6539 | 0.0018 | 419.9624 | 0.01275
| 420.7754 | 0 | 387.9752 | 0.082493 | 420.7754 | 0 | 387.9752 | 0.84459 | 388.5941 | 0.21151 | 387.9752 | 0.048422 | 420.076 | 0.00195 | 382.55 | 5.0592e-05 | 420.7754 | 0.00507 | 382.55 | 0.00083675 | 382.55 | -0.0017446 | 420.076 | 7.3309e-06 | 420.076 | 4.4912e-06 | 387.9752 | 0.00198 | 387.9752 | 0.0079172 | 639.8146 | 0.00643 | 387.9752 | 0.0078391 | 639.0035 | 0 | 639.8146 | 0.00163 | 420.076 | 0.0134
| 420.8882 | 0.000554 | 388.1919 | 0.078897 | 420.8882 | 0.00118 | 388.1919 | 0.80972 | 388.811 | 0.2134 | 388.1919 | 0.045797 | 420.1897 | 0.00287 | 382.77 | -0.0010287 | 420.8882 | 0.00468 | 382.77 | -0.00080984 | 382.77 | -0.00060684 | 420.1897 | 7.53e-06 | 420.1897 | 4.4912e-06 | 388.1919 | -0.00331 | 388.1919 | -0.0013669 | 639.9753 | 0.00329 | 388.1919 | -0.00033196 | 639.1645 | 1.0001e-05 | 639.9753 | 0.00178 | 420.1897 | 0.01473
| 421.001 | 0 | 388.4086 | 0.077588 | 421.001 | 0 | 388.4086 | 0.79674 | 389.0278 | 0.23101 | 388.4086 | 0.053797 | 420.3034 | 0.00269 | 382.98 | 0.00065769 | 421.001 | 0.0055 | 382.98 | 0.00080447 | 382.98 | 0.00085607 | 420.3034 | 6.9328e-06 | 420.3034 | 6.0944e-06 | 388.4086 | 0.00292 | 388.4086 | 0.0055094 | 640.136 | 0.0048 | 388.4086 | 0.00322 | 639.3256 | 0 | 640.136 | 0.00166 | 420.3034 | 0.01507
| 421.1138 | 0 | 388.6254 | 0.074754 | 421.1138 | 0.00146 | 388.6254 | 0.76801 | 389.2447 | 0.23474 | 388.6254 | 0.051417 | 420.4171 | 0.00371 | 383.2 | -0.0019731 | 421.1138 | 0.00386 | 383.2 | -0.0016815 | 383.2 | 0.00056349 | 420.4171 | 7.003e-06 | 420.4171 | 5.7759e-06 | 388.6254 | -0.00206 | 388.6254 | -0.00053444 | 640.2968 | 0.00311 | 388.6254 | -0.0032471 | 639.4866 | 1.0001e-05 | 640.2968 | 0.00179 | 420.4171 | 0.01656
| 421.2265 | 0 | 388.8422 | 0.07389 | 421.2265 | 0 | 388.8422 | 0.75664 | 389.4616 | 0.25303 | 388.8422 | 0.058669 | 420.5307 | 0.00352 | 383.42 | 0.00035414 | 421.2265 | 0.00641 | 383.42 | -0.00087442 | 383.42 | 7.5855e-05 | 420.5307 | 5.7031e-06 | 420.5307 | 6.0944e-06 | 388.8422 | 0.0014 | 388.8422 | 0.0035162 | 640.4575 | 0.00309 | 388.8422 | -0.0023886 | 639.6476 | 0 | 640.4575 | 0.00167 | 420.5307 | 0.01772
| 421.3393 | 0.00125 | 389.059 | 0.071517 | 421.3393 | 0.0014 | 389.059 | 0.7327 | 389.6784 | 0.25938 | 389.059 | 0.057673 | 420.6444 | 0.00453 | 383.63 | -0.0013997 | 421.3393 | 0.00542 | 383.63 | 0.0015148 | 383.63 | 0.0002384 | 420.6444 | 5.8085e-06 | 420.6444 | 5.3477e-06 | 389.059 | -0.00397 | 389.059 | 0.0034586 | 640.6182 | 0.00232 | 389.059 | -0.0020836 | 639.8087 | 0 | 640.6182 | 0.00179 | 420.6444 | 0.02002
| 421.4521 | 0 | 389.2758 | 0.07274 | 421.4521 | 0 | 389.2758 | 0.73671 | 389.8954 | 0.28118 | 389.2758 | 0.068012 | 420.7581 | 0.00444 | 383.85 | 0.0012985 | 421.4521 | 0.00303 | 383.85 | 0.0018376 | 383.85 | -0.00070437 | 420.7581 | 5.2933e-06 | 420.7581 | 6.2042e-06 | 389.2758 | 0.00215 | 389.2758 | -0.0014941 | 640.779 | 0.00432 | 389.2758 | 0.00031896 | 639.9697 | 6.6672e-06 | 640.779 | 0.00173 | 420.7581 | 0.0215
| 421.5649 | 0.00080555 | 389.4926 | 0.06828 | 421.5649 | 0.00163 | 389.4926 | 0.71456 | 390.1123 | 0.28946 | 389.4926 | 0.067166 | 420.8718 | 0.00567 | 384.07 | -0.0027488 | 421.5649 | 0.00539 | 384.07 | -0.0021982 | 384.07 | -0.00021673 | 420.8718 | 6.9328e-06 | 420.8718 | 6.7313e-06 | 389.4926 | -0.00179 | 389.4926 | -0.0029052 | 640.9397 | 0.00338 | 389.4926 | 0.00040379 | 640.1308 | 0 | 640.9397 | 0.00179 | 420.8718 | 0.0229
| 421.6777 | 0 | 389.7094 | 0.06812 | 421.6777 | 0 | 389.7094 | 0.71276 | 390.3292 | 0.31417 | 389.7094 | 0.077528 | 420.9855 | 0.00557 | 384.29 | -0.001231 | 421.6777 | 0.00536 | 384.29 | -0.0018108 | 384.29 | -0.0015171 | 420.9855 | 6.2184e-06 | 420.9855 | 6.6324e-06 | 389.7094 | 0.0024 | 389.7094 | 0.0017771 | 641.1004 | 0.00663 | 389.7094 | -0.0037369 | 640.2918 | 6.6672e-06 | 641.1004 | 0.0016 | 420.9855 | 0.02331
| 421.7904 | 0.00125 | 389.9263 | 0.065975 | 421.7904 | 0.00109 | 389.9263 | 0.68605 | 390.5462 | 0.3243 | 389.9263 | 0.077054 | 421.0992 | 0.00707 | 384.5 | 0.00038786 | 421.7904 | 0.00499 | 384.5 | -0.00058385 | 384.5 | 0.0012787 | 421.0992 | 6.0193e-06 | 421.0992 | 7.0607e-06 | 389.9263 | -0.00274 | 389.9263 | -0.0065981 | 641.2612 | 0.00343 | 389.9263 | 0.00050435 | 640.4529 | 3.0002e-05 | 641.2612 | 0.0017 | 421.0992 | 0.02358
| 421.9032 | 0 | 390.1432 | 0.065233 | 421.9032 | 0 | 390.1432 | 0.66802 | 390.7631 | 0.34212 | 390.1432 | 0.085494 | 421.2129 | 0.00708 | 384.72 | 0.0016695 | 421.9032 | 0.00573 | 384.72 | 0.00044931 | 384.72 | 0.0015712 | 421.2129 | 5.1762e-06 | 421.2129 | 7.9172e-06 | 390.1432 | -0.00083955 | 390.1432 | 0.0032683 | 641.422 | 0.00522 | 390.1432 | 0.0011197 | 640.6139 | 0 | 641.422 | 0.00161 | 421.2129 | 0.02406
| 422.016 | 0 | 390.36 | 0.062886 | 422.016 | 0.00057222 | 390.36 | 0.6435 | 390.9801 | 0.35416 | 390.36 | 0.085325 | 421.3266 | 0.00844 | 384.94 | -0.0010624 | 422.016 | 0.00564 | 384.94 | -0.00061613 | 384.94 | -0.00063934 | 421.3266 | 5.3752e-06 | 421.3266 | 7.2693e-06 | 390.36 | -0.0028 | 390.36 | -0.0035018 | 641.5827 | 0.00431 | 390.36 | -0.0048896 | 640.775 | 3.0002e-05 | 641.5827 | 0.00175 | 421.3266 | 0.02367
| 422.1288 | 0 | 390.5769 | 0.061927 | 422.1288 | 0 | 390.5769 | 0.62757 | 391.1971 | 0.37148 | 390.5769 | 0.093716 | 421.4404 | 0.00815 | 385.15 | -0.00035414 | 422.1288 | 0.0055 | 385.15 | 0.00038475 | 385.15 | 4.3346e-05 | 421.4404 | 5.8085e-06 | 421.4404 | 6.4128e-06 | 390.5769 | 0.00078674 | 390.5769 | 0.0025303 | 641.7435 | 0.00589 | 390.5769 | 0.0029626 | 640.9361 | 6.6672e-06 | 641.7435 | 0.00159 | 421.4404 | 0.02433
| 422.2415 | 1.4969e-05 | 390.7939 | 0.060319 | 422.2415 | 0.00132 | 390.7939 | 0.58523 | 391.4141 | 0.3776 | 390.7939 | 0.092716 | 421.5541 | 0.00956 | 385.37 | -0.00035414 | 422.2415 | 0.00397 | 385.37 | 6.1882e-05 | 385.37 | -0.001257 | 421.5541 | 4.9302e-06 | 421.5541 | 5.2379e-06 | 390.7939 | -0.00257 | 390.7939 | -0.0054639 | 641.9043 | 0.0057 | 390.7939 | -0.0072005 | 641.0972 | 1.0001e-05 | 641.9043 | 0.00173 | 421.5541 | 0.02342
| 422.3543 | 0 | 391.0108 | 0.059141 | 422.3543 | 0 | 391.0108 | 0.57641 | 391.6311 | 0.40052 | 391.0108 | 0.10202 | 421.6678 | 0.00961 | 385.59 | 0.00015177 | 422.3543 | 0.00425 | 385.59 | 0.0029676 | 385.59 | 0.0022864 | 421.6678 | 6.6283e-06 | 421.6678 | 5.3477e-06 | 391.0108 | 0.00058399 | 391.0108 | 0.00011126 | 642.0651 | 0.00513 | 391.0108 | 0.0091625 | 641.2582 | 6.6672e-06 | 642.0651 | 0.00163 | 421.6678 | 0.02512
| 422.4671 | 0.00102 | 391.2277 | 0.057825 | 422.4671 | 0.00147 | 391.2277 | 0.54002 | 391.8481 | 0.40217 | 391.2277 | 0.10045 | 421.7816 | 0.0109 | 385.81 | 0.0010287 | 422.4671 | 0.00471 | 385.81 | -3.4977e-05 | 385.81 | -0.0024274 | 421.7816 | 7.4715e-06 | 421.7816 | 5.0292e-06 | 391.2277 | -0.00328 | 391.2277 | -0.0018558 | 642.2259 | 0.00274 | 391.2277 | -0.0035969 | 641.4193 | 1.0001e-05 | 642.2259 | 0.00176 | 421.7816 | 0.02396
| 422.5799 | 0 | 391.4447 | 0.056525 | 422.5799 | 0 | 391.4447 | 0.52696 | 392.0652 | 0.42251 | 391.4447 | 0.11079 | 421.8953 | 0.01071 | 386.02 | -0.00015177 | 422.5799 | 0.00564 | 386.02 | -0.00087442 | 386.02 | 0.0011487 | 421.8953 | 8.9939e-06 | 421.8953 | 5.8857e-06 | 391.4447 | 0.00272 | 391.4447 | 0.0013108 | 642.3867 | 0.00501 | 391.4447 | 5.6487e-05 | 641.5804 | 0 | 642.3867 | 0.00162 | 421.8953 | 0.0254
| 422.6926 | 0.00104 | 391.6617 | 0.054758 | 422.6926 | 0.00114 | 391.6617 | 0.49963 | 392.2822 | 0.42732 | 391.6617 | 0.11166 | 422.0091 | 0.01206 | 386.24 | 0.0015008 | 422.6926 | 0.00519 | 386.24 | -0.0018108 | 386.24 | -0.00099695 | 422.0091 | 8.2327e-06 | 422.0091 | 6.9509e-06 | 391.6617 | -0.00193 | 391.6617 | -0.0013552 | 642.5475 | 0.00375 | 391.6617 | -0.00017348 | 641.7415 | 0 | 642.5475 | 0.0017 | 422.0091 | 0.02469
| 422.8054 | 0 | 391.8787 | 0.054107 | 422.8054 | 0 | 391.8787 | 0.48918 | 392.4993 | 0.44484 | 391.8787 | 0.12338 | 422.1228 | 0.012 | 386.46 | 0.00028669 | 422.8054 | 0.0055 | 386.46 | -0.0016815 | 386.46 | -0.0010295 | 422.1228 | 8.6191e-06 | 422.1228 | 5.4575e-06 | 391.8786 | 0.0016 | 391.8787 | 0.0027933 | 642.7083 | 0.00441 | 391.8787 | -8.7306e-05 | 641.9027 | 0 | 642.7083 | 0.0016 | 422.1228 | 0.02537
| 422.9182 | 0.00084148 | 392.0957 | 0.052446 | 422.9182 | 0.00091902 | 392.0957 | 0.45996 | 392.7164 | 0.44687 | 392.0957 | 0.12273 | 422.2366 | 0.01367 | 386.68 | -0.0011299 | 422.9182 | 0.00442 | 386.68 | -0.00042241 | 386.68 | 0.00098612 | 422.2366 | 7.8228e-06 | 422.2366 | 6.314e-06 | 392.0957 | -0.00301 | 392.0957 | -0.0019353 | 642.8691 | 0.00436 | 392.0957 | -0.0044218 | 642.0638 | 3.0002e-05 | 642.8691 | 0.00172 | 422.2366 | 0.02525
| 423.031 | 0 | 392.3127 | 0.050621 | 423.031 | 0 | 392.3127 | 0.44603 | 392.9335 | 0.46466 | 392.3127 | 0.13259 | 422.3503 | 0.01391 | 386.89 | 0.0012648 | 423.031 | 0.00442 | 386.89 | 0.0012888 | 386.89 | -0.00028175 | 422.3503 | 7.003e-06 | 422.3503 | 6.2042e-06 | 392.3127 | 0.00149 | 392.3127 | 0.003978 | 643.0299 | 0.00483 | 392.3127 | 0.002881 | 642.2249 | 0 | 643.0299 | 0.00165 | 422.3503 | 0.02434
| 423.1438 | 0.0014 | 392.5297 | 0.049214 | 423.1438 | 0.00161 | 392.5297 | 0.42299 | 393.1506 | 0.47124 | 392.5297 | 0.13336 | 422.4641 | 0.01571 | 387.11 | -0.001737 | 423.1438 | 0.00516 | 387.11 | -6.7263e-05 | 387.11 | -0.0013546 | 422.4641 | 6.9562e-06 | 422.4641 | 7.0607e-06 | 392.5297 | -0.00142 | 392.5297 | 0.00097113 | 643.1908 | 0.0041 | 392.5297 | -0.0062663 | 642.386 | 0 | 643.1908 | 0.00179 | 422.4641 | 0.0244
| 423.2565 | 0.00106 | 392.7468 | 0.048152 | 423.2565 | 0 | 392.7468 | 0.40419 | 393.3678 | 0.48617 | 392.7468 | 0.14278 | 422.5779 | 0.01592 | 387.33 | -0.00035414 | 423.2565 | 0.00692 | 387.33 | 0.0035165 | 387.33 | 0.00075855 | 422.5779 | 7.7994e-06 | 422.5779 | 4.2825e-06 | 392.7468 | 0.00319 | 392.7468 | 0.0075993 | 643.3516 | 0.00489 | 392.7468 | 0.0019408 | 642.5472 | 0 | 643.3516 | 0.00168 | 422.5779 | 0.02319
| 423.3693 | 0 | 392.9638 | 0.046483 | 423.3693 | 0.00137 | 392.9638 | 0.3828 | 393.5849 | 0.49548 | 392.9638 | 0.14392 | 422.6916 | 0.01755 | 387.55 | -0.00082632 | 423.3693 | 0.00445 | 387.55 | -0.0021013 | 387.55 | 0.0027091 | 422.6916 | 9.193e-06 | 422.6916 | 3.8543e-06 | 392.9638 | -0.00297 | 392.9638 | -0.0056976 | 643.5125 | 0.00315 | 392.9638 | -0.0036763 | 642.7083 | 1.0001e-05 | 643.5125 | 0.00186 | 422.6916 | 0.02377
| 423.4821 | 0 | 393.1809 | 0.046422 | 423.4821 | 0 | 393.1809 | 0.37167 | 393.8021 | 0.50124 | 393.1809 | 0.1536 | 422.8054 | 0.01813 | 387.76 | -0.00052277 | 423.4821 | 0.00649 | 387.76 | -0.00084214 | 387.76 | 0.00066102 | 422.8054 | 9.0173e-06 | 422.8054 | 3.0966e-06 | 393.1809 | 0.00058179 | 393.1809 | 0.0051242 | 643.6733 | 0.00334 | 393.1809 | 0.0041649 | 642.8695 | 0 | 643.6733 | 0.00173 | 422.8054 | 0.0239
| 423.5949 | 0.00084148 | 393.398 | 0.044878 | 423.5949 | 0.00079764 | 393.398 | 0.35075 | 394.0192 | 0.51069 | 393.398 | 0.1566 | 422.9192 | 0.01996 | 387.98 | 0.001231 | 423.5949 | 0.00553 | 387.98 | -2.6905e-06 | 387.98 | -0.0010295 | 422.9192 | 9.6848e-06 | 422.9192 | 4.8096e-06 | 393.398 | -0.00246 | 393.398 | 0.0019209 | 643.8342 | 0.00313 | 393.398 | -0.005474 | 643.0306 | 3.0002e-05 | 643.8342 | 0.00182 | 422.9192 | 0.02614
| 423.7077 | 0.00037793 | 393.6151 | 0.044704 | 423.7077 | 0 | 393.6151 | 0.34023 | 394.2364 | 0.53124 | 393.6151 | 0.16863 | 423.033 | 0.02059 | 388.2 | -0.0019393 | 423.7077 | 0.00431 | 388.2 | -0.0025533 | 388.2 | 0.0015712 | 423.033 | 8.3498e-06 | 423.033 | 5.3477e-06 | 393.6151 | 0.00082686 | 393.6151 | -0.0045328 | 643.9951 | 0.00584 | 393.6151 | 0.0020379 | 643.1918 | 0 | 643.9951 | 0.00163 | 423.033 | 0.02795
| 423.8204 | 0.00084148 | 393.8322 | 0.042453 | 423.8204 | 0.00091902 | 393.8322 | 0.32442 | 394.4536 | 0.54697 | 393.8322 | 0.17244 | 423.1468 | 0.02191 | 388.42 | -0.0019731 | 423.8204 | 0.00527 | 388.42 | -0.0013587 | 388.42 | -0.00096444 | 423.1468 | 7.9399e-06 | 423.1468 | 7.5878e-06 | 393.8322 | -0.00213 | 393.8322 | -0.0042287 | 644.1559 | 0.00401 | 393.8322 | 0.0027302 | 643.3529 | 1.0001e-05 | 644.1559 | 0.00174 | 423.1468 | 0.03215
| 423.9332 | 0 | 394.0494 | 0.042565 | 423.9332 | 0 | 394.0494 | 0.31974 | 394.6708 | 0.57338 | 394.0494 | 0.18523 | 423.2606 | 0.02228 | 388.63 | -0.0020742 | 423.9332 | 0.00521 | 388.63 | 0.00080447 | 388.63 | 0.0014088 | 423.2606 | 6.9562e-06 | 423.2606 | 7.1595e-06 | 394.0494 | 0.00338 | 394.0494 | 0.0053475 | 644.3168 | 0.00568 | 394.0494 | 0.006369 | 643.5141 | 6.6672e-06 | 644.3168 | 0.00162 | 423.2606 | 0.03304
| 424.046 | 0.00012278 | 394.2665 | 0.040543 | 424.046 | 0.00022542 | 394.2665 | 0.30109 | 394.8881 | 0.58687 | 394.2665 | 0.19118 | 423.3744 | 0.02271 | 388.85 | 0.0005565 | 424.046 | 0.00553 | 388.85 | 0.00038475 | 388.85 | 0.0020589 | 423.3744 | 7.5534e-06 | 423.3744 | 5.8857e-06 | 394.2665 | -0.003 | 394.2665 | -0.000162 | 644.4777 | 0.00434 | 394.2665 | 0.0034678 | 643.6753 | 3.0002e-05 | 644.4777 | 0.00174 | 423.3744 | 0.03626
| 424.1588 | 0 | 394.4837 | 0.040261 | 424.1588 | 0 | 394.4837 | 0.29845 | 395.1053 | 0.61291 | 394.4837 | 0.20727 | 423.4882 | 0.02303 | 389.07 | -0.0023441 | 424.1588 | 0.00618 | 389.07 | -9.9549e-05 | 389.07 | -0.0015822 | 423.4882 | 7.8579e-06 | 423.4882 | 3.6347e-06 | 394.4837 | 3.5948e-05 | 394.4837 | 0.0014574 | 644.6386 | 0.00563 | 394.4837 | 0.00074825 | 643.8365 | 2.6669e-05 | 644.6386 | 0.00164 | 423.4882 | 0.03521
| 424.2716 | 0.00080555 | 394.7009 | 0.039591 | 424.2716 | 0.00163 | 394.7009 | 0.28299 | 395.3226 | 0.62231 | 394.7009 | 0.21139 | 423.602 | 0.02252 | 389.29 | -0.001602 | 424.2716 | 0.00547 | 389.29 | -0.0011327 | 389.29 | -0.0021023 | 423.602 | 9.2164e-06 | 423.602 | 2.4597e-06 | 394.7009 | -0.00241 | 394.7009 | -0.0002122 | 644.7995 | 0.00364 | 394.7009 | -0.0054465 | 643.9977 | 3.0002e-05 | 644.7995 | 0.00173 | 423.602 | 0.03743
| 424.3844 | 0 | 394.9181 | 0.038292 | 424.3844 | 0 | 394.9181 | 0.27636 | 395.5399 | 0.64807 | 394.9181 | 0.22626 | 423.7158 | 0.02327 | 389.5 | -0.0013997 | 424.3844 | 0.00712 | 389.5 | -6.7263e-05 | 389.5 | 0.0012787 | 423.7158 | 9.1578e-06 | 423.7158 | 2.5695e-06 | 394.9181 | 0.00126 | 394.9181 | 0.0074533 | 644.9604 | 0.00476 | 394.9181 | 0.0014751 | 644.1589 | 0 | 644.9604 | 0.00159 | 423.7158 | 0.03865
| 424.4971 | 0.00073368 | 395.1353 | 0.036514 | 424.4971 | 0.00097105 | 395.1353 | 0.26834 | 395.7572 | 0.67242 | 395.1353 | 0.23344 | 423.8296 | 0.02246 | 389.72 | -0.0019057 | 424.4971 | 0.00559 | 389.72 | -0.0018752 | 389.72 | 0.0010511 | 423.8296 | 1.0141e-05 | 423.8296 | 5.8857e-06 | 395.1353 | -0.00354 | 395.1353 | -0.0065513 | 645.1213 | 0.00387 | 395.1353 | -0.0076817 | 644.3201 | 0 | 645.1213 | 0.00166 | 423.8296 | 0.03997
| 424.6099 | 0 | 395.3525 | 0.035986 | 424.6099 | 0 | 395.3525 | 0.26071 | 395.9745 | 0.69436 | 395.3525 | 0.24954 | 423.9435 | 0.02379 | 389.94 | -0.00065769 | 424.6099 | 0.00749 | 389.94 | 0.0018699 | 389.94 | 0.0014088 | 423.9435 | 7.9867e-06 | 423.9435 | 7.3791e-06 | 395.3525 | 0.00051457 | 395.3525 | 0.0018259 | 645.2823 | 0.00447 | 395.3525 | 0.0010984 | 644.4813 | 0 | 645.2823 | 0.00163 | 423.9435 | 0.04353
| 424.7227 | 0.00093132 | 395.5698 | 0.034493 | 424.7227 | 0.00022542 | 395.5698 | 0.24719 | 396.1918 | 0.70632 | 395.5698 | 0.25769 | 424.0573 | 0.02285 | 390.16 | -0.0015684 | 424.7227 | 0.00613 | 390.16 | -0.00051927 | 390.16 | 0.00098612 | 424.0573 | 8.9119e-06 | 424.0573 | 8.3454e-06 | 395.5698 | -0.00143 | 395.5698 | -0.0018437 | 645.4432 | 0.00468 | 395.5698 | -0.0023739 | 644.6425 | 1.0001e-05 | 645.4432 | 0.00175 | 424.0573 | 0.04387
| 424.8355 | 0 | 395.787 | 0.035395 | 424.8355 | 0 | 395.787 | 0.23995 | 396.4091 | 0.7453 | 395.787 | 0.27507 | 424.1711 | 0.02442 | 390.37 | 0.00045532 | 424.8355 | 0.00482 | 390.37 | -0.00013183 | 390.37 | -0.00060684 | 424.1711 | 6.5932e-06 | 424.1711 | 7.3791e-06 | 395.7871 | 0.00212 | 395.787 | 0.0016507 | 645.6041 | 0.00448 | 395.787 | 0.0061148 | 644.8037 | 0 | 645.6041 | 0.00166 | 424.1711 | 0.04755
| 424.9483 | 0.00073368 | 396.0043 | 0.033003 | 424.9483 | 0.0002601 | 396.0043 | 0.23 | 396.6264 | 0.75367 | 396.0043 | 0.28546 | 424.285 | 0.02424 | 390.59 | -0.0017707 | 424.9483 | 0.00496 | 390.59 | -0.00026098 | 390.59 | -0.00044429 | 424.285 | 6.9211e-06 | 424.285 | 8.016e-06 | 396.0043 | -0.00299 | 396.0043 | -0.004797 | 645.7651 | 0.00339 | 396.0043 | -0.0026701 | 644.9649 | 0 | 645.7651 | 0.00173 | 424.285 | 0.04693
| 425.0611 | 0 | 396.2216 | 0.033035 | 425.0611 | 0 | 396.2216 | 0.22816 | 396.8438 | 0.77311 | 396.2216 | 0.30238 | 424.3988 | 0.0253 | 390.81 | -0.00048905 | 425.0611 | 0.0047 | 390.81 | 0.0010305 | 390.81 | 0.00010836 | 424.3988 | 5.8905e-06 | 424.3988 | 7.4889e-06 | 396.2216 | 0.00286 | 396.2216 | 0.00048148 | 645.926 | 0.00385 | 396.2216 | 0.00058564 | 645.1262 | 0 | 645.926 | 0.00167 | 424.3988 | 0.04884
| 425.1739 | 0.00048213 | 396.4389 | 0.032428 | 425.1739 | 0.00116 | 396.4389 | 0.21503 | 397.0612 | 0.78603 | 396.4389 | 0.31284 | 424.5127 | 0.02516 | 391.03 | -0.00099496 | 425.1739 | 0.00604 | 391.03 | -0.0024564 | 391.03 | -0.0015171 | 424.5127 | 7.0616e-06 | 424.5127 | 5.2379e-06 | 396.4389 | -0.00498 | 396.4389 | -0.0024194 | 646.087 | 0.00542 | 396.4389 | -0.0016431 | 645.2874 | 3.0002e-05 | 646.087 | 0.00175 | 424.5127 | 0.04842
| 425.2866 | 0 | 396.6562 | 0.032514 | 425.2866 | 0 | 396.6562 | 0.21298 | 397.2786 | 0.81325 | 396.6562 | 0.33214 | 424.6265 | 0.02427 | 391.24 | 0.00045532 | 425.2866 | 0.00533 | 391.24 | -0.00022869 | 391.24 | 0.0025791 | 424.6265 | 8.0687e-06 | 424.6265 | 5.0292e-06 | 396.6562 | 0.00117 | 396.6562 | 0.0039951 | 646.2479 | 0.00487 | 396.6562 | 0.0058458 | 645.4487 | 2.6669e-05 | 646.2479 | 0.00161 | 424.6265 | 0.04841
| 425.3994 | 0.00136 | 396.8736 | 0.031565 | 425.3994 | 0.0012 | 396.8736 | 0.20477 | 397.496 | 0.83182 | 396.8736 | 0.3441 | 424.7404 | 0.02421 | 391.46 | -0.00065769 | 425.3994 | 0.00678 | 391.46 | -0.00019641 | 391.46 | -0.0014521 | 424.7404 | 8.3498e-06 | 424.7404 | 6.4128e-06 | 396.8736 | -0.00233 | 396.8736 | -0.00011035 | 646.4089 | 0.00366 | 396.8736 | -0.0044776 | 645.6099 | 1.0001e-05 | 646.4089 | 0.00179 | 424.7404 | 0.04763
| 425.5122 | 0 | 397.0909 | 0.031446 | 425.5122 | 0 | 397.0909 | 0.19883 | 397.7134 | 0.85014 | 397.0909 | 0.36332 | 424.8543 | 0.02283 | 391.68 | 0.0013997 | 425.5122 | 0.00595 | 391.68 | 0.00073989 | 391.68 | -0.00018422 | 424.8543 | 7.9633e-06 | 424.8543 | 6.5226e-06 | 397.0909 | 0.0028 | 397.0909 | 0.0014932 | 646.5699 | 0.00473 | 397.0909 | 0.0019499 | 645.7712 | 6.6672e-06 | 646.5699 | 0.00168 | 424.8543 | 0.04708
| 425.625 | 0.00125 | 397.3083 | 0.029717 | 425.625 | 0.00084967 | 397.3083 | 0.18591 | 397.9308 | 0.85507 | 397.3083 | 0.37633 | 424.9681 | 0.02322 | 391.9 | -0.00035414 | 425.625 | 0.00397 | 391.9 | -0.00084214 | 391.9 | -8.6692e-05 | 424.9681 | 8.5372e-06 | 424.9681 | 7.6976e-06 | 397.3083 | -0.00317 | 397.3083 | -0.0011907 | 646.7309 | 0.00441 | 397.3083 | -0.0033217 | 645.9324 | 1.0001e-05 | 646.7309 | 0.00184 | 424.9681 | 0.04718
| 425.7378 | 0 | 397.5257 | 0.030807 | 425.7378 | 0 | 397.5257 | 0.18872 | 398.1483 | 0.87616 | 397.5257 | 0.39713 | 425.082 | 0.02217 | 392.11 | 0.00082632 | 425.7378 | 0.00675 | 392.11 | -0.00051927 | 392.11 | 0.0020915 | 425.082 | 7.9399e-06 | 425.082 | 8.3454e-06 | 397.5257 | 0.00165 | 397.5257 | 0.007909 | 646.8918 | 0.00406 | 397.5257 | 0.0078048 | 646.0937 | 6.6672e-06 | 646.8918 | 0.00162 | 425.082 | 0.04696
| 425.8506 | 0.000554 | 397.7431 | 0.029383 | 425.8506 | 0.00172 | 397.7431 | 0.17753 | 398.3657 | 0.881 | 397.7431 | 0.40847 | 425.1959 | 0.02363 | 392.33 | -0.0016695 | 425.8506 | 0.00533 | 392.33 | 0.00012645 | 392.33 | -0.0018422 | 425.1959 | 8.5372e-06 | 425.1959 | 9.6192e-06 | 397.7431 | -0.00192 | 397.7431 | -0.0029342 | 647.0528 | 0.00299 | 397.7431 | -0.00030239 | 646.255 | 1.0001e-05 | 647.0528 | 0.00178 | 425.1959 | 0.04829
| 425.9634 | 0 | 397.9605 | 0.028938 | 425.9634 | 0 | 397.9605 | 0.17206 | 398.5832 | 0.90156 | 397.9605 | 0.42898 | 425.3098 | 0.02358 | 392.55 | 0.00048905 | 425.9634 | 0.0068 | 392.55 | -0.0017139 | 392.55 | 0.00062851 | 425.3098 | 7.249e-06 | 425.3098 | 9.0921e-06 | 397.9605 | 0.00218 | 397.9605 | 0.00071776 | 647.2138 | 0.00432 | 397.9605 | 0.0039131 | 646.4162 | 6.6672e-06 | 647.2138 | 0.00161 | 425.3098 | 0.0484
| 426.0762 | 0.00219 | 398.1779 | 0.028129 | 426.0762 | 0.00045084 | 398.1779 | 0.15631 | 398.8007 | 0.90495 | 398.1779 | 0.44 | 425.4237 | 0.02614 | 392.77 | -0.00059023 | 426.0762 | 0.00763 | 392.77 | -0.0028116 | 392.77 | -0.00093193 | 425.4237 | 7.9399e-06 | 425.4237 | 8.7737e-06 | 398.1779 | -0.00297 | 398.1779 | -0.006753 | 647.3749 | 0.00294 | 398.1779 | 0.00073396 | 646.5775 | 5.0004e-05 | 647.3749 | 0.00171 | 425.4237 | 0.05013
| 426.1889 | 0 | 398.3954 | 0.028204 | 426.1889 | 0 | 398.3954 | 0.15926 | 399.0182 | 0.92006 | 398.3954 | 0.46364 | 425.5376 | 0.02593 | 392.99 | 0.00099496 | 426.1889 | 0.00584 | 392.99 | -0.00022869 | 392.99 | -0.0012245 | 425.5376 | 7.4481e-06 | 425.5376 | 8.8725e-06 | 398.3954 | 0.00108 | 398.3954 | 0.0029758 | 647.5359 | 0.00374 | 398.3954 | -0.0031717 | 646.7388 | 6.6672e-06 | 647.5359 | 0.00158 | 425.5376 | 0.04979
| 426.3017 | 0.00012278 | 398.6128 | 0.025481 | 426.3017 | 0.00083232 | 398.6128 | 0.14534 | 399.2357 | 0.92656 | 398.6128 | 0.4764 | 425.6515 | 0.03051 | 393.2 | -0.001366 | 426.3017 | 0.00675 | 393.2 | -0.0025533 | 393.2 | -0.00054182 | 425.6515 | 8.584e-06 | 425.6515 | 7.6976e-06 | 398.6128 | -0.00194 | 398.6128 | 0.00055417 | 647.6969 | 0.00408 | 398.6128 | -0.0071489 | 646.9001 | 3.0002e-05 | 647.6969 | 0.0017 | 425.6515 | 0.05161
| 426.4145 | 0 | 398.8303 | 0.026882 | 426.4145 | 0 | 398.8303 | 0.14631 | 399.4532 | 0.93751 | 398.8303 | 0.49719 | 425.7654 | 0.03091 | 393.42 | 0.0001855 | 426.4145 | 0.00663 | 393.42 | -0.00084214 | 393.42 | -0.00073687 | 425.7654 | 7.6589e-06 | 425.7654 | 6.0944e-06 | 398.8303 | 0.00088913 | 398.8303 | 0.0026264 | 647.8579 | 0.00545 | 398.8303 | -0.00195 | 647.0614 | 6.6672e-06 | 647.8579 | 0.00162 | 425.7654 | 0.05284
| 426.5273 | 0.00109 | 399.0478 | 0.026063 | 426.5273 | 0.00135 | 399.0478 | 0.13559 | 399.6708 | 0.91888 | 399.0478 | 0.5128 | 425.8793 | 0.03492 | 393.64 | -0.00089378 | 426.5273 | 0.00667 | 393.64 | -0.00084214 | 393.64 | -0.0019072 | 425.8793 | 8.502e-06 | 425.8793 | 5.2379e-06 | 399.0478 | -0.0032 | 399.0478 | -0.00096085 | 648.0189 | 0.00431 | 399.0478 | -0.001676 | 647.2227 | 1.0001e-05 | 648.0189 | 0.00175 | 425.8793 | 0.05547
| 426.6401 | 0 | 399.2653 | 0.025872 | 426.6401 | 0 | 399.2653 | 0.13857 | 399.8884 | 0.93693 | 399.2653 | 0.53823 | 425.9932 | 0.03429 | 393.86 | 0.00069142 | 426.6401 | 0.00686 | 393.86 | 0.0016117 | 393.86 | 0.0034243 | 425.9932 | 7.2841e-06 | 425.9932 | 7.3791e-06 | 399.2653 | 0.00104 | 399.2653 | 0.001856 | 648.18 | 0.00526 | 399.2653 | 0.0013429 | 647.384 | 6.6672e-06 | 648.18 | 0.00164 | 425.9932 | 0.05715
| 426.7529 | 0 | 399.4828 | 0.024734 | 426.7529 | 0.00116 | 399.4828 | 0.12597 | 400.1059 | 0.94632 | 399.4828 | 0.55356 | 426.1071 | 0.03624 | 394.07 | 0.00035414 | 426.7529 | 0.00718 | 394.07 | -0.00087442 | 394.07 | -0.0018096 | 426.1071 | 8.666e-06 | 426.1071 | 8.016e-06 | 399.4828 | -0.00398 | 399.4828 | 0.0032917 | 648.341 | 0.00346 | 399.4828 | -0.0043218 | 647.5454 | 0 | 648.341 | 0.00169 | 426.1071 | 0.05838
| 426.8657 | 0 | 399.7003 | 0.025415 | 426.8657 | 0 | 399.7003 | 0.12597 | 400.3235 | 0.95862 | 399.7003 | 0.57868 | 426.221 | 0.03577 | 394.29 | -0.00062396 | 426.8657 | 0.00697 | 394.29 | 0.00032017 | 394.29 | 0.0019289 | 426.221 | 7.53e-06 | 426.221 | 1.0904e-05 | 399.7003 | 0.00211 | 399.7003 | -0.0014983 | 648.5021 | 0.00448 | 399.7003 | 0.0040795 | 647.7067 | 6.6672e-06 | 648.5021 | 0.00157 | 426.221 | 0.06001
| 426.9785 | 0.0017 | 399.9179 | 0.024503 | 426.9785 | 0.00206 | 399.9179 | 0.12056 | 400.5411 | 0.96185 | 399.9179 | 0.59477 | 426.3349 | 0.03707 | 394.51 | -0.0014334 | 426.9785 | 0.00607 | 394.51 | -0.0012941 | 394.51 | 7.5855e-05 | 426.3349 | 8.2327e-06 | 426.3349 | 8.9823e-06 | 399.9179 | -0.00427 | 399.9179 | -0.0025593 | 648.6631 | 0.00375 | 399.9179 | 0.0015396 | 647.868 | 1.0001e-05 | 648.6631 | 0.00168 | 426.3349 | 0.06128
| 427.0913 | 0 | 400.1354 | 0.0255 | 427.0913 | 0 | 400.1354 | 0.12137 | 400.7587 | 0.96795 | 400.1354 | 0.62069 | 426.4489 | 0.03988 | 394.73 | 0.0010961 | 427.0913 | 0.00714 | 394.73 | 0.00015874 | 394.73 | -0.0024923 | 426.4489 | 7.8462e-06 | 426.4489 | 8.6639e-06 | 400.1354 | 0.00488 | 400.1354 | 0.00076936 | 648.8242 | 0.00833 | 400.1354 | 0.0021679 | 648.0294 | 6.6672e-06 | 648.8242 | 0.0017 | 426.4489 | 0.06286
| 427.2041 | 0.00024855 | 400.353 | 0.024404 | 427.2041 | 0.00072829 | 400.353 | 0.11372 | 400.9764 | 0.98064 | 400.353 | 0.64097 | 426.5628 | 0.04337 | 394.95 | -0.00079259 | 427.2041 | 0.00655 | 394.95 | -0.0027792 | 394.95 | -0.0023299 | 426.5628 | 9.7551e-06 | 426.5628 | 4.9194e-06 | 400.353 | -0.00096759 | 400.353 | -0.0016593 | 648.9853 | 0.00403 | 400.353 | 0.0017303 | 648.1907 | 0 | 648.9853 | 0.00179 | 426.5628 | 0.06382
| 427.3169 | 0 | 400.5706 | 0.023893 | 427.3169 | 0 | 400.5706 | 0.11126 | 401.194 | 0.99053 | 400.5706 | 0.66059 | 426.6768 | 0.04617 | 395.16 | 0.00082632 | 427.3169 | 0.007 | 395.16 | 0.0023542 | 395.16 | 0.00027091 | 426.6768 | 9.2749e-06 | 426.6768 | 5.5563e-06 | 400.5706 | 0.00142 | 400.5706 | -0.0025287 | 649.1464 | 0.00534 | 400.5706 | -0.00017151 | 648.3521 | 6.6672e-06 | 649.1464 | 0.00169 | 426.6768 | 0.06508
| 427.4297 | 0.00124 | 400.7882 | 0.020944 | 427.4297 | 0.00132 | 400.7882 | 0.1044 | 401.4117 | 0.98374 | 400.7882 | 0.67502 | 426.7907 | 0.04693 | 395.38 | -0.0014672 | 427.4297 | 0.00644 | 395.38 | -0.00013183 | 395.38 | -0.00093193 | 426.7907 | 9.6263e-06 | 426.7907 | 5.5563e-06 | 400.7882 | -0.00046559 | 400.7882 | -4.9692e-05 | 649.3075 | 0.00469 | 400.7882 | -0.0041053 | 648.5134 | 0 | 649.3075 | 0.00174 | 426.7907 | 0.0662
| 427.5425 | 0 | 401.0058 | 0.022207 | 427.5425 | 0 | 401.0058 | 0.10168 | 401.6293 | 0.98648 | 401.0058 | 0.69136 | 426.9047 | 0.04721 | 395.6 | 0.0020068 | 427.5425 | 0.00766 | 395.6 | 0.00067532 | 395.6 | 0.00088859 | 426.9047 | 8.4786e-06 | 426.9047 | 7.2693e-06 | 401.0058 | 0.00104 | 401.0058 | 0.0017293 | 649.4686 | 0.00673 | 401.0058 | 0.0031735 | 648.6748 | 6.6672e-06 | 649.4686 | 0.00163 | 426.9047 | 0.06763
| 427.6553 | 0.00032042 | 401.2235 | 0.022687 | 427.6553 | 0.00194 | 401.2235 | 0.097813 | 401.847 | 0.97899 | 401.2235 | 0.71315 | 427.0186 | 0.04674 | 395.82 | -0.0019393 | 427.6553 | 0.00862 | 395.82 | -0.0006807 | 395.82 | -0.00086692 | 427.0186 | 8.5372e-06 | 427.0186 | 7.8074e-06 | 401.2235 | -0.00322 | 401.2235 | -0.0017717 | 649.6296 | 0.00397 | 401.2235 | 0.0054249 | 648.8361 | 3.0002e-05 | 649.6296 | 0.00175 | 427.0186 | 0.06934
| 427.7681 | 0 | 401.4411 | 0.021695 | 427.7681 | 0 | 401.4411 | 0.097431 | 402.0647 | 0.97817 | 401.4411 | 0.73259 | 427.1326 | 0.04631 | 396.04 | 0.0021416 | 427.7681 | 0.00624 | 396.04 | -6.7263e-05 | 396.04 | 0.00088859 | 427.1326 | 8.502e-06 | 427.1326 | 7.6976e-06 | 401.4411 | 0.00282 | 401.4411 | 0.0035061 | 649.7908 | 0.00605 | 401.4411 | 0.0059729 | 648.9975 | 0 | 649.7908 | 0.00162 | 427.1326 | 0.07013
| 427.8809 | 0 | 401.6588 | 0.020815 | 427.8809 | 0.00083232 | 401.6588 | 0.08828 | 402.2824 | 0.96986 | 401.6588 | 0.75075 | 427.2465 | 0.04579 | 396.25 | -0.0026139 | 427.8809 | 0.00777 | 396.25 | -0.0011327 | 396.25 | 0.00046596 | 427.2465 | 7.7642e-06 | 427.2465 | 8.3454e-06 | 401.6588 | -0.00148 | 401.6588 | -0.0036303 | 649.9519 | 0.00258 | 401.6588 | -0.0034608 | 649.1589 | 0 | 649.9519 | 0.00175 | 427.2465 | 0.07134
| 427.9937 | 0 | 401.8765 | 0.020302 | 427.9937 | 0 | 401.8765 | 0.088647 | 402.5002 | 0.98967 | 401.8765 | 0.77886 | 427.3605 | 0.04545 | 396.47 | 0.00072515 | 427.9937 | 0.00697 | 396.47 | 0.00012645 | 396.47 | 0.0025791 | 427.3605 | 6.8976e-06 | 427.3605 | 6.7313e-06 | 401.8765 | 0.00108 | 401.8765 | -0.00080081 | 650.113 | 0.00417 | 401.8765 | 0.0025182 | 649.3203 | 0 | 650.113 | 0.0017 | 427.3605 | 0.07181
| 428.1064 | 0.0012 | 402.0942 | 0.020386 | 428.1064 | 0.00116 | 402.0942 | 0.081873 | 402.7179 | 0.99694 | 402.0942 | 0.80312 | 427.4745 | 0.04658 | 396.69 | 0.00069142 | 428.1064 | 0.00916 | 396.69 | -0.0014556 | 396.69 | -0.00073687 | 427.4745 | 7.8462e-06 | 427.4745 | 6.2042e-06 | 402.0942 | -0.00324 | 402.0942 | -0.0036763 | 650.2741 | 0.00397 | 402.0942 | -0.0041464 | 649.4817 | 1.0001e-05 | 650.2741 | 0.00179 | 427.4745 | 0.07354
| 428.2192 | 0 | 402.3119 | 0.01994 | 428.2192 | 0 | 402.3119 | 0.085359 | 402.9357 | 1 | 402.3119 | 0.81607 | 427.5885 | 0.04667 | 396.91 | 0.0015008 | 428.2192 | 0.00729 | 396.91 | -0.00077756 | 396.91 | 0.00053099 | 427.5885 | 8.6426e-06 | 427.5885 | 4.1727e-06 | 402.3119 | 0.00075925 | 402.3119 | 0.004601 | 650.4352 | 0.00517 | 402.3119 | 0.0037509 | 649.6431 | 6.6672e-06 | 650.4352 | 0.00177 | 427.5885 | 0.07423
| 428.332 | 0 | 402.5296 | 0.02005 | 428.332 | 0.0007803 | 402.5296 | 0.078132 | 403.1534 | 0.99591 | 402.5296 | 0.83041 | 427.7025 | 0.04864 | 397.13 | -0.0014334 | 428.332 | 0.00791 | 397.13 | 0.0013211 | 397.13 | -8.6692e-05 | 427.7025 | 9.9542e-06 | 427.7025 | 5.0292e-06 | 402.5296 | -0.00205 | 402.5296 | -0.0022554 | 650.5964 | 0.0036 | 402.5296 | -0.0032179 | 649.8045 | 1.0001e-05 | 650.5964 | 0.00186 | 427.7025 | 0.07615
| 428.4448 | 0 | 402.7474 | 0.019681 | 428.4448 | 0 | 402.7474 | 0.079129 | 403.3712 | 0.98823 | 402.7474 | 0.84844 | 427.8164 | 0.04829 | 397.34 | 0.00045532 | 428.4448 | 0.00751 | 397.34 | -3.4977e-05 | 397.34 | 0.0009211 | 427.8164 | 7.9399e-06 | 427.8164 | 4.8096e-06 | 402.7474 | 0.00198 | 402.7474 | 0.003521 | 650.7575 | 0.0074 | 402.7474 | 0.0019708 | 649.9659 | 0 | 650.7575 | 0.00183 | 427.8164 | 0.07698
| 428.5577 | 0.0016 | 402.9651 | 0.020567 | 428.5577 | 0.00158 | 402.9651 | 0.074622 | 403.589 | 0.99022 | 402.9651 | 0.87215 | 427.9304 | 0.05031 | 397.56 | 0.00038786 | 428.5577 | 0.00871 | 397.56 | -0.0023596 | 397.56 | 0.0002384 | 427.9304 | 8.666e-06 | 427.9304 | 6.4128e-06 | 402.9651 | -0.00165 | 402.9651 | -0.0069042 | 650.9187 | 0.00385 | 402.9651 | 0.0026964 | 650.1273 | 3.0002e-05 | 650.9187 | 0.00176 | 427.9304 | 0.07856
| 428.6705 | 0 | 403.1829 | 0.020069 | 428.6705 | 0 | 403.1829 | 0.07668 | 403.8068 | 0.9917 | 403.1829 | 0.89404 | 428.0444 | 0.05069 | 397.78 | 0.00062396 | 428.6705 | 0.00754 | 397.78 | 0.00083675 | 397.78 | 7.5855e-05 | 428.0444 | 7.1084e-06 | 428.0444 | 8.9823e-06 | 403.1829 | 0.00245 | 403.1829 | 0.0028367 | 651.0798 | 0.00592 | 403.1829 | -0.0017428 | 650.2887 | 0 | 651.0798 | 0.00163 | 428.0444 | 0.07929
| 428.7833 | 3.2945e-05 | 403.4007 | 0.018759 | 428.7833 | 0.00125 | 403.4007 | 0.067799 | 404.0247 | 0.98201 | 403.4007 | 0.90142 | 428.1584 | 0.05342 | 398 | -0.00059023 | 428.7833 | 0.00837 | 398 | 9.4169e-05 | 398 | -0.001322 | 428.1584 | 8.584e-06 | 428.1584 | 1.198e-05 | 403.4007 | -0.00214 | 403.4007 | -0.0020541 | 651.241 | 0.00343 | 403.4007 | -0.0027287 | 650.4501 | 1.0001e-05 | 651.241 | 0.00172 | 428.1584 | 0.08081
| 428.8961 | 0 | 403.6185 | 0.019483 | 428.8961 | 0 | 403.6185 | 0.068459 | 404.2425 | 0.96493 | 403.6185 | 0.92469 | 428.2724 | 0.05443 | 398.22 | -0.0014334 | 428.8961 | 0.00729 | 398.22 | 0.0011919 | 398.22 | 0.0014088 | 428.2724 | 7.8579e-06 | 428.2724 | 1.1761e-05 | 403.6185 | 0.00188 | 403.6185 | 0.003123 | 651.4022 | 0.00636 | 403.6185 | 0.0048468 | 650.6116 | 0 | 651.4022 | 0.00173 | 428.2724 | 0.08173
| 429.0089 | 0.00076961 | 403.8363 | 0.018688 | 429.0089 | 0.00142 | 403.8363 | 0.065873 | 404.4604 | 0.94743 | 403.8363 | 0.93629 | 428.3865 | 0.05679 | 398.44 | -0.0018381 | 429.0089 | 0.00783 | 398.44 | -0.0026179 | 398.44 | -0.0039877 | 428.3865 | 1.0762e-05 | 428.3865 | 7.5878e-06 | 403.8363 | -0.00225 | 403.8363 | -0.003484 | 651.5634 | 0.00309 | 403.8363 | -0.0026086 | 650.773 | 1.0001e-05 | 651.5634 | 0.00179 | 428.3865 | 0.08318
| 429.1217 | 0 | 404.0541 | 0.019332 | 429.1217 | 0 | 404.0541 | 0.068083 | 404.6782 | 0.94008 | 404.0541 | 0.95577 | 428.5005 | 0.05751 | 398.65 | 0.00042159 | 429.1217 | 0.00814 | 398.65 | 0.0032259 | 398.65 | 0.0030992 | 428.5005 | 1.0633e-05 | 428.5005 | 5.0292e-06 | 404.0541 | 0.00314 | 404.0541 | 0.0041276 | 651.7245 | 0.00626 | 404.0541 | 0.0014848 | 650.9345 | 6.6672e-06 | 651.7245 | 0.00166 | 428.5005 | 0.08435
| 429.2345 | 0.00017668 | 404.272 | 0.018595 | 429.2345 | 0.00095371 | 404.272 | 0.061662 | 404.8961 | 0.92217 | 404.272 | 0.95998 | 428.6145 | 0.05961 | 398.87 | -0.00025296 | 429.2345 | 0.00766 | 398.87 | 0.0010305 | 398.87 | 0.0017663 | 428.6145 | 1.0715e-05 | 428.6145 | 3.8543e-06 | 404.272 | -0.00221 | 404.272 | -0.0030695 | 651.8857 | 0.00499 | 404.272 | 0.0033583 | 651.0959 | 1.0001e-05 | 651.8857 | 0.00172 | 428.6145 | 0.08612
| 429.3473 | 0 | 404.4898 | 0.017912 | 429.3473 | 0 | 404.4898 | 0.061624 | 405.114 | 0.92159 | 404.4898 | 0.96707 | 428.7285 | 0.06055 | 399.09 | 0.00062396 | 429.3473 | 0.00797 | 399.09 | -0.00055155 | 399.09 | -0.00070437 | 428.7285 | 9.1344e-06 | 428.7285 | 3.6347e-06 | 404.4898 | 0.0012 | 404.4898 | -0.0030584 | 652.0469 | 0.00454 | 404.4898 | 0.00014398 | 651.2574 | 0 | 652.0469 | 0.0017 | 428.7285 | 0.08716
| 429.4601 | 0.00129 | 404.7077 | 0.017903 | 429.4601 | 0.0014 | 404.7077 | 0.055723 | 405.3319 | 0.92024 | 404.7077 | 0.98577 | 428.8426 | 0.06279 | 399.31 | 1.6864e-05 | 429.4601 | 0.00729 | 399.31 | 0.00077218 | 399.31 | 0.00027091 | 428.8426 | 8.8534e-06 | 428.8426 | 4.3814e-06 | 404.7077 | -0.00189 | 404.7077 | -0.0014015 | 652.2081 | 0.00322 | 404.7077 | -0.0027528 | 651.4188 | 1.0001e-05 | 652.2081 | 0.00177 | 428.8426 | 0.08895
| 429.5729 | 0 | 404.9256 | 0.017985 | 429.5729 | 0 | 404.9256 | 0.057835 | 405.5498 | 0.9113 | 404.9256 | 0.98837 | 428.9566 | 0.06357 | 399.53 | -0.0013997 | 429.5729 | 0.00825 | 399.53 | 0.0015793 | 399.53 | 0.00075855 | 428.9566 | 8.9939e-06 | 428.9566 | 6.4128e-06 | 404.9256 | 0.00076648 | 404.9256 | -0.00029673 | 652.3693 | 0.00357 | 404.9256 | 0.0048914 | 651.5803 | 2.6669e-05 | 652.3693 | 0.00172 | 428.9566 | 0.08954
| 429.6857 | 0.00089539 | 405.1435 | 0.017236 | 429.6857 | 0.00055488 | 405.1435 | 0.054762 | 405.7678 | 0.89035 | 405.1435 | 0.97929 | 429.0707 | 0.06543 | 399.74 | -0.0017032 | 429.6857 | 0.00882 | 399.74 | -0.0017461 | 399.74 | 0.00036844 | 429.0707 | 8.8651e-06 | 429.0707 | 9.4106e-06 | 405.1435 | -0.00203 | 405.1435 | -0.001037 | 652.5306 | 0.0032 | 405.1435 | 0.00045576 | 651.7418 | 1.0001e-05 | 652.5306 | 0.00175 | 429.0707 | 0.0915
| 429.7985 | 0 | 405.3614 | 0.017594 | 429.7985 | 0 | 405.3614 | 0.054219 | 405.9857 | 0.87862 | 405.3614 | 0.98645 | 429.1847 | 0.06612 | 399.96 | -0.0014672 | 429.7985 | 0.00746 | 399.96 | 0.00051389 | 399.96 | -0.00031426 | 429.1847 | 8.4201e-06 | 429.1847 | 1.0377e-05 | 405.3614 | 0.00138 | 405.3614 | 0.0044395 | 652.6918 | 0.00425 | 405.3614 | 0.0028251 | 651.9032 | 6.6672e-06 | 652.6918 | 0.0016 | 429.1847 | 0.09249
| 429.9113 | 0.00048213 | 405.5794 | 0.016677 | 429.9113 | 0.00108 | 405.5794 | 0.050808 | 406.2037 | 0.87011 | 405.5794 | 0.99579 | 429.2987 | 0.06855 | 400.18 | 0.0016695 | 429.9113 | 0.00709 | 400.18 | -0.00097128 | 400.18 | -0.00041178 | 429.2987 | 9.5092e-06 | 429.2987 | 9.6192e-06 | 405.5794 | -0.00236 | 405.5794 | -0.0034092 | 652.853 | 0.00399 | 405.5794 | -0.0027697 | 652.0647 | 3.0002e-05 | 652.853 | 0.00162 | 429.2987 | 0.09538
| 430.0241 | 0 | 405.7973 | 0.017454 | 430.0241 | 0 | 405.7973 | 0.053389 | 406.4217 | 0.8745 | 405.7973 | 1 | 429.4128 | 0.06953 | 400.4 | -0.00059023 | 430.0241 | 0.00856 | 400.4 | -0.00055155 | 400.4 | 0.00027091 | 429.4128 | 9.9307e-06 | 429.4128 | 8.016e-06 | 405.7973 | 0.00027986 | 405.7973 | 0.0082648 | 653.0142 | 0.00501 | 405.7973 | -0.0011852 | 652.2262 | 0 | 653.0142 | 0.00153 | 429.4128 | 0.09645
| 430.1369 | 0.00113 | 406.0153 | 0.016373 | 430.1369 | 0.00109 | 406.0153 | 0.0478 | 406.6397 | 0.86115 | 406.0153 | 0.99074 | 429.5269 | 0.07102 | 400.62 | -1.6864e-05 | 430.1369 | 0.0076 | 400.62 | -0.0014233 | 400.62 | -0.0021673 | 429.5269 | 1.0879e-05 | 429.5269 | 6.4128e-06 | 406.0153 | -0.00171 | 406.0153 | 0.0010984 | 653.1755 | 0.00315 | 406.0153 | -0.0055424 | 652.3877 | 1.0001e-05 | 653.1755 | 0.00168 | 429.5269 | 0.09821
| 430.2497 | 0 | 406.2333 | 0.017223 | 430.2497 | 0 | 406.2333 | 0.052433 | 406.8577 | 0.84992 | 406.2333 | 0.98972 | 429.6409 | 0.07121 | 400.84 | 0.00065769 | 430.2497 | 0.00993 | 400.84 | -0.00026098 | 400.84 | 0.00020589 | 429.6409 | 8.7831e-06 | 429.6409 | 4.601e-06 | 406.2333 | 0.00175 | 406.2333 | 0.004843 | 653.3367 | 0.00411 | 406.2333 | 0.0037193 | 652.5492 | 0 | 653.3367 | 0.00166 | 429.6409 | 0.09868
| 430.3625 | 0.00131 | 406.4513 | 0.017205 | 430.3625 | 0.00179 | 406.4513 | 0.045501 | 407.0757 | 0.84159 | 406.4513 | 0.9848 | 429.755 | 0.07292 | 401.05 | -0.0022092 | 430.3625 | 0.00845 | 401.05 | -0.00035784 | 401.05 | -0.00076939 | 429.755 | 9.3569e-06 | 429.755 | 5.0292e-06 | 406.4513 | -0.00073822 | 406.4513 | 0.0048542 | 653.498 | 0.00327 | 406.4513 | -0.00017438 | 652.7107 | 3.0002e-05 | 653.498 | 0.00182 | 429.755 | 0.09982
| 430.4753 | 0 | 406.6693 | 0.016923 | 430.4753 | 0 | 406.6693 | 0.046215 | 407.2937 | 0.84685 | 406.6693 | 0.98513 | 429.8691 | 0.07389 | 401.27 | -0.00011805 | 430.4753 | 0.00658 | 401.27 | -0.00093899 | 401.27 | 0.0011487 | 429.8691 | 8.3147e-06 | 429.8691 | 8.016e-06 | 406.6693 | 0.00237 | 406.6693 | -0.00031797 | 653.6593 | 0.00499 | 406.6693 | 0.0027684 | 652.8722 | 6.6672e-06 | 653.6593 | 0.00178 | 429.8691 | 0.10079
| 430.5881 | 0.00042823 | 406.8873 | 0.016743 | 430.5881 | 0.00050287 | 406.8873 | 0.043644 | 407.5118 | 0.83241 | 406.8873 | 0.96005 | 429.9832 | 0.0759 | 401.49 | -0.00079259 | 430.5881 | 0.01095 | 401.49 | 0.00041703 | 401.49 | -0.0001192 | 429.9832 | 9.029e-06 | 429.9832 | 1.0476e-05 | 406.8873 | -0.00249 | 406.8873 | 0.00010185 | 653.8205 | 0.00397 | 406.8873 | -0.0027253 | 653.0338 | 3.0002e-05 | 653.8205 | 0.00184 | 429.9832 | 0.10216
| 430.701 | 0 | 407.1053 | 0.015622 | 430.701 | 0 | 407.1053 | 0.043893 | 407.7299 | 0.83253 | 407.1053 | 0.94541 | 430.0972 | 0.07686 | 401.71 | 0.0018044 | 430.701 | 0.00757 | 401.71 | -2.6905e-06 | 401.71 | -0.001257 | 430.0972 | 7.9867e-06 | 430.0972 | 9.3008e-06 | 407.1053 | 0.00176 | 407.1053 | -0.00064562 | 653.9818 | 0.00413 | 407.1053 | 0.0011254 | 653.1953 | 2.6669e-05 | 653.9818 | 0.00171 | 430.0972 | 0.10378
| 430.8138 | 0.00024855 | 407.3234 | 0.015404 | 430.8138 | 0.0017 | 407.3234 | 0.038948 | 407.9479 | 0.81455 | 407.3234 | 0.92189 | 430.2113 | 0.07928 | 401.93 | -0.0015008 | 430.8138 | 0.00862 | 401.93 | -0.0034573 | 401.93 | -0.00044429 | 430.2113 | 8.5137e-06 | 430.2113 | 6.314e-06 | 407.3234 | -0.00212 | 407.3234 | -0.0023949 | 654.1431 | 0.00297 | 407.3234 | 0.00011704 | 653.3568 | 1.0001e-05 | 654.1431 | 0.00181 | 430.2113 | 0.10633
| 430.9266 | 0 | 407.5415 | 0.016004 | 430.9266 | 0 | 407.5415 | 0.042516 | 408.166 | 0.80861 | 407.5415 | 0.91428 | 430.3254 | 0.0806 | 402.15 | 0.00089378 | 430.9266 | 0.00757 | 402.15 | -0.0013909 | 402.15 | 0.0002384 | 430.3254 | 9.9307e-06 | 430.3254 | 5.2379e-06 | 407.5415 | 0.00117 | 407.5415 | 0.001402 | 654.3044 | 0.00478 | 407.5415 | 0.0016986 | 653.5184 | 4.667e-05 | 654.3044 | 0.00165 | 430.3254 | 0.10838
| 431.0394 | 0.00098522 | 407.7595 | 0.015281 | 431.0394 | 0.00074563 | 407.7595 | 0.036736 | 408.3842 | 0.78865 | 407.7595 | 0.88892 | 430.4395 | 0.08307 | 402.36 | -0.00089378 | 431.0394 | 0.01067 | 402.36 | -0.0023919 | 402.36 | -0.0011595 | 430.4395 | 1.1336e-05 | 430.4395 | 5.0292e-06 | 407.7595 | -0.00207 | 407.7595 | -0.0034171 | 654.4657 | 0.0052 | 407.7595 | 0.0028245 | 653.6799 | 3.0002e-05 | 654.4657 | 0.00171 | 430.4395 | 0.11074
| 431.1522 | 0 | 407.9776 | 0.014354 | 431.1522 | 0 | 407.9776 | 0.037552 | 408.6023 | 0.77846 | 407.9776 | 0.8657 | 430.5536 | 0.08386 | 402.58 | -5.0592e-05 | 431.1522 | 0.01118 | 402.58 | -0.0020367 | 402.58 | 0.00030341 | 430.5536 | 1.0903e-05 | 430.5536 | 6.4128e-06 | 407.9776 | 0.00178 | 407.9776 | -0.0013345 | 654.627 | 0.00519 | 407.9776 | 0.00015279 | 653.8415 | 6.6672e-06 | 654.627 | 0.00157 | 430.5536 | 0.11161
| 431.265 | 0.00102 | 408.1958 | 0.014879 | 431.265 | 0.00065893 | 408.1958 | 0.035024 | 408.8204 | 0.76684 | 408.1958 | 0.84494 | 430.6677 | 0.08574 | 402.8 | -0.0030186 | 431.265 | 0.00757 | 402.8 | -0.00026098 | 402.8 | -0.00028175 | 430.6677 | 6.6517e-06 | 430.6677 | 4.1727e-06 | 408.1958 | -0.00198 | 408.1958 | -0.0022055 | 654.7883 | 0.00387 | 408.1958 | -0.0015596 | 654.003 | 3.0002e-05 | 654.7883 | 0.00165 | 430.6677 | 0.11368
| 431.3778 | 0 | 408.4139 | 0.015291 | 431.3778 | 0 | 408.4139 | 0.032887 | 409.0386 | 0.75373 | 408.4139 | 0.81511 | 430.7819 | 0.08762 | 403.02 | 0.0017032 | 431.3778 | 0.00811 | 403.02 | 0.00086903 | 403.02 | 0.0013112 | 430.7819 | 1.6301e-05 | 430.7819 | 1.8075e-05 | 408.4139 | -0.00235 | 408.4139 | -0.0011294 | 654.9496 | 0.0042 | 408.4139 | -0.0028788 | 654.1646 | 0 | 654.9496 | 0.00169 | 430.7819 | 0.11548
| 431.4907 | 0.00094928 | 408.632 | 0.015512 | 431.4907 | 0.00123 | 408.632 | 0.034484 | 409.2567 | 0.75243 | 408.632 | 0.79707 | 430.896 | 0.09013 | 403.24 | -0.00089378 | 431.4907 | 0.00868 | 403.24 | 0.00099818 | 403.24 | 0.0010186 | 430.896 | 1.3713e-05 | 430.896 | 1.4967e-05 | 408.632 | 0.00101 | 408.632 | 0.00089551 | 655.1109 | 0.00366 | 408.632 | -0.0014454 | 654.3261 | 6.9993e-05 | 655.1109 | 0.00167 | 430.896 | 0.11796
| 431.6035 | 0 | 408.8502 | 0.014626 | 431.6035 | 0 | 408.8502 | 0.03081 | 409.4749 | 0.72664 | 408.8502 | 0.76518 | 431.0101 | 0.09257 | 403.46 | -0.00038786 | 431.6035 | 0.00868 | 403.46 | -0.00061613 | 403.46 | -0.00047681 | 431.0101 | 2.8036e-05 | 431.0101 | 2.6727e-05 | 408.8502 | -0.00112 | 408.8502 | -0.0020681 | 655.2722 | 0.00417 | 408.8502 | -0.0015489 | 654.4877 | 0 | 655.2722 | 0.00184 | 431.0101 | 0.12022
| 431.7163 | 0.00094928 | 409.0684 | 0.014736 | 431.7163 | 0.00118 | 409.0684 | 0.033365 | 409.6931 | 0.71222 | 409.0684 | 0.7431 | 431.1242 | 0.09395 | 403.68 | 0.0039967 | 431.7163 | 0.00987 | 403.68 | 0.00032017 | 403.68 | 1.0836e-05 | 431.1242 | 1.4615e-05 | 431.1242 | 1.198e-05 | 409.0684 | 0.00068992 | 409.0684 | 0.0020843 | 655.4336 | 0.00475 | 409.0684 | 0.004206 | 654.6493 | 6.9993e-05 | 655.4336 | 0.00166 | 431.1242 | 0.12197
| 431.8291 | 0 | 409.2866 | 0.01461 | 431.8291 | 0 | 409.2866 | 0.028168 | 409.9113 | 0.69409 | 409.2866 | 0.72154 | 431.2384 | 0.09639 | 403.89 | -0.0027488 | 431.8291 | 0.00873 | 403.89 | -0.00051927 | 403.89 | 0.00020589 | 431.2384 | 2.9558e-05 | 431.2384 | 2.5025e-05 | 409.2865 | -0.00334 | 409.2866 | -0.002666 | 655.5949 | 0.00327 | 409.2866 | -0.0034286 | 654.8109 | 0 | 655.5949 | 0.00182 | 431.2384 | 0.12394
| 431.9419 | 0.00115 | 409.5048 | 0.014758 | 431.9419 | 0.00151 | 409.5048 | 0.030891 | 410.1295 | 0.68584 | 409.5048 | 0.69832 | 431.3525 | 0.09773 | 404.11 | 0.0025127 | 431.9419 | 0.0105 | 404.11 | -0.0018752 | 404.11 | -0.00047681 | 431.3525 | 1.5247e-05 | 431.3525 | 1.3254e-05 | 409.5048 | 0.00121 | 409.5048 | -0.00045903 | 655.7563 | 0.00457 | 409.5048 | 0.0033205 | 654.9725 | 6.9993e-05 | 655.7563 | 0.00172 | 431.3525 | 0.12494
| 432.0547 | 0 | 409.723 | 0.014275 | 432.0547 | 0 | 409.723 | 0.025883 | 410.3478 | 0.66307 | 409.723 | 0.66807 | 431.4666 | 0.1002 | 404.33 | 0.00062396 | 432.0547 | 0.00891 | 404.33 | -0.0012296 | 404.33 | -0.0021673 | 431.4666 | 2.9336e-05 | 431.4666 | 2.6091e-05 | 409.723 | -0.0023 | 409.723 | 0.00014152 | 655.9176 | 0.00429 | 409.723 | 0.0018097 | 655.1341 | 0 | 655.9176 | 0.0019 | 431.4666 | 0.12719
| 432.1676 | 0.00066181 | 409.9412 | 0.013983 | 432.1676 | 0.00067626 | 409.9412 | 0.029511 | 410.566 | 0.6479 | 409.9412 | 0.65188 | 431.5808 | 0.10144 | 404.55 | -0.0011299 | 432.1676 | 0.01044 | 404.55 | 0.00019102 | 404.55 | -0.00050931 | 431.5808 | 1.4392e-05 | 431.5808 | 1.3045e-05 | 409.9412 | 0.00088446 | 409.9412 | 0.0017422 | 656.079 | 0.00482 | 409.9412 | 0.002599 | 655.2957 | 6.9993e-05 | 656.079 | 0.00176 | 431.5808 | 0.12878
| 432.2804 | 0 | 410.1595 | 0.013924 | 432.2804 | 0 | 410.1595 | 0.025081 | 410.7843 | 0.63652 | 410.1595 | 0.63453 | 431.6949 | 0.10417 | 404.77 | -0.00099496 | 432.2804 | 0.01084 | 404.77 | -0.00055155 | 404.77 | -0.00037928 | 431.6949 | 2.9066e-05 | 431.6949 | 2.2236e-05 | 410.1595 | -0.00205 | 410.1595 | 0.0010817 | 656.2403 | 0.00265 | 410.1595 | -0.0050324 | 655.4573 | 0 | 656.2403 | 0.00179 | 431.6949 | 0.13118
| 432.3932 | 0.00041025 | 410.3777 | 0.014638 | 432.3932 | 0.00098839 | 410.3777 | 0.028229 | 411.0026 | 0.62866 | 410.3777 | 0.62094 | 431.8091 | 0.10527 | 404.99 | 0.00035414 | 432.3932 | 0.00959 | 404.99 | 0.0015793 | 404.99 | -0.0013871 | 431.8091 | 1.4697e-05 | 431.8091 | 9.191e-06 | 410.3777 | 0.002 | 410.3777 | 0.0022464 | 656.4017 | 0.00382 | 410.3777 | 0.0016363 | 655.6189 | 5.0004e-05 | 656.4017 | 0.00171 | 431.8091 | 0.13251
| 432.506 | 0 | 410.596 | 0.013761 | 432.506 | 0 | 410.596 | 0.024008 | 411.2208 | 0.61781 | 410.596 | 0.60331 | 431.9232 | 0.10754 | 405.21 | -0.0026139 | 432.506 | 0.0103 | 405.21 | -0.0013264 | 405.21 | 0.00079106 | 431.9232 | 3.0753e-05 | 431.9232 | 2.2884e-05 | 410.596 | -0.00102 | 410.596 | -0.0031763 | 656.5631 | 0.007 | 410.596 | 0.00085112 | 655.7805 | 0 | 656.5631 | 0.00187 | 431.9232 | 0.13503
| 432.6189 | 0.00102 | 410.8143 | 0.013571 | 432.6189 | 0.00224 | 410.8143 | 0.026098 | 411.4391 | 0.60428 | 410.8143 | 0.58536 | 432.0374 | 0.10824 | 405.42 | -0.0010624 | 432.6189 | 0.01018 | 405.42 | -0.0012619 | 405.42 | 0.00043346 | 432.0374 | 1.6336e-05 | 432.0374 | 1.3682e-05 | 410.8143 | 0.0004775 | 410.8143 | 0.002503 | 656.7245 | 0.0042 | 410.8143 | 0.0029283 | 655.9421 | 5.0004e-05 | 656.7245 | 0.00176 | 432.0374 | 0.13684
| 432.7317 | 0 | 411.0326 | 0.013902 | 432.7317 | 0 | 411.0326 | 0.021045 | 411.6575 | 0.58866 | 411.0326 | 0.55807 | 432.1516 | 0.11081 | 405.64 | -1.6864e-05 | 432.7317 | 0.01191 | 405.64 | 0.0026448 | 405.64 | -0.0019722 | 432.1516 | 3.1162e-05 | 432.1516 | 2.2884e-05 | 411.0326 | -0.00255 | 411.0326 | 0.00036259 | 656.8859 | 0.00362 | 411.0326 | -0.0051149 | 656.1037 | 0 | 656.8859 | 0.00184 | 432.1516 | 0.13901
| 432.8445 | 0.000554 | 411.2509 | 0.014567 | 432.8445 | 0.00137 | 411.2509 | 0.025042 | 411.8758 | 0.583 | 411.2509 | 0.54847 | 432.2657 | 0.11224 | 405.86 | 0.00086005 | 432.8445 | 0.00919 | 405.86 | 0.00044931 | 405.86 | 0.0018964 | 432.2657 | 1.5107e-05 | 432.2657 | 9.191e-06 | 411.2509 | 0.00144 | 411.2509 | 0.0021245 | 657.0472 | 0.00491 | 411.2509 | 0.002846 | 656.2654 | 5.0004e-05 | 657.0472 | 0.00162 | 432.2657 | 0.14044
| 432.9573 | 0 | 411.4693 | 0.013189 | 432.9573 | 0 | 411.4693 | 0.02168 | 412.0942 | 0.56799 | 411.4693 | 0.5312 | 432.3799 | 0.11541 | 406.08 | -0.0010961 | 432.9573 | 0.01129 | 406.08 | -0.00077756 | 406.08 | -0.00096444 | 432.3799 | 2.8457e-05 | 432.3799 | 1.9678e-05 | 411.4692 | -0.00162 | 411.4693 | 0.0016353 | 657.2087 | 0.00295 | 411.4693 | -0.00055707 | 656.427 | 0 | 657.2087 | 0.00174 | 432.3799 | 0.14245
| 433.0701 | 0.00041025 | 411.6876 | 0.013261 | 433.0701 | 0.00225 | 411.6876 | 0.024246 | 412.3125 | 0.55647 | 411.6876 | 0.51305 | 432.4941 | 0.1172 | 406.3 | 0.00038786 | 433.0701 | 0.01135 | 406.3 | -0.0010681 | 406.3 | -0.00018422 | 432.4941 | 1.3667e-05 | 432.4941 | 1.0476e-05 | 411.6876 | -0.00010185 | 411.6876 | -0.00038807 | 657.3701 | 0.00529 | 411.6876 | 0.0060617 | 656.5887 | 5.0004e-05 | 657.3701 | 0.00157 | 432.4941 | 0.14494
| 433.183 | 0 | 411.906 | 0.013268 | 433.183 | 0 | 411.906 | 0.019397 | 412.5309 | 0.53684 | 411.906 | 0.48787 | 432.6083 | 0.12041 | 406.52 | -0.00082632 | 433.183 | 0.00942 | 406.52 | -0.0019399 | 406.52 | -0.00024923 | 432.6083 | 2.8001e-05 | 432.6083 | 2.4806e-05 | 411.906 | -0.00219 | 411.906 | -0.0019893 | 657.5315 | 0.00362 | 411.906 | -0.0016531 | 656.7503 | 0 | 657.5315 | 0.00173 | 432.6083 | 0.14785
| 433.2958 | 0.00233 | 412.1244 | 0.013055 | 433.2958 | 0.00158 | 412.1244 | 0.022747 | 412.7493 | 0.53237 | 412.1244 | 0.47786 | 432.7225 | 0.12188 | 406.74 | 0.0010287 | 433.2958 | 0.01149 | 406.74 | -0.0017784 | 406.74 | -0.00037928 | 432.7225 | 1.4369e-05 | 432.7225 | 1.433e-05 | 412.1243 | 0.00215 | 412.1244 | 0.0011145 | 657.6929 | 0.00441 | 412.1244 | 0.0018097 | 656.912 | 6.9993e-05 | 657.6929 | 0.00162 | 432.7225 | 0.1503
| 433.4086 | 0 | 412.3427 | 0.013524 | 433.4086 | 0 | 412.3427 | 0.01755 | 412.9677 | 0.52296 | 412.3427 | 0.46031 | 432.8367 | 0.12461 | 406.95 | -8.4319e-05 | 433.4086 | 0.00868 | 406.95 | 0.00012645 | 406.95 | 0.0017338 | 432.8367 | 2.704e-05 | 432.8367 | 2.866e-05 | 412.3428 | -0.00085517 | 412.3427 | 0.00036751 | 657.8543 | 0.00454 | 412.3427 | 0.00029551 | 657.0737 | 0 | 657.8543 | 0.00175 | 432.8367 | 0.15274
| 433.5215 | 0.00098522 | 412.5612 | 0.013074 | 433.5215 | 0.00191 | 412.5612 | 0.020439 | 413.1861 | 0.50738 | 412.5612 | 0.44219 | 432.9509 | 0.12613 | 407.17 | -0.002108 | 433.5215 | 0.01163 | 407.17 | 0.0020314 | 407.17 | 0.00010836 | 432.9509 | 1.2706e-05 | 432.9509 | 1.4539e-05 | 412.5612 | 0.0009932 | 412.5612 | 0.0020024 | 658.0158 | 0.00411 | 412.5612 | -0.0074983 | 657.2353 | 3.0002e-05 | 658.0158 | 0.00161 | 432.9509 | 0.15435
| 433.6343 | 0 | 412.7796 | 0.012398 | 433.6343 | 0 | 412.7796 | 0.016455 | 413.4045 | 0.48921 | 412.7796 | 0.42206 | 433.0651 | 0.12903 | 407.39 | -0.001366 | 433.6343 | 0.00987 | 407.39 | 0.0012242 | 407.39 | -0.00037928 | 433.0651 | 2.827e-05 | 433.0651 | 2.8232e-05 | 412.7796 | -0.00145 | 412.7796 | -0.0010185 | 658.1772 | 0.00373 | 412.7796 | -0.0020265 | 657.397 | 0 | 658.1772 | 0.00175 | 433.0651 | 0.1565
| 433.7471 | 0 | 412.998 | 0.012736 | 433.7471 | 0.00255 | 412.998 | 0.020318 | 413.623 | 0.48589 | 412.998 | 0.414 | 433.1793 | 0.13029 | 407.61 | 0.0017707 | 433.7471 | 0.01033 | 407.61 | 0.001095 | 407.61 | -0.00037928 | 433.1793 | 1.5564e-05 | 433.1793 | 1.3902e-05 | 412.998 | 0.0011 | 412.998 | 0.00053802 | 658.3387 | 0.00411 | 412.998 | 0.00040673 | 657.5587 | 6.9993e-05 | 658.3387 | 0.00167 | 433.1793 | 0.15851
| 433.8599 | 0 | 413.2165 | 0.01262 | 433.8599 | 0 | 413.2165 | 0.016746 | 413.8414 | 0.47202 | 413.2165 | 0.3983 | 433.2935 | 0.13295 | 407.83 | -0.0035582 | 433.8599 | 0.01001 | 407.83 | -0.0017461 | 407.83 | -0.0019397 | 433.2935 | 2.9195e-05 | 433.2935 | 2.1918e-05 | 413.2165 | -0.00111 | 413.2165 | -0.0026305 | 658.5001 | 0.00278 | 413.2165 | -0.0038976 | 657.7204 | 0 | 658.5001 | 0.00187 | 433.2935 | 0.16137
| 433.9728 | 0.00042823 | 413.435 | 0.013013 | 433.9728 | 0.00062425 | 413.435 | 0.019219 | 414.0599 | 0.46548 | 413.435 | 0.38987 | 433.4077 | 0.13456 | 408.05 | -0.00028669 | 433.9728 | 0.01169 | 408.05 | 0.0020636 | 408.05 | 0.00046596 | 433.4077 | 1.3631e-05 | 433.4077 | 8.2356e-06 | 413.435 | 0.00145 | 413.435 | 0.0026052 | 658.6616 | 0.00471 | 413.435 | 0.0026476 | 657.8821 | 6.9993e-05 | 658.6616 | 0.00175 | 433.4077 | 0.16373
| 434.0856 | 0 | 413.6534 | 0.011502 | 434.0856 | 0 | 413.6534 | 0.014622 | 414.2784 | 0.44641 | 413.6534 | 0.37415 | 433.522 | 0.13761 | 408.27 | -0.00011805 | 434.0856 | 0.0122 | 408.27 | -0.0013909 | 408.27 | -8.6692e-05 | 433.522 | 2.8328e-05 | 433.522 | 2.0633e-05 | 413.6534 | -0.00139 | 413.6534 | -0.00078414 | 658.823 | 0.00424 | 413.6534 | -0.00121 | 658.0438 | 0 | 658.823 | 0.00193 | 433.522 | 0.16646
| 434.1984 | 0 | 413.8719 | 0.012204 | 434.1984 | 0.00201 | 413.8719 | 0.018478 | 414.4969 | 0.43923 | 413.8719 | 0.36487 | 433.6362 | 0.13939 | 408.49 | 0.002108 | 434.1984 | 0.01109 | 408.49 | -0.0014556 | 408.49 | 0.0010186 | 433.6362 | 1.4744e-05 | 433.6362 | 1.2408e-05 | 413.8719 | 0.00096406 | 413.8719 | -0.00060349 | 658.9845 | 0.00462 | 413.8719 | -2.2017e-05 | 658.2055 | 5.0004e-05 | 658.9845 | 0.00175 | 433.6362 | 0.16856
| 434.3113 | 0 | 414.0904 | 0.012468 | 434.3113 | 0 | 414.0904 | 0.015606 | 414.7154 | 0.4289 | 414.0904 | 0.35569 | 433.7504 | 0.14262 | 408.71 | -0.0023778 | 434.3113 | 0.0118 | 408.71 | -0.00029326 | 408.71 | -0.0020372 | 433.7504 | 2.923e-05 | 433.7504 | 2.7913e-05 | 414.0904 | -0.0018 | 414.0904 | 0.0011987 | 659.146 | 0.00432 | 414.0904 | -0.00097699 | 658.3672 | 0 | 659.146 | 0.00188 | 433.7504 | 0.17135
| 434.4241 | 0.0006079 | 414.309 | 0.012689 | 434.4241 | 0.00172 | 414.309 | 0.017063 | 414.9339 | 0.4224 | 414.309 | 0.35078 | 433.8647 | 0.14502 | 408.92 | 0.00099496 | 434.4241 | 0.01217 | 408.92 | -0.0012941 | 408.92 | -0.001062 | 433.8647 | 1.4533e-05 | 433.8647 | 1.5505e-05 | 414.309 | 0.00096806 | 414.309 | -0.00064015 | 659.3075 | 0.0042 | 414.309 | 0.0036418 | 658.5289 | 6.9993e-05 | 659.3075 | 0.00174 | 433.8647 | 0.17309
| 434.5369 | 0.00019796 | 414.5275 | 0.012278 | 434.5369 | 0 | 414.5275 | 0.012845 | 415.1525 | 0.40575 | 414.5275 | 0.33623 | 433.9789 | 0.14848 | 409.14 | -0.001737 | 434.5369 | 0.01106 | 409.14 | -0.0026179 | 409.14 | -2.1673e-05 | 433.9789 | 2.8949e-05 | 433.9789 | 2.9835e-05 | 414.5275 | -0.00107 | 414.5275 | -0.0015574 | 659.469 | 0.00274 | 414.5275 | -0.0024166 | 658.6906 | 0 | 659.469 | 0.00185 | 433.9789 | 0.17637
| 434.6498 | 0 | 414.7461 | 0.012081 | 434.6498 | 0.00123 | 414.7461 | 0.0148 | 415.371 | 0.40293 | 414.7461 | 0.33129 | 434.0932 | 0.15028 | 409.36 | 0.001602 | 434.6498 | 0.01118 | 409.36 | 0.0011273 | 409.36 | -0.00076939 | 434.0932 | 1.4451e-05 | 434.0932 | 1.433e-05 | 414.7461 | 0.00117 | 414.7461 | 0.0027249 | 659.6305 | 0.00373 | 414.7461 | 0.0017519 | 658.8524 | 5.0004e-05 | 659.6305 | 0.00168 | 434.0932 | 0.17819
| 434.7626 | 0 | 414.9647 | 0.011536 | 434.7626 | 0 | 414.9647 | 0.012064 | 415.5896 | 0.39093 | 414.9647 | 0.32439 | 434.2074 | 0.15321 | 409.58 | -0.0025801 | 434.7626 | 0.01038 | 409.58 | -0.001617 | 409.58 | 0.0012137 | 434.2074 | 2.9031e-05 | 434.2074 | 2.5454e-05 | 414.9647 | -0.00117 | 414.9647 | -0.0014097 | 659.792 | 0.00322 | 414.9647 | -0.0034225 | 659.0141 | 0 | 659.792 | 0.00178 | 434.2074 | 0.18168
| 434.8754 | 0.00152 | 415.1832 | 0.012427 | 434.8754 | 0.00109 | 415.1832 | 0.014922 | 415.8082 | 0.38785 | 415.1832 | 0.32394 | 434.3217 | 0.15475 | 409.8 | 0.001231 | 434.8754 | 0.01118 | 409.8 | 0.00051389 | 409.8 | 0.0016688 | 434.3217 | 1.458e-05 | 434.3217 | 1.1124e-05 | 415.1832 | 0.00096013 | 415.1832 | 0.0029142 | 659.9535 | 0.00459 | 415.1832 | 0.0015671 | 659.1758 | 6.9993e-05 | 659.9535 | 0.00162 | 434.3217 | 0.18362
| 434.9883 | 0 | 415.4018 | 0.011864 | 434.9883 | 0 | 415.4018 | 0.012864 | 416.0268 | 0.37032 | 415.4018 | 0.31024 | 434.4359 | 0.15827 | 410.02 | 0.00048905 | 434.9883 | 0.01155 | 410.02 | -0.00039012 | 410.02 | 0.00049847 | 434.4359 | 2.8328e-05 | 434.4359 | 2.4169e-05 | 415.4018 | -0.00166 | 415.4018 | -0.004172 | 660.115 | 0.00411 | 415.4018 | -0.0032007 | 659.3376 | 0 | 660.115 | 0.00179 | 434.4359 | 0.18681
| 435.1011 | 0.00026652 | 415.6205 | 0.012136 | 435.1011 | 0.00081498 | 415.6205 | 0.014932 | 416.2454 | 0.36357 | 415.6205 | 0.30692 | 434.5502 | 0.16054 | 410.24 | -0.00062396 | 435.1011 | 0.01106 | 410.24 | 0.0011919 | 410.24 | 0.0011162 | 434.5502 | 1.3901e-05 | 434.5502 | 1.3045e-05 | 415.6205 | 0.00097831 | 415.6205 | 0.0012239 | 660.2766 | 0.00427 | 415.6205 | 0.00043896 | 659.4993 | 6.9993e-05 | 660.2766 | 0.00161 | 434.5502 | 0.18933
| 435.214 | 0 | 415.8391 | 0.011639 | 435.214 | 0 | 415.8391 | 0.010564 | 416.464 | 0.35543 | 415.8391 | 0.3015 | 434.6645 | 0.16474 | 410.46 | -0.0016695 | 435.214 | 0.01081 | 410.46 | -0.00026098 | 410.46 | -0.00037928 | 434.6645 | 2.8083e-05 | 434.6645 | 2.6091e-05 | 415.8391 | -0.00115 | 415.8391 | -0.00058151 | 660.4381 | 0.00397 | 415.8391 | -0.00080203 | 659.6611 | 0 | 660.4381 | 0.00185 | 434.6645 | 0.19218
| 435.3268 | 0.0004462 | 416.0577 | 0.012654 | 435.3268 | 0.0012 | 416.0577 | 0.014449 | 416.6827 | 0.35051 | 416.0577 | 0.29891 | 434.7788 | 0.16766 | 410.68 | 0.0016695 | 435.3268 | 0.01209 | 410.68 | 0.0020636 | 410.68 | -0.00021673 | 434.7788 | 1.4334e-05 | 434.7788 | 1.3045e-05 | 416.0577 | 0.00197 | 416.0577 | -0.0014196 | 660.5996 | 0.00691 | 416.0577 | 0.0010613 | 659.8229 | 6.9993e-05 | 660.5996 | 0.00172 | 434.7788 | 0.19466
| 435.4396 | 0 | 416.2764 | 0.01139 | 435.4396 | 0 | 416.2764 | 0.012456 | 416.9013 | 0.33834 | 416.2764 | 0.28745 | 434.893 | 0.17175 | 410.89 | -0.00096123 | 435.4396 | 0.01427 | 410.89 | -0.0014556 | 410.89 | -8.6692e-05 | 434.893 | 3.0237e-05 | 434.893 | 2.6727e-05 | 416.2764 | -0.00202 | 416.2764 | -0.00049773 | 660.7612 | 0.00387 | 416.2764 | -0.00054993 | 659.9846 | 0 | 660.7612 | 0.00185 | 434.893 | 0.19738
| 435.5525 | 0.0005001 | 416.4951 | 0.012174 | 435.5525 | 0.00158 | 416.4951 | 0.014278 | 417.12 | 0.33636 | 416.4951 | 0.28705 | 435.0073 | 0.17391 | 411.11 | -0.001231 | 435.5525 | 0.01359 | 411.11 | -0.00013183 | 411.11 | 0.00010836 | 435.0073 | 1.6055e-05 | 435.0073 | 1.3682e-05 | 416.4951 | 0.00089984 | 416.4951 | 0.0018781 | 660.9227 | 0.00394 | 416.4951 | -0.0023119 | 660.1464 | 6.9993e-05 | 660.9227 | 0.00169 | 435.0073 | 0.2
| 435.6653 | 0 | 416.7138 | 0.011741 | 435.6653 | 0 | 416.7138 | 0.011012 | 417.3387 | 0.32313 | 416.7138 | 0.27756 | 435.1216 | 0.17695 | 411.33 | -0.0018719 | 435.6653 | 0.01092 | 411.33 | -0.001617 | 411.33 | -0.00096444 | 435.1216 | 3.149e-05 | 435.1216 | 2.5454e-05 | 416.7138 | -0.00161 | 416.7138 | 0.0027079 | 661.0843 | 0.00476 | 416.7138 | -0.0037184 | 660.3082 | 0 | 661.0843 | 0.00182 | 435.1216 | 0.20351
| 435.7782 | 0.00046416 | 416.9325 | 0.012292 | 435.7782 | 0.00158 | 416.9325 | 0.014554 | 417.5574 | 0.32428 | 416.9325 | 0.2757 | 435.2359 | 0.17864 | 411.55 | -0.00059023 | 435.7782 | 0.01177 | 411.55 | 0.00073989 | 411.55 | 0.00062851 | 435.2359 | 1.554e-05 | 435.2359 | 1.1761e-05 | 416.9325 | 0.00206 | 416.9325 | -0.0011021 | 661.2458 | 0.00387 | 416.9325 | 0.0037832 | 660.47 | 5.0004e-05 | 661.2458 | 0.00175 | 435.2359 | 0.20633
| 435.891 | 0 | 417.1512 | 0.010677 | 435.891 | 0 | 417.1512 | 0.0097345 | 417.7761 | 0.31164 | 417.1512 | 0.26356 | 435.3502 | 0.18246 | 411.77 | -0.00069142 | 435.891 | 0.0122 | 411.77 | -0.00026098 | 411.77 | 0.00088859 | 435.3502 | 3.0483e-05 | 435.3502 | 2.4169e-05 | 417.1512 | -0.00202 | 417.1512 | 0.00025688 | 661.4074 | 0.00432 | 417.1512 | -0.00011905 | 660.6318 | 0 | 661.4074 | 0.00189 | 435.3502 | 0.21023
| 436.0038 | 0.00058994 | 417.3699 | 0.011918 | 436.0038 | 0.00224 | 417.3699 | 0.011078 | 417.9948 | 0.30861 | 417.3699 | 0.25834 | 435.4645 | 0.18515 | 411.99 | 0.0012648 | 436.0038 | 0.01285 | 411.99 | 0.00028789 | 411.99 | 0.00072604 | 435.4645 | 1.513e-05 | 435.4645 | 1.2408e-05 | 417.3699 | 0.00122 | 417.3699 | 0.00038175 | 661.569 | 0.0044 | 417.3699 | 0.0016108 | 660.7935 | 6.9993e-05 | 661.569 | 0.00175 | 435.4645 | 0.21379
| 436.1167 | 0 | 417.5887 | 0.011532 | 436.1167 | 0 | 417.5887 | 0.010401 | 418.2135 | 0.29686 | 417.5887 | 0.24949 | 435.5788 | 0.1897 | 412.21 | -0.0012985 | 436.1167 | 0.01132 | 412.21 | -0.0016493 | 412.21 | -0.0015171 | 435.5788 | 2.8867e-05 | 435.5788 | 2.4169e-05 | 417.5887 | -0.00179 | 417.5887 | -0.0015205 | 661.7306 | 0.00436 | 417.5887 | 0.00036006 | 660.9554 | 0 | 661.7306 | 0.00182 | 435.5788 | 0.21806
| 436.2295 | 0.0014 | 417.8074 | 0.013271 | 436.2295 | 0.00090168 | 417.8074 | 0.011896 | 418.4323 | 0.29661 | 417.8074 | 0.24851 | 435.6931 | 0.19245 | 412.43 | -0.00062396 | 436.2295 | 0.01231 | 412.43 | -0.0010036 | 412.43 | 0.0010186 | 435.6931 | 1.3912e-05 | 435.6931 | 1.1761e-05 | 417.8074 | 0.0029 | 417.8074 | 0.001599 | 661.8922 | 0.00443 | 417.8074 | 0.0020675 | 661.1172 | 3.0002e-05 | 661.8922 | 0.00167 | 435.6931 | 0.22133
| 436.3424 | 0 | 418.0262 | 0.011412 | 436.3424 | 0 | 418.0262 | 0.009799 | 418.6511 | 0.28155 | 418.0262 | 0.23626 | 435.8075 | 0.19692 | 412.65 | -0.0028838 | 436.3424 | 0.01208 | 412.65 | -0.0019076 | 412.65 | -0.0021348 | 435.8075 | 2.7427e-05 | 435.8075 | 2.8012e-05 | 418.0262 | -0.00169 | 418.0262 | -0.0030659 | 662.0537 | 0.00496 | 418.0262 | 0.0011092 | 661.279 | 0 | 662.0537 | 0.00179 | 435.8075 | 0.22474
| 436.4552 | 0.00057197 | 418.245 | 0.011611 | 436.4552 | 0.00101 | 418.245 | 0.011267 | 418.8698 | 0.27846 | 418.245 | 0.23462 | 435.9218 | 0.19967 | 412.87 | -0.0019393 | 436.4552 | 0.01322 | 412.87 | 0.00080447 | 412.87 | 0.00049847 | 435.9218 | 1.3608e-05 | 435.9218 | 1.6252e-05 | 418.245 | 0.00073416 | 418.245 | 0.0014086 | 662.2153 | 0.00433 | 418.245 | -0.00035402 | 661.4408 | 6.9993e-05 | 662.2153 | 0.00168 | 435.9218 | 0.22774
| 436.5681 | 0 | 418.4638 | 0.010949 | 436.5681 | 0 | 418.4638 | 0.0077727 | 419.0886 | 0.2695 | 418.4638 | 0.22353 | 436.0361 | 0.20378 | 413.08 | -0.0018044 | 436.5681 | 0.01294 | 413.08 | -0.0041676 | 413.08 | -0.0015822 | 436.0361 | 2.7813e-05 | 436.0361 | 2.8012e-05 | 418.4638 | -0.00257 | 418.4638 | -0.0025972 | 662.3769 | 0.00381 | 418.4638 | -0.0068244 | 661.6026 | 0 | 662.3769 | 0.00181 | 436.0361 | 0.23103
| 436.6809 | 0.00073368 | 418.6826 | 0.011391 | 436.6809 | 0.00045084 | 418.6826 | 0.011915 | 419.3074 | 0.26506 | 418.6826 | 0.22079 | 436.1504 | 0.20639 | 413.3 | 0.0005565 | 436.6809 | 0.01444 | 413.3 | 0.00015874 | 413.3 | 0.00014088 | 436.1504 | 1.4533e-05 | 436.1504 | 1.1761e-05 | 418.6826 | 0.0014 | 418.6826 | 0.0023923 | 662.5386 | 0.00322 | 418.6826 | 0.0033235 | 661.7645 | 5.0004e-05 | 662.5386 | 0.00174 | 436.1504 | 0.23406
| 436.7938 | 0 | 418.9015 | 0.010856 | 436.7938 | 0 | 418.9015 | 0.0074642 | 419.5263 | 0.25565 | 418.9015 | 0.20957 | 436.2648 | 0.21093 | 413.52 | -0.00045532 | 436.7938 | 0.01089 | 413.52 | -0.00097128 | 413.52 | -0.00044429 | 436.2648 | 2.9008e-05 | 436.2648 | 2.0962e-05 | 418.9015 | -0.00183 | 418.9015 | -0.0009728 | 662.7002 | 0.00494 | 418.9015 | -0.0029327 | 661.9263 | 0 | 662.7002 | 0.00183 | 436.2648 | 0.23837
| 436.9066 | 0.00067977 | 419.1203 | 0.011341 | 436.9066 | 0.0018 | 419.1203 | 0.010285 | 419.7451 | 0.25109 | 419.1203 | 0.20456 | 436.3791 | 0.21413 | 413.74 | 0.0010961 | 436.9066 | 0.01353 | 413.74 | -0.00013183 | 413.74 | -0.00031426 | 436.3791 | 1.4826e-05 | 436.3791 | 9.191e-06 | 419.1203 | 0.00135 | 419.1203 | 0.0017853 | 662.8618 | 0.00299 | 419.1203 | 0.0011666 | 662.0881 | 5.0004e-05 | 662.8618 | 0.00166 | 436.3791 | 0.24256
| 437.0195 | 0 | 419.3392 | 0.010783 | 437.0195 | 0 | 419.3392 | 0.0080922 | 419.9639 | 0.24255 | 419.3392 | 0.19686 | 436.4935 | 0.21856 | 413.96 | -0.0014672 | 437.0195 | 0.01007 | 413.96 | -0.0018108 | 413.96 | -5.4182e-05 | 436.4935 | 2.8106e-05 | 436.4935 | 2.2884e-05 | 419.3392 | -0.00127 | 419.3392 | -0.00018399 | 663.0234 | 0.00531 | 419.3392 | -0.0014991 | 662.25 | 0 | 663.0234 | 0.00172 | 436.4935 | 0.24689
| 437.1323 | 0.00098522 | 419.5581 | 0.011615 | 437.1323 | 0.00064159 | 419.5581 | 0.0096816 | 420.1828 | 0.24127 | 419.5581 | 0.19503 | 436.6078 | 0.22196 | 414.18 | 0.00069142 | 437.1323 | 0.01271 | 414.18 | -0.00042241 | 414.18 | -0.00093193 | 436.6078 | 1.3608e-05 | 436.6078 | 1.3682e-05 | 419.5581 | 0.00216 | 419.5581 | 0.0032154 | 663.1851 | 0.00538 | 419.5581 | 0.00085502 | 662.4118 | 8.9995e-05 | 663.1851 | 0.00167 | 436.6078 | 0.25007
| 437.2452 | 0 | 419.777 | 0.010903 | 437.2452 | 0 | 419.777 | 0.0080267 | 420.4017 | 0.22796 | 419.777 | 0.18311 | 436.7222 | 0.22705 | 414.4 | -0.00065769 | 437.2452 | 0.01183 | 414.4 | -0.0014556 | 414.4 | 0.00030341 | 436.7222 | 2.7544e-05 | 436.7222 | 2.6091e-05 | 419.777 | -0.00238 | 419.777 | -0.00032409 | 663.3467 | 0.00334 | 419.777 | -0.0042733 | 662.5737 | 0 | 663.3467 | 0.00182 | 436.7222 | 0.2538
| 437.358 | 0.00035636 | 419.9959 | 0.011196 | 437.358 | 0.0006936 | 419.9959 | 0.0087822 | 420.6206 | 0.22364 | 419.9959 | 0.17887 | 436.8365 | 0.23095 | 414.62 | 0.001602 | 437.358 | 0.01149 | 414.62 | -0.0014556 | 414.62 | -0.0024598 | 436.8365 | 1.4065e-05 | 436.8365 | 1.3474e-05 | 419.9959 | 0.00054095 | 419.9959 | -0.00026188 | 663.5084 | 0.00352 | 419.9959 | 0.0025589 | 662.7356 | 6.9993e-05 | 663.5084 | 0.00171 | 436.8365 | 0.25766
| 437.4709 | 0 | 420.2148 | 0.010814 | 437.4709 | 0 | 420.2148 | 0.0058335 | 420.8395 | 0.21292 | 420.2148 | 0.16953 | 436.9509 | 0.23593 | 414.84 | -0.0011299 | 437.4709 | 0.01084 | 414.84 | -0.0024564 | 414.84 | -0.002915 | 436.9509 | 2.9745e-05 | 436.9509 | 2.3312e-05 | 420.2148 | -0.00167 | 420.2148 | -0.0028914 | 663.67 | 0.00425 | 420.2148 | -0.0024334 | 662.8975 | 0 | 663.67 | 0.00183 | 436.9509 | 0.26177
| 437.5838 | 0.00149 | 420.4338 | 0.0099698 | 437.5838 | 0.00137 | 420.4338 | 0.0092482 | 421.0584 | 0.2099 | 420.4338 | 0.16719 | 437.0653 | 0.23926 | 415.06 | -0.0026476 | 437.5838 | 0.01345 | 415.06 | 0.00067532 | 415.06 | -0.0010295 | 437.0653 | 1.5845e-05 | 437.0653 | 1.0904e-05 | 420.4337 | 0.00079874 | 420.4338 | 0.0023064 | 663.8317 | 0.00436 | 420.4338 | -2.8642e-05 | 663.0593 | 5.0004e-05 | 663.8317 | 0.00166 | 437.0653 | 0.26513
| 437.6966 | 0 | 420.6527 | 0.010621 | 437.6966 | 0 | 420.6527 | 0.0066626 | 421.2773 | 0.2016 | 420.6527 | 0.15794 | 437.1796 | 0.24404 | 415.28 | 0.00082632 | 437.6966 | 0.0124 | 415.28 | -0.0010036 | 415.28 | -0.0012895 | 437.1796 | 3.1057e-05 | 437.1796 | 2.2236e-05 | 420.6527 | -0.00176 | 420.6527 | -0.0023993 | 663.9934 | 0.00401 | 420.6527 | -0.0014397 | 663.2212 | 0 | 663.9934 | 0.0018 | 437.1796 | 0.27024
| 437.8095 | 0.0005001 | 420.8717 | 0.010462 | 437.8095 | 0.00196 | 420.8717 | 0.0076948 | 421.4963 | 0.19627 | 420.8717 | 0.15473 | 437.294 | 0.24677 | 415.5 | 0.0029849 | 437.8095 | 0.01385 | 415.5 | -0.0010358 | 415.5 | 0.00010836 | 437.294 | 1.5599e-05 | 437.294 | 1.2408e-05 | 420.8717 | 0.00125 | 420.8717 | -0.0011032 | 664.155 | 0.00589 | 420.8717 | -0.0010451 | 663.3831 | 6.9993e-05 | 664.155 | 0.00164 | 437.294 | 0.27454
| 437.9223 | 0 | 421.0907 | 0.0098432 | 437.9223 | 0 | 421.0907 | 0.0061288 | 421.7152 | 0.18678 | 421.0907 | 0.1462 | 437.4084 | 0.25143 | 415.72 | 0.0021754 | 437.9223 | 0.01322 | 415.72 | 0.00064304 | 415.72 | -0.00076939 | 437.4084 | 3.053e-05 | 437.4084 | 2.2884e-05 | 421.0907 | -0.00151 | 421.0907 | 0.0014038 | 664.3167 | 0.00438 | 421.0907 | -0.0018217 | 663.545 | 0 | 664.3167 | 0.00183 | 437.4084 | 0.27968
| 438.0352 | 0.00094928 | 421.3097 | 0.010918 | 438.0352 | 0.00114 | 421.3097 | 0.0091958 | 421.9342 | 0.18804 | 421.3097 | 0.14481 | 437.5228 | 0.25458 | 415.93 | -0.001366 | 438.0352 | 0.01248 | 415.93 | -0.0010681 | 415.93 | -0.00067186 | 437.5228 | 1.5329e-05 | 437.5228 | 1.0695e-05 | 421.3097 | 0.00113 | 421.3097 | 0.0022271 | 664.4784 | 0.00529 | 421.3097 | -0.001579 | 663.7069 | 5.0004e-05 | 664.4784 | 0.00169 | 437.5228 | 0.28298
| 438.1481 | 0 | 421.5287 | 0.010275 | 438.1481 | 0 | 421.5287 | 0.0049871 | 422.1532 | 0.17846 | 421.5287 | 0.13647 | 437.6372 | 0.26015 | 416.15 | 0.00052277 | 438.1481 | 0.01279 | 416.15 | 9.4169e-05 | 416.15 | -0.0013546 | 437.6372 | 2.964e-05 | 437.6372 | 2.3093e-05 | 421.5287 | -0.00066346 | 421.5287 | -0.0031658 | 664.6401 | 0.00364 | 421.5287 | -0.0029657 | 663.8688 | 0 | 664.6401 | 0.00181 | 437.6372 | 0.28791
| 438.2609 | 5.091e-05 | 421.7477 | 0.011026 | 438.2609 | 0.00083232 | 421.7477 | 0.0077971 | 422.3722 | 0.17793 | 421.7477 | 0.13553 | 437.7516 | 0.26436 | 416.37 | -0.0005565 | 438.2609 | 0.01217 | 416.37 | -0.0020045 | 416.37 | -0.0013546 | 437.7516 | 1.4779e-05 | 437.7516 | 1.2837e-05 | 421.7477 | 0.00264 | 421.7477 | 0.0035875 | 664.8018 | 0.00318 | 421.7477 | 0.0026747 | 664.0307 | 5.0004e-05 | 664.8018 | 0.00166 | 437.7516 | 0.29234
| 438.3738 | 0 | 421.9667 | 0.010408 | 438.3738 | 0 | 421.9667 | 0.0055768 | 422.5912 | 0.16933 | 421.9667 | 0.12871 | 437.866 | 0.27055 | 416.59 | -0.0026476 | 438.3738 | 0.0122 | 416.59 | -0.0021013 | 416.59 | -0.0019722 | 437.866 | 3.0834e-05 | 437.866 | 2.7584e-05 | 421.9667 | -0.00137 | 421.9667 | -0.0020133 | 664.9635 | 0.00418 | 421.9667 | -0.0021345 | 664.1926 | 0 | 664.9635 | 0.00177 | 437.866 | 0.29804
| 438.4866 | 0.00125 | 422.1858 | 0.010578 | 438.4866 | 0.00123 | 422.1858 | 0.0083604 | 422.8102 | 0.16842 | 422.1858 | 0.12718 | 437.9804 | 0.2751 | 416.81 | 0.0005565 | 438.4866 | 0.01439 | 416.81 | 0.00067532 | 416.81 | 0.0014737 | 437.9804 | 1.6325e-05 | 437.9804 | 1.5186e-05 | 422.1858 | 0.00187 | 422.1858 | 0.0021149 | 665.1252 | 0.00413 | 422.1858 | 0.0047057 | 664.3546 | 5.0004e-05 | 665.1252 | 0.0017 | 437.9804 | 0.30237
| 438.5995 | 0 | 422.4049 | 0.010869 | 438.5995 | 0 | 422.4049 | 0.005646 | 423.0293 | 0.15996 | 422.4049 | 0.11966 | 438.0948 | 0.28066 | 417.03 | -0.00082632 | 438.5995 | 0.01186 | 417.03 | -0.0010681 | 417.03 | -0.0021348 | 438.0948 | 3.1326e-05 | 438.0948 | 2.4806e-05 | 422.4049 | -0.00167 | 422.4049 | 0.0020455 | 665.287 | 0.00464 | 422.4049 | -0.0026196 | 664.5165 | 0 | 665.287 | 0.00187 | 438.0948 | 0.30711
| 438.7124 | 0.00066181 | 422.624 | 0.010782 | 438.7124 | 0.00091902 | 422.624 | 0.0070137 | 423.2483 | 0.15998 | 422.624 | 0.11899 | 438.2092 | 0.2843 | 417.25 | 0.00075887 | 438.7124 | 0.01214 | 417.25 | -0.00074527 | 417.25 | 0.0010836 | 438.2092 | 1.5271e-05 | 438.2092 | 9.8388e-06 | 422.6239 | 0.00115 | 422.624 | -0.00052351 | 665.4487 | 0.00496 | 422.624 | 0.00028107 | 664.6784 | 6.9993e-05 | 665.4487 | 0.00175 | 438.2092 | 0.31083
| 438.8252 | 0 | 422.8431 | 0.0099376 | 438.8252 | 0 | 422.8431 | 0.0048042 | 423.4674 | 0.1515 | 422.8431 | 0.11254 | 438.3236 | 0.28938 | 417.47 | 0.00062396 | 438.8252 | 0.01248 | 417.47 | -0.0026179 | 417.47 | 0.0011812 | 438.3236 | 2.8492e-05 | 438.3236 | 2.0853e-05 | 422.8431 | -0.00158 | 422.8431 | -0.00058101 | 665.6104 | 0.0039 | 422.8431 | -0.00035477 | 664.8404 | 0 | 665.6104 | 0.00181 | 438.3236 | 0.31575
| 438.9381 | 0.00156 | 423.0622 | 0.0099162 | 438.9381 | 0.00165 | 423.0622 | 0.0067732 | 423.6865 | 0.14982 | 423.0622 | 0.11226 | 438.4381 | 0.29354 | 417.69 | -8.4319e-05 | 438.9381 | 0.01197 | 417.69 | -0.0017139 | 417.69 | 0.00072604 | 438.4381 | 1.3467e-05 | 438.4381 | 1.1014e-05 | 423.0622 | 0.0015 | 423.0622 | 0.0024357 | 665.7722 | 0.00522 | 423.0622 | -0.00011206 | 665.0023 | 6.9993e-05 | 665.7722 | 0.00162 | 438.4381 | 0.31992
| 439.051 | 0 | 423.2813 | 0.010532 | 439.051 | 0.00034761 | 423.2813 | 0.0046439 | 423.9056 | 0.14636 | 423.2813 | 0.10567 | 438.5525 | 0.30004 | 417.91 | -0.00015177 | 439.051 | 0.01277 | 417.91 | -0.00022869 | 417.91 | 0.00033593 | 438.5525 | 2.9394e-05 | 438.5525 | 2.5344e-05 | 423.2813 | -0.00052108 | 423.2813 | -0.0011805 | 665.9339 | 0.00367 | 423.2813 | -0.0039044 | 665.1643 | 0 | 665.9339 | 0.00174 | 438.5525 | 0.32565
| 439.1639 | 0.00113 | 423.5004 | 0.01056 | 439.1639 | 0.00165 | 423.5004 | 0.0063963 | 424.1247 | 0.14585 | 423.5004 | 0.10461 | 438.6669 | 0.30491 | 418.13 | -0.00028669 | 439.1639 | 0.01299 | 418.13 | 0.00044931 | 418.13 | 0.00082357 | 438.6669 | 1.6173e-05 | 438.6669 | 1.433e-05 | 423.5004 | 0.0009076 | 423.5004 | -2.0466e-05 | 666.0957 | 0.00362 | 423.5004 | 0.0058285 | 665.3262 | 6.9993e-05 | 666.0957 | 0.00161 | 438.6669 | 0.33031
| 439.2767 | 0 | 423.7196 | 0.010266 | 439.2767 | 0 | 423.7196 | 0.0044151 | 424.3438 | 0.13893 | 423.7196 | 0.099416 | 438.7814 | 0.31078 | 418.35 | -0.0030523 | 439.2767 | 0.01169 | 418.35 | -0.00064841 | 418.35 | -0.0019397 | 438.7814 | 3.2006e-05 | 438.7814 | 2.6727e-05 | 423.7196 | -0.00165 | 423.7196 | -0.0025866 | 666.2574 | 0.00445 | 423.7196 | -0.00058901 | 665.4882 | 0 | 666.2574 | 0.00177 | 438.7814 | 0.33508
| 439.3896 | 0.00264 | 423.9388 | 0.010576 | 439.3896 | 0.00165 | 423.9388 | 0.0069816 | 424.563 | 0.13972 | 423.9388 | 0.099793 | 438.8958 | 0.31439 | 418.57 | -0.00038786 | 439.3896 | 0.01481 | 418.57 | -0.00051927 | 418.57 | 0.00062851 | 438.8958 | 1.6055e-05 | 438.8958 | 1.3474e-05 | 423.9388 | 0.00015084 | 423.9388 | 0.0011519 | 666.4192 | 0.00461 | 423.9388 | 0.0061174 | 665.6502 | 5.0004e-05 | 666.4192 | 0.00169 | 438.8958 | 0.33784
| 439.5025 | 0 | 424.158 | 0.0096759 | 439.5025 | 0 | 424.158 | 0.0036759 | 424.7821 | 0.13325 | 424.158 | 0.09606 | 439.0103 | 0.31931 | 418.79 | -0.001366 | 439.5025 | 0.0137 | 418.79 | 0.0012242 | 418.79 | -0.0037602 | 439.0103 | 3.005e-05 | 439.0103 | 2.6519e-05 | 424.158 | -0.00215 | 424.158 | -0.0014163 | 666.581 | 0.00552 | 424.158 | -0.0016905 | 665.8121 | 0 | 666.581 | 0.00189 | 439.0103 | 0.34153
| 439.6153 | 0.00093132 | 424.3772 | 0.010318 | 439.6153 | 0.00147 | 424.3772 | 0.0070895 | 425.0013 | 0.13477 | 424.3772 | 0.096877 | 439.1247 | 0.3224 | 419.01 | -1.6864e-05 | 439.6153 | 0.01297 | 419.01 | -2.6905e-06 | 419.01 | -0.00099695 | 439.1247 | 1.4205e-05 | 439.1247 | 1.411e-05 | 424.3772 | 0.00122 | 424.3772 | -0.00085946 | 666.7427 | 0.00364 | 424.3772 | 0.0010601 | 665.9741 | 6.9993e-05 | 666.7427 | 0.00178 | 439.1247 | 0.34485
| 439.7282 | 0 | 424.5964 | 0.010589 | 439.7282 | 0 | 424.5964 | 0.0041187 | 425.2205 | 0.12914 | 424.5964 | 0.0911 | 439.2392 | 0.32707 | 419.23 | 8.4319e-05 | 439.7282 | 0.01282 | 419.23 | -0.00071299 | 419.23 | -0.0012245 | 439.2392 | 2.9781e-05 | 439.2392 | 2.6727e-05 | 424.5964 | -0.00142 | 424.5964 | 0.0020678 | 666.9045 | 0.00288 | 424.5964 | -0.0024571 | 666.1361 | 0 | 666.9045 | 0.00185 | 439.2392 | 0.34906
| 439.8411 | 0.00233 | 424.8156 | 0.0097458 | 439.8411 | 0.00125 | 424.8156 | 0.0068524 | 425.4397 | 0.12978 | 424.8156 | 0.090484 | 439.3536 | 0.32962 | 419.45 | 0.0009275 | 439.8411 | 0.01353 | 419.45 | -0.0011327 | 419.45 | -0.00099695 | 439.3536 | 1.5845e-05 | 439.3536 | 1.3682e-05 | 424.8156 | 0.00070626 | 424.8156 | -0.002455 | 667.0663 | 0.00373 | 424.8156 | 0.0040729 | 666.2981 | 8.9995e-05 | 667.0663 | 0.00167 | 439.3536 | 0.35272
| 439.954 | 0 | 425.0349 | 0.010105 | 439.954 | 0 | 425.0349 | 0.0037492 | 425.6589 | 0.12183 | 425.0349 | 0.084475 | 439.4681 | 0.33447 | 419.67 | 0.0010961 | 439.954 | 0.01359 | 419.67 | -0.0031345 | 419.67 | -0.0016472 | 439.4681 | 3.0589e-05 | 439.4681 | 2.6091e-05 | 425.0349 | -0.00186 | 425.0349 | -0.0026895 | 667.2281 | 0.00432 | 425.0349 | -0.0029951 | 666.4601 | 0 | 667.2281 | 0.00178 | 439.4681 | 0.35764
| 440.0668 | 0.00087741 | 425.2541 | 0.010881 | 440.0668 | 0.00104 | 425.2541 | 0.007205 | 425.8781 | 0.12336 | 425.2541 | 0.085471 | 439.5826 | 0.33829 | 419.89 | 0.0012985 | 440.0668 | 0.0139 | 419.89 | 0.00022331 | 419.89 | 0.0028717 | 439.5826 | 1.499e-05 | 439.5826 | 1.2408e-05 | 425.2541 | 0.00134 | 425.2541 | -0.0016552 | 667.3899 | 0.00477 | 425.2541 | 0.0019803 | 666.6221 | 6.9993e-05 | 667.3899 | 0.00169 | 439.5826 | 0.36086
| 440.1797 | 0 | 425.4734 | 0.0097739 | 440.1797 | 0 | 425.4734 | 0.003231 | 426.0973 | 0.1153 | 425.4734 | 0.079556 | 439.697 | 0.34442 | 420.1 | -0.0012648 | 440.1797 | 0.01345 | 420.1 | -0.0016815 | 420.1 | -0.00050931 | 439.697 | 3.1443e-05 | 439.697 | 2.5454e-05 | 425.4734 | -0.00198 | 425.4734 | 0.0017882 | 667.5517 | 0.0039 | 425.4734 | -0.0016425 | 666.7841 | 0 | 667.5517 | 0.00176 | 439.697 | 0.36468
| 440.2926 | 0.00089539 | 425.6927 | 0.0085738 | 440.2926 | 0.00137 | 425.6927 | 0.0067432 | 426.3166 | 0.11372 | 425.6927 | 0.079707 | 439.8115 | 0.34837 | 420.32 | -0.00045532 | 440.2926 | 0.016 | 420.32 | -0.0012296 | 420.32 | 0.00033593 | 439.8115 | 1.6629e-05 | 439.8115 | 1.3045e-05 | 425.6927 | 0.00032644 | 425.6927 | -0.00045494 | 667.7135 | 0.00596 | 425.6927 | 0.00098034 | 666.9461 | 5.0004e-05 | 667.7135 | 0.00165 | 439.8115 | 0.368
| 440.4055 | 0 | 425.912 | 0.0096127 | 440.4055 | 0 | 425.912 | 0.0028191 | 426.5358 | 0.1081 | 425.912 | 0.074441 | 439.926 | 0.35478 | 420.54 | -0.00079259 | 440.4055 | 0.01345 | 420.54 | 0.00022331 | 420.54 | -0.0011595 | 439.926 | 3.1244e-05 | 439.926 | 2.4378e-05 | 425.912 | -0.00137 | 425.912 | -0.003332 | 667.8753 | 0.00406 | 425.912 | -0.0022163 | 667.1081 | 6.6672e-06 | 667.8753 | 0.00187 | 439.926 | 0.37486
| 440.5184 | 0.0012 | 426.1313 | 0.01064 | 440.5184 | 0.00168 | 426.1313 | 0.0055655 | 426.7551 | 0.11129 | 426.1313 | 0.075436 | 440.0405 | 0.35944 | 420.76 | 1.6864e-05 | 440.5184 | 0.01458 | 420.76 | 0.00038475 | 420.76 | 0.0015712 | 440.0405 | 1.4697e-05 | 440.0405 | 1.1332e-05 | 426.1313 | 0.00075074 | 426.1313 | 0.00047083 | 668.0372 | 0.00419 | 426.1313 | 0.0017902 | 667.2702 | 6.9993e-05 | 668.0372 | 0.00179 | 440.0405 | 0.38091
| 440.6313 | 0 | 426.3506 | 0.0099744 | 440.6313 | 0 | 426.3506 | 0.0049345 | 426.9744 | 0.10515 | 426.3506 | 0.071232 | 440.155 | 0.36698 | 420.98 | 0.00021923 | 440.6313 | 0.01399 | 420.98 | 0.0014824 | 420.98 | -0.00021673 | 440.155 | 2.7204e-05 | 440.155 | 1.9886e-05 | 426.3506 | -0.0014 | 426.3506 | -0.0010954 | 668.199 | 0.00387 | 426.3506 | -0.00054385 | 667.4322 | 0 | 668.199 | 0.00192 | 440.155 | 0.38872
| 440.7441 | 0.00058994 | 426.57 | 0.010262 | 440.7441 | 0.00203 | 426.57 | 0.006386 | 427.1937 | 0.1075 | 426.57 | 0.072712 | 440.2695 | 0.37369 | 421.2 | -0.00021923 | 440.7441 | 0.01578 | 421.2 | -0.0013909 | 421.2 | 0.00010836 | 440.2695 | 1.2507e-05 | 440.2695 | 8.5541e-06 | 426.57 | 0.00192 | 426.57 | 0.00025139 | 668.3608 | 0.00317 | 426.57 | -0.0014893 | 667.5942 | 6.9993e-05 | 668.3608 | 0.00168 | 440.2695 | 0.39456
| 440.857 | 0 | 426.7894 | 0.0093447 | 440.857 | 0 | 426.7894 | 0.0035026 | 427.413 | 0.09828 | 426.7894 | 0.066773 | 440.384 | 0.38371 | 421.42 | -0.0001855 | 440.857 | 0.0147 | 421.42 | -0.00093899 | 421.42 | -0.0017771 | 440.384 | 2.8059e-05 | 440.384 | 1.9678e-05 | 426.7894 | -0.00323 | 426.7894 | -0.00062081 | 668.5227 | 0.00373 | 426.7894 | -0.0010993 | 667.7563 | 0 | 668.5227 | 0.00183 | 440.384 | 0.40322
| 440.9699 | 0.00145 | 427.0087 | 0.0099982 | 440.9699 | 0.00172 | 427.0087 | 0.0049697 | 427.6324 | 0.09985 | 427.0087 | 0.067481 | 440.4985 | 0.39237 | 421.64 | 0.0001855 | 440.9699 | 0.01339 | 421.64 | -0.00022869 | 421.64 | 0.0021565 | 440.4985 | 1.5564e-05 | 440.4985 | 1.1332e-05 | 427.0087 | 0.00217 | 427.0087 | 0.0010989 | 668.6845 | 0.00431 | 427.0087 | -0.0025052 | 667.9183 | 6.9993e-05 | 668.6845 | 0.0017 | 440.4985 | 0.41054
| 441.0828 | 0 | 427.2281 | 0.010433 | 441.0828 | 0 | 427.2281 | 0.0027765 | 427.8517 | 0.0962 | 427.2281 | 0.063183 | 440.613 | 0.40154 | 421.86 | -0.0005565 | 441.0828 | 0.01348 | 421.86 | -0.0013587 | 421.86 | -0.00073687 | 440.613 | 3.1362e-05 | 440.613 | 2.4597e-05 | 427.2281 | -0.0013 | 427.2281 | 0.0020841 | 668.8464 | 0.00424 | 427.2281 | 0.0016121 | 668.0804 | 0 | 668.8464 | 0.00181 | 440.613 | 0.41899
| 441.1957 | 0.00026652 | 427.4475 | 0.0097671 | 441.1957 | 0.00104 | 427.4475 | 0.0055414 | 428.0711 | 0.09382 | 427.4475 | 0.062919 | 440.7275 | 0.40843 | 422.08 | 0.00072515 | 441.1957 | 0.01464 | 422.08 | 0.00090132 | 422.08 | 0.00040094 | 440.7275 | 1.6219e-05 | 440.7275 | 1.3474e-05 | 427.4475 | 0.00111 | 427.4475 | 0.0026562 | 669.0083 | 0.00707 | 427.4475 | 0.0071267 | 668.2424 | 5.0004e-05 | 669.0083 | 0.00164 | 440.7275 | 0.4262
| 441.3086 | 0 | 427.6669 | 0.0090531 | 441.3086 | 0 | 427.6669 | 0.0030289 | 428.2905 | 0.08914 | 427.6669 | 0.057068 | 440.8421 | 0.41632 | 422.3 | -0.00086005 | 441.3086 | 0.01475 | 422.3 | 0.00061074 | 422.3 | 0.0015387 | 440.8421 | 3.1034e-05 | 440.8421 | 2.6299e-05 | 427.6669 | -0.00188 | 427.6669 | -0.0025326 | 669.1701 | 0.00392 | 427.6669 | 0.00065399 | 668.4045 | 0 | 669.1701 | 0.00165 | 440.8421 | 0.43428
| 441.4214 | 0.0006079 | 427.8864 | 0.0096318 | 441.4214 | 0.0013 | 427.8864 | 0.0052338 | 428.5098 | 0.0878 | 427.8864 | 0.05867 | 440.9566 | 0.42195 | 422.52 | -0.00086005 | 441.4214 | 0.0139 | 422.52 | -0.0016493 | 422.52 | 0.00040094 | 440.9566 | 1.5271e-05 | 440.9566 | 1.3045e-05 | 427.8864 | 0.00062619 | 427.8864 | -3.6436e-05 | 669.332 | 0.00459 | 427.8864 | 0.0018596 | 668.5666 | 0.00011 | 669.332 | 0.00152 | 440.9566 | 0.44134
| 441.5343 | 0 | 428.1058 | 0.0090074 | 441.5343 | 0 | 428.1058 | 0.0028454 | 428.7292 | 0.08279 | 428.1058 | 0.053902 | 441.0711 | 0.42984 | 422.74 | -0.0023441 | 441.5343 | 0.01433 | 422.74 | -0.0006807 | 422.74 | 0.0009536 | 441.0711 | 3.067e-05 | 441.0711 | 2.4169e-05 | 428.1058 | -0.00163 | 428.1058 | 0.00062544 | 669.4939 | 0.00388 | 428.1058 | -0.0035314 | 668.7287 | 0 | 669.4939 | 0.00175 | 441.0711 | 0.44826
| 441.6472 | 0.00104 | 428.3253 | 0.009723 | 441.6472 | 0.00062425 | 428.3253 | 0.0054062 | 428.9486 | 0.08389 | 428.3253 | 0.05582 | 441.1857 | 0.43651 | 422.96 | 0.00015177 | 441.6472 | 0.01668 | 422.96 | 0.0007076 | 422.96 | 0.00049847 | 441.1857 | 1.5845e-05 | 441.1857 | 1.1124e-05 | 428.3253 | 0.00135 | 428.3253 | -0.0014327 | 669.6558 | 0.00482 | 428.3253 | 0.0020892 | 668.8907 | 8.9995e-05 | 669.6558 | 0.00172 | 441.1857 | 0.45396
| 441.7601 | 0 | 428.5448 | 0.009523 | 441.7601 | 0 | 428.5448 | 0.0020331 | 429.1681 | 0.07902 | 428.5448 | 0.050864 | 441.3002 | 0.44549 | 423.18 | -0.00062396 | 441.7601 | 0.01507 | 423.18 | 0.0019022 | 423.18 | 0.00056349 | 441.3002 | 3.0378e-05 | 441.3002 | 2.3521e-05 | 428.5448 | -0.00164 | 428.5448 | -0.0020878 | 669.8177 | 0.00485 | 428.5448 | 0.00032234 | 669.0528 | 0 | 669.8177 | 0.00189 | 441.3002 | 0.46066
| 441.873 | 0.00048213 | 428.7643 | 0.0096292 | 441.873 | 0.00097105 | 428.7643 | 0.0048435 | 429.3875 | 0.07829 | 428.7643 | 0.052721 | 441.4147 | 0.4514 | 423.4 | -0.00015177 | 441.873 | 0.0151 | 423.4 | 0.00077218 | 423.4 | 0.0036519 | 441.4147 | 1.458e-05 | 441.4147 | 1.2727e-05 | 428.7643 | 0.00032989 | 428.7643 | 0.0015688 | 669.9796 | 0.00276 | 428.7643 | 0.0029247 | 669.2149 | 8.9995e-05 | 669.9796 | 0.00172 | 441.4147 | 0.46696
| 441.9859 | 0 | 428.9838 | 0.0093267 | 441.9859 | 0 | 428.9838 | 0.0027015 | 429.607 | 0.07708 | 428.9838 | 0.049715 | 441.5293 | 0.45851 | 423.62 | -0.0017032 | 441.9859 | 0.01606 | 423.62 | -0.0023919 | 423.62 | -0.00041178 | 441.5293 | 2.9886e-05 | 441.5293 | 2.2566e-05 | 428.9838 | -0.00163 | 428.9838 | -0.0048435 | 670.1415 | 0.00378 | 428.9838 | 0.00217 | 669.377 | 0 | 670.1415 | 0.00186 | 441.5293 | 0.47549
| 442.0988 | 0.00085945 | 429.2033 | 0.0097582 | 442.0988 | 0.00134 | 429.2033 | 0.0060497 | 429.8265 | 0.07619 | 429.2033 | 0.051111 | 441.6438 | 0.46457 | 423.84 | -0.00059023 | 442.0988 | 0.0143 | 423.84 | 0.0011596 | 423.84 | 0.00056349 | 441.6438 | 1.5435e-05 | 441.6438 | 1.0157e-05 | 429.2033 | 0.00047796 | 429.2033 | 0.0027928 | 670.3034 | 0.00422 | 429.2033 | 0.0013711 | 669.5391 | 5.0004e-05 | 670.3034 | 0.0017 | 441.6438 | 0.4838
| 442.2117 | 0 | 429.4228 | 0.0093247 | 442.2117 | 0 | 429.4228 | 0.0035407 | 430.0459 | 0.06918 | 429.4228 | 0.046729 | 441.7584 | 0.47448 | 424.06 | -0.0011299 | 442.2117 | 0.01373 | 424.06 | -0.00077756 | 424.06 | 0.00017338 | 441.7584 | 3.1362e-05 | 441.7584 | 2.3521e-05 | 429.4228 | -0.00088015 | 429.4228 | -0.0020098 | 670.4653 | 0.00359 | 429.4228 | -0.0020793 | 669.7012 | 0 | 670.4653 | 0.0019 | 441.7584 | 0.49355
| 442.3246 | 0.00053603 | 429.6424 | 0.0090392 | 442.3246 | 0.00109 | 429.6424 | 0.0049641 | 430.2654 | 0.07078 | 429.6424 | 0.048449 | 441.873 | 0.48366 | 424.28 | 0.0022428 | 442.3246 | 0.01436 | 424.28 | 0.00012645 | 424.28 | -0.001322 | 441.873 | 1.6091e-05 | 441.873 | 1.3682e-05 | 429.6424 | 0.00147 | 429.6424 | 0.00061258 | 670.6272 | 0.00419 | 429.6424 | -0.00046185 | 669.8634 | 5.0004e-05 | 670.6272 | 0.00178 | 441.873 | 0.50051
| 442.4375 | 0 | 429.8619 | 0.009051 | 442.4375 | 0 | 429.8619 | 0.0011784 | 430.485 | 0.06702 | 429.8619 | 0.04497 | 441.9875 | 0.49456 | 424.5 | 0.00035414 | 442.4375 | 0.01685 | 424.5 | 6.1882e-05 | 424.5 | -2.1673e-05 | 441.9875 | 3.0425e-05 | 441.9875 | 2.4806e-05 | 429.8619 | -0.00118 | 429.8619 | -0.00263 | 670.7892 | 0.00434 | 429.8619 | -0.0050374 | 670.0255 | 0 | 670.7892 | 0.00194 | 441.9875 | 0.50906
| 442.5504 | 0.00035636 | 430.0815 | 0.0085494 | 442.5504 | 0.0004335 | 430.0815 | 0.0052274 | 430.7045 | 0.06711 | 430.0815 | 0.046852 | 442.1021 | 0.50275 | 424.72 | 0.0029512 | 442.5504 | 0.01518 | 424.72 | 0.0010628 | 424.72 | -0.00063934 | 442.1021 | 1.4592e-05 | 442.1021 | 1.1124e-05 | 430.0815 | 0.00169 | 430.0815 | 0.0018808 | 670.9511 | 0.0038 | 430.0815 | -0.00038823 | 670.1876 | 6.9993e-05 | 670.9511 | 0.00175 | 442.1021 | 0.51644
| 442.6633 | 0 | 430.3011 | 0.0091594 | 442.6633 | 0 | 430.3011 | 0.0014133 | 430.924 | 0.06194 | 430.3011 | 0.043383 | 442.2167 | 0.51142 | 424.94 | 0.0010624 | 442.6633 | 0.01671 | 424.94 | 0.001095 | 424.94 | 0.00056349 | 442.2167 | 2.7075e-05 | 442.2167 | 2.2884e-05 | 430.3011 | -0.00162 | 430.3011 | -0.0025095 | 671.1131 | 0.00394 | 430.3011 | -0.003889 | 670.3497 | 0 | 671.1131 | 0.0019 | 442.2167 | 0.52465
| 442.7762 | 0.00030245 | 430.5207 | 0.0093293 | 442.7762 | 0.00118 | 430.5207 | 0.0052589 | 431.1436 | 0.06487 | 430.5207 | 0.0451 | 442.3313 | 0.51638 | 425.16 | 0.00082632 | 442.7762 | 0.0151 | 425.16 | -0.00029326 | 425.16 | -0.00028175 | 442.3313 | 1.2624e-05 | 442.3313 | 1.1761e-05 | 430.5207 | 0.00074014 | 430.5207 | -0.00091473 | 671.275 | 0.00318 | 430.5207 | 0.00017563 | 670.5119 | 6.9993e-05 | 671.275 | 0.00172 | 442.3313 | 0.53079
| 442.8891 | 0 | 430.7404 | 0.0090179 | 442.8891 | 0 | 430.7404 | 0.0028848 | 431.3631 | 0.05903 | 430.7404 | 0.041516 | 442.4458 | 0.52243 | 425.38 | -0.0011973 | 442.8891 | 0.01685 | 425.38 | -0.00084214 | 425.38 | 0.00066102 | 442.4458 | 2.7591e-05 | 442.4458 | 2.2236e-05 | 430.7403 | -0.00206 | 430.7404 | -0.0031417 | 671.437 | 0.00431 | 430.7404 | 4.4633e-05 | 670.674 | 0 | 671.437 | 0.00182 | 442.4458 | 0.53705
| 443.002 | 0.00030245 | 430.96 | 0.0099883 | 443.002 | 0.00139 | 430.96 | 0.0045389 | 431.5827 | 0.06159 | 430.96 | 0.043678 | 442.5604 | 0.52783 | 425.6 | 0.00032042 | 443.002 | 0.01609 | 425.6 | 0.0013856 | 425.6 | -0.00028175 | 442.5604 | 1.5107e-05 | 442.5604 | 1.0476e-05 | 430.96 | 0.00109 | 430.96 | 0.0026864 | 671.5989 | 0.00371 | 430.96 | 0.0012285 | 670.8362 | 5.0004e-05 | 671.5989 | 0.00169 | 442.5604 | 0.54453
| 443.1149 | 0 | 431.1796 | 0.0095144 | 443.1149 | 0 | 431.1796 | 0.0023319 | 431.8023 | 0.05976 | 431.1796 | 0.040377 | 442.675 | 0.53748 | 425.82 | -0.0010624 | 443.1149 | 0.01731 | 425.82 | -0.00080984 | 425.82 | 7.5855e-05 | 442.675 | 3.0788e-05 | 442.675 | 2.6727e-05 | 431.1796 | -0.0012 | 431.1796 | -0.0022265 | 671.7609 | 0.00294 | 431.1796 | -0.00038255 | 670.9983 | 0 | 671.7609 | 0.00194 | 442.675 | 0.55191
| 443.2278 | 0.00136 | 431.3993 | 0.010265 | 443.2278 | 0.00046818 | 431.3993 | 0.0038218 | 432.0219 | 0.05964 | 431.3993 | 0.042245 | 442.7896 | 0.54717 | 426.04 | -0.00079259 | 443.2278 | 0.01527 | 426.04 | 0.0016761 | 426.04 | 0.0009211 | 442.7896 | 1.5728e-05 | 442.7896 | 1.6252e-05 | 431.3993 | 0.00133 | 431.3993 | -0.0021415 | 671.9229 | 0.0057 | 431.3993 | 0.0016317 | 671.1605 | 6.9993e-05 | 671.9229 | 0.00181 | 442.7896 | 0.55973
| 443.3407 | 0 | 431.619 | 0.0094887 | 443.3407 | 0 | 431.619 | 0.0016982 | 432.2415 | 0.0569 | 431.619 | 0.038668 | 442.9042 | 0.55972 | 426.26 | -0.00042159 | 443.3407 | 0.01796 | 426.26 | -0.00064841 | 426.26 | -0.00037928 | 442.9042 | 3.149e-05 | 442.9042 | 2.6091e-05 | 431.619 | -0.00109 | 431.619 | 0.001988 | 672.0848 | 0.00387 | 431.619 | 7.721e-05 | 671.3227 | 0 | 672.0848 | 0.00192 | 442.9042 | 0.56931
| 443.4536 | 0.0012 | 431.8387 | 0.010107 | 443.4536 | 0.00053755 | 431.8387 | 0.0042665 | 432.4612 | 0.05608 | 431.8387 | 0.039134 | 443.0188 | 0.56973 | 426.48 | -0.0023441 | 443.4536 | 0.01634 | 426.48 | -0.0019076 | 426.48 | 0.00033593 | 443.0188 | 1.5868e-05 | 443.0188 | 9.8388e-06 | 431.8387 | 0.00069739 | 431.8387 | 0.00069601 | 672.2468 | 0.00436 | 431.8387 | 0.0034766 | 671.4848 | 5.0004e-05 | 672.2468 | 0.00176 | 443.0188 | 0.57906
| 443.5666 | 0 | 432.0584 | 0.0092471 | 443.5666 | 0 | 432.0584 | 0.0015713 | 432.6808 | 0.05173 | 432.0584 | 0.035193 | 443.1334 | 0.57932 | 426.7 | -0.0016695 | 443.5666 | 0.01677 | 426.7 | -0.0014878 | 426.7 | -0.00093193 | 443.1334 | 3.1795e-05 | 443.1334 | 2.1599e-05 | 432.0584 | -0.0005655 | 432.0584 | 0.00017277 | 672.4088 | 0.00367 | 432.0584 | 0.0014718 | 671.647 | 0 | 672.4088 | 0.0019 | 443.1334 | 0.58978
| 443.6795 | 0.00124 | 432.2781 | 0.0086704 | 443.6795 | 0.00065893 | 432.2781 | 0.0049131 | 432.9005 | 0.05239 | 432.2781 | 0.036357 | 443.2481 | 0.58473 | 426.92 | 0.00011805 | 443.6795 | 0.01771 | 426.92 | -0.0012296 | 426.92 | -0.0014196 | 443.2481 | 1.5997e-05 | 443.2481 | 1.1761e-05 | 432.2781 | 0.00042433 | 432.2781 | 0.0016298 | 672.5708 | 0.0038 | 432.2781 | -0.0015005 | 671.8092 | 6.9993e-05 | 672.5708 | 0.00175 | 443.2481 | 0.59683
| 443.7924 | 0 | 432.4979 | 0.008522 | 443.7924 | 0 | 432.4979 | 0.0026944 | 433.1202 | 0.04889 | 432.4979 | 0.033077 | 443.3627 | 0.59138 | 427.14 | 0.00059023 | 443.7924 | 0.01575 | 427.14 | -0.0024887 | 427.14 | -0.0010295 | 443.3627 | 3.0261e-05 | 443.3627 | 2.2884e-05 | 432.4979 | -0.00225 | 432.4979 | -0.00070548 | 672.7328 | 0.00394 | 432.4979 | -0.0037658 | 671.9714 | 0 | 672.7328 | 0.0019 | 443.3627 | 0.6049
| 443.9053 | 0.00058994 | 432.7176 | 0.0092593 | 443.9053 | 0.00172 | 432.7176 | 0.0051021 | 433.3398 | 0.0509 | 432.7176 | 0.034735 | 443.4773 | 0.59857 | 427.36 | 0.001366 | 443.9053 | 0.01742 | 427.36 | 0.00041703 | 427.36 | 0.0010836 | 443.4773 | 1.4428e-05 | 443.4773 | 1.1124e-05 | 432.7176 | 0.00234 | 432.7176 | 0.0016881 | 672.8948 | 0.00438 | 432.7176 | 0.0002706 | 672.1336 | 6.9993e-05 | 672.8948 | 0.00183 | 443.4773 | 0.60935
| 444.0182 | 0 | 432.9374 | 0.0093917 | 444.0182 | 0 | 432.9374 | 0.0023576 | 433.5595 | 0.04605 | 432.9374 | 0.031334 | 443.5919 | 0.60908 | 427.58 | -1.6864e-05 | 444.0182 | 0.01552 | 427.58 | -0.0020045 | 427.58 | -0.0015171 | 443.5919 | 2.9991e-05 | 443.5919 | 2.1808e-05 | 432.9374 | -0.00138 | 432.9374 | -0.0013644 | 673.0569 | 0.00466 | 432.9374 | -0.00073809 | 672.2958 | 0 | 673.0569 | 0.00193 | 443.5919 | 0.61682
| 444.1311 | 0.00091335 | 433.1572 | 0.0091816 | 444.1311 | 0.00251 | 433.1572 | 0.0041429 | 433.7793 | 0.04844 | 433.1572 | 0.03298 | 443.7066 | 0.61878 | 427.8 | 0.0018044 | 444.1311 | 0.01668 | 427.8 | 0.0021282 | 427.8 | -0.00050931 | 443.7066 | 1.581e-05 | 443.7066 | 1.0695e-05 | 433.1572 | 0.00030099 | 433.1572 | 0.0018803 | 673.2189 | 0.00508 | 433.1572 | 0.0014816 | 672.458 | 5.0004e-05 | 673.2189 | 0.00172 | 443.7066 | 0.62298
| 444.244 | 0 | 433.377 | 0.0088519 | 444.244 | 0 | 433.377 | 0.0011143 | 433.999 | 0.04515 | 433.377 | 0.030033 | 443.8212 | 0.62852 | 428.02 | -0.0022428 | 444.244 | 0.01575 | 428.02 | -0.0020367 | 428.02 | -0.00037928 | 443.8212 | 3.053e-05 | 443.8212 | 2.3093e-05 | 433.377 | -0.00241 | 433.377 | -0.0036587 | 673.3809 | 0.00327 | 433.377 | 0.0015002 | 672.6202 | 0 | 673.3809 | 0.00185 | 443.8212 | 0.63221
| 444.3569 | 0.00115 | 433.5968 | 0.0093752 | 444.3569 | 0.00064159 | 433.5968 | 0.0043621 | 434.2187 | 0.0463 | 433.5968 | 0.031528 | 443.9359 | 0.63477 | 428.24 | -0.001231 | 444.3569 | 0.01592 | 428.24 | -0.0025533 | 428.24 | 0.00010836 | 443.9359 | 1.4966e-05 | 443.9359 | 1.2408e-05 | 433.5968 | 0.00116 | 433.5968 | 0.0035217 | 673.543 | 0.00485 | 433.5968 | 0.0036046 | 672.7824 | 6.9993e-05 | 673.543 | 0.00176 | 443.9359 | 0.63992
| 444.4699 | 0 | 433.8166 | 0.009127 | 444.4699 | 0 | 433.8166 | 0.0018333 | 434.4385 | 0.04439 | 433.8166 | 0.028224 | 444.0505 | 0.64173 | 428.46 | 0.0013997 | 444.4699 | 0.01575 | 428.46 | -0.00022869 | 428.46 | -0.00021673 | 444.0505 | 2.8902e-05 | 444.0505 | 2.6091e-05 | 433.8166 | -0.00138 | 433.8166 | 0.00088482 | 673.705 | 0.0035 | 433.8166 | -0.0026102 | 672.9447 | 0 | 673.705 | 0.00189 | 444.0505 | 0.64893
| 444.5828 | 0.00053603 | 434.0364 | 0.0093361 | 444.5828 | 0.0007803 | 434.0364 | 0.0044822 | 434.6583 | 0.0447 | 434.0364 | 0.029382 | 444.1652 | 0.64693 | 428.68 | 0.001366 | 444.5828 | 0.01864 | 428.68 | -0.00077756 | 428.68 | 0.0002384 | 444.1652 | 1.4311e-05 | 444.1652 | 1.3682e-05 | 434.0364 | 0.00187 | 434.0364 | 0.0035854 | 673.867 | 0.00445 | 434.0364 | 0.00028451 | 673.1069 | 6.9993e-05 | 673.867 | 0.00172 | 444.1652 | 0.6556
| 444.6957 | 0 | 434.2563 | 0.0085934 | 444.6957 | 0 | 434.2563 | 0.0013944 | 434.878 | 0.03934 | 434.2563 | 0.026032 | 444.2798 | 0.6553 | 428.9 | 0.002108 | 444.6957 | 0.01566 | 428.9 | -0.0006807 | 428.9 | -0.00031426 | 444.2798 | 2.9418e-05 | 444.2798 | 2.1599e-05 | 434.2563 | -0.00136 | 434.2563 | 0.00091951 | 674.0291 | 0.00672 | 434.2563 | -0.0036272 | 673.2691 | 0 | 674.0291 | 0.00184 | 444.2798 | 0.66354
| 444.8086 | 0.00089539 | 434.4761 | 0.0093873 | 444.8086 | 0.00118 | 434.4761 | 0.005045 | 435.0978 | 0.04115 | 434.4761 | 0.027359 | 444.3945 | 0.66351 | 429.12 | 0.00075887 | 444.8086 | 0.01555 | 429.12 | -0.0020367 | 429.12 | -0.00099695 | 444.3945 | 1.5376e-05 | 444.3945 | 7.9172e-06 | 434.4762 | 0.00206 | 434.4761 | 0.0024387 | 674.1912 | 0.00535 | 434.4761 | 0.0013266 | 673.4314 | 5.0004e-05 | 674.1912 | 0.00171 | 444.3945 | 0.67163
| 444.9216 | 0 | 434.696 | 0.008783 | 444.9216 | 0 | 434.696 | 0.00072711 | 435.3177 | 0.03784 | 434.696 | 0.023985 | 444.5091 | 0.67445 | 429.34 | -0.0014672 | 444.9216 | 0.01776 | 429.34 | -0.0014233 | 429.34 | -0.00041178 | 444.5091 | 3.0097e-05 | 444.5091 | 2.2236e-05 | 434.696 | -0.0012 | 434.696 | -0.0016388 | 674.3532 | 0.00482 | 434.696 | -0.0011096 | 673.5936 | 0 | 674.3532 | 0.00183 | 444.5091 | 0.68087
| 445.0345 | 0.00019465 | 434.9159 | 0.0093268 | 445.0345 | 0.00093636 | 434.9159 | 0.0041461 | 435.5375 | 0.03854 | 434.9159 | 0.025553 | 444.6238 | 0.6841 | 429.56 | 0.0009275 | 445.0345 | 0.01782 | 429.56 | 2.9596e-05 | 429.56 | 4.3346e-05 | 444.6238 | 1.5072e-05 | 444.6238 | 1.433e-05 | 434.9159 | 0.00093163 | 434.9159 | 0.0011349 | 674.5153 | 0.00401 | 434.9159 | 0.0015645 | 673.7559 | 6.9993e-05 | 674.5153 | 0.00175 | 444.6238 | 0.6884
| 445.1474 | 0 | 435.1358 | 0.0086308 | 445.1474 | 0 | 435.1358 | 0.0016395 | 435.7573 | 0.03564 | 435.1358 | 0.023209 | 444.7385 | 0.6946 | 429.78 | -0.00065769 | 445.1474 | 0.01805 | 429.78 | -0.0029407 | 429.78 | -0.0030125 | 444.7385 | 3.0343e-05 | 444.7385 | 2.8012e-05 | 435.1358 | -0.0005919 | 435.1358 | -0.0004747 | 674.6774 | 0.00308 | 435.1358 | -0.0031088 | 673.9181 | 0 | 674.6774 | 0.00192 | 444.7385 | 0.69576
| 445.2603 | 0.00098522 | 435.3558 | 0.0090617 | 445.2603 | 0.00172 | 435.3558 | 0.0034575 | 435.9772 | 0.03752 | 435.3558 | 0.024862 | 444.8532 | 0.70229 | 430 | -0.0013322 | 445.2603 | 0.01873 | 430 | -0.0017461 | 430 | 0.00088859 | 444.8532 | 1.5599e-05 | 444.8532 | 1.3682e-05 | 435.3558 | 0.00075322 | 435.3558 | -0.00053275 | 674.8395 | 0.00436 | 435.3558 | 0.0019634 | 674.0804 | 6.9993e-05 | 674.8395 | 0.00179 | 444.8532 | 0.70361
| 445.3733 | 0 | 435.5757 | 0.0086203 | 445.3733 | 0 | 435.5757 | 0.0014244 | 436.197 | 0.03326 | 435.5757 | 0.021732 | 444.9679 | 0.71086 | 430.22 | 0.00042159 | 445.3733 | 0.01745 | 430.22 | -0.0010681 | 430.22 | -0.0016147 | 444.9679 | 3.2193e-05 | 444.9679 | 2.7375e-05 | 435.5757 | -0.00197 | 435.5757 | -0.0010394 | 675.0015 | 0.00345 | 435.5757 | -0.00092532 | 674.2427 | 0 | 675.0015 | 0.00187 | 444.9679 | 0.71173
| 445.4862 | 0.00087741 | 435.7957 | 0.0094434 | 445.4862 | 0.00158 | 435.7957 | 0.0033769 | 436.4169 | 0.03591 | 435.7957 | 0.023447 | 445.0826 | 0.71759 | 430.44 | 0.00086005 | 445.4862 | 0.0168 | 430.44 | -0.0019399 | 430.44 | 0.0009211 | 445.0826 | 1.6957e-05 | 445.0826 | 1.3682e-05 | 435.7957 | 0.00087384 | 435.7957 | 0.0006042 | 675.1636 | 0.00471 | 435.7957 | 0.0047587 | 674.4049 | 5.0004e-05 | 675.1636 | 0.00171 | 445.0826 | 0.71916
| 445.5991 | 0 | 436.0156 | 0.0086372 | 445.5991 | 0 | 436.0156 | 0.00050925 | 436.6368 | 0.03211 | 436.0156 | 0.020494 | 445.1972 | 0.72755 | 430.66 | 0.00025296 | 445.5991 | 0.01711 | 430.66 | -0.0031667 | 430.66 | -0.001322 | 445.1972 | 3.3177e-05 | 445.1972 | 2.8012e-05 | 436.0156 | -0.00167 | 436.0156 | -0.0013455 | 675.3257 | 0.00399 | 436.0156 | -0.00031379 | 674.5672 | 0 | 675.3257 | 0.00178 | 445.1972 | 0.72912
| 445.712 | 0.00082352 | 436.2356 | 0.0088792 | 445.712 | 0.00102 | 436.2356 | 0.0040285 | 436.8567 | 0.03572 | 436.2356 | 0.021826 | 445.312 | 0.73678 | 430.88 | -0.0010287 | 445.712 | 0.01657 | 430.88 | -0.00022869 | 430.88 | 0.00088859 | 445.312 | 1.65e-05 | 445.312 | 1.433e-05 | 436.2356 | 0.00097855 | 436.2356 | 0.0016025 | 675.4879 | 0.00455 | 436.2356 | 0.00057623 | 674.7295 | 6.9993e-05 | 675.4879 | 0.00162 | 445.312 | 0.73778
| 445.825 | 0 | 436.4556 | 0.0086016 | 445.825 | 0 | 436.4556 | 0.0010469 | 437.0766 | 0.03165 | 436.4556 | 0.018892 | 445.4266 | 0.74738 | 431.1 | 0.00015177 | 445.825 | 0.01731 | 431.1 | -0.00048698 | 431.1 | 7.5855e-05 | 445.4266 | 3.1244e-05 | 445.4266 | 2.4169e-05 | 436.4556 | -0.00056414 | 436.4556 | 0.00080451 | 675.65 | 0.00429 | 436.4556 | -0.004296 | 674.8918 | 0 | 675.65 | 0.00177 | 445.4266 | 0.74733
| 445.9379 | 0.00089539 | 436.6756 | 0.0088901 | 445.9379 | 0.00137 | 436.6756 | 0.0034264 | 437.2966 | 0.03126 | 436.6756 | 0.020324 | 445.5414 | 0.75465 | 431.32 | 0.0016695 | 445.9379 | 0.01612 | 431.32 | -0.00087442 | 431.32 | 0.0014088 | 445.5414 | 1.4908e-05 | 445.5414 | 9.8388e-06 | 436.6756 | 0.00136 | 436.6756 | 0.00019827 | 675.8121 | 0.0035 | 436.6756 | 0.0011929 | 675.0541 | 5.0004e-05 | 675.8121 | 0.00161 | 445.5414 | 0.75328
| 446.0509 | 0 | 436.8956 | 0.0087692 | 446.0509 | 0 | 436.8956 | 0.0014114 | 437.5165 | 0.03029 | 436.8956 | 0.01781 | 445.6561 | 0.76282 | 431.54 | -0.0016695 | 446.0509 | 0.01677 | 431.54 | -0.0011327 | 431.54 | -0.0020047 | 445.6561 | 2.9968e-05 | 445.6561 | 2.3521e-05 | 436.8956 | -0.00082126 | 436.8956 | 0.00026533 | 675.9742 | 0.00388 | 436.8956 | -0.00094062 | 675.2164 | 0 | 675.9742 | 0.00175 | 445.6561 | 0.7601
| 446.1638 | 0.00176 | 437.1157 | 0.0088501 | 446.1638 | 0.00060691 | 437.1157 | 0.003403 | 437.7365 | 0.03143 | 437.1157 | 0.019463 | 445.7708 | 0.76971 | 431.76 | 0.0009275 | 446.1638 | 0.02168 | 431.76 | 0.0012565 | 431.76 | 0.00059601 | 445.7708 | 1.5353e-05 | 445.7708 | 1.3682e-05 | 437.1157 | 0.00078859 | 437.1157 | 0.0013764 | 676.1364 | 0.00447 | 437.1157 | 0.00067651 | 675.3787 | 5.0004e-05 | 676.1364 | 0.00165 | 445.7708 | 0.76504
| 446.2767 | 0 | 437.3357 | 0.0084253 | 446.2767 | 0 | 437.3357 | 0.0016341 | 437.9565 | 0.02786 | 437.3357 | 0.01635 | 445.8855 | 0.77857 | 431.98 | 0.003221 | 446.2767 | 0.01748 | 431.98 | -0.0015202 | 431.98 | -0.00067186 | 445.8855 | 2.9722e-05 | 445.8855 | 2.9945e-05 | 437.3357 | -0.00105 | 437.3357 | -0.00064008 | 676.2985 | 0.0039 | 437.3357 | -0.0020949 | 675.541 | 0 | 676.2985 | 0.00184 | 445.8855 | 0.77262
| 446.3897 | 0.00048213 | 437.5558 | 0.0089016 | 446.3897 | 0.00153 | 437.5558 | 0.0045766 | 438.1765 | 0.02891 | 437.5558 | 0.018252 | 446.0002 | 0.78645 | 432.2 | 0.00035414 | 446.3897 | 0.01887 | 432.2 | -0.00016412 | 432.2 | 0.00085607 | 446.0002 | 1.4662e-05 | 446.0002 | 1.6252e-05 | 437.5558 | 0.00055231 | 437.5558 | 0.0014 | 676.4606 | 0.00403 | 437.5558 | 0.0024039 | 675.7033 | 6.9993e-05 | 676.4606 | 0.00173 | 446.0002 | 0.7822
| 446.5026 | 0 | 437.7759 | 0.0081829 | 446.5026 | 0 | 437.7759 | 0.0013022 | 438.3965 | 0.02628 | 437.7759 | 0.015694 | 446.115 | 0.79666 | 432.42 | 0.0011636 | 446.5026 | 0.01722 | 432.42 | -0.00042241 | 432.42 | -0.00024923 | 446.115 | 2.8036e-05 | 446.115 | 2.7375e-05 | 437.7759 | -0.00105 | 437.7759 | -0.0027963 | 676.6228 | 0.00517 | 437.7759 | -0.0013173 | 675.8656 | 0 | 676.6228 | 0.00179 | 446.115 | 0.79488
| 446.6155 | 0.000554 | 437.996 | 0.0088742 | 446.6155 | 0.00039883 | 437.996 | 0.004026 | 438.6165 | 0.02916 | 437.996 | 0.017918 | 446.2297 | 0.8062 | 432.64 | 0.0014672 | 446.6155 | 0.01896 | 432.64 | 0.0013533 | 432.64 | -0.00021673 | 446.2297 | 1.3585e-05 | 446.2297 | 1.1124e-05 | 437.996 | 0.00139 | 437.996 | -0.00038246 | 676.785 | 0.00306 | 437.996 | 0.0048231 | 676.028 | 5.0004e-05 | 676.785 | 0.0017 | 446.2297 | 0.80608
| 446.7285 | 0 | 438.2161 | 0.0085275 | 446.7285 | 0 | 438.2161 | 0.00031559 | 438.8365 | 0.0252 | 438.2161 | 0.015304 | 446.3444 | 0.81637 | 432.87 | 0.0032884 | 446.7285 | 0.0181 | 432.87 | 0.00044931 | 432.87 | -0.00073687 | 446.3444 | 2.9769e-05 | 446.3444 | 2.3093e-05 | 438.2161 | -0.00128 | 438.2161 | -0.0022307 | 676.9471 | 0.00483 | 438.2161 | -0.0014104 | 676.1903 | 0 | 676.9471 | 0.00181 | 446.3444 | 0.81575
| 446.8414 | 0.00039229 | 438.4362 | 0.0087786 | 446.8414 | 0.00010404 | 438.4362 | 0.002666 | 439.0566 | 0.0279 | 438.4362 | 0.016577 | 446.4592 | 0.82319 | 433.09 | 0.0014334 | 446.8414 | 0.01966 | 433.09 | 6.1882e-05 | 433.09 | -0.0016797 | 446.4592 | 1.636e-05 | 446.4592 | 1.198e-05 | 438.4362 | 0.00037563 | 438.4362 | 0.0013147 | 677.1093 | 0.00536 | 438.4362 | 0.0030519 | 676.3527 | 5.0004e-05 | 677.1093 | 0.00176 | 446.4592 | 0.82127
| 446.9544 | 0 | 438.6564 | 0.0081373 | 446.9544 | 0 | 438.6564 | 0.0021987 | 439.2766 | 0.02427 | 438.6564 | 0.013852 | 446.5739 | 0.82988 | 433.31 | 0.00059023 | 446.9544 | 0.01827 | 433.31 | -0.0020045 | 433.31 | -0.00076939 | 446.5739 | 3.2451e-05 | 446.5739 | 2.7584e-05 | 438.6564 | -0.00098745 | 438.6564 | -0.00066683 | 677.2715 | 0.00404 | 438.6564 | 0.00086095 | 676.515 | 0 | 677.2715 | 0.00189 | 446.5739 | 0.82649
| 447.0673 | 0.00163 | 438.8765 | 0.0088995 | 447.0673 | 0.00213 | 438.8765 | 0.0037787 | 439.4967 | 0.02656 | 438.8765 | 0.015868 | 446.6887 | 0.83466 | 433.53 | 0.0028162 | 447.0673 | 0.01904 | 433.53 | 0.00051389 | 433.53 | 0.0015387 | 446.6887 | 1.6301e-05 | 446.6887 | 1.5615e-05 | 438.8765 | 0.00155 | 438.8765 | 0.00134 | 677.4336 | 0.00419 | 438.8765 | 0.0029139 | 676.6774 | 5.0004e-05 | 677.4336 | 0.00178 | 446.6887 | 0.83094
| 447.1803 | 0 | 439.0967 | 0.0080686 | 447.1803 | 0 | 439.0967 | 0.0024555 | 439.7168 | 0.02211 | 439.0967 | 0.012907 | 446.8034 | 0.8414 | 433.75 | 0.0044015 | 447.1803 | 0.01739 | 433.75 | -0.00048698 | 433.75 | -0.00024923 | 446.8034 | 3.2111e-05 | 446.8034 | 2.866e-05 | 439.0967 | -0.00134 | 439.0967 | -0.0025172 | 677.5958 | 0.00306 | 439.0967 | -0.001122 | 676.8397 | 0 | 677.5958 | 0.00189 | 446.8034 | 0.83728
| 447.2932 | 0 | 439.3169 | 0.0085724 | 447.2932 | 0.00208 | 439.3169 | 0.0028457 | 439.9369 | 0.02503 | 439.3169 | 0.01475 | 446.9182 | 0.8476 | 433.97 | 0.0045026 | 447.2932 | 0.01901 | 433.97 | 0.00067532 | 433.97 | 0.00027091 | 446.9182 | 1.6009e-05 | 446.9182 | 1.3254e-05 | 439.3169 | 0.00111 | 439.3169 | 0.0021961 | 677.758 | 0.00436 | 439.3169 | 0.0025947 | 677.0021 | 5.0004e-05 | 677.758 | 0.00175 | 446.9182 | 0.84339
| 447.4062 | 0 | 439.5371 | 0.0080581 | 447.4062 | 0 | 439.5371 | 0.0019495 | 440.157 | 0.02188 | 439.5371 | 0.012101 | 447.033 | 0.85504 | 434.19 | 0.0052109 | 447.4062 | 0.0162 | 434.19 | -0.00013183 | 434.19 | -0.0030776 | 447.033 | 3.176e-05 | 447.033 | 2.4378e-05 | 439.5371 | -0.00101 | 439.5371 | -0.0003375 | 677.9202 | 0.00348 | 439.5371 | -0.0012974 | 677.1644 | 0 | 677.9202 | 0.00188 | 447.033 | 0.8502
| 447.5191 | 0.00015871 | 439.7573 | 0.0080294 | 447.5191 | 0.00158 | 439.7573 | 0.0024213 | 440.3771 | 0.02219 | 439.7573 | 0.014026 | 447.1477 | 0.85993 | 434.41 | 0.0038955 | 447.5191 | 0.02029 | 434.41 | -0.0012941 | 434.41 | -0.00041178 | 447.1477 | 1.581e-05 | 447.1477 | 1.1332e-05 | 439.7573 | 0.00107 | 439.7573 | -0.001236 | 678.0824 | 0.0035 | 439.7573 | 0.00061391 | 677.3268 | 8.9995e-05 | 678.0824 | 0.00171 | 447.1477 | 0.85506
| 447.6321 | 0 | 439.9775 | 0.0080618 | 447.6321 | 0 | 439.9775 | 0.0014665 | 440.5972 | 0.02009 | 439.9775 | 0.011611 | 447.2625 | 0.864 | 434.63 | 0.0072682 | 447.6321 | 0.02162 | 434.63 | -0.0025533 | 434.63 | -0.0015496 | 447.2625 | 3.2111e-05 | 447.2625 | 2.3521e-05 | 439.9775 | -0.00060425 | 439.9775 | -0.00065765 | 678.2446 | 0.00327 | 439.9775 | -0.0015784 | 677.4892 | 0 | 678.2446 | 0.00183 | 447.2625 | 0.8598
| 447.745 | 0.00030245 | 440.1977 | 0.0085606 | 447.745 | 0.00239 | 440.1977 | 0.0036079 | 440.8174 | 0.02221 | 440.1977 | 0.013251 | 447.3773 | 0.86636 | 434.85 | 0.0059528 | 447.745 | 0.0189 | 434.85 | -0.00013183 | 434.85 | 0.0016038 | 447.3773 | 1.6336e-05 | 447.3773 | 1.2408e-05 | 440.1977 | 0.00227 | 440.1977 | -0.00071231 | 678.4069 | 0.00454 | 440.1977 | 6.7317e-06 | 677.6516 | 6.9993e-05 | 678.4069 | 0.0017 | 447.3773 | 0.86383
| 447.858 | 0 | 440.418 | 0.0078758 | 447.858 | 0 | 440.418 | 0.00046042 | 441.0376 | 0.0188 | 440.418 | 0.01104 | 447.4921 | 0.87164 | 435.07 | 0.0094943 | 447.858 | 0.01833 | 435.07 | 6.1882e-05 | 435.07 | -0.0018747 | 447.4921 | 3.2884e-05 | 447.4921 | 2.5454e-05 | 440.418 | -0.0007709 | 440.418 | -0.00076977 | 678.5691 | 0.00394 | 440.418 | 0.0023436 | 677.814 | 0 | 678.5691 | 0.00189 | 447.4921 | 0.87116
| 447.971 | 0.00058994 | 440.6383 | 0.0084309 | 447.971 | 0.00284 | 440.6383 | 0.0037715 | 441.2577 | 0.01991 | 440.6383 | 0.012509 | 447.6069 | 0.87814 | 435.29 | 0.01226 | 447.971 | 0.01867 | 435.29 | 0.00073989 | 435.29 | -0.00034676 | 447.6069 | 1.6582e-05 | 447.6069 | 1.3045e-05 | 440.6383 | 0.0013 | 440.6383 | 0.0014148 | 678.7313 | 0.00368 | 440.6383 | 1.4594e-05 | 677.9764 | 6.9993e-05 | 678.7313 | 0.0018 | 447.6069 | 0.87756
| 448.0839 | 0 | 440.8585 | 0.0080511 | 448.0839 | 0 | 440.8585 | 0.00075788 | 441.478 | 0.0182 | 440.8585 | 0.01096 | 447.7217 | 0.88741 | 435.51 | 0.011956 | 448.0839 | 0.0202 | 435.51 | -0.00032556 | 435.51 | 0.0020915 | 447.7217 | 3.1689e-05 | 447.7217 | 2.7375e-05 | 440.8585 | -0.00134 | 440.8585 | 0.0018507 | 678.8936 | 0.00309 | 440.8585 | -0.0010236 | 678.1388 | 0 | 678.8936 | 0.00187 | 447.7217 | 0.88441
| 448.1969 | 0.00084148 | 441.0788 | 0.0084033 | 448.1969 | 0.00046818 | 441.0788 | 0.0028539 | 441.6982 | 0.02008 | 441.0788 | 0.01196 | 447.8365 | 0.89588 | 435.73 | 0.01 | 448.1969 | 0.01964 | 435.73 | -0.0020367 | 435.73 | -0.0017446 | 447.8365 | 1.5107e-05 | 447.8365 | 1.433e-05 | 441.0788 | 0.00073351 | 441.0788 | 0.0016277 | 679.0558 | 0.00429 | 441.0788 | 0.0025337 | 678.3012 | 8.9995e-05 | 679.0558 | 0.00175 | 447.8365 | 0.88931
| 448.3098 | 0 | 441.2992 | 0.0078181 | 448.3098 | 0 | 441.2992 | 0.00082603 | 441.9184 | 0.0171 | 441.2992 | 0.0098544 | 447.9513 | 0.90417 | 435.95 | 0.015363 | 448.3098 | 0.01944 | 435.95 | -0.001617 | 435.95 | -0.001062 | 447.9513 | 2.7591e-05 | 447.9513 | 2.5454e-05 | 441.2991 | -0.00038544 | 441.2992 | -0.00016761 | 679.218 | 0.00531 | 441.2992 | -0.0010778 | 678.4636 | 0 | 679.218 | 0.00177 | 447.9513 | 0.89584
| 448.4228 | 0.00084148 | 441.5195 | 0.0077562 | 448.4228 | 0.00055488 | 441.5195 | 0.0029586 | 442.1386 | 0.01871 | 441.5195 | 0.011569 | 448.0661 | 0.91042 | 436.17 | 0.014318 | 448.4228 | 0.01986 | 436.17 | 0.00073989 | 436.17 | 0.00069354 | 448.0661 | 1.2484e-05 | 448.0661 | 1.1124e-05 | 441.5195 | 0.00053302 | 441.5195 | -0.0001321 | 679.3803 | 0.00302 | 441.5195 | 0.00062091 | 678.626 | 6.9993e-05 | 679.3803 | 0.00171 | 448.0661 | 0.90277
| 448.5358 | 0 | 441.7398 | 0.0080458 | 448.5358 | 0 | 441.7398 | 0.0011576 | 442.3589 | 0.01686 | 441.7398 | 0.0093674 | 448.1809 | 0.9172 | 436.39 | 0.021467 | 448.5358 | 0.01949 | 436.39 | -0.00019641 | 436.39 | -0.0040204 | 448.1809 | 2.7778e-05 | 448.1809 | 2.3521e-05 | 441.7398 | -0.00153 | 441.7398 | 6.4633e-05 | 679.5426 | 0.00445 | 441.7398 | -9.3685e-05 | 678.7885 | 0 | 679.5426 | 0.00173 | 448.1809 | 0.91142
| 448.6487 | 0.00094928 | 441.9602 | 0.0084162 | 448.6487 | 0.00134 | 441.9602 | 0.0033083 | 442.5791 | 0.0177 | 441.9602 | 0.011309 | 448.2957 | 0.92389 | 436.61 | 0.020793 | 448.6487 | 0.01941 | 436.61 | 0.00099818 | 436.61 | -0.00076939 | 448.2957 | 1.5575e-05 | 448.2957 | 1.2408e-05 | 441.9602 | 0.00099314 | 441.9602 | 0.00086617 | 679.7048 | 0.00306 | 441.9602 | 0.0029673 | 678.9509 | 6.9993e-05 | 679.7048 | 0.00175 | 448.2957 | 0.92037
| 448.7617 | 0 | 442.1805 | 0.0075968 | 448.7617 | 0 | 442.1805 | 0.00035798 | 442.7994 | 0.01533 | 442.1805 | 0.0093599 | 448.4105 | 0.93252 | 436.83 | 0.023863 | 448.7617 | 0.01898 | 436.83 | 0.0029031 | 436.83 | -0.00093193 | 448.4105 | 3.1022e-05 | 448.4105 | 2.6091e-05 | 442.1805 | -0.00191 | 442.1805 | 0.00098315 | 679.8671 | 0.00394 | 442.1805 | 0.00021031 | 679.1133 | 0 | 679.8671 | 0.00186 | 448.4105 | 0.93104
| 448.8746 | 0.00129 | 442.4009 | 0.0082372 | 448.8746 | 0.00098839 | 442.4009 | 0.0031914 | 443.0197 | 0.01725 | 442.4009 | 0.010805 | 448.5253 | 0.93977 | 437.06 | 0.020895 | 448.8746 | 0.02063 | 437.06 | -0.0013264 | 437.06 | -0.0012895 | 448.5253 | 1.5786e-05 | 448.5253 | 1.3682e-05 | 442.4009 | 0.0007952 | 442.4009 | 0.0011538 | 680.0294 | 0.00406 | 442.4009 | -0.00064513 | 679.2758 | 6.9993e-05 | 680.0294 | 0.00183 | 448.5253 | 0.93905
| 448.9876 | 0 | 442.6213 | 0.0081634 | 448.9876 | 0 | 442.6213 | 0.00092724 | 443.24 | 0.0144 | 442.6213 | 0.0086952 | 448.6402 | 0.94842 | 437.28 | 0.030068 | 448.9876 | 0.01833 | 437.28 | 0.00028789 | 437.28 | -0.00054182 | 448.6402 | 3.1432e-05 | 448.6402 | 2.6727e-05 | 442.6213 | -0.00092692 | 442.6213 | -0.0037032 | 680.1917 | 0.00466 | 442.6213 | 0.00051597 | 679.4382 | 0 | 680.1917 | 0.00195 | 448.6402 | 0.94604
| 449.1006 | 0.00138 | 442.8417 | 0.0081686 | 449.1006 | 0.0007803 | 442.8417 | 0.0030164 | 443.4603 | 0.0159 | 442.8417 | 0.010252 | 448.755 | 0.95455 | 437.5 | 0.029764 | 449.1006 | 0.02083 | 437.5 | 0.00028789 | 437.5 | 0.0017988 | 448.755 | 1.6032e-05 | 448.755 | 1.3254e-05 | 442.8417 | 0.00079048 | 442.8417 | 0.0011685 | 680.354 | 0.00455 | 442.8417 | 3.0311e-05 | 679.6006 | 8.9995e-05 | 680.354 | 0.00184 | 448.755 | 0.95064
| 449.2136 | 0 | 443.0622 | 0.0078931 | 449.2136 | 0 | 443.0622 | 0.00076644 | 443.6806 | 0.01313 | 443.0622 | 0.0082383 | 448.8698 | 0.96125 | 437.72 | 0.037253 | 449.2136 | 0.01992 | 437.72 | 0.00041703 | 437.72 | -0.00028175 | 448.8698 | 3.0179e-05 | 448.8698 | 2.6299e-05 | 443.0622 | -0.00095148 | 443.0622 | 0.00059113 | 680.5163 | 0.00359 | 443.0622 | -0.0031192 | 679.7631 | 0 | 680.5163 | 0.00196 | 448.8698 | 0.95656
| 449.3265 | 0.00098522 | 443.2826 | 0.007754 | 449.3265 | 0.00118 | 443.2826 | 0.0036074 | 443.901 | 0.0151 | 443.2826 | 0.010016 | 448.9847 | 0.96566 | 437.94 | 0.037994 | 449.3265 | 0.02023 | 437.94 | -0.00048698 | 437.94 | -0.00073687 | 448.9847 | 1.4252e-05 | 448.9847 | 1.3254e-05 | 443.2826 | 0.00046349 | 443.2826 | -2.6966e-05 | 680.6786 | 0.00531 | 443.2826 | 0.0017862 | 679.9256 | 3.0002e-05 | 680.6786 | 0.00183 | 448.9847 | 0.96109
| 449.4395 | 0 | 443.5031 | 0.0076626 | 449.4395 | 0 | 443.5031 | 0.00063724 | 444.1213 | 0.01253 | 443.5031 | 0.0075698 | 449.0995 | 0.96959 | 438.16 | 0.043188 | 449.4395 | 0.01907 | 438.16 | 0.00044931 | 438.16 | -0.00034676 | 449.0995 | 2.964e-05 | 449.0995 | 2.4806e-05 | 443.503 | -0.00188 | 443.5031 | 0.00043475 | 680.8409 | 0.00241 | 443.5031 | -0.0015588 | 680.088 | 0 | 680.8409 | 0.00191 | 449.0995 | 0.96758
| 449.5525 | 0.001 | 443.7235 | 0.0078493 | 449.5525 | 0.00206 | 443.7235 | 0.0018836 | 444.3417 | 0.0139 | 443.7235 | 0.0092899 | 449.2144 | 0.97199 | 438.38 | 0.041265 | 449.5525 | 0.01964 | 438.38 | -0.0012619 | 438.38 | 0.00069354 | 449.2144 | 1.5786e-05 | 449.2144 | 1.1761e-05 | 443.7235 | 0.00148 | 443.7235 | 0.0042294 | 681.0032 | 0.00433 | 443.7235 | -0.0005875 | 680.2505 | 3.0002e-05 | 681.0032 | 0.00177 | 449.2144 | 0.97215
| 449.6655 | 0 | 443.944 | 0.0073119 | 449.6655 | 0 | 443.944 | -0.0002364 | 444.5621 | 0.01242 | 443.944 | 0.0069731 | 449.3292 | 0.97568 | 438.6 | 0.052058 | 449.6655 | 0.01867 | 438.6 | -0.0018752 | 438.6 | -0.00089942 | 449.3292 | 3.1221e-05 | 449.3292 | 2.0315e-05 | 443.944 | -0.00168 | 443.944 | -0.00088946 | 681.1655 | 0.00309 | 443.944 | -0.0023959 | 680.413 | 0 | 681.1655 | 0.00187 | 449.3292 | 0.97779
| 449.7784 | 0.00163 | 444.1645 | 0.0076101 | 449.7784 | 0.00064159 | 444.1645 | 0.0023272 | 444.7825 | 0.01352 | 444.1645 | 0.0088597 | 449.4441 | 0.97983 | 438.82 | 0.053171 | 449.7784 | 0.02001 | 438.82 | 0.00054618 | 438.82 | 0.00075855 | 449.4441 | 1.581e-05 | 449.4441 | 8.5541e-06 | 444.1645 | 0.00112 | 444.1645 | 0.0007508 | 681.3278 | 0.0039 | 444.1645 | 2.1224e-05 | 680.5755 | 5.0004e-05 | 681.3278 | 0.00173 | 449.4441 | 0.97996
| 449.8914 | 0 | 444.385 | 0.0076275 | 449.8914 | 0 | 444.385 | 4.6584e-05 | 445.0029 | 0.01044 | 444.385 | 0.0069756 | 449.559 | 0.98555 | 439.04 | 0.059681 | 449.8914 | 0.02108 | 439.04 | -0.00074527 | 439.04 | -0.0013871 | 449.559 | 2.9418e-05 | 449.559 | 2.149e-05 | 444.385 | -0.00092811 | 444.385 | -0.002741 | 681.4902 | 0.00338 | 444.385 | -0.00021567 | 680.738 | 0 | 681.4902 | 0.0019 | 449.559 | 0.98275
| 450.0044 | 0.00073368 | 444.6055 | 0.0072384 | 450.0044 | 0.00076297 | 444.6055 | 0.0021668 | 445.2233 | 0.01392 | 444.6055 | 0.0084422 | 449.6738 | 0.98915 | 439.26 | 0.054993 | 450.0044 | 0.02049 | 439.26 | -0.0010036 | 439.26 | -0.0015171 | 449.6738 | 1.3983e-05 | 449.6738 | 1.2935e-05 | 444.6055 | 0.00052921 | 444.6055 | 0.0030703 | 681.6525 | 0.0045 | 444.6055 | 0.0015435 | 680.9005 | 5.0004e-05 | 681.6525 | 0.00177 | 449.6738 | 0.98487
| 450.1174 | 0 | 444.8261 | 0.0073413 | 450.1174 | 0 | 444.8261 | 0.001262 | 445.4438 | 0.01033 | 444.8261 | 0.0066873 | 449.7887 | 0.99279 | 439.48 | 0.066089 | 450.1174 | 0.01745 | 439.48 | -9.9549e-05 | 439.48 | -0.0001192 | 449.7887 | 2.8539e-05 | 449.7887 | 2.7913e-05 | 444.8261 | -0.00151 | 444.8261 | -0.0020781 | 681.8148 | 0.0041 | 444.8261 | 0.00028751 | 681.063 | 0 | 681.8148 | 0.00187 | 449.7887 | 0.98921
| 450.2304 | 0.00019465 | 445.0466 | 0.007561 | 450.2304 | 0.00168 | 445.0466 | 0.0027776 | 445.6642 | 0.01351 | 445.0466 | 0.0084835 | 449.9036 | 0.99311 | 439.7 | 0.068147 | 450.2304 | 0.02103 | 439.7 | 0.0020314 | 439.7 | 0.00082357 | 449.9036 | 1.4662e-05 | 449.9036 | 1.4967e-05 | 445.0466 | 0.00071752 | 445.0466 | -0.0021461 | 681.9772 | 0.00336 | 445.0466 | 0.002387 | 681.2255 | 6.9993e-05 | 681.9772 | 0.00166 | 449.9036 | 0.99226
| 450.3433 | 0 | 445.2672 | 0.0066705 | 450.3433 | 0 | 445.2672 | 0.00033511 | 445.8847 | 0.01041 | 445.2672 | 0.0062682 | 450.0185 | 0.99326 | 439.93 | 0.075735 | 450.3433 | 0.02094 | 439.93 | 0.00015874 | 439.93 | -0.0019397 | 450.0185 | 2.8902e-05 | 450.0185 | 2.4806e-05 | 445.2672 | -0.00114 | 445.2672 | 0.00078317 | 682.1396 | 0.00462 | 445.2672 | -0.0024988 | 681.388 | 0 | 682.1396 | 0.00178 | 450.0185 | 0.99541
| 450.4563 | 0.00042823 | 445.4878 | 0.0076575 | 450.4563 | 0.00137 | 445.4878 | 0.0023298 | 446.1051 | 0.01275 | 445.4878 | 0.0082313 | 450.1334 | 0.99193 | 440.15 | 0.077522 | 450.4563 | 0.02049 | 440.15 | -0.0013587 | 440.15 | -0.0016472 | 450.1334 | 1.4334e-05 | 450.1334 | 9.8388e-06 | 445.4878 | 0.00152 | 445.4878 | 0.0023421 | 682.3019 | 0.00464 | 445.4878 | 0.001417 | 681.5505 | 5.0004e-05 | 682.3019 | 0.00169 | 450.1334 | 0.99485
| 450.5693 | 0 | 445.7084 | 0.0076175 | 450.5693 | 0 | 445.7084 | 0.00084238 | 446.3256 | 0.01054 | 445.7084 | 0.0063366 | 450.2482 | 0.99371 | 440.37 | 0.084773 | 450.5693 | 0.0189 | 440.37 | -0.0004547 | 440.37 | 0.0022864 | 450.2482 | 2.8457e-05 | 450.2482 | 1.9886e-05 | 445.7084 | -0.00050461 | 445.7084 | -0.0026603 | 682.4643 | 0.00417 | 445.7084 | -0.00020383 | 681.713 | 0 | 682.4643 | 0.00185 | 450.2482 | 0.99429
| 450.6823 | 0 | 445.929 | 0.0078533 | 450.6823 | 0.00149 | 445.929 | 0.0034588 | 446.5462 | 0.01249 | 445.929 | 0.0082737 | 450.3631 | 0.99502 | 440.59 | 0.086831 | 450.6823 | 0.02171 | 440.59 | -0.00061613 | 440.59 | 0.0009211 | 450.3631 | 1.4498e-05 | 450.3631 | 1.0047e-05 | 445.929 | 0.00037833 | 445.929 | 0.00067603 | 682.6267 | 0.00438 | 445.929 | 0.0025567 | 681.8756 | 3.0002e-05 | 682.6267 | 0.0017 | 450.3631 | 0.9914
| 450.7953 | 0 | 446.1496 | 0.0078571 | 450.7953 | 0 | 446.1496 | 0.00060955 | 446.7667 | 0.01069 | 446.1496 | 0.0061535 | 450.478 | 0.99828 | 440.81 | 0.095499 | 450.7953 | 0.02219 | 440.81 | -0.0018752 | 440.81 | -0.00021673 | 450.478 | 2.9066e-05 | 450.478 | 2.5662e-05 | 446.1496 | -0.00133 | 446.1496 | -0.0010455 | 682.789 | 0.00371 | 446.1496 | -0.0033874 | 682.0381 | 0 | 682.789 | 0.00189 | 450.478 | 0.99034
| 450.9083 | 0.00066181 | 446.3702 | 0.0084784 | 450.9083 | 0.00192 | 446.3702 | 0.0041796 | 446.9872 | 0.01229 | 446.3702 | 0.0082512 | 450.5929 | 0.99918 | 441.03 | 0.095533 | 450.9083 | 0.02199 | 441.03 | -0.0011004 | 441.03 | -0.00034676 | 450.5929 | 1.492e-05 | 450.5929 | 1.5823e-05 | 446.3702 | 0.00155 | 446.3702 | 0.0024621 | 682.9514 | 0.00338 | 446.3702 | 0.0020538 | 682.2006 | 6.9993e-05 | 682.9514 | 0.00177 | 450.5929 | 0.99138
| 451.0213 | 0 | 446.5909 | 0.0075658 | 451.0213 | 0 | 446.5909 | 0.001257 | 447.2077 | 0.00932 | 446.5909 | 0.0057654 | 450.7079 | 1 | 441.25 | 0.1044 | 451.0213 | 0.02125 | 441.25 | -0.0026501 | 441.25 | 0.0002384 | 450.7079 | 2.9336e-05 | 450.7079 | 3.079e-05 | 446.5909 | -0.00137 | 446.5909 | 6.5837e-05 | 683.1138 | 0.00271 | 446.5909 | -0.00070532 | 682.3632 | 0 | 683.1138 | 0.00192 | 450.7079 | 0.99488
| 451.1343 | 0.00156 | 446.8116 | 0.0078685 | 451.1343 | 0.00139 | 446.8116 | 0.0024996 | 447.4283 | 0.01149 | 446.8116 | 0.0077091 | 450.8228 | 0.99799 | 441.47 | 0.11034 | 451.1343 | 0.02145 | 441.47 | 0.0012565 | 441.47 | 0.0011487 | 450.8228 | 1.4756e-05 | 450.8228 | 1.5615e-05 | 446.8116 | 0.00116 | 446.8116 | 0.0002329 | 683.2762 | 0.00313 | 446.8116 | 0.0035352 | 682.5257 | 8.9995e-05 | 683.2762 | 0.00173 | 450.8228 | 0.9982
| 451.2473 | 0 | 447.0322 | 0.0076729 | 451.2473 | 0 | 447.0322 | 0.00097406 | 447.6489 | 0.00957 | 447.0322 | 0.005296 | 450.9377 | 0.99677 | 441.69 | 0.11965 | 451.2473 | 0.02128 | 441.69 | 0.0011273 | 441.69 | -0.00099695 | 450.9377 | 3.0624e-05 | 450.9377 | 2.6727e-05 | 447.0322 | -0.00064251 | 447.0322 | -0.00092416 | 683.4386 | 0.00357 | 447.0322 | -0.00028726 | 682.6883 | 0 | 683.4386 | 0.00184 | 450.9377 | 1
| 451.3603 | 0.00019465 | 447.2529 | 0.0068236 | 451.3603 | 0.00083232 | 447.2529 | 0.0021001 | 447.8695 | 0.01114 | 447.2529 | 0.0070303 | 451.0526 | 0.99702 | 441.91 | 0.1212 | 451.3603 | 0.02182 | 441.91 | -0.0014556 | 441.91 | 0.0023191 | 451.0526 | 1.6009e-05 | 451.0526 | 1.1761e-05 | 447.2529 | 0.00166 | 447.2529 | 0.00085863 | 683.601 | 0.00487 | 447.2529 | 0.0010759 | 682.8509 | 8.9995e-05 | 683.601 | 0.00171 | 451.0526 | 0.99829
| 451.4733 | 0 | 447.4736 | 0.0073205 | 451.4733 | 0 | 447.4736 | 0.00026683 | 448.0901 | 0.00803 | 447.4736 | 0.004897 | 451.1675 | 0.99899 | 442.13 | 0.12589 | 451.4733 | 0.0216 | 442.13 | -0.0006807 | 442.13 | -0.0012245 | 451.1675 | 3.1198e-05 | 451.1675 | 2.2456e-05 | 447.4736 | -0.00078862 | 447.4736 | -0.0023174 | 683.7635 | 0.00461 | 447.4736 | -0.0038307 | 683.0134 | 0 | 683.7635 | 0.00187 | 451.1675 | 0.99645
| 451.5863 | 0 | 447.6944 | 0.007707 | 451.5863 | 0.00149 | 447.6944 | 0.0025671 | 448.3107 | 0.01017 | 447.6944 | 0.0068784 | 451.2825 | 0.99965 | 442.36 | 0.12417 | 451.5863 | 0.02304 | 442.36 | 0.0010305 | 442.36 | 0.0012137 | 451.2825 | 1.5482e-05 | 451.2825 | 1.1332e-05 | 447.6944 | 0.0008349 | 447.6944 | 0.0011564 | 683.9259 | 0.00471 | 447.6944 | 0.0007037 | 683.176 | 6.9993e-05 | 683.9259 | 0.00177 | 451.2825 | 0.99339
| 451.6993 | 0 | 447.9151 | 0.0070368 | 451.6993 | 0 | 447.9151 | 0.0011513 | 448.5313 | 0.00774 | 447.9151 | 0.0052926 | 451.3974 | 0.99963 | 442.58 | 0.13381 | 451.6993 | 0.02384 | 442.58 | -0.00039012 | 442.58 | -0.0021673 | 451.3974 | 3.2064e-05 | 451.3974 | 2.0534e-05 | 447.9151 | -0.0012 | 447.9151 | 4.305e-05 | 684.0883 | 0.0035 | 447.9151 | 0.0004284 | 683.3386 | 0 | 684.0883 | 0.00191 | 451.3974 | 0.99372
| 451.8123 | 5.091e-05 | 448.1359 | 0.0074763 | 451.8123 | 0.00175 | 448.1359 | 0.0020039 | 448.7519 | 0.00946 | 448.1359 | 0.0067382 | 451.5124 | 0.99779 | 442.8 | 0.1406 | 451.8123 | 0.02361 | 442.8 | 0.0016761 | 442.8 | 0.00088859 | 451.5124 | 1.691e-05 | 451.5124 | 9.4106e-06 | 448.1359 | 0.00161 | 448.1359 | 0.00011242 | 684.2507 | 0.0041 | 448.1359 | 0.0001803 | 683.5012 | 3.0002e-05 | 684.2507 | 0.00176 | 451.5124 | 0.99387
| 451.9253 | 0 | 448.3566 | 0.007444 | 451.9253 | 8.6901e-05 | 448.3566 | 9.2831e-06 | 448.9726 | 0.00768 | 448.3566 | 0.0046423 | 451.6273 | 0.99677 | 443.02 | 0.1494 | 451.9253 | 0.02378 | 443.02 | -0.0018108 | 443.02 | 0.00049847 | 451.6273 | 3.19e-05 | 451.6273 | 2.2236e-05 | 448.3566 | -0.0008538 | 448.3566 | -0.0012301 | 684.4132 | 0.00381 | 448.3566 | -0.0031855 | 683.6638 | 0 | 684.4132 | 0.00195 | 451.6273 | 0.99541
| 452.0383 | 0.00129 | 448.5774 | 0.0080614 | 452.0383 | 0.00118 | 448.5774 | 0.0030447 | 449.1933 | 0.01038 | 448.5774 | 0.0068552 | 451.7422 | 0.99422 | 443.24 | 0.15375 | 452.0383 | 0.02463 | 443.24 | -0.0011004 | 443.24 | 0.0015062 | 451.7422 | 1.5236e-05 | 451.7422 | 1.3045e-05 | 448.5774 | 0.00101 | 448.5774 | -0.0025988 | 684.5756 | 0.00441 | 448.5774 | 0.0026179 | 683.8264 | 6.9993e-05 | 684.5756 | 0.00182 | 451.7422 | 0.99514
| 452.1513 | 0 | 448.7982 | 0.0073798 | 452.1513 | 0 | 448.7982 | 0.0010772 | 449.4139 | 0.00658 | 448.7982 | 0.0046149 | 451.8572 | 0.99267 | 443.46 | 0.16393 | 452.1513 | 0.0235 | 443.46 | 6.1882e-05 | 443.46 | 0.0019614 | 451.8572 | 2.841e-05 | 451.8572 | 2.8012e-05 | 448.7982 | -0.00036886 | 448.7982 | 0.0017352 | 684.7381 | 0.00186 | 448.7982 | -0.0010015 | 683.989 | 0 | 684.7381 | 0.00201 | 451.8572 | 0.9935
| 452.2643 | 0.00058994 | 449.019 | 0.0080164 | 452.2643 | 0.00189 | 449.019 | 0.0036992 | 449.6346 | 0.00893 | 449.019 | 0.0068039 | 451.9721 | 0.99086 | 443.68 | 0.15968 | 452.2643 | 0.02526 | 443.68 | 0.00012645 | 443.68 | 0.0017013 | 451.9721 | 1.3222e-05 | 451.9721 | 1.4967e-05 | 449.019 | 0.00072872 | 449.019 | 0.0014986 | 684.9005 | 0.00556 | 449.019 | 0.00084184 | 684.1516 | 5.0004e-05 | 684.9005 | 0.00184 | 451.9721 | 0.99023
| 452.3773 | 0 | 449.2398 | 0.0069281 | 452.3773 | 0 | 449.2398 | 0.0004274 | 449.8553 | 0.00673 | 449.2398 | 0.0043774 | 452.0871 | 0.99081 | 443.9 | 0.17304 | 452.3773 | 0.0256 | 443.9 | -0.0010036 | 443.9 | -0.00067186 | 452.0871 | 2.6689e-05 | 452.0871 | 2.6727e-05 | 449.2398 | -0.00082398 | 449.2398 | -0.00082622 | 685.063 | 0.00388 | 449.2398 | -0.0036252 | 684.3142 | 0 | 685.063 | 0.00201 | 452.0871 | 0.98885
| 452.4903 | 0.00188 | 449.4607 | 0.00742 | 452.4903 | 0.00086701 | 449.4607 | 0.0027328 | 450.0761 | 0.00834 | 449.4607 | 0.0061601 | 452.2021 | 0.99014 | 444.12 | 0.17803 | 452.4903 | 0.02526 | 444.12 | -0.0017461 | 444.12 | 0.00088859 | 452.2021 | 1.3467e-05 | 452.2021 | 1.1761e-05 | 449.4606 | 5.028e-05 | 449.4607 | 0.0016564 | 685.2255 | 0.00496 | 449.4607 | 0.00053362 | 684.4768 | 6.9993e-05 | 685.2255 | 0.00182 | 452.2021 | 0.98748
| 452.6033 | 0 | 449.6815 | 0.0072737 | 452.6033 | 0 | 449.6815 | 0.00059282 | 450.2968 | 0.00625 | 449.6815 | 0.0039521 | 452.3171 | 0.98954 | 444.35 | 0.18984 | 452.6033 | 0.02404 | 444.35 | -0.0010681 | 444.35 | 0.0010836 | 452.3171 | 2.9523e-05 | 452.3171 | 2.3521e-05 | 449.6815 | -0.00193 | 449.6815 | 0.00069513 | 685.3879 | 0.00464 | 449.6815 | -0.0018483 | 684.6394 | 0 | 685.3879 | 0.00186 | 452.3171 | 0.98854
| 452.7163 | 0.00030245 | 449.9024 | 0.0074369 | 452.7163 | 0.00088435 | 449.9024 | 0.0028027 | 450.5175 | 0.0079 | 449.9024 | 0.0059821 | 452.432 | 0.98672 | 444.57 | 0.19436 | 452.7163 | 0.02321 | 444.57 | -2.6905e-06 | 444.57 | 0.0010186 | 452.432 | 1.6055e-05 | 452.432 | 1.1761e-05 | 449.9024 | 0.0017 | 449.9024 | 0.00014663 | 685.5504 | 0.00371 | 449.9024 | 0.003463 | 684.8021 | 6.9993e-05 | 685.5504 | 0.00165 | 452.432 | 0.98624
| 452.8294 | 0 | 450.1232 | 0.007507 | 452.8294 | 0 | 450.1232 | 0.0017471 | 450.7383 | 0.00616 | 450.1232 | 0.0040129 | 452.547 | 0.98488 | 444.79 | 0.20285 | 452.8294 | 0.02441 | 444.79 | 0.00032017 | 444.79 | 0.0019614 | 452.547 | 3.0998e-05 | 452.547 | 2.5454e-05 | 450.1232 | -0.00239 | 450.1232 | 0.0017018 | 685.7129 | 0.00388 | 450.1232 | -0.0037806 | 684.9647 | 0 | 685.7129 | 0.00179 | 452.547 | 0.9843
| 452.9424 | 0 | 450.3441 | 0.0074969 | 452.9424 | 0.00067626 | 450.3441 | 0.0033111 | 450.9591 | 0.00764 | 450.3441 | 0.0061289 | 452.662 | 0.98144 | 445.01 | 0.21017 | 452.9424 | 0.0223 | 445.01 | -0.00039012 | 445.01 | -0.00041178 | 452.662 | 1.499e-05 | 452.662 | 1.3902e-05 | 450.3441 | 0.00145 | 450.3441 | 0.0027266 | 685.8754 | 0.00468 | 450.3441 | 0.00089407 | 685.1273 | 8.9995e-05 | 685.8754 | 0.00175 | 452.662 | 0.97882
| 453.0554 | 0 | 450.565 | 0.0071202 | 453.0554 | 0 | 450.565 | 0.00032322 | 451.1799 | 0.00557 | 450.565 | 0.0034823 | 452.777 | 0.97991 | 445.23 | 0.22073 | 453.0554 | 0.02458 | 445.23 | -0.0024242 | 445.23 | -0.00080189 | 452.777 | 2.9195e-05 | 452.777 | 2.6947e-05 | 450.565 | -0.00157 | 450.565 | -0.0031554 | 686.0379 | 0.00461 | 450.565 | -0.00066739 | 685.29 | 0 | 686.0379 | 0.00193 | 452.777 | 0.97491
| 453.1684 | 0.00048213 | 450.786 | 0.0058729 | 453.1684 | 0.00144 | 450.786 | 0.0031481 | 451.4007 | 0.00812 | 450.786 | 0.0060653 | 452.892 | 0.97696 | 445.45 | 0.22195 | 453.1684 | 0.02398 | 445.45 | 0.00015874 | 445.45 | -0.00067186 | 452.892 | 1.4334e-05 | 452.892 | 1.3474e-05 | 450.786 | 0.00136 | 450.786 | -0.0015326 | 686.2004 | 0.00496 | 450.786 | 0.0020882 | 685.4526 | 6.9993e-05 | 686.2004 | 0.00184 | 452.892 | 0.97035
| 453.2815 | 0 | 451.0069 | 0.0055295 | 453.2815 | 0 | 451.0069 | 0.00088337 | 451.6215 | 0.0055 | 451.0069 | 0.0036321 | 453.007 | 0.97557 | 445.67 | 0.23924 | 453.2815 | 0.02191 | 445.67 | -0.0019399 | 445.67 | -0.0025899 | 453.007 | 2.8375e-05 | 453.007 | 2.6947e-05 | 451.0069 | -0.00196 | 451.0069 | -0.0011659 | 686.3629 | 0.00376 | 451.0069 | -0.0026829 | 685.6153 | 0 | 686.3629 | 0.00189 | 453.007 | 0.97018
| 453.3945 | 0.00026652 | 451.2278 | 0.0074083 | 453.3945 | 0.00064159 | 451.2278 | 0.0034191 | 451.8423 | 0.00706 | 451.2278 | 0.005826 | 453.122 | 0.97218 | 445.89 | 0.24144 | 453.3945 | 0.02301 | 445.89 | -0.0030698 | 445.89 | 0.00010836 | 453.122 | 1.4205e-05 | 453.122 | 1.3902e-05 | 451.2278 | 0.0012 | 451.2278 | -0.0030775 | 686.5254 | 0.00499 | 451.2278 | -0.00090172 | 685.7779 | 6.9993e-05 | 686.5254 | 0.00171 | 453.122 | 0.96789
| 453.5075 | 0.00016197 | 451.4488 | 0.007313 | 453.5075 | 0 | 451.4488 | 0.00067614 | 452.0632 | 0.00554 | 451.4488 | 0.0036356 | 453.237 | 0.9691 | 446.12 | 0.25321 | 453.5075 | 0.02236 | 446.12 | -0.0010681 | 446.12 | -0.0013871 | 453.237 | 2.9687e-05 | 453.237 | 2.7375e-05 | 451.4488 | -0.00066974 | 451.4488 | 0.0030509 | 686.688 | 0.00274 | 451.4488 | -0.0017881 | 685.9406 | 0 | 686.688 | 0.00178 | 453.237 | 0.96614
| 453.6205 | 0.00109 | 451.6698 | 0.0079629 | 453.6205 | 0.0013 | 451.6698 | 0.0016364 | 452.284 | 0.00777 | 451.6698 | 0.0057392 | 453.352 | 0.96426 | 446.34 | 0.25413 | 453.6205 | 0.02301 | 446.34 | 0.0035165 | 446.34 | -0.00050931 | 453.352 | 1.5646e-05 | 453.352 | 1.3682e-05 | 451.6698 | 0.00136 | 451.6698 | 0.0014541 | 686.8505 | 0.00445 | 451.6698 | 0.0012582 | 686.1033 | 5.0004e-05 | 686.8505 | 0.00174 | 453.352 | 0.96131
| 453.7335 | 0 | 451.8908 | 0.0076085 | 453.7335 | 0 | 451.8908 | 3.4481e-05 | 452.5049 | 0.00546 | 451.8908 | 0.0036872 | 453.467 | 0.9601 | 446.56 | 0.27159 | 453.7335 | 0.02395 | 446.56 | -0.0015847 | 446.56 | -0.00028175 | 453.467 | 2.8703e-05 | 453.467 | 2.6299e-05 | 451.8908 | -0.00117 | 451.8908 | -0.0015697 | 687.013 | 0.00311 | 451.8908 | -0.0016306 | 686.2659 | 0 | 687.013 | 0.00194 | 453.467 | 0.95726
| 453.8466 | 0.00096726 | 452.1118 | 0.0076181 | 453.8466 | 0.0018 | 452.1118 | 0.003039 | 452.7258 | 0.00774 | 452.1118 | 0.0052138 | 453.582 | 0.95573 | 446.78 | 0.27119 | 453.8466 | 0.0248 | 446.78 | -0.0012941 | 446.78 | -5.4182e-05 | 453.582 | 1.3385e-05 | 453.582 | 1.2617e-05 | 452.1118 | 0.0003342 | 452.1118 | -0.00088142 | 687.1756 | 0.00353 | 452.1118 | 0.00093577 | 686.4286 | 8.9995e-05 | 687.1756 | 0.00189 | 453.582 | 0.95123
| 453.9596 | 0 | 452.3328 | 0.0070618 | 453.9596 | 0 | 452.3328 | 0.00029788 | 452.9467 | 0.00507 | 452.3328 | 0.0031246 | 453.6971 | 0.95362 | 447 | 0.28636 | 453.9596 | 0.02429 | 447 | -0.00026098 | 447 | -0.00050931 | 453.6971 | 2.7673e-05 | 453.6971 | 2.3093e-05 | 452.3328 | -0.00097402 | 452.3328 | -0.0033616 | 687.3381 | 0.00459 | 452.3328 | -0.0028562 | 686.5913 | 0 | 687.3381 | 0.002 | 453.6971 | 0.94395
| 454.0727 | 0.00037433 | 452.5538 | 0.0075584 | 454.0727 | 0.00156 | 452.5538 | 0.0028619 | 453.1676 | 0.00716 | 452.5538 | 0.0054358 | 453.8121 | 0.95031 | 447.22 | 0.28592 | 454.0727 | 0.02387 | 447.22 | 0.0013533 | 447.22 | 0.0013763 | 453.8121 | 1.4592e-05 | 453.8121 | 1.0476e-05 | 452.5538 | 0.00169 | 452.5538 | 0.00043261 | 687.5006 | 0.00498 | 452.5538 | 0.0020342 | 686.754 | 6.9993e-05 | 687.5006 | 0.00181 | 453.8121 | 0.93636
| 454.1857 | 0 | 452.7749 | 0.0074874 | 454.1857 | 0 | 452.7749 | 0.00025411 | 453.3885 | 0.00379 | 452.7749 | 0.003247 | 453.9271 | 0.94691 | 447.44 | 0.30481 | 454.1857 | 0.0248 | 447.44 | 0.0023864 | 447.44 | 0.0020589 | 453.9271 | 2.9535e-05 | 453.9271 | 2.1599e-05 | 452.7749 | -0.00016112 | 452.7749 | -0.0020512 | 687.6632 | 0.00489 | 452.7749 | 1.5621e-05 | 686.9167 | 0 | 687.6632 | 0.00198 | 453.9271 | 0.93031
| 454.2987 | 0.00080555 | 452.9959 | 0.0070544 | 454.2987 | 0.00106 | 452.9959 | 0.0025233 | 453.6094 | 0.00678 | 452.9959 | 0.0049944 | 454.0422 | 0.93972 | 447.66 | 0.31453 | 454.2987 | 0.02526 | 447.66 | 0.0018699 | 447.66 | 0.00040094 | 454.0422 | 1.5376e-05 | 454.0422 | 1.1124e-05 | 452.9959 | 0.0015 | 452.9959 | 0.0016109 | 687.8258 | 0.0038 | 452.9959 | -0.0014601 | 687.0794 | 3.0002e-05 | 687.8258 | 0.00185 | 454.0422 | 0.92622
| 454.4118 | 0 | 453.217 | 0.0055977 | 454.4118 | 0 | 453.217 | 0.00071001 | 453.8304 | 0.0039 | 453.217 | 0.0029507 | 454.1572 | 0.9338 | 447.89 | 0.32629 | 454.4118 | 0.02231 | 447.89 | -0.0010358 | 447.89 | 0.00040094 | 454.1572 | 3.0179e-05 | 454.1572 | 2.7375e-05 | 453.217 | -0.00116 | 453.217 | -0.0032344 | 687.9883 | 0.00475 | 453.217 | -0.0011806 | 687.2421 | 0 | 687.9883 | 0.00195 | 454.1572 | 0.92477
| 454.5248 | 0.00161 | 453.4381 | 0.0074336 | 454.5248 | 0.00111 | 453.4381 | 0.0027469 | 454.0513 | 0.00645 | 453.4381 | 0.0051266 | 454.2722 | 0.92638 | 448.11 | 0.33703 | 454.5248 | 0.02301 | 448.11 | -0.0015524 | 448.11 | 0.0013112 | 454.2722 | 1.5002e-05 | 454.2722 | 1.7218e-05 | 453.4381 | 0.00111 | 453.4381 | 0.00087872 | 688.1509 | 0.00485 | 453.4381 | -0.0030787 | 687.4049 | 8.9995e-05 | 688.1509 | 0.00174 | 454.2722 | 0.92253
| 454.6378 | 0 | 453.6592 | 0.0066129 | 454.6378 | 0 | 453.6592 | 0.0010279 | 454.2723 | 0.00411 | 453.6592 | 0.0027937 | 454.3873 | 0.92224 | 448.33 | 0.34134 | 454.6378 | 0.02174 | 448.33 | 0.00057846 | 448.33 | -0.00034676 | 454.3873 | 3.0038e-05 | 454.3873 | 3.1548e-05 | 453.6592 | -0.00084842 | 453.6592 | -0.00022034 | 688.3135 | 0.00452 | 453.6592 | -0.0013922 | 687.5676 | 0 | 688.3135 | 0.00184 | 454.3873 | 0.92011
| 454.7509 | 5.091e-05 | 453.8803 | 0.0076609 | 454.7509 | 0.00098839 | 453.8803 | 0.0027335 | 454.4933 | 0.00674 | 453.8803 | 0.0051656 | 454.5023 | 0.91625 | 448.55 | 0.34802 | 454.7509 | 0.02293 | 448.55 | -0.0011004 | 448.55 | 0.0009536 | 454.5023 | 1.5212e-05 | 454.5023 | 1.5285e-05 | 453.8803 | 0.00151 | 453.8803 | 0.0022769 | 688.4761 | 0.00469 | 453.8803 | 0.00049532 | 687.7303 | 5.0004e-05 | 688.4761 | 0.0018 | 454.5023 | 0.91339
| 454.8639 | 0 | 454.1015 | 0.006608 | 454.8639 | 0 | 454.1015 | 0.00031244 | 454.7143 | 0.00412 | 454.1015 | 0.002535 | 454.6174 | 0.91267 | 448.77 | 0.36839 | 454.8639 | 0.02299 | 448.77 | -0.00019641 | 448.77 | 0.00017338 | 454.6174 | 3.1362e-05 | 454.6174 | 2.866e-05 | 454.1015 | -0.0014 | 454.1015 | -0.0025563 | 688.6387 | 0.00466 | 454.1015 | -0.0019856 | 687.893 | 0 | 688.6387 | 0.00202 | 454.6174 | 0.9084
| 454.977 | 0.0006079 | 454.3226 | 0.0076033 | 454.977 | 0.00146 | 454.3226 | 0.0025036 | 454.9353 | 0.00638 | 454.3226 | 0.0048574 | 454.7325 | 0.90858 | 448.99 | 0.3749 | 454.977 | 0.025 | 448.99 | 0.0009659 | 448.99 | 0.0013112 | 454.7325 | 1.6173e-05 | 454.7325 | 1.433e-05 | 454.3226 | 0.00147 | 454.3226 | 0.0022964 | 688.8013 | 0.0048 | 454.3226 | 0.0029887 | 688.0558 | 3.0002e-05 | 688.8013 | 0.00195 | 454.7325 | 0.90082
| 455.09 | 0 | 454.5438 | 0.0074432 | 455.09 | 0 | 454.5438 | 0.00022243 | 455.1563 | 0.00507 | 454.5438 | 0.0028107 | 454.8475 | 0.90622 | 449.21 | 0.38988 | 455.09 | 0.02273 | 449.21 | -0.00058385 | 449.21 | -5.4182e-05 | 454.8475 | 3.1736e-05 | 454.8475 | 2.6727e-05 | 454.5438 | -0.0003556 | 454.5438 | 0.00052048 | 688.9639 | 0.0036 | 454.5438 | -0.00035906 | 688.2185 | 0 | 688.9639 | 0.0021 | 454.8475 | 0.89506
| 455.2031 | 8.684e-05 | 454.7649 | 0.006659 | 455.2031 | 0.00165 | 454.7649 | 0.0031688 | 455.3774 | 0.00619 | 454.7649 | 0.0045717 | 454.9626 | 0.90108 | 449.44 | 0.39113 | 455.2031 | 0.02409 | 449.44 | -0.00084214 | 449.44 | 0.0010186 | 454.9626 | 1.5564e-05 | 454.9626 | 1.2408e-05 | 454.7649 | 0.00102 | 454.7649 | 0.0038299 | 689.1265 | 0.00454 | 454.7649 | 0.0038018 | 688.3813 | 6.9993e-05 | 689.1265 | 0.0019 | 454.9626 | 0.88748
| 455.3161 | 0 | 454.9861 | 0.0064734 | 455.3161 | 0 | 454.9861 | 0.00052534 | 455.5985 | 0.00411 | 454.9861 | 0.00247 | 455.0777 | 0.8936 | 449.66 | 0.41354 | 455.3161 | 0.02407 | 449.66 | -0.0014878 | 449.66 | -0.0022648 | 455.0777 | 3.0753e-05 | 455.0777 | 2.4169e-05 | 454.9861 | -0.00082229 | 454.9861 | -0.0011479 | 689.2891 | 0.00397 | 454.9861 | -0.0033301 | 688.544 | 0 | 689.2891 | 0.00202 | 455.0777 | 0.88189
| 455.4292 | 0.00030245 | 455.2073 | 0.0069609 | 455.4292 | 0.00113 | 455.2073 | 0.0033486 | 455.8195 | 0.00574 | 455.2073 | 0.0044508 | 455.1928 | 0.88489 | 449.88 | 0.4184 | 455.4292 | 0.02645 | 449.88 | -0.0026501 | 449.88 | -0.0012895 | 455.1928 | 1.5189e-05 | 455.1928 | 1.1761e-05 | 455.2073 | 0.0013 | 455.2073 | -0.00033214 | 689.4517 | 0.00434 | 455.2073 | 0.0042052 | 688.7068 | 6.9993e-05 | 689.4517 | 0.00179 | 455.1928 | 0.87672
| 455.5422 | 0 | 455.4285 | 0.0061556 | 455.5422 | 0 | 455.4285 | 0.00053626 | 456.0406 | 0.00428 | 455.4285 | 0.0025435 | 455.3079 | 0.87907 | 450.1 | 0.43183 | 455.5422 | 0.02497 | 450.1 | -0.00022869 | 450.1 | -0.0013546 | 455.3079 | 3.087e-05 | 455.3079 | 2.2884e-05 | 455.4285 | -0.00145 | 455.4285 | -0.00081198 | 689.6144 | 0.00294 | 455.4285 | 0.0036865 | 688.8696 | 0 | 689.6144 | 0.00193 | 455.3079 | 0.87291
| 455.6553 | 0.00124 | 455.6498 | 0.0070146 | 455.6553 | 0.00151 | 455.6498 | 0.0024821 | 456.2617 | 0.00539 | 455.6498 | 0.0039015 | 455.423 | 0.87475 | 450.32 | 0.44192 | 455.6553 | 0.02443 | 450.32 | 0.0010305 | 450.32 | -0.00021673 | 455.423 | 1.5821e-05 | 455.423 | 1.1124e-05 | 455.6498 | 0.00048769 | 455.6498 | 0.0014585 | 689.777 | 0.0044 | 455.6498 | 0.0010414 | 689.0323 | 5.0004e-05 | 689.777 | 0.00181 | 455.423 | 0.86702
| 455.7683 | 0 | 455.871 | 0.0064743 | 455.7683 | 0 | 455.871 | 0.00010819 | 456.4828 | 0.00347 | 455.871 | 0.0021241 | 455.538 | 0.87215 | 450.54 | 0.46428 | 455.7683 | 0.02333 | 450.54 | -0.0012941 | 450.54 | -0.0023624 | 455.538 | 2.9909e-05 | 455.538 | 2.4806e-05 | 455.871 | -0.00126 | 455.871 | -0.0022209 | 689.9396 | 0.00348 | 455.871 | -0.0024968 | 689.1951 | 0 | 689.9396 | 0.00197 | 455.538 | 0.86187
| 455.8814 | 0.00131 | 456.0923 | 0.0070216 | 455.8814 | 0.00084967 | 456.0923 | 0.001511 | 456.7039 | 0.0055 | 456.0923 | 0.0043173 | 455.6531 | 0.86712 | 450.76 | 0.46998 | 455.8814 | 0.02497 | 450.76 | -0.0014233 | 450.76 | 0.00010836 | 455.6531 | 1.4311e-05 | 455.6531 | 1.3682e-05 | 456.0923 | 0.00138 | 456.0923 | 0.001954 | 690.1023 | 0.00457 | 456.0923 | 0.0039988 | 689.3579 | 3.0002e-05 | 690.1023 | 0.00181 | 455.6531 | 0.85485
| 455.9944 | 0 | 456.3135 | 0.0068237 | 455.9944 | 0 | 456.3135 | -5.992e-05 | 456.9251 | 0.00333 | 456.3135 | 0.0023465 | 455.7683 | 0.86192 | 450.99 | 0.48913 | 455.9944 | 0.02174 | 450.99 | -0.0012941 | 450.99 | -0.00031426 | 455.7683 | 2.9359e-05 | 455.7683 | 2.8012e-05 | 456.3135 | -0.00081552 | 456.3135 | 0.0028007 | 690.2649 | 0.00381 | 456.3135 | -0.0010512 | 689.5207 | 0 | 690.2649 | 0.00185 | 455.7683 | 0.84997
| 456.1075 | 0.00138 | 456.5348 | 0.006875 | 456.1075 | 0.00146 | 456.5348 | 0.0030173 | 457.1462 | 0.00548 | 456.5348 | 0.004248 | 455.8834 | 0.8535 | 451.21 | 0.50306 | 456.1075 | 0.0273 | 451.21 | 0.00019102 | 451.21 | 0.0023191 | 455.8834 | 1.5271e-05 | 455.8834 | 1.433e-05 | 456.5348 | 0.00076537 | 456.5348 | 0.0011081 | 690.4276 | 0.00441 | 456.5348 | 0.0017911 | 689.6834 | 8.9995e-05 | 690.4276 | 0.00176 | 455.8834 | 0.84244
| 456.2206 | 0 | 456.7561 | 0.0066234 | 456.2206 | 0 | 456.7561 | 0.00020912 | 457.3674 | 0.00199 | 456.7561 | 0.0022025 | 455.9985 | 0.8468 | 451.43 | 0.51774 | 456.2206 | 0.0248 | 451.43 | -0.001843 | 451.43 | 0.00082357 | 455.9985 | 3.087e-05 | 455.9985 | 2.6091e-05 | 456.7561 | -0.00167 | 456.7561 | 0.00096506 | 690.5902 | 0.00417 | 456.7561 | 0.0025291 | 689.8463 | 0 | 690.5902 | 0.00195 | 455.9985 | 0.83635
| 456.3336 | 0.00098522 | 456.9774 | 0.0070411 | 456.3336 | 0.00158 | 456.9774 | 0.0017235 | 457.5885 | 0.00577 | 456.9774 | 0.0038747 | 456.1136 | 0.83812 | 451.65 | 0.52431 | 456.3336 | 0.02594 | 451.65 | -0.00077756 | 451.65 | 0.00033593 | 456.1136 | 1.5681e-05 | 456.1136 | 1.1761e-05 | 456.9774 | 0.00118 | 456.9774 | 0.0025037 | 690.7529 | 0.00526 | 456.9774 | 0.0025925 | 690.0091 | 3.0002e-05 | 690.7529 | 0.00188 | 456.1136 | 0.82921
| 456.4467 | 0 | 457.1988 | 0.0062744 | 456.4467 | 0 | 457.1988 | 0.0010406 | 457.8097 | 0.00251 | 457.1988 | 0.001918 | 456.2287 | 0.83278 | 451.87 | 0.54256 | 456.4467 | 0.02216 | 451.87 | -0.0023273 | 451.87 | -0.0027199 | 456.2287 | 3.1982e-05 | 456.2287 | 2.0633e-05 | 457.1988 | -0.00114 | 457.1988 | -0.00062702 | 690.9156 | 0.00519 | 457.1988 | -0.0025114 | 690.1719 | 0 | 690.9156 | 0.00202 | 456.2287 | 0.82496
| 456.5598 | 0.00026652 | 457.4201 | 0.0064998 | 456.5598 | 0.00106 | 457.4201 | 0.0031978 | 458.0309 | 0.00481 | 457.4201 | 0.0041615 | 456.3438 | 0.82666 | 452.09 | 0.54408 | 456.5598 | 0.02665 | 452.09 | -0.0022305 | 452.09 | 0.0020589 | 456.3438 | 1.6383e-05 | 456.3438 | 8.8725e-06 | 457.4201 | 0.00072899 | 457.4201 | 0.0010456 | 691.0783 | 0.00554 | 457.4201 | -0.0021135 | 690.3347 | 6.9993e-05 | 691.0783 | 0.00176 | 456.3438 | 0.82064
| 456.6728 | 0 | 457.6415 | 0.0063854 | 456.6728 | 0 | 457.6415 | 0.0016362 | 458.2522 | 0.00346 | 457.6415 | 0.0020591 | 456.459 | 0.82305 | 452.32 | 0.56812 | 456.6728 | 0.02486 | 452.32 | -9.9549e-05 | 452.32 | -0.0016472 | 456.459 | 3.1818e-05 | 456.459 | 2.1918e-05 | 457.6415 | -0.00075162 | 457.6415 | -0.0008537 | 691.241 | 0.00413 | 457.6415 | -0.0010012 | 690.4975 | 0 | 691.241 | 0.00194 | 456.459 | 0.81694
| 456.7859 | 0.00023058 | 457.8628 | 0.0060379 | 456.7859 | 0.0003468 | 457.8628 | 0.0021805 | 458.4734 | 0.00424 | 457.8628 | 0.0038132 | 456.5741 | 0.81708 | 452.54 | 0.57749 | 456.7859 | 0.02557 | 452.54 | 0.00083675 | 452.54 | -0.00080189 | 456.5741 | 1.5517e-05 | 456.5741 | 1.3254e-05 | 457.8628 | 0.00019323 | 457.8628 | 0.0032453 | 691.4036 | 0.0045 | 457.8628 | -0.0012252 | 690.6603 | 8.9995e-05 | 691.4036 | 0.0018 | 456.5741 | 0.80927
| 456.899 | 0 | 458.0842 | 0.0062213 | 456.899 | 0 | 458.0842 | -0.00030385 | 458.6946 | 0.00322 | 458.0842 | 0.002336 | 456.6892 | 0.81176 | 452.76 | 0.59217 | 456.899 | 0.02705 | 452.76 | -0.0033604 | 452.76 | -0.0013546 | 456.6892 | 2.9441e-05 | 456.6892 | 2.5662e-05 | 458.0842 | -0.00072804 | 458.0842 | -0.0019848 | 691.5663 | 0.00418 | 458.0842 | -0.0012116 | 690.8232 | 0 | 691.5663 | 0.00205 | 456.6892 | 0.80133
| 457.0121 | 0.00075165 | 458.3056 | 0.0056936 | 457.0121 | 0.00243 | 458.3056 | 0.001497 | 458.9159 | 0.00404 | 458.3056 | 0.0040175 | 456.8044 | 0.80441 | 452.98 | 0.60971 | 457.0121 | 0.02475 | 452.98 | -0.00084214 | 452.98 | 0.0010836 | 456.8044 | 1.4147e-05 | 456.8044 | 1.3474e-05 | 458.3056 | 0.00032334 | 458.3056 | -0.0015446 | 691.7291 | 0.00443 | 458.3056 | 0.0016994 | 690.986 | 3.0002e-05 | 691.7291 | 0.00183 | 456.8044 | 0.79256
| 457.1251 | 0 | 458.527 | 0.0065925 | 457.1251 | 0 | 458.527 | 0.0015924 | 459.1372 | 0.00382 | 458.527 | 0.0021823 | 456.9195 | 0.79814 | 453.2 | 0.62124 | 457.1251 | 0.02495 | 453.2 | -0.0024242 | 453.2 | -0.00086692 | 456.9195 | 2.7485e-05 | 456.9195 | 2.3741e-05 | 458.527 | -0.00136 | 458.527 | 0.000249 | 691.8918 | 0.00325 | 458.527 | 0.00025998 | 691.1488 | 0 | 691.8918 | 0.00195 | 456.9195 | 0.78722
| 457.2382 | 0.00073368 | 458.7484 | 0.0069238 | 457.2382 | 0.0012 | 458.7484 | 0.0016153 | 459.3584 | 0.0042 | 458.7484 | 0.0040053 | 457.0347 | 0.79059 | 453.42 | 0.62916 | 457.2382 | 0.02639 | 453.42 | 0.00073989 | 453.42 | -0.00070437 | 457.0347 | 1.3526e-05 | 457.0347 | 1.1552e-05 | 458.7484 | 0.00178 | 458.7484 | -0.0025591 | 692.0545 | 0.00471 | 458.7484 | 0.0012206 | 691.3117 | 6.9993e-05 | 692.0545 | 0.00174 | 457.0347 | 0.78012
| 457.3513 | 0 | 458.9699 | 0.0067885 | 457.3513 | 0 | 458.9699 | 0.00053126 | 459.5797 | 0.00223 | 458.9699 | 0.0020937 | 457.1498 | 0.78474 | 453.65 | 0.65363 | 457.3513 | 0.0231 | 453.65 | -0.0017461 | 453.65 | -0.0015822 | 457.1498 | 2.9312e-05 | 457.1498 | 2.1808e-05 | 458.9699 | -0.00075492 | 458.9699 | 0.00063276 | 692.2172 | 0.0045 | 458.9699 | -0.0025734 | 691.4745 | 0 | 692.2172 | 0.00194 | 457.1498 | 0.77431
| 457.4644 | 0.00073368 | 459.1913 | 0.0071586 | 457.4644 | 0.00231 | 459.1913 | 0.0034863 | 459.801 | 0.00496 | 459.1913 | 0.004042 | 457.265 | 0.77638 | 453.87 | 0.66458 | 457.4644 | 0.02404 | 453.87 | -0.0010681 | 453.87 | -0.001322 | 457.265 | 1.6091e-05 | 457.265 | 1.1332e-05 | 459.1913 | 0.00051675 | 459.1913 | 0.0014616 | 692.3799 | 0.00571 | 459.1913 | 0.0049362 | 691.6374 | 6.9993e-05 | 692.3799 | 0.0018 | 457.265 | 0.76523
| 457.5774 | 0 | 459.4128 | 0.0068313 | 457.5774 | 0 | 459.4128 | 0.00084809 | 460.0224 | 0.00256 | 459.4128 | 0.0021326 | 457.3802 | 0.76823 | 454.09 | 0.68199 | 457.5774 | 0.02529 | 454.09 | 0.00022331 | 454.09 | -0.0016147 | 457.3802 | 3.0261e-05 | 457.3802 | 2.1808e-05 | 459.4128 | -0.000789 | 459.4128 | -0.00019393 | 692.5426 | 0.00505 | 459.4128 | 0.00042324 | 691.8003 | 0 | 692.5426 | 0.00195 | 457.3802 | 0.75728
| 457.6905 | 0 | 459.6343 | 0.0067906 | 457.6905 | 0.0007803 | 459.6343 | 0.0021423 | 460.2437 | 0.00432 | 459.6343 | 0.0038221 | 457.4953 | 0.75831 | 454.31 | 0.69238 | 457.6905 | 0.0256 | 454.31 | 0.0010305 | 454.31 | -0.00076939 | 457.4953 | 1.4334e-05 | 457.4953 | 1.0695e-05 | 459.6343 | 0.00050138 | 459.6343 | -0.00072831 | 692.7054 | 0.00538 | 459.6343 | 0.0014524 | 691.9631 | 3.0002e-05 | 692.7054 | 0.0018 | 457.4953 | 0.74742
| 457.8036 | 0 | 459.8558 | 0.0064896 | 457.8036 | 0.00027809 | 459.8558 | -1.8528e-05 | 460.4651 | 0.00222 | 459.8558 | 0.0019477 | 457.6105 | 0.75163 | 454.53 | 0.70162 | 457.8036 | 0.02404 | 454.53 | 0.00044931 | 454.53 | -0.0012245 | 457.6105 | 2.8539e-05 | 457.6105 | 2.3741e-05 | 459.8558 | -0.00154 | 459.8558 | 0.0015731 | 692.8681 | 0.00612 | 459.8558 | -0.0034533 | 692.126 | 0 | 692.8681 | 0.00192 | 457.6105 | 0.74033
| 457.9167 | 0.00116 | 460.0773 | 0.0064268 | 457.9167 | 0.00123 | 460.0773 | 0.002059 | 460.6864 | 0.00418 | 460.0773 | 0.0042217 | 457.7257 | 0.74363 | 454.75 | 0.72128 | 457.9167 | 0.0267 | 454.75 | 0.00032017 | 454.75 | 0.00075855 | 457.7257 | 1.458e-05 | 457.7257 | 1.3045e-05 | 460.0773 | 0.00052625 | 460.0773 | 0.0014894 | 693.0309 | 0.00564 | 460.0773 | 0.0025888 | 692.2889 | 6.9993e-05 | 693.0309 | 0.00186 | 457.7257 | 0.73299
| 458.0298 | 0 | 460.2988 | 0.0068318 | 458.0298 | 0 | 460.2988 | 0.0010152 | 460.9078 | 0.00289 | 460.2988 | 0.0018328 | 457.8408 | 0.73767 | 454.98 | 0.73423 | 458.0298 | 0.02463 | 454.98 | 0.00073989 | 454.98 | 0.002514 | 457.8408 | 3.0507e-05 | 457.8408 | 2.8012e-05 | 460.2988 | -0.00105 | 460.2988 | 0.0030115 | 693.1936 | 0.00443 | 460.2988 | -0.0012589 | 692.4517 | 0 | 693.1936 | 0.00204 | 457.8408 | 0.72798
| 458.1429 | 0.00152 | 460.5203 | 0.0064744 | 458.1429 | 0.00163 | 460.5203 | 0.0030041 | 461.1292 | 0.00365 | 460.5203 | 0.0038729 | 457.956 | 0.73085 | 455.2 | 0.74489 | 458.1429 | 0.02696 | 455.2 | 0.00012645 | 455.2 | -0.0001192 | 457.956 | 1.6243e-05 | 457.956 | 1.5186e-05 | 460.5203 | 0.0008152 | 460.5203 | 0.00023324 | 693.3564 | 0.00586 | 460.5203 | 0.00067179 | 692.6146 | 0.00011 | 693.3564 | 0.00187 | 457.956 | 0.72212
| 458.256 | 0 | 460.7419 | 0.0067004 | 458.256 | 0 | 460.7419 | 0.0015302 | 461.3506 | 0.00295 | 460.7419 | 0.0017633 | 458.0712 | 0.72628 | 455.42 | 0.7654 | 458.256 | 0.02537 | 455.42 | -0.00032556 | 455.42 | -0.00093193 | 458.0712 | 3.1432e-05 | 458.0712 | 2.5981e-05 | 460.7419 | -0.0007846 | 460.7419 | -0.0016402 | 693.5192 | 0.00411 | 460.7419 | -0.00026817 | 692.7775 | 0 | 693.5192 | 0.00198 | 458.0712 | 0.71738
| 458.3691 | 0.00057197 | 460.9634 | 0.0067651 | 458.3691 | 0.00158 | 460.9634 | 0.0024293 | 461.572 | 0.00443 | 460.9634 | 0.0036493 | 458.1864 | 0.71882 | 455.64 | 0.77426 | 458.3691 | 0.0267 | 455.64 | -3.4977e-05 | 455.64 | -0.00021673 | 458.1864 | 1.5704e-05 | 458.1864 | 1.1014e-05 | 460.9635 | 0.00132 | 460.9634 | 0.00092072 | 693.6819 | 0.00645 | 460.9634 | 0.0016871 | 692.9404 | 8.9995e-05 | 693.6819 | 0.0018 | 458.1864 | 0.71005
| 458.4822 | 0 | 461.185 | 0.0053171 | 458.4822 | 0 | 461.185 | 0.00069753 | 461.7934 | 0.0017 | 461.185 | 0.0023349 | 458.3016 | 0.71052 | 455.86 | 0.77852 | 458.4822 | 0.02651 | 455.86 | -0.0045874 | 455.86 | -0.0015496 | 458.3016 | 3.0097e-05 | 458.3016 | 2.385e-05 | 461.185 | -0.00124 | 461.185 | 0.0007735 | 693.8447 | 0.00439 | 461.185 | -0.0011433 | 693.1033 | 0 | 693.8447 | 0.00201 | 458.3016 | 0.70166
| 458.5953 | 0.00094928 | 461.4066 | 0.0068225 | 458.5953 | 0.00104 | 461.4066 | 0.0023651 | 462.0149 | 0.00428 | 461.4066 | 0.0040966 | 458.4168 | 0.69933 | 456.09 | 0.7944 | 458.5953 | 0.0254 | 456.09 | -0.0011327 | 456.09 | 0.0016038 | 458.4168 | 1.4826e-05 | 458.4168 | 1.3254e-05 | 461.4066 | 0.00126 | 461.4066 | -6.3615e-05 | 694.0075 | 0.00478 | 461.4066 | 0.002006 | 693.2663 | 6.9993e-05 | 694.0075 | 0.00182 | 458.4168 | 0.69134
| 458.7084 | 0 | 461.6282 | 0.0066589 | 458.7084 | 0 | 461.6282 | 0.00098146 | 462.2363 | 0.00199 | 461.6282 | 0.0019989 | 458.532 | 0.69002 | 456.31 | 0.81952 | 458.7084 | 0.02673 | 456.31 | -0.00074527 | 456.31 | -5.4182e-05 | 458.532 | 2.9687e-05 | 458.532 | 2.8232e-05 | 461.6282 | -0.00113 | 461.6282 | -0.00080835 | 694.1703 | 0.00561 | 461.6282 | 0.00058514 | 693.4292 | 0 | 694.1703 | 0.00194 | 458.532 | 0.68223
| 458.8215 | 0.00042823 | 461.8498 | 0.0063482 | 458.8215 | 0.00072829 | 461.8498 | 0.0020158 | 462.4578 | 0.00354 | 461.8498 | 0.0038205 | 458.6472 | 0.68096 | 456.53 | 0.83471 | 458.8215 | 0.02659 | 456.53 | 0.00083675 | 456.53 | 0.0009211 | 458.6472 | 1.5294e-05 | 458.6472 | 1.5186e-05 | 461.8498 | 0.00075944 | 461.8498 | -0.00036742 | 694.3331 | 0.00396 | 461.8498 | 5.6725e-05 | 693.5921 | 6.9993e-05 | 694.3331 | 0.00182 | 458.6472 | 0.67579
| 458.9346 | 0.00044991 | 462.0715 | 0.006347 | 458.9346 | 0 | 462.0715 | 0.00063636 | 462.6793 | 0.00178 | 462.0715 | 0.0019269 | 458.7625 | 0.676 | 456.75 | 0.83288 | 458.9346 | 0.02245 | 456.75 | -0.0019399 | 456.75 | -8.6692e-05 | 458.7625 | 3.0565e-05 | 458.7625 | 2.6091e-05 | 462.0715 | -0.00039342 | 462.0715 | -0.0014288 | 694.4959 | 0.00482 | 462.0715 | -0.00085638 | 693.755 | 0 | 694.4959 | 0.00198 | 458.7625 | 0.67073
| 459.0477 | 0.00078757 | 462.2931 | 0.0066004 | 459.0477 | 0.00179 | 462.2931 | 0.0026865 | 462.9008 | 0.0033 | 462.2931 | 0.0035273 | 458.8777 | 0.67095 | 456.97 | 0.84931 | 459.0477 | 0.02821 | 456.97 | -0.00032556 | 456.97 | 1.0836e-05 | 458.8777 | 1.5517e-05 | 458.8777 | 1.1332e-05 | 462.2931 | 0.00172 | 462.2931 | 0.00086693 | 694.6587 | 0.00619 | 462.2931 | 0.0014276 | 693.918 | 6.9993e-05 | 694.6587 | 0.00188 | 458.8777 | 0.66612
| 459.1608 | 0 | 462.5148 | 0.0062683 | 459.1608 | 0 | 462.5148 | 0.0011058 | 463.1223 | 0.00196 | 462.5148 | 0.001544 | 458.9929 | 0.66793 | 457.19 | 0.8687 | 459.1608 | 0.02619 | 457.19 | -0.00058385 | 457.19 | 0.0031967 | 458.9929 | 3.0202e-05 | 458.9929 | 2.3093e-05 | 462.5148 | -0.00065811 | 462.5148 | -0.0015155 | 694.8215 | 0.00508 | 462.5148 | 0.00049738 | 694.0809 | 0 | 694.8215 | 0.00207 | 458.9929 | 0.66107
| 459.2739 | 0.0012 | 462.7365 | 0.0067027 | 459.2739 | 0.00127 | 462.7365 | 0.0028719 | 463.3438 | 0.00392 | 462.7365 | 0.0036916 | 459.1081 | 0.66141 | 457.42 | 0.8741 | 459.2739 | 0.02744 | 457.42 | -0.001165 | 457.42 | -0.0015171 | 459.1081 | 1.4802e-05 | 459.1081 | 1.198e-05 | 462.7364 | 0.00133 | 462.7365 | -0.00090865 | 694.9843 | 0.00684 | 462.7365 | 0.0015827 | 694.2438 | 5.0004e-05 | 694.9843 | 0.00201 | 459.1081 | 0.65397
| 459.387 | 0 | 462.9581 | 0.0062265 | 459.387 | 0 | 462.9581 | 0.001392 | 463.5654 | 0.00219 | 462.9581 | 0.0018869 | 459.2234 | 0.655 | 457.64 | 0.88698 | 459.387 | 0.02716 | 457.64 | 0.0019991 | 457.64 | 4.3346e-05 | 459.2234 | 3.0097e-05 | 459.2234 | 2.4169e-05 | 462.9581 | -0.00010038 | 462.9581 | -0.00066003 | 695.1472 | 0.00482 | 462.9581 | -0.0026808 | 694.4068 | 0 | 695.1472 | 0.00213 | 459.2234 | 0.64721
| 459.5001 | 0.00188 | 463.1798 | 0.0063802 | 459.5001 | 0.00121 | 463.1798 | 0.0024771 | 463.7869 | 0.00365 | 463.1798 | 0.0035265 | 459.3386 | 0.64547 | 457.86 | 0.8996 | 459.5001 | 0.02713 | 457.86 | -0.00087442 | 457.86 | -0.0014846 | 459.3386 | 1.5599e-05 | 459.3386 | 1.2408e-05 | 463.1798 | 0.00064656 | 463.1798 | -0.00047789 | 695.31 | 0.00528 | 463.1798 | 0.0014583 | 694.5697 | 6.9993e-05 | 695.31 | 0.00187 | 459.3386 | 0.63838
| 459.6132 | 0 | 463.4016 | 0.006496 | 459.6132 | 0 | 463.4016 | 0.00037169 | 464.0085 | 0.00191 | 463.4016 | 0.0019691 | 459.4538 | 0.63809 | 458.08 | 0.9146 | 459.6132 | 0.02736 | 458.08 | -0.0025855 | 458.08 | -0.0016147 | 459.4538 | 3.1057e-05 | 459.4538 | 2.5025e-05 | 463.4016 | -0.00076747 | 463.4016 | -0.00061018 | 695.4728 | 0.00563 | 463.4016 | -0.0008312 | 694.7327 | 0 | 695.4728 | 0.00198 | 459.4538 | 0.63122
| 459.7263 | 0.00015871 | 463.6233 | 0.0064955 | 459.7263 | 0.00091902 | 463.6233 | 0.0017994 | 464.23 | 0.00333 | 463.6233 | 0.0035421 | 459.5691 | 0.62978 | 458.3 | 0.91133 | 459.7263 | 0.0277 | 458.3 | -0.0029085 | 458.3 | -0.0017446 | 459.5691 | 1.5973e-05 | 459.5691 | 1.2837e-05 | 463.6233 | 0.0013 | 463.6233 | 0.0016197 | 695.6357 | 0.0064 | 463.6233 | 0.0023245 | 694.8957 | 3.0002e-05 | 695.6357 | 0.00187 | 459.5691 | 0.62296
| 459.8395 | 0 | 463.845 | 0.0060893 | 459.8395 | 0 | 463.845 | 0.0014572 | 464.4516 | 0.0025 | 463.845 | 0.0017909 | 459.6843 | 0.62377 | 458.53 | 0.92763 | 459.8395 | 0.02668 | 458.53 | 0.00080447 | 458.53 | 0.00056349 | 459.6843 | 2.9687e-05 | 459.6843 | 2.6519e-05 | 463.845 | -0.00012638 | 463.845 | 0.00068703 | 695.7985 | 0.00659 | 463.845 | 0.0012397 | 695.0586 | 0 | 695.7985 | 0.00213 | 459.6843 | 0.61543
| 459.9526 | 0.00051807 | 464.0668 | 0.0061749 | 459.9526 | 0.00111 | 464.0668 | 0.0030475 | 464.6732 | 0.00367 | 464.0668 | 0.0031653 | 459.7996 | 0.61666 | 458.75 | 0.93987 | 459.9526 | 0.0292 | 458.75 | -0.00093899 | 458.75 | 0.0009536 | 459.7996 | 1.4229e-05 | 459.7996 | 1.3902e-05 | 464.0668 | 0.00024048 | 464.0668 | 0.0022169 | 695.9614 | 0.007 | 464.0668 | -0.0015063 | 695.2216 | 6.9993e-05 | 695.9614 | 0.00195 | 459.7996 | 0.60881
| 460.0657 | 0 | 464.2886 | 0.0058761 | 460.0657 | 0 | 464.2886 | -0.00016129 | 464.8948 | 0.00193 | 464.2886 | 0.0017316 | 459.9149 | 0.61094 | 458.97 | 0.94354 | 460.0657 | 0.0281 | 458.97 | -6.7263e-05 | 458.97 | -0.0032725 | 459.9149 | 2.9312e-05 | 459.9149 | 2.4169e-05 | 464.2886 | -0.00033851 | 464.2886 | 0.00014198 | 696.1242 | 0.0052 | 464.2886 | -0.00090694 | 695.3846 | 0 | 696.1242 | 0.00213 | 459.9149 | 0.60258
| 460.1788 | 0.00076961 | 464.5103 | 0.0059091 | 460.1788 | 0.00192 | 464.5103 | 0.0018382 | 465.1165 | 0.00393 | 464.5103 | 0.003177 | 460.0301 | 0.60309 | 459.19 | 0.95349 | 460.1788 | 0.02875 | 459.19 | 0.00032017 | 459.19 | 0.00027091 | 460.0301 | 1.9334e-05 | 460.0301 | 1.3792e-05 | 464.5104 | 0.00063013 | 464.5103 | 0.0017135 | 696.2871 | 0.00665 | 464.5103 | 0.0018325 | 695.5476 | 3.0002e-05 | 696.2871 | 0.00204 | 460.0301 | 0.59537
| 460.2919 | 0 | 464.7321 | 0.0060461 | 460.2919 | 0 | 464.7321 | 0.002438 | 465.3381 | 0.00336 | 464.7321 | 0.0029764 | 460.1454 | 0.59491 | 459.41 | 0.96523 | 460.2919 | 0.02946 | 459.41 | -0.0012941 | 459.41 | 0.00053099 | 460.1454 | 2.1782e-05 | 460.1454 | 1.6998e-05 | 464.7321 | 0.00054594 | 464.7321 | -0.00044136 | 696.45 | 0.00672 | 464.7321 | -0.0013442 | 695.7106 | 0 | 696.45 | 0.00208 | 460.1454 | 0.58696
| 460.4051 | 0 | 464.954 | 0.0063945 | 460.4051 | 0.00062425 | 464.954 | 0.0010508 | 465.5598 | 0.00263 | 464.954 | 0.0019661 | 460.2607 | 0.58635 | 459.64 | 0.98321 | 460.4051 | 0.03073 | 459.64 | -0.0016493 | 459.64 | -0.0021348 | 460.2607 | 1.0926e-05 | 460.2607 | 7.5878e-06 | 464.954 | -0.0011 | 464.954 | 0.00032523 | 696.6128 | 0.00556 | 464.954 | -0.0012049 | 695.8736 | 1.0001e-05 | 696.6128 | 0.00204 | 460.2607 | 0.57903
| 460.5182 | 0 | 465.1758 | 0.0064296 | 460.5182 | 0 | 465.1758 | 0.0030692 | 465.7814 | 0.0036 | 465.1758 | 0.0033262 | 460.3759 | 0.57732 | 459.86 | 0.98254 | 460.5182 | 0.02997 | 459.86 | -0.0020045 | 459.86 | 0.002449 | 460.3759 | 9.7902e-06 | 460.3759 | 6.6324e-06 | 465.1758 | 0.00111 | 465.1758 | -0.00067062 | 696.7757 | 0.0067 | 465.1758 | -6.2959e-05 | 696.0366 | 6.6672e-06 | 696.7757 | 0.00193 | 460.3759 | 0.57116
| 460.6313 | 0.00023058 | 465.3976 | 0.0060736 | 460.6313 | 0.00086701 | 465.3976 | 0.0010686 | 466.0031 | 0.00198 | 465.3976 | 0.0016448 | 460.4912 | 0.57116 | 460.08 | 0.98435 | 460.6313 | 0.02923 | 460.08 | -2.6905e-06 | 460.08 | 7.5855e-05 | 460.4912 | 1.061e-05 | 460.4912 | 5.0292e-06 | 465.3976 | -0.00077149 | 465.3976 | -0.0014772 | 696.9386 | 0.0057 | 465.3976 | -0.0014673 | 696.1996 | 3.0002e-05 | 696.9386 | 0.00201 | 460.4912 | 0.56544
| 460.7444 | 0 | 465.6195 | 0.0063972 | 460.7444 | 0 | 465.6195 | 0.0025166 | 466.2248 | 0.0031 | 465.6195 | 0.0033966 | 460.6065 | 0.56438 | 460.3 | 0.98388 | 460.7444 | 0.02949 | 460.3 | 0.00080447 | 460.3 | -0.00086692 | 460.6065 | 8.584e-06 | 460.6065 | 6.0944e-06 | 465.6195 | 0.00141 | 465.6195 | -0.0010127 | 697.1015 | 0.00914 | 465.6195 | -0.00030001 | 696.3626 | 0 | 697.1015 | 0.00192 | 460.6065 | 0.5594
| 460.8576 | 0.00078757 | 465.8414 | 0.0057505 | 460.8576 | 0.00146 | 465.8414 | 0.00082052 | 466.4465 | 0.00194 | 465.8414 | 0.0017822 | 460.7218 | 0.56058 | 460.53 | 0.99185 | 460.8576 | 0.03142 | 460.53 | -3.4977e-05 | 460.53 | -0.00099695 | 460.7218 | 9.0759e-06 | 460.7218 | 8.8725e-06 | 465.8413 | -0.00108 | 465.8414 | 0.00031213 | 697.2644 | 0.00712 | 465.8414 | -0.0016198 | 696.5256 | 3.0002e-05 | 697.2644 | 0.00198 | 460.7218 | 0.55646
| 460.9707 | 0 | 466.0632 | 0.0063663 | 460.9707 | 0 | 466.0632 | 0.0024136 | 466.6682 | 0.00375 | 466.0632 | 0.0032517 | 460.8371 | 0.55454 | 460.75 | 0.99727 | 460.9707 | 0.03025 | 460.75 | 0.00051389 | 460.75 | -0.00041178 | 460.8371 | 9.2632e-06 | 460.8371 | 9.729e-06 | 466.0632 | 0.00141 | 466.0632 | 0.0010183 | 697.4273 | 0.00645 | 466.0632 | 0.0013235 | 696.6886 | 0 | 697.4273 | 0.00188 | 460.8371 | 0.55203
| 461.0839 | 0.00093132 | 466.2851 | 0.006099 | 461.0839 | 0.00091902 | 466.2851 | 0.0011377 | 466.89 | 0.00165 | 466.2851 | 0.0014118 | 460.9524 | 0.55006 | 460.97 | 0.99616 | 461.0839 | 0.02932 | 460.97 | -0.00035784 | 460.97 | 0.00040094 | 460.9524 | 1.0844e-05 | 460.9524 | 1.2298e-05 | 466.2851 | -0.00088385 | 466.2851 | -0.0022435 | 697.5902 | 0.00547 | 466.2851 | 0.00017452 | 696.8517 | 1.0001e-05 | 697.5902 | 0.00196 | 460.9524 | 0.54838
| 461.197 | 0 | 466.507 | 0.0062355 | 461.197 | 0 | 466.507 | 0.0021369 | 467.1117 | 0.00311 | 466.507 | 0.0032385 | 461.0677 | 0.54318 | 461.19 | 0.98863 | 461.197 | 0.0298 | 461.19 | 0.00064304 | 461.19 | -0.00093193 | 461.0677 | 1.0938e-05 | 461.0677 | 9.0921e-06 | 466.507 | 0.00122 | 466.507 | -0.00024229 | 697.7531 | 0.00791 | 466.507 | 0.0005114 | 697.0147 | 0 | 697.7531 | 0.00189 | 461.0677 | 0.54199
| 461.3101 | 0.00033839 | 466.729 | 0.0062613 | 461.3101 | 0.00192 | 466.729 | 0.0011314 | 467.3335 | 0.00196 | 466.729 | 0.0017821 | 461.183 | 0.53785 | 461.41 | 1 | 461.3101 | 0.02934 | 461.41 | 0.00041703 | 461.41 | 0.0014737 | 461.183 | 1.0633e-05 | 461.183 | 8.1258e-06 | 466.729 | -0.00078558 | 466.729 | -0.0016863 | 697.9161 | 0.00644 | 466.729 | -0.0016824 | 697.1777 | 3.0002e-05 | 697.9161 | 0.002 | 461.183 | 0.53623
| 461.4233 | 0 | 466.9509 | 0.0064586 | 461.4233 | 0 | 466.9509 | 0.0026668 | 467.5553 | 0.00286 | 466.9509 | 0.0032318 | 461.2983 | 0.53078 | 461.64 | 0.98678 | 461.4233 | 0.03116 | 461.64 | -0.00022869 | 461.64 | -0.0026874 | 461.2983 | 1.0141e-05 | 461.2983 | 4.2825e-06 | 466.9509 | 0.00035192 | 466.9509 | 0.002143 | 698.079 | 0.00874 | 466.9509 | 0.0018123 | 697.3408 | 6.6672e-06 | 698.079 | 0.00193 | 461.2983 | 0.52945
| 461.5364 | 0 | 467.1728 | 0.0064143 | 461.5364 | 0.00083232 | 467.1728 | 0.0013746 | 467.777 | 0.002 | 467.1728 | 0.0017172 | 461.4136 | 0.52538 | 461.86 | 0.99154 | 461.5364 | 0.03056 | 461.86 | -0.0047487 | 461.86 | -0.00298 | 461.4136 | 9.4038e-06 | 461.4136 | 5.6661e-06 | 467.1728 | -0.00031703 | 467.1728 | -0.00076505 | 698.2419 | 0.00686 | 467.1728 | -0.001276 | 697.5038 | 3.0002e-05 | 698.2419 | 0.00204 | 461.4136 | 0.5244
| 461.6496 | 0 | 467.3948 | 0.0064512 | 461.6496 | 0 | 467.3948 | 0.0022677 | 467.9988 | 0.00353 | 467.3948 | 0.003224 | 461.529 | 0.51847 | 462.08 | 0.98769 | 461.6496 | 0.03182 | 462.08 | 0.00051389 | 462.08 | 0.00033593 | 461.529 | 9.9542e-06 | 461.529 | 6.7313e-06 | 467.3948 | 0.00084733 | 467.3948 | 0.0011738 | 698.4049 | 0.00795 | 467.3948 | -0.0019032 | 697.6669 | 6.6672e-06 | 698.4049 | 0.00196 | 461.529 | 0.51854
| 461.7627 | 0 | 467.6168 | 0.0057881 | 461.7627 | 0.00173 | 467.6168 | 0.00017835 | 468.2206 | 0.00153 | 467.6168 | 0.0016843 | 461.6443 | 0.51401 | 462.3 | 0.97687 | 461.7627 | 0.03079 | 462.3 | -0.00032556 | 462.3 | -5.4182e-05 | 461.6443 | 9.9776e-06 | 461.6443 | 8.8725e-06 | 467.6168 | -0.00119 | 467.6168 | -0.00042359 | 698.5678 | 0.00705 | 467.6168 | -0.0035777 | 697.83 | 1.0001e-05 | 698.5678 | 0.00197 | 461.6443 | 0.51328
| 461.8759 | 0 | 467.8388 | 0.0065181 | 461.8759 | 0 | 467.8388 | 0.0022179 | 468.4425 | 0.00319 | 467.8388 | 0.0031893 | 461.7596 | 0.50822 | 462.53 | 0.96847 | 461.8759 | 0.03094 | 462.53 | -0.00077756 | 462.53 | 0.00066102 | 461.7596 | 1.0575e-05 | 461.7596 | 7.9172e-06 | 467.8388 | 0.00031673 | 467.8388 | 0.00069451 | 698.7307 | 0.01079 | 467.8388 | 0.0011515 | 697.993 | 6.6672e-06 | 698.7307 | 0.00181 | 461.7596 | 0.50741
| 461.989 | 0.00041025 | 468.0608 | 0.0059884 | 461.989 | 0.00158 | 468.0608 | 0.0014252 | 468.6643 | 0.00069927 | 468.0608 | 0.0017807 | 461.875 | 0.50354 | 462.75 | 0.95639 | 461.989 | 0.02991 | 462.75 | -0.00032556 | 462.75 | 0.0014413 | 461.875 | 1.1043e-05 | 461.875 | 8.6639e-06 | 468.0608 | -0.00118 | 468.0608 | -0.00061394 | 698.8937 | 0.00654 | 468.0608 | -0.0025981 | 698.1561 | 1.0001e-05 | 698.8937 | 0.00194 | 461.875 | 0.50259
| 462.1022 | 0 | 468.2828 | 0.0064946 | 462.1022 | 0 | 468.2828 | 0.0016232 | 468.8862 | 0.00277 | 468.2828 | 0.0032043 | 461.9903 | 0.49602 | 462.97 | 0.96166 | 462.1022 | 0.02983 | 462.97 | -0.0013587 | 462.97 | 0.002449 | 461.9903 | 9.8371e-06 | 461.9903 | 6.8411e-06 | 468.2828 | 0.00136 | 468.2828 | 0.00069952 | 699.0567 | 0.0094 | 468.2828 | 2.4333e-05 | 698.3192 | 0 | 699.0567 | 0.0019 | 461.9903 | 0.49695
| 462.2153 | 0.00015871 | 468.5048 | 0.0062423 | 462.2153 | 0.00166 | 468.5048 | 0.00078866 | 469.108 | 0.00122 | 468.5048 | 0.0016976 | 462.1056 | 0.49002 | 463.19 | 0.9627 | 462.2153 | 0.03105 | 463.19 | -0.0014878 | 463.19 | -0.0019072 | 462.1056 | 1.1043e-05 | 462.1056 | 6.8411e-06 | 468.5048 | -0.00108 | 468.5048 | 0.00072593 | 699.2196 | 0.00809 | 468.5048 | -0.0012582 | 698.4823 | 1.0001e-05 | 699.2196 | 0.00212 | 462.1056 | 0.49217
| 462.3285 | 8.9983e-05 | 468.7269 | 0.0063303 | 462.3285 | 0 | 468.7269 | 0.0022003 | 469.3299 | 0.00296 | 468.7269 | 0.0033443 | 462.221 | 0.48225 | 463.41 | 0.94358 | 462.3285 | 0.03037 | 463.41 | -0.00061613 | 463.41 | -0.0016472 | 462.221 | 1.0282e-05 | 462.221 | 7.3791e-06 | 468.7269 | 0.00069332 | 468.7269 | -0.0006798 | 699.3826 | 0.01174 | 468.7269 | -0.0012804 | 698.6453 | 0 | 699.3826 | 0.00203 | 462.221 | 0.48569
| 462.4416 | 0.0006079 | 468.949 | 0.0063136 | 462.4416 | 0.00113 | 468.949 | 0.00067708 | 469.5518 | 0.0012 | 468.949 | 0.0016051 | 462.3363 | 0.47713 | 463.64 | 0.94571 | 462.4416 | 0.03071 | 463.64 | -0.0016815 | 463.64 | -0.00047681 | 462.3363 | 1.2788e-05 | 462.3363 | 8.8725e-06 | 468.949 | -9.6803e-05 | 468.949 | 8.4578e-05 | 699.5456 | 0.00899 | 468.949 | -0.0012164 | 698.8084 | 0 | 699.5456 | 0.00211 | 462.3363 | 0.48155
| 462.5548 | 0 | 469.171 | 0.0064293 | 462.5548 | 0 | 469.171 | 0.002502 | 469.7737 | 0.00295 | 469.171 | 0.003277 | 462.4517 | 0.47151 | 463.86 | 0.9198 | 462.5548 | 0.03304 | 463.86 | -0.00048698 | 463.86 | 0.00030341 | 462.4517 | 1.0903e-05 | 462.4517 | 8.9823e-06 | 469.171 | 0.00072875 | 469.171 | 0.00040407 | 699.7086 | 0.01148 | 469.171 | 0.0011878 | 698.9715 | 6.6672e-06 | 699.7086 | 0.00192 | 462.4517 | 0.47706
| 462.668 | 0.00087741 | 469.3931 | 0.0049743 | 462.668 | 0.00084967 | 469.3931 | 0.0016392 | 469.9956 | 0.00060109 | 469.3931 | 0.0016356 | 462.567 | 0.46836 | 464.08 | 0.93372 | 462.668 | 0.0302 | 464.08 | -0.0018108 | 464.08 | 1.0836e-05 | 462.567 | 1.0903e-05 | 462.567 | 9.6192e-06 | 469.3931 | -0.00065255 | 469.3931 | -0.00042077 | 699.8715 | 0.00907 | 469.3931 | -0.0015242 | 699.1346 | 1.0001e-05 | 699.8715 | 0.00201 | 462.567 | 0.47422
| 462.7811 | 0 | 469.6152 | 0.0060975 | 462.7811 | 0 | 469.6152 | 0.0024689 | 470.2176 | 0.00383 | 469.6152 | 0.0031334 | 462.6824 | 0.46288 | 464.3 | 0.91367 | 462.7811 | 0.03008 | 464.3 | -0.0016815 | 464.3 | 0.00046596 | 462.6824 | 8.7714e-06 | 462.6824 | 1.0267e-05 | 469.6152 | 0.00066119 | 469.6152 | 0.00019362 | 700.0345 | 0.01157 | 469.6152 | 0.0002457 | 699.2977 | 6.6672e-06 | 700.0345 | 0.00199 | 462.6824 | 0.46944
| 462.8943 | 0 | 469.8373 | 0.0056731 | 462.8943 | 0 | 469.8373 | 0.00097205 | 470.4395 | 0.00138 | 469.8373 | 0.0016447 | 462.7978 | 0.45814 | 464.53 | 0.91372 | 462.8943 | 0.03196 | 464.53 | -0.00093899 | 464.53 | 0.00056349 | 462.7978 | 9.4389e-06 | 462.7978 | 1.2079e-05 | 469.8373 | -0.00084467 | 469.8373 | -0.0014733 | 700.1975 | 0.00782 | 469.8373 | -0.002018 | 699.4609 | 1.0001e-05 | 700.1975 | 0.00217 | 462.7978 | 0.46519
| 463.0075 | 0 | 470.0595 | 0.0060492 | 463.0075 | 0 | 470.0595 | 0.0025116 | 470.6615 | 0.00293 | 470.0595 | 0.0030288 | 462.9131 | 0.4511 | 464.75 | 0.88124 | 463.0075 | 0.03003 | 464.75 | 0.0010628 | 464.75 | -0.00037928 | 462.9131 | 9.6263e-06 | 462.9131 | 1.0805e-05 | 470.0595 | 0.00082553 | 470.0595 | -0.00011492 | 700.3606 | 0.01106 | 470.0595 | -0.00010835 | 699.624 | 6.6672e-06 | 700.3606 | 0.00205 | 462.9131 | 0.46005
| 463.1206 | 0.00087741 | 470.2816 | 0.0054511 | 463.1206 | 0.00132 | 470.2816 | 0.00098908 | 470.8834 | 0.00113 | 470.2816 | 0.0017055 | 463.0285 | 0.44621 | 464.97 | 0.87656 | 463.1206 | 0.03122 | 464.97 | -0.0030376 | 464.97 | -0.0001192 | 463.0285 | 1.0247e-05 | 463.0285 | 1.0805e-05 | 470.2816 | -0.00087645 | 470.2816 | 0.00057079 | 700.5236 | 0.01277 | 470.2816 | -0.00036088 | 699.7871 | 3.0002e-05 | 700.5236 | 0.0021 | 463.0285 | 0.45582
| 463.2338 | 0 | 470.5038 | 0.0062278 | 463.2338 | 0 | 470.5038 | 0.0026486 | 471.1054 | 0.00349 | 470.5038 | 0.0030324 | 463.1439 | 0.44025 | 465.19 | 0.86408 | 463.2338 | 0.0292 | 465.19 | 0.002096 | 465.19 | -0.001062 | 463.1439 | 1.0575e-05 | 463.1439 | 7.1595e-06 | 470.5038 | 0.00108 | 470.5038 | 0.002594 | 700.6866 | 0.01222 | 470.5038 | 0.0014179 | 699.9502 | 6.6672e-06 | 700.6866 | 0.00191 | 463.1439 | 0.45129
| 463.347 | 1.4969e-05 | 470.7259 | 0.0059854 | 463.347 | 0.00212 | 470.7259 | 0.00074043 | 471.3274 | 0.00104 | 470.7259 | 0.001669 | 463.2593 | 0.43659 | 465.42 | 0.84367 | 463.347 | 0.02897 | 465.42 | -0.00061613 | 465.42 | -0.0017121 | 463.2593 | 1.0305e-05 | 463.2593 | 4.8096e-06 | 470.7259 | -0.00033733 | 470.7259 | -0.00041315 | 700.8496 | 0.01333 | 470.7259 | -0.0022297 | 700.1134 | 1.0001e-05 | 700.8496 | 0.00198 | 463.2593 | 0.44802
| 463.4601 | 0 | 470.9481 | 0.0059889 | 463.4601 | 0 | 470.9481 | 0.0018418 | 471.5494 | 0.0028 | 470.9481 | 0.0027521 | 463.3747 | 0.43137 | 465.64 | 0.8367 | 463.4601 | 0.02662 | 465.64 | -9.9549e-05 | 465.64 | 0.0017663 | 463.3747 | 1.068e-05 | 463.3747 | 6.0944e-06 | 470.9481 | 0.00080106 | 470.9481 | 0.0018974 | 701.0126 | 0.01071 | 470.9481 | 0.00059162 | 700.2765 | 4.667e-05 | 701.0126 | 0.00189 | 463.3747 | 0.44433
| 463.5733 | 0.00102 | 471.1703 | 0.0056285 | 463.5733 | 0.00172 | 471.1703 | 0.00062272 | 471.7715 | 0.00156 | 471.1703 | 0.0015642 | 463.4901 | 0.42755 | 465.86 | 0.81821 | 463.5733 | 0.03079 | 465.86 | -0.0011327 | 465.86 | -0.0010295 | 463.4901 | 1.1336e-05 | 463.4901 | 8.7737e-06 | 471.1703 | -0.0006196 | 471.1703 | -0.0011919 | 701.1757 | 0.01076 | 471.1703 | 0.0002046 | 700.4397 | 1.0001e-05 | 701.1757 | 0.002 | 463.4901 | 0.44071
| 463.6865 | 0 | 471.3925 | 0.0058239 | 463.6865 | 0 | 471.3925 | 0.002643 | 471.9935 | 0.00319 | 471.3925 | 0.0029556 | 463.6055 | 0.422 | 466.08 | 0.79417 | 463.6865 | 0.03156 | 466.08 | -0.0021013 | 466.08 | -0.001322 | 463.6055 | 1.0633e-05 | 463.6055 | 1.0157e-05 | 471.3925 | 0.00053368 | 471.3925 | 0.00040622 | 701.3387 | 0.0138 | 471.3925 | 0.0025948 | 700.6028 | 0 | 701.3387 | 0.0019 | 463.6055 | 0.43652
| 463.7997 | 0 | 471.6148 | 0.0056042 | 463.7997 | 0.00222 | 471.6148 | 0.0014905 | 472.2155 | 0.00138 | 471.6148 | 0.0015571 | 463.7209 | 0.4174 | 466.31 | 0.7917 | 463.7997 | 0.03247 | 466.31 | -0.0019399 | 466.31 | -0.00060684 | 463.7209 | 1.0223e-05 | 463.7209 | 6.6324e-06 | 471.6148 | -0.00026008 | 471.6148 | 9.2475e-05 | 701.5018 | 0.01259 | 471.6148 | 0.00026461 | 700.766 | 3.0002e-05 | 701.5018 | 0.00206 | 463.7209 | 0.43281
| 463.9129 | 0 | 471.837 | 0.005805 | 463.9129 | 0 | 471.837 | 0.0023934 | 472.4376 | 0.00285 | 471.837 | 0.0028587 | 463.8363 | 0.41126 | 466.53 | 0.77231 | 463.9129 | 0.03079 | 466.53 | -3.4977e-05 | 466.53 | 0.0018639 | 463.8363 | 9.3218e-06 | 463.8363 | 5.0292e-06 | 471.837 | 0.00049103 | 471.837 | 0.0013438 | 701.6648 | 0.01334 | 471.837 | 3.3054e-05 | 700.9291 | 6.6672e-06 | 701.6648 | 0.00201 | 463.8363 | 0.42885
| 464.026 | 0 | 472.0592 | 0.005535 | 464.026 | 0.00065893 | 472.0592 | 0.00055251 | 472.6597 | 0.00088392 | 472.0592 | 0.0014954 | 463.9517 | 0.40699 | 466.75 | 0.75494 | 464.026 | 0.02929 | 466.75 | -0.0012619 | 466.75 | 0.00036844 | 463.9517 | 9.6731e-06 | 463.9517 | 4.9194e-06 | 472.0593 | -0.00095772 | 472.0592 | -0.0020712 | 701.8279 | 0.01301 | 472.0592 | -0.0015479 | 701.0923 | 1.0001e-05 | 701.8279 | 0.0021 | 463.9517 | 0.42524
| 464.1392 | 0 | 472.2815 | 0.0060541 | 464.1392 | 0 | 472.2815 | 0.0025188 | 472.8818 | 0.00276 | 472.2815 | 0.0029088 | 464.0671 | 0.40211 | 466.97 | 0.72651 | 464.1392 | 0.03321 | 466.97 | -0.0017139 | 466.97 | -0.00050931 | 464.0671 | 1.0083e-05 | 464.0671 | 4.8096e-06 | 472.2815 | 0.0011 | 472.2815 | 0.00098496 | 701.9909 | 0.01378 | 472.2815 | 0.001829 | 701.2555 | 0 | 701.9909 | 0.00196 | 464.0671 | 0.41991
| 464.2524 | 0.00012278 | 472.5038 | 0.0055591 | 464.2524 | 0.00113 | 472.5038 | 0.0011642 | 473.1039 | 0.00134 | 472.5038 | 0.0016394 | 464.1825 | 0.39908 | 467.2 | 0.71804 | 464.2524 | 0.03127 | 467.2 | -0.0014233 | 467.2 | -0.0021348 | 464.1825 | 9.5677e-06 | 464.1825 | 5.6661e-06 | 472.5038 | -0.00098872 | 472.5038 | 0.00091569 | 702.154 | 0.01074 | 472.5038 | -0.001319 | 701.4186 | 0 | 702.154 | 0.00208 | 464.1825 | 0.41634
| 464.3656 | 0 | 472.7261 | 0.0056658 | 464.3656 | 0 | 472.7261 | 0.0015139 | 473.326 | 0.00269 | 472.7261 | 0.0027254 | 464.2979 | 0.39443 | 467.42 | 0.69909 | 464.3656 | 0.03145 | 467.42 | -0.00032556 | 467.42 | 0.0019939 | 464.2979 | 9.5443e-06 | 464.2979 | 7.3791e-06 | 472.7261 | 0.00084949 | 472.7261 | 0.00062212 | 702.3171 | 0.01447 | 472.7261 | -0.00054284 | 701.5818 | 0 | 702.3171 | 0.00202 | 464.2979 | 0.4124
| 464.4788 | 0.00041025 | 472.9484 | 0.0053926 | 464.4788 | 0.00083232 | 472.9484 | 0.0010573 | 473.5481 | 0.00085719 | 472.9484 | 0.0016578 | 464.4134 | 0.3907 | 467.64 | 0.69136 | 464.4788 | 0.03218 | 467.64 | -0.00058385 | 467.64 | -0.0012895 | 464.4134 | 9.7902e-06 | 464.4134 | 9.9487e-06 | 472.9484 | -0.00095697 | 472.9484 | -0.0011399 | 702.4802 | 0.01247 | 472.9484 | -0.0010275 | 701.745 | 1.0001e-05 | 702.4802 | 0.00207 | 464.4134 | 0.4114
| 464.592 | 0 | 473.1707 | 0.0055682 | 464.592 | 0 | 473.1707 | 0.0022174 | 473.7703 | 0.00319 | 473.1707 | 0.0029709 | 464.5288 | 0.38552 | 467.86 | 0.66159 | 464.592 | 0.03233 | 467.86 | 0.0019991 | 467.86 | 0.00069354 | 464.5288 | 1.0036e-05 | 464.5288 | 8.8725e-06 | 473.1707 | 0.00072653 | 473.1707 | 0.00017926 | 702.6432 | 0.01427 | 473.1707 | 0.00082044 | 701.9082 | 6.6672e-06 | 702.6432 | 0.00192 | 464.5288 | 0.40846
| 464.7052 | 0 | 473.3931 | 0.0052669 | 464.7052 | 0.00111 | 473.3931 | 0.00027513 | 473.9924 | 0.0015 | 473.3931 | 0.001337 | 464.6442 | 0.3821 | 468.09 | 0.65835 | 464.7052 | 0.03232 | 468.09 | -0.0018752 | 468.09 | -0.001257 | 464.6442 | 9.1578e-06 | 464.6442 | 8.016e-06 | 473.3931 | -0.00062654 | 473.3931 | -0.000269 | 702.8063 | 0.01278 | 473.3931 | -0.0026046 | 702.0714 | 1.0001e-05 | 702.8063 | 0.00196 | 464.6442 | 0.40626
| 464.8184 | 0 | 473.6154 | 0.0056522 | 464.8184 | 0 | 473.6154 | 0.0019197 | 474.2146 | 0.00253 | 473.6154 | 0.0025689 | 464.7597 | 0.37746 | 468.31 | 0.63636 | 464.8184 | 0.03133 | 468.31 | -0.0021013 | 468.31 | -0.00015171 | 464.7597 | 9.4272e-06 | 464.7597 | 6.7313e-06 | 473.6154 | 0.0004447 | 473.6154 | 0.00055922 | 702.9694 | 0.01496 | 473.6154 | 0.00090814 | 702.2346 | 0 | 702.9694 | 0.00191 | 464.7597 | 0.40281
| 464.9316 | 0.00048213 | 473.8378 | 0.0047681 | 464.9316 | 0.00116 | 473.8378 | 0.00080467 | 474.4368 | 0.00094126 | 473.8378 | 0.0016122 | 464.8751 | 0.3735 | 468.53 | 0.63055 | 464.9316 | 0.03213 | 468.53 | -0.0019399 | 468.53 | -0.001322 | 464.8751 | 1.0715e-05 | 464.8751 | 7.0607e-06 | 473.8378 | -0.0006773 | 473.8378 | -0.00067036 | 703.1325 | 0.01127 | 473.8378 | -0.002248 | 702.3978 | 1.0001e-05 | 703.1325 | 0.00203 | 464.8751 | 0.40076
| 465.0448 | 0 | 474.0601 | 0.0054796 | 465.0448 | 0 | 474.0601 | 0.0014765 | 474.659 | 0.00271 | 474.0601 | 0.0027613 | 464.9906 | 0.36758 | 468.75 | 0.59723 | 465.0448 | 0.03145 | 468.75 | -0.00064841 | 468.75 | -0.00067186 | 464.9906 | 1.1805e-05 | 464.9906 | 6.314e-06 | 474.0601 | 0.00070989 | 474.0601 | 8.1416e-05 | 703.2956 | 0.01466 | 474.0601 | 0.0011116 | 702.561 | 0 | 703.2956 | 0.00205 | 464.9906 | 0.39828
| 465.158 | 0.0005001 | 474.2825 | 0.0056457 | 465.158 | 0.00153 | 474.2825 | 0.00062857 | 474.8812 | 0.00238 | 474.2825 | 0.0015246 | 465.106 | 0.36389 | 468.98 | 0.59675 | 465.158 | 0.03542 | 468.98 | -0.0006807 | 468.98 | 0.00030341 | 465.106 | 1.1266e-05 | 465.106 | 8.2356e-06 | 474.2825 | -0.00062936 | 474.2825 | -0.00085549 | 703.4588 | 0.01537 | 474.2825 | 3.1817e-05 | 702.7243 | 1.0001e-05 | 703.4588 | 0.00219 | 465.106 | 0.39562
| 465.2712 | 0 | 474.5049 | 0.0055626 | 465.2712 | 0 | 474.5049 | 0.0023614 | 475.1034 | 0.00292 | 474.5049 | 0.0027353 | 465.2215 | 0.35899 | 469.2 | 0.5686 | 465.2712 | 0.03559 | 469.2 | 0.0018054 | 469.2 | 0.0009536 | 465.2215 | 9.7902e-06 | 465.2215 | 1.0157e-05 | 474.5049 | 0.00091376 | 474.5049 | 0.00061467 | 703.6219 | 0.01466 | 474.5049 | 0.0011651 | 702.8875 | 0 | 703.6219 | 0.00203 | 465.2215 | 0.39129
| 465.3844 | 0.0016 | 474.7274 | 0.0054875 | 465.3844 | 0.00147 | 474.7274 | 0.0007973 | 475.3256 | 0.00115 | 474.7274 | 0.0015966 | 465.3369 | 0.35611 | 469.42 | 0.55332 | 465.3844 | 0.03474 | 469.42 | -0.0021982 | 469.42 | 0.00010836 | 465.3369 | 9.4389e-06 | 465.3369 | 9.729e-06 | 474.7274 | -0.00064926 | 474.7274 | -0.00086234 | 703.785 | 0.01502 | 474.7274 | -0.00035839 | 703.0507 | 1.0001e-05 | 703.785 | 0.00204 | 465.3369 | 0.3878
| 465.4976 | 0 | 474.9498 | 0.0056758 | 465.4976 | 0 | 474.9498 | 0.0023423 | 475.5479 | 0.00286 | 474.9498 | 0.0027969 | 465.4524 | 0.35148 | 469.64 | 0.53601 | 465.4976 | 0.03383 | 469.64 | -0.00055155 | 469.64 | -0.00021673 | 465.4524 | 8.4552e-06 | 465.4524 | 1.1552e-05 | 474.9498 | 0.0011 | 474.9498 | 0.0015405 | 703.9481 | 0.01524 | 474.9498 | -0.001126 | 703.2139 | 6.6672e-06 | 703.9481 | 0.00192 | 465.4524 | 0.38412
| 465.6108 | 0.00073368 | 475.1722 | 0.0055029 | 465.6108 | 0.00038148 | 475.1722 | 0.0011466 | 475.7701 | 0.0017 | 475.1722 | 0.0014851 | 465.5679 | 0.34896 | 469.87 | 0.53012 | 465.6108 | 0.03431 | 469.87 | 0.0019991 | 469.87 | 0.0012462 | 465.5679 | 9.1344e-06 | 465.5679 | 1.1332e-05 | 475.1722 | -0.00052939 | 475.1722 | -6.279e-05 | 704.1113 | 0.01491 | 475.1722 | -0.0012115 | 703.3772 | 3.0002e-05 | 704.1113 | 0.0021 | 465.5679 | 0.3819
| 465.724 | 0 | 475.3947 | 0.0058519 | 465.724 | 0 | 475.3947 | 0.002797 | 475.9924 | 0.00309 | 475.3947 | 0.0029292 | 465.6833 | 0.34419 | 470.09 | 0.506 | 465.724 | 0.03505 | 470.09 | -0.00016412 | 470.09 | -0.001192 | 465.6833 | 9.6263e-06 | 465.6833 | 1.198e-05 | 475.3947 | 0.00173 | 475.3947 | 0.0013786 | 704.2744 | 0.01487 | 475.3947 | 0.0021356 | 703.5404 | 0 | 704.2744 | 0.00202 | 465.6833 | 0.37918
| 465.8373 | 0.00066181 | 475.6172 | 0.0056236 | 465.8373 | 0.00116 | 475.6172 | 0.00025794 | 476.2147 | 0.00128 | 475.6172 | 0.0017609 | 465.7988 | 0.34117 | 470.31 | 0.50128 | 465.8373 | 0.03672 | 470.31 | 0.00099818 | 470.31 | -0.00044429 | 465.7988 | 1.0844e-05 | 465.7988 | 8.3454e-06 | 475.6172 | -0.00087936 | 475.6172 | -0.0010244 | 704.4375 | 0.01495 | 475.6172 | -0.0010289 | 703.7037 | 3.0002e-05 | 704.4375 | 0.00218 | 465.7988 | 0.37726
| 465.9505 | 0 | 475.8396 | 0.0056124 | 465.9505 | 0 | 475.8396 | 0.0026568 | 476.437 | 0.00239 | 475.8396 | 0.0028836 | 465.9143 | 0.33629 | 470.54 | 0.4804 | 465.9505 | 0.03559 | 470.54 | -0.0012941 | 470.54 | 0.0018639 | 465.9143 | 9.2984e-06 | 465.9143 | 9.3008e-06 | 475.8396 | 0.00056562 | 475.8396 | 0.0016746 | 704.6007 | 0.01519 | 475.8396 | 0.00078779 | 703.8669 | 0 | 704.6007 | 0.002 | 465.9143 | 0.37438
| 466.0637 | 0.00075165 | 476.0621 | 0.0052609 | 466.0637 | 0.00090168 | 476.0621 | 0.0015492 | 476.6593 | 0.0011 | 476.0621 | 0.0015884 | 466.0298 | 0.33369 | 470.76 | 0.46107 | 466.0637 | 0.03556 | 470.76 | -0.0036833 | 470.76 | -0.00080189 | 466.0298 | 9.5443e-06 | 466.0298 | 9.191e-06 | 476.0621 | -0.0004461 | 476.0621 | -0.00096581 | 704.7639 | 0.01544 | 476.0621 | -0.0024425 | 704.0302 | 1.0001e-05 | 704.7639 | 0.00208 | 466.0298 | 0.37274
| 466.1769 | 0 | 476.2847 | 0.0055375 | 466.1769 | 0 | 476.2847 | 0.0021806 | 476.8816 | 0.0032 | 476.2847 | 0.0028104 | 466.1453 | 0.32939 | 470.98 | 0.45685 | 466.1769 | 0.03849 | 470.98 | 0.0027416 | 470.98 | 0.00049847 | 466.1453 | 9.3452e-06 | 466.1453 | 8.6639e-06 | 476.2846 | 0.00063714 | 476.2847 | 0.0019884 | 704.927 | 0.01514 | 476.2847 | 0.0017702 | 704.1935 | 0 | 704.927 | 0.00188 | 466.1453 | 0.36965
| 466.2901 | 0.00064383 | 476.5072 | 0.0049963 | 466.2901 | 0.00076297 | 476.5072 | 6.1893e-05 | 477.104 | 0.00076206 | 476.5072 | 0.001603 | 466.2608 | 0.32706 | 471.2 | 0.44199 | 466.2901 | 0.03641 | 471.2 | 0.00041703 | 471.2 | 0.00085607 | 466.2608 | 1.0961e-05 | 466.2608 | 6.7313e-06 | 476.5072 | -0.001 | 476.5072 | 0.00081061 | 705.0902 | 0.01584 | 476.5072 | 0.00015792 | 704.3568 | 3.0002e-05 | 705.0902 | 0.00208 | 466.2608 | 0.3672
| 466.4034 | 0 | 476.7297 | 0.0056257 | 466.4034 | 0 | 476.7297 | 0.0030054 | 477.3263 | 0.00308 | 476.7297 | 0.0027942 | 466.3763 | 0.32251 | 471.43 | 0.4291 | 466.4034 | 0.03769 | 471.43 | -0.0010036 | 471.43 | 0.0011162 | 466.3763 | 9.5443e-06 | 466.3763 | 5.8857e-06 | 476.7297 | 0.00064548 | 476.7297 | 0.00378 | 705.2534 | 0.01505 | 476.7297 | 0.0019661 | 704.52 | 0 | 705.2534 | 0.00201 | 466.3763 | 0.36304
| 466.5166 | 0.00012278 | 476.9523 | 0.0053497 | 466.5166 | 0.00118 | 476.9523 | 0.001011 | 477.5487 | 0.00155 | 476.9523 | 0.0014804 | 466.4918 | 0.31906 | 471.65 | 0.41368 | 466.5166 | 0.03766 | 471.65 | 0.00073989 | 471.65 | -0.0012895 | 466.4918 | 9.2398e-06 | 466.4918 | 9.191e-06 | 476.9523 | -0.00092895 | 476.9523 | -0.0002608 | 705.4166 | 0.01521 | 476.9523 | -0.001355 | 704.6833 | 3.0002e-05 | 705.4166 | 0.00214 | 466.4918 | 0.36017
| 466.6298 | 0 | 477.1748 | 0.0055959 | 466.6298 | 0 | 477.1748 | 0.0022178 | 477.7711 | 0.0024 | 477.1748 | 0.0028616 | 466.6073 | 0.31385 | 471.87 | 0.40609 | 466.6298 | 0.0392 | 471.87 | 0.00028789 | 471.87 | 1.0836e-05 | 466.6073 | 8.3966e-06 | 466.6073 | 9.729e-06 | 477.1748 | 0.00070858 | 477.1748 | 0.00046492 | 705.5797 | 0.01454 | 477.1748 | 0.003193 | 704.8466 | 0 | 705.5797 | 0.00196 | 466.6073 | 0.35697
| 466.7431 | 0 | 477.3974 | 0.0053007 | 466.7431 | 0.00165 | 477.3974 | 0.00071805 | 477.9934 | 0.0011 | 477.3974 | 0.0014177 | 466.7228 | 0.31109 | 472.09 | 0.38896 | 466.7431 | 0.03601 | 472.09 | -0.0028439 | 472.09 | 0.0012787 | 466.7228 | 9.8488e-06 | 466.7228 | 9.9487e-06 | 477.3974 | -0.00071584 | 477.3974 | -0.0009082 | 705.7429 | 0.01598 | 477.3974 | -0.00078917 | 705.0099 | 1.0001e-05 | 705.7429 | 0.0021 | 466.7228 | 0.35569
| 466.8563 | 0 | 477.62 | 0.0053318 | 466.8563 | 0 | 477.62 | 0.0038353 | 478.2158 | 0.00262 | 477.62 | 0.0029035 | 466.8383 | 0.30776 | 472.32 | 0.37486 | 466.8563 | 0.03661 | 472.32 | 0.00019102 | 472.32 | 0.0027741 | 466.8383 | 1.0493e-05 | 466.8383 | 7.5878e-06 | 477.62 | 0.0007913 | 477.62 | 0.0005672 | 705.9061 | 0.01485 | 477.62 | 0.0014134 | 705.1732 | 0 | 705.9061 | 0.00195 | 466.8383 | 0.35386
| 466.9695 | 0.00104 | 477.8426 | 0.0056638 | 466.9695 | 0.00098839 | 477.8426 | 0.00069788 | 478.4383 | 0.00169 | 477.8426 | 0.0016986 | 466.9538 | 0.30582 | 472.54 | 0.36485 | 466.9695 | 0.03516 | 472.54 | -0.0022951 | 472.54 | -0.00080189 | 466.9538 | 1.1664e-05 | 466.9538 | 5.8857e-06 | 477.8426 | -9.907e-05 | 477.8426 | -0.0014817 | 706.0693 | 0.01607 | 477.8426 | -0.00018742 | 705.3365 | 3.0002e-05 | 706.0693 | 0.00212 | 466.9538 | 0.35321
| 467.0828 | 0 | 478.0652 | 0.0054615 | 467.0828 | 0 | 478.0652 | 0.0023888 | 478.6607 | 0.00363 | 478.0652 | 0.0030138 | 467.0693 | 0.30227 | 472.76 | 0.35365 | 467.0828 | 0.03883 | 472.76 | 0.0014502 | 472.76 | 0.0016363 | 467.0693 | 1.143e-05 | 467.0693 | 6.2042e-06 | 478.0652 | 0.00078834 | 478.0652 | -8.2719e-05 | 706.2325 | 0.01491 | 478.0652 | -0.00013197 | 705.4998 | 6.6672e-06 | 706.2325 | 0.00195 | 467.0693 | 0.3503
| 467.196 | 0.00057197 | 478.2879 | 0.0053422 | 467.196 | 0.00019074 | 478.2879 | 0.00043438 | 478.8831 | 0.00127 | 478.2879 | 0.0014118 | 467.1849 | 0.29995 | 472.99 | 0.35126 | 467.196 | 0.03624 | 472.99 | 0.001547 | 472.99 | -0.0010295 | 467.1849 | 1.0633e-05 | 467.1849 | 8.3454e-06 | 478.2879 | -6.9539e-05 | 478.2879 | 0.000243 | 706.3958 | 0.01583 | 478.2879 | -0.0028635 | 705.6631 | 3.0002e-05 | 706.3958 | 0.0021 | 467.1849 | 0.3484
| 467.3093 | 0 | 478.5105 | 0.0057121 | 467.3093 | 0 | 478.5105 | 0.0017625 | 479.1056 | 0.00303 | 478.5105 | 0.0028832 | 467.3004 | 0.29642 | 473.21 | 0.32425 | 467.3093 | 0.03463 | 473.21 | -9.9549e-05 | 473.21 | -0.0018096 | 467.3004 | 9.2632e-06 | 467.3004 | 8.9823e-06 | 478.5105 | 0.00039834 | 478.5105 | 0.00067948 | 706.559 | 0.01496 | 478.5105 | -0.00031998 | 705.8265 | 0 | 706.559 | 0.00193 | 467.3004 | 0.34481
| 467.4225 | 0.00066181 | 478.7332 | 0.0049855 | 467.4225 | 0.00084967 | 478.7332 | 0.00086029 | 479.3281 | 0.00194 | 478.7332 | 0.0014078 | 467.416 | 0.29424 | 473.43 | 0.32976 | 467.4225 | 0.03882 | 473.43 | 0.00090132 | 473.43 | -0.0020047 | 467.416 | 1.0141e-05 | 467.416 | 8.8725e-06 | 478.7332 | -9.6814e-05 | 478.7332 | 0.00045165 | 706.7222 | 0.01563 | 478.7332 | -0.0011562 | 705.9898 | 1.0001e-05 | 706.7222 | 0.00215 | 467.416 | 0.34359
| 467.5358 | 0 | 478.9559 | 0.0053872 | 467.5358 | 0 | 478.9559 | 0.0020178 | 479.5505 | 0.00234 | 478.9559 | 0.0029134 | 467.5315 | 0.29012 | 473.65 | 0.30812 | 467.5358 | 0.03582 | 473.65 | -0.0009067 | 473.65 | 0.0010186 | 467.5315 | 9.6497e-06 | 467.5315 | 8.7627e-06 | 478.9559 | 0.00088876 | 478.9559 | -0.00075011 | 706.8854 | 0.01434 | 478.9559 | -0.001607 | 706.1531 | 0 | 706.8854 | 0.00207 | 467.5315 | 0.34153
| 467.649 | 0.00041025 | 479.1786 | 0.005142 | 467.649 | 0.00053755 | 479.1786 | 0.0010541 | 479.7731 | 0.00129 | 479.1786 | 0.0012787 | 467.647 | 0.28765 | 473.88 | 0.30779 | 467.649 | 0.03757 | 473.88 | 0.0012565 | 473.88 | 0.00010836 | 467.647 | 1.0083e-05 | 467.647 | 8.4443e-06 | 479.1785 | -0.00044876 | 479.1786 | -0.00087914 | 707.0487 | 0.01579 | 479.1786 | -0.0027022 | 706.3164 | 1.0001e-05 | 707.0487 | 0.0022 | 467.647 | 0.34073
| 467.7622 | 0 | 479.4013 | 0.0052962 | 467.7622 | 0 | 479.4013 | 0.0026567 | 479.9955 | 0.00238 | 479.4013 | 0.0027625 | 467.7626 | 0.28358 | 474.1 | 0.2917 | 467.7622 | 0.03894 | 474.1 | 0.0023864 | 474.1 | 0.0013438 | 467.7626 | 8.3498e-06 | 467.7626 | 7.0607e-06 | 479.4013 | 0.00056411 | 479.4013 | 0.00041911 | 707.2119 | 0.01369 | 479.4013 | -0.00044318 | 706.4798 | 0 | 707.2119 | 0.00206 | 467.7626 | 0.3387
| 467.8755 | 0.00023058 | 479.624 | 0.0045607 | 467.8755 | 0.00114 | 479.624 | 0.0013766 | 480.2181 | 0.00116 | 479.624 | 0.0013869 | 467.8781 | 0.28172 | 474.32 | 0.2836 | 467.8755 | 0.0378 | 474.32 | -0.0013587 | 474.32 | -0.0018096 | 467.8781 | 9.2398e-06 | 467.8781 | 8.1258e-06 | 479.624 | -0.00118 | 479.624 | 0.00010326 | 707.3751 | 0.01556 | 479.624 | 0.0011503 | 706.6431 | 1.0001e-05 | 707.3751 | 0.00211 | 467.8781 | 0.338
| 467.9887 | 0 | 479.8467 | 0.0056097 | 467.9887 | 0 | 479.8467 | 0.0024332 | 480.4406 | 0.00261 | 479.8467 | 0.0028857 | 467.9937 | 0.27784 | 474.55 | 0.27004 | 467.9887 | 0.0403 | 474.55 | 6.1882e-05 | 474.55 | -0.00080189 | 467.9937 | 9.6028e-06 | 467.9937 | 1.2079e-05 | 479.8467 | 0.000878 | 479.8467 | 0.0017775 | 707.5384 | 0.01369 | 479.8467 | 0.0019228 | 706.8065 | 0 | 707.5384 | 0.002 | 467.9937 | 0.33592
| 468.102 | 0.00023058 | 480.0694 | 0.005131 | 468.102 | 0.0006936 | 480.0694 | 0.00060618 | 480.6632 | 0.00087517 | 480.0694 | 0.0013657 | 468.1093 | 0.27592 | 474.77 | 0.26964 | 468.102 | 0.03817 | 474.77 | -0.0011327 | 474.77 | 0.00069354 | 468.1093 | 9.8371e-06 | 468.1093 | 1.7328e-05 | 480.0695 | 2.4151e-05 | 480.0694 | -0.00035713 | 707.7017 | 0.01568 | 480.0694 | -0.0017588 | 706.9698 | 0 | 707.7017 | 0.00209 | 468.1093 | 0.3344
| 468.2153 | 0 | 480.2922 | 0.0055478 | 468.2153 | 0 | 480.2922 | 0.0025879 | 480.8857 | 0.00243 | 480.2922 | 0.002948 | 468.2248 | 0.27217 | 474.99 | 0.25554 | 468.2153 | 0.03849 | 474.99 | -0.00055155 | 474.99 | 0.00036844 | 468.2248 | 9.2632e-06 | 468.2248 | 1.4648e-05 | 480.2922 | 0.00029655 | 480.2922 | -0.0010177 | 707.8649 | 0.01394 | 480.2922 | 0.0018408 | 707.1332 | 0 | 707.8649 | 0.00197 | 468.2248 | 0.33197
| 468.3285 | 0 | 480.515 | 0.0054995 | 468.3285 | 0.00064159 | 480.515 | 0.0010795 | 481.1083 | 0.00169 | 480.515 | 0.0016291 | 468.3404 | 0.27081 | 475.22 | 0.25209 | 468.3285 | 0.03843 | 475.22 | -0.00084214 | 475.22 | -0.0024923 | 468.3404 | 8.5137e-06 | 468.3404 | 1.1332e-05 | 480.515 | 0.00013774 | 480.515 | 0.00048795 | 708.0282 | 0.01556 | 480.515 | -0.0019866 | 707.2966 | 1.0001e-05 | 708.0282 | 0.00208 | 468.3404 | 0.33069
| 468.4418 | 0 | 480.7378 | 0.0052932 | 468.4418 | 0 | 480.7378 | 0.0020519 | 481.3309 | 0.00265 | 480.7378 | 0.0026943 | 468.456 | 0.26817 | 475.44 | 0.23756 | 468.4418 | 0.03769 | 475.44 | 0.00090132 | 475.44 | 0.00059601 | 468.456 | 9.6263e-06 | 468.456 | 9.191e-06 | 480.7378 | 0.00073164 | 480.7378 | 0.00046995 | 708.1915 | 0.01383 | 480.7378 | 0.00048284 | 707.4599 | 2.6669e-05 | 708.1915 | 0.00199 | 468.456 | 0.32854
| 468.5551 | 0.00026652 | 480.9606 | 0.0048702 | 468.5551 | 0.00053755 | 480.9606 | 0.0013213 | 481.5535 | 0.00116 | 480.9606 | 0.0013592 | 468.5716 | 0.2668 | 475.66 | 0.23692 | 468.5551 | 0.03672 | 475.66 | -0.00064841 | 475.66 | -0.001127 | 468.5716 | 9.111e-06 | 468.5716 | 1.0805e-05 | 480.9606 | -0.00043914 | 480.9606 | -0.0014689 | 708.3547 | 0.01576 | 480.9606 | -0.0019188 | 707.6233 | 0 | 708.3547 | 0.00216 | 468.5716 | 0.32666
| 468.6683 | 0 | 481.1834 | 0.0054861 | 468.6683 | 0 | 481.1834 | 0.0019297 | 481.7761 | 0.00271 | 481.1834 | 0.0029611 | 468.6871 | 0.26347 | 475.88 | 0.21762 | 468.6683 | 0.0382 | 475.88 | 0.0021605 | 475.88 | 0.00079106 | 468.6871 | 1.0657e-05 | 468.6871 | 1.1014e-05 | 481.1834 | 0.00040706 | 481.1834 | 0.00072487 | 708.518 | 0.0138 | 481.1834 | 0.00048681 | 707.7867 | 6.6672e-06 | 708.518 | 0.00209 | 468.6871 | 0.32536
| 468.7816 | 0.0006079 | 481.4062 | 0.005209 | 468.7816 | 0.00125 | 481.4062 | 0.0014454 | 481.9987 | 0.00087753 | 481.4062 | 0.0013967 | 468.8027 | 0.2611 | 476.11 | 0.216 | 468.7816 | 0.04115 | 476.11 | -0.0024887 | 476.11 | -2.1673e-05 | 468.8027 | 9.2984e-06 | 468.8027 | 8.4443e-06 | 481.4062 | -0.00053019 | 481.4062 | -0.00025114 | 708.6813 | 0.01542 | 481.4062 | -0.0018689 | 707.9501 | 5.0004e-05 | 708.6813 | 0.00224 | 468.8027 | 0.32449
| 468.8949 | 0 | 481.629 | 0.0053274 | 468.8949 | 0 | 481.629 | 0.001917 | 482.2213 | 0.00225 | 481.629 | 0.0028584 | 468.9183 | 0.25784 | 476.33 | 0.20549 | 468.8949 | 0.03874 | 476.33 | 0.00038475 | 476.33 | 0.00049847 | 468.9183 | 1.1968e-05 | 468.9183 | 5.4575e-06 | 481.629 | 0.00147 | 481.629 | -0.00037171 | 708.8446 | 0.01364 | 481.629 | 0.00057345 | 708.1135 | 0 | 708.8446 | 0.0022 | 468.9183 | 0.32256
| 469.0081 | 0.00124 | 481.8519 | 0.004492 | 469.0081 | 0.00101 | 481.8519 | 0.0011024 | 482.444 | 0.00057298 | 481.8519 | 0.0013785 | 469.0339 | 0.25597 | 476.55 | 0.19857 | 469.0081 | 0.0426 | 476.55 | 0.0014824 | 476.55 | -0.0012895 | 469.0339 | 1.2191e-05 | 469.0339 | 2.888e-06 | 481.8519 | -0.00091108 | 481.8519 | 0.00037045 | 709.0079 | 0.0156 | 481.8519 | -0.00043481 | 708.2769 | 0 | 709.0079 | 0.00227 | 469.0339 | 0.32048
| 469.1214 | 0 | 482.0747 | 0.0053183 | 469.1214 | 0 | 482.0747 | 0.0024063 | 482.6667 | 0.00215 | 482.0747 | 0.0027254 | 469.1495 | 0.25258 | 476.78 | 0.18477 | 469.1214 | 0.04045 | 476.78 | 0.0013211 | 476.78 | -0.00041178 | 469.1495 | 1.2027e-05 | 469.1495 | 5.8857e-06 | 482.0747 | 0.00090681 | 482.0747 | 0.0009535 | 709.1712 | 0.01366 | 482.0747 | 0.0010097 | 708.4403 | 6.6672e-06 | 709.1712 | 0.00203 | 469.1495 | 0.31819
| 469.2347 | 0.00073368 | 482.2976 | 0.005052 | 469.2347 | 0.00137 | 482.2976 | 0.0014218 | 482.8893 | 0.00128 | 482.2976 | 0.0013221 | 469.2651 | 0.25029 | 477 | 0.1869 | 469.2347 | 0.0395 | 477 | -0.0014556 | 477 | 0.0017338 | 469.2651 | 1.1125e-05 | 469.2651 | 7.0607e-06 | 482.2976 | -0.00063224 | 482.2976 | -0.0019178 | 709.3345 | 0.01678 | 482.2976 | -0.00062505 | 708.6037 | 1.0001e-05 | 709.3345 | 0.00202 | 469.2651 | 0.31697
| 469.348 | 0 | 482.5205 | 0.0051318 | 469.348 | 0 | 482.5205 | 0.0021136 | 483.112 | 0.00231 | 482.5205 | 0.0027499 | 469.3807 | 0.24692 | 477.22 | 0.1785 | 469.348 | 0.04201 | 477.22 | 0.00032017 | 477.22 | 0.00033593 | 469.3807 | 9.5911e-06 | 469.3807 | 1.0695e-05 | 482.5205 | 0.00075655 | 482.5205 | 0.00017016 | 709.4979 | 0.01362 | 482.5205 | 0.0016039 | 708.7671 | 0 | 709.4979 | 0.00192 | 469.3807 | 0.31612
| 469.4613 | 0 | 482.7434 | 0.0051393 | 469.4613 | 0.00113 | 482.7434 | 0.00090367 | 483.3347 | 0.00092636 | 482.7434 | 0.0013622 | 469.4963 | 0.24513 | 477.45 | 0.17614 | 469.4613 | 0.04337 | 477.45 | -0.0010036 | 477.45 | -0.0016472 | 469.4963 | 1.1336e-05 | 469.4963 | 8.016e-06 | 482.7434 | -0.00076081 | 482.7434 | -2.3272e-05 | 709.6612 | 0.01634 | 482.7434 | -0.001267 | 708.9305 | 3.0002e-05 | 709.6612 | 0.00216 | 469.4963 | 0.315
| 469.5745 | 0 | 482.9663 | 0.0050871 | 469.5745 | 0 | 482.9663 | 0.0020793 | 483.5575 | 0.00244 | 482.9663 | 0.0028709 | 469.612 | 0.24208 | 477.67 | 0.1663 | 469.5745 | 0.04147 | 477.67 | -0.00029326 | 477.67 | 0.00053099 | 469.612 | 1.1418e-05 | 469.612 | 7.3791e-06 | 482.9663 | 0.00085151 | 482.9663 | 0.00099596 | 709.8245 | 0.01375 | 482.9663 | -0.0021441 | 709.094 | 2.6669e-05 | 709.8245 | 0.00208 | 469.612 | 0.31342
| 469.6878 | 0.001 | 483.1893 | 0.0051227 | 469.6878 | 0.00083232 | 483.1893 | 0.00021629 | 483.7802 | 0.00095207 | 483.1893 | 0.0014297 | 469.7276 | 0.24104 | 477.89 | 0.16917 | 469.6878 | 0.03882 | 477.89 | -0.00055155 | 477.89 | -0.0020372 | 469.7276 | 1.2027e-05 | 469.7276 | 5.0292e-06 | 483.1893 | -0.00046371 | 483.1893 | 0.00021984 | 709.9878 | 0.01604 | 483.1893 | -0.0011651 | 709.2574 | 3.0002e-05 | 709.9878 | 0.00218 | 469.7276 | 0.31168
| 469.8011 | 0 | 483.4122 | 0.0050654 | 469.8011 | 0 | 483.4122 | 0.001904 | 484.0029 | 0.00242 | 483.4122 | 0.0026628 | 469.8432 | 0.23851 | 478.12 | 0.15658 | 469.8011 | 0.04241 | 478.12 | 0.00099818 | 478.12 | 7.5855e-05 | 469.8432 | 1.1067e-05 | 469.8432 | 7.1595e-06 | 483.4122 | 0.00049091 | 483.4122 | 9.6339e-05 | 710.1512 | 0.0135 | 483.4122 | 0.0005278 | 709.4208 | 6.6672e-06 | 710.1512 | 0.00201 | 469.8432 | 0.30944
| 469.9144 | 0.00030245 | 483.6352 | 0.0049176 | 469.9144 | 0.00189 | 483.6352 | 0.001044 | 484.2257 | 0.0015 | 483.6352 | 0.0014015 | 469.9588 | 0.23745 | 478.34 | 0.15382 | 469.9144 | 0.04379 | 478.34 | -0.0017461 | 478.34 | -0.0018096 | 469.9588 | 9.7551e-06 | 469.9588 | 7.9172e-06 | 483.6352 | -0.00047067 | 483.6352 | -3.9233e-05 | 710.3145 | 0.0173 | 483.6352 | -0.00051266 | 709.5843 | 1.0001e-05 | 710.3145 | 0.00211 | 469.9588 | 0.3087
| 470.0277 | 0 | 483.8582 | 0.0048804 | 470.0277 | 0 | 483.8582 | 0.0025242 | 484.4484 | 0.00225 | 483.8582 | 0.0028226 | 470.0745 | 0.23419 | 478.56 | 0.14822 | 470.0277 | 0.04283 | 478.56 | 0.0020314 | 478.56 | 0.0018964 | 470.0745 | 9.8136e-06 | 470.0745 | 9.729e-06 | 483.8582 | 0.00055522 | 483.8582 | 0.0018469 | 710.4779 | 0.01582 | 483.8582 | 0.00024219 | 709.7477 | 0 | 710.4779 | 0.00203 | 470.0745 | 0.30647
| 470.141 | 0.00028449 | 484.0811 | 0.0050147 | 470.141 | 0.00052021 | 484.0811 | 0.00045046 | 484.6712 | 0.00043221 | 484.0811 | 0.0013639 | 470.1901 | 0.23264 | 478.79 | 0.14713 | 470.141 | 0.0447 | 478.79 | -2.6905e-06 | 478.79 | -0.0021998 | 470.1901 | 1.0516e-05 | 470.1901 | 7.6976e-06 | 484.0811 | -0.00058791 | 484.0811 | -0.0013425 | 710.6412 | 0.0175 | 484.0811 | 0.00010154 | 709.9112 | 0 | 710.6412 | 0.00213 | 470.1901 | 0.30592
| 470.2543 | 0 | 484.3041 | 0.0050221 | 470.2543 | 0 | 484.3041 | 0.002281 | 484.894 | 0.00221 | 484.3041 | 0.0026787 | 470.3057 | 0.22937 | 479.01 | 0.13574 | 470.2543 | 0.04471 | 479.01 | -0.0019076 | 479.01 | -0.0012895 | 470.3057 | 1.0259e-05 | 470.3057 | 8.3454e-06 | 484.3041 | 0.00053098 | 484.3041 | 0.0025701 | 710.8046 | 0.01371 | 484.3041 | -0.00085867 | 710.0746 | 6.6672e-06 | 710.8046 | 0.002 | 470.3057 | 0.30389
| 470.3676 | 0.0006079 | 484.5272 | 0.0047581 | 470.3676 | 0.00151 | 484.5272 | 0.00044162 | 485.1168 | 0.0009927 | 484.5272 | 0.0013189 | 470.4214 | 0.22798 | 479.23 | 0.13348 | 470.3676 | 0.04388 | 479.23 | -2.6905e-06 | 479.23 | -0.0016147 | 470.4214 | 1.0423e-05 | 470.4214 | 6.6324e-06 | 484.5272 | -0.0004513 | 484.5272 | -0.0014622 | 710.968 | 0.01748 | 484.5272 | -0.0011569 | 710.2381 | 0 | 710.968 | 0.0021 | 470.4214 | 0.30331
| 470.4809 | 0 | 484.7502 | 0.0048578 | 470.4809 | 0 | 484.7502 | 0.0023217 | 485.3397 | 0.00303 | 484.7502 | 0.0026001 | 470.5371 | 0.22486 | 479.46 | 0.12757 | 470.4809 | 0.04638 | 479.46 | 0.00086903 | 479.46 | 7.5855e-05 | 470.5371 | 9.193e-06 | 470.5371 | 6.6324e-06 | 484.7502 | 0.00112 | 484.7502 | -0.0017542 | 711.1313 | 0.01665 | 484.7502 | 0.00116 | 710.4015 | 0 | 711.1313 | 0.00204 | 470.5371 | 0.30133
| 470.5942 | 0.00021262 | 484.9732 | 0.0046716 | 470.5942 | 0 | 484.9732 | 0.0010379 | 485.5625 | 0.00116 | 484.9732 | 0.0012457 | 470.6527 | 0.22416 | 479.68 | 0.12525 | 470.5942 | 0.04476 | 479.68 | 0.00083675 | 479.68 | 0.00046596 | 470.6527 | 1.1043e-05 | 470.6527 | 5.7759e-06 | 484.9732 | -0.00010219 | 484.9732 | -0.00048769 | 711.2947 | 0.01762 | 484.9732 | -0.00027902 | 710.565 | 3.0002e-05 | 711.2947 | 0.00221 | 470.6527 | 0.30065
| 470.7075 | 0 | 485.1963 | 0.004722 | 470.7075 | 0 | 485.1963 | 0.0018062 | 485.7853 | 0.00232 | 485.1963 | 0.0026611 | 470.7684 | 0.22166 | 479.9 | 0.11233 | 470.7075 | 0.04661 | 479.9 | 0.0012242 | 479.9 | 0.0015712 | 470.7684 | 1.0329e-05 | 470.7684 | 6.0944e-06 | 485.1963 | 0.00132 | 485.1963 | 0.0018821 | 711.4581 | 0.01631 | 485.1963 | 0.0015139 | 710.7285 | 0 | 711.4581 | 0.00211 | 470.7684 | 0.29896
| 470.8208 | 0.00115 | 485.4193 | 0.004702 | 470.8208 | 0.00154 | 485.4193 | 0.00034427 | 486.0082 | 0.00069905 | 485.4193 | 0.0010966 | 470.884 | 0.22093 | 480.13 | 0.11499 | 470.8208 | 0.05077 | 480.13 | -0.00048698 | 480.13 | 0.0014413 | 470.884 | 1.1231e-05 | 470.884 | 9.191e-06 | 485.4193 | -0.00081492 | 485.4193 | -0.00010035 | 711.6215 | 0.01396 | 485.4193 | -0.00080565 | 710.892 | 1.0001e-05 | 711.6215 | 0.00224 | 470.884 | 0.29884
| 470.9341 | 0 | 485.6424 | 0.0047457 | 470.9341 | 0 | 485.6424 | 0.0020081 | 486.2311 | 0.00271 | 485.6424 | 0.002683 | 470.9997 | 0.21748 | 480.35 | 0.11004 | 470.9341 | 0.04911 | 480.35 | -0.0026824 | 480.35 | -0.00060684 | 470.9997 | 9.9542e-06 | 470.9997 | 8.3454e-06 | 485.6424 | 0.00155 | 485.6424 | -0.0004362 | 711.7849 | 0.01811 | 485.6424 | 0.00075982 | 711.0555 | 0 | 711.7849 | 0.00204 | 470.9997 | 0.29697
| 471.0474 | 0 | 485.8655 | 0.0046833 | 471.0474 | 0.00118 | 485.8655 | 0.00051363 | 486.454 | 0.0004938 | 485.8655 | 0.0010704 | 471.1154 | 0.21575 | 480.57 | 0.1067 | 471.0474 | 0.04847 | 480.57 | 0.0007076 | 480.57 | -0.001192 | 471.1154 | 1.0364e-05 | 471.1154 | 9.191e-06 | 485.8655 | 0.0001822 | 485.8655 | 0.00038018 | 711.9483 | 0.01616 | 485.8655 | -0.0012641 | 711.2189 | 1.0001e-05 | 711.9483 | 0.00216 | 471.1154 | 0.2968
| 471.1607 | 0 | 486.0886 | 0.0049767 | 471.1607 | 0 | 486.0886 | 0.0030573 | 486.6769 | 0.00193 | 486.0886 | 0.0027797 | 471.231 | 0.21287 | 480.8 | 0.09604 | 471.1607 | 0.04825 | 480.8 | 0.0013533 | 480.8 | 0.0010836 | 471.231 | 9.5677e-06 | 471.231 | 9.6192e-06 | 486.0886 | 0.00062108 | 486.0886 | 0.00081386 | 712.1117 | 0.01781 | 486.0886 | 0.00083781 | 711.3824 | 0 | 712.1117 | 0.00198 | 471.231 | 0.29514
| 471.2741 | 0.00075165 | 486.3117 | 0.0047259 | 471.2741 | 0.00060691 | 486.3117 | -0.00019357 | 486.8998 | 0.00096693 | 486.3117 | 0.0012094 | 471.3467 | 0.21218 | 481.02 | 0.094656 | 471.2741 | 0.04876 | 481.02 | 0.00093361 | 481.02 | -0.001257 | 471.3467 | 9.2398e-06 | 471.3467 | 1.0904e-05 | 486.3118 | -0.00061311 | 486.3117 | -0.001252 | 712.2751 | 0.0144 | 486.3117 | 0.00013408 | 711.5459 | 3.0002e-05 | 712.2751 | 0.00218 | 471.3467 | 0.2945
| 471.3874 | 0 | 486.5349 | 0.0045937 | 471.3874 | 0 | 486.5349 | 0.0020602 | 487.1227 | 0.00257 | 486.5349 | 0.0026999 | 471.4624 | 0.21046 | 481.24 | 0.090306 | 471.3874 | 0.04842 | 481.24 | 0.00093361 | 481.24 | -0.0010945 | 471.4624 | 8.502e-06 | 471.4624 | 1.0904e-05 | 486.5349 | 0.00043114 | 486.5349 | 0.0017264 | 712.4385 | 0.01735 | 486.5349 | 0.00047241 | 711.7095 | 6.6672e-06 | 712.4385 | 0.00196 | 471.4624 | 0.29239
| 471.5007 | 0.00080555 | 486.758 | 0.0045358 | 471.5007 | 0.00154 | 486.758 | 0.00028398 | 487.3456 | 0.00113 | 486.758 | 0.0011392 | 471.5781 | 0.20989 | 481.47 | 0.09432 | 471.5007 | 0.04995 | 481.47 | -0.00019641 | 481.47 | -0.0012895 | 471.5781 | 8.7011e-06 | 471.5781 | 8.6639e-06 | 486.758 | -0.00097959 | 486.758 | 0.00052832 | 712.6019 | 0.01296 | 486.758 | -0.0015431 | 711.873 | 1.0001e-05 | 712.6019 | 0.00207 | 471.5781 | 0.29079
| 471.614 | 0 | 486.9812 | 0.0046071 | 471.614 | 0 | 486.9812 | 0.0020577 | 487.5686 | 0.00253 | 486.9812 | 0.0025544 | 471.6938 | 0.20732 | 481.69 | 0.082784 | 471.614 | 0.0482 | 481.69 | 0.00080447 | 481.69 | -0.0012245 | 471.6938 | 9.1344e-06 | 471.6938 | 7.6976e-06 | 486.9812 | 0.00074003 | 486.9812 | 0.0003378 | 712.7654 | 0.01754 | 486.9812 | -0.0019449 | 712.0365 | 0 | 712.7654 | 0.00196 | 471.6938 | 0.28933
| 471.7274 | 0 | 487.2044 | 0.0044431 | 471.7274 | 0.00022542 | 487.2044 | 0.00083628 | 487.7915 | 0.00065938 | 487.2044 | 0.001169 | 471.8095 | 0.20501 | 481.91 | 0.082986 | 471.7274 | 0.04788 | 481.91 | -0.00074527 | 481.91 | -0.0016472 | 471.8095 | 8.9119e-06 | 471.8095 | 6.7313e-06 | 487.2044 | -0.00056818 | 487.2044 | -0.00074164 | 712.9288 | 0.01352 | 487.2044 | -0.00034475 | 712.2 | 1.0001e-05 | 712.9288 | 0.00214 | 471.8095 | 0.2881
| 471.8407 | 0 | 487.4276 | 0.0048216 | 471.8407 | 0 | 487.4276 | 0.0019391 | 488.0145 | 0.002 | 487.4276 | 0.0026546 | 471.9252 | 0.20106 | 482.14 | 0.074555 | 471.8407 | 0.0503 | 482.14 | 0.0029354 | 482.14 | -0.0015171 | 471.9252 | 8.8534e-06 | 471.9252 | 4.4912e-06 | 487.4276 | 0.0009419 | 487.4276 | -0.00084575 | 713.0922 | 0.017 | 487.4276 | 0.0013033 | 712.3636 | 0 | 713.0922 | 0.00204 | 471.9252 | 0.28674
| 471.954 | 0.000554 | 487.6508 | 0.0043715 | 471.954 | 0.00156 | 487.6508 | 0.0010695 | 488.2375 | 0.00072548 | 487.6508 | 0.0013215 | 472.0409 | 0.19893 | 482.36 | 0.07442 | 471.954 | 0.05094 | 482.36 | 0.0051308 | 482.36 | 0.00069354 | 472.0409 | 9.8136e-06 | 472.0409 | 4.0629e-06 | 487.6508 | -0.00044827 | 487.6508 | -0.00031576 | 713.2557 | 0.01472 | 487.6508 | -0.0014902 | 712.5271 | 3.0002e-05 | 713.2557 | 0.00215 | 472.0409 | 0.28517
| 472.0673 | 0 | 487.874 | 0.0046127 | 472.0673 | 0 | 487.874 | 0.0017581 | 488.4605 | 0.00239 | 487.874 | 0.0026623 | 472.1566 | 0.19644 | 482.58 | 0.065246 | 472.0673 | 0.04763 | 482.58 | 0.001773 | 482.58 | -0.0024923 | 472.1566 | 1.0493e-05 | 472.1566 | 5.1281e-06 | 487.874 | 0.001 | 487.874 | 0.0013371 | 713.4191 | 0.01775 | 487.874 | 0.00049332 | 712.6906 | 6.6672e-06 | 713.4191 | 0.00206 | 472.1566 | 0.28303
| 472.1807 | 0.00076961 | 488.0972 | 0.0044196 | 472.1807 | 0.00149 | 488.0972 | 0.00078128 | 488.6835 | 0.00107 | 488.0972 | 0.0011996 | 472.2723 | 0.19625 | 482.81 | 0.072059 | 472.1807 | 0.05128 | 482.81 | 0.0043883 | 482.81 | -5.4182e-05 | 472.2723 | 1.0739e-05 | 472.2723 | 6.0944e-06 | 488.0972 | -0.0005244 | 488.0972 | -0.0019648 | 713.5826 | 0.01343 | 488.0972 | -0.0039621 | 712.8542 | 1.0001e-05 | 713.5826 | 0.00222 | 472.2723 | 0.281
| 472.294 | 0 | 488.3204 | 0.0050836 | 472.294 | 0 | 488.3204 | 0.0023742 | 488.9065 | 0.00234 | 488.3204 | 0.002624 | 472.388 | 0.19503 | 483.03 | 0.060591 | 472.294 | 0.04928 | 483.03 | 0.00032017 | 483.03 | -0.00024923 | 472.388 | 9.0173e-06 | 472.388 | 7.3791e-06 | 488.3204 | 0.0012 | 488.3204 | 0.0026522 | 713.746 | 0.01487 | 488.3204 | 0.0016233 | 713.0177 | 6.6672e-06 | 713.746 | 0.00217 | 472.388 | 0.27923
| 472.4074 | 0.00091335 | 488.5437 | 0.0048475 | 472.4074 | 0.00123 | 488.5437 | 0.00063563 | 489.1296 | 0.00106 | 488.5437 | 0.0012212 | 472.5038 | 0.19448 | 483.25 | 0.065785 | 472.4074 | 0.04839 | 483.25 | 0.0024833 | 483.25 | -0.001257 | 472.5038 | 8.8534e-06 | 472.5038 | 7.9172e-06 | 488.5437 | -0.00034013 | 488.5437 | -0.0014601 | 713.9095 | 0.01314 | 488.5437 | 0.00074857 | 713.1813 | 1.0001e-05 | 713.9095 | 0.00221 | 472.5038 | 0.27919
| 472.5207 | 0 | 488.767 | 0.004992 | 472.5207 | 0 | 488.767 | 0.0020337 | 489.3526 | 0.00264 | 488.767 | 0.0026203 | 472.6195 | 0.19153 | 483.48 | 0.056409 | 472.5207 | 0.04709 | 483.48 | 0.0053892 | 483.48 | 0.0009211 | 472.6195 | 8.7011e-06 | 472.6195 | 8.5541e-06 | 488.767 | 0.00040591 | 488.767 | 0.0012313 | 714.073 | 0.01603 | 488.767 | -8.3887e-06 | 713.3448 | 2.6669e-05 | 714.073 | 0.00203 | 472.6195 | 0.27911
| 472.634 | 0.00104 | 488.9902 | 0.004409 | 472.634 | 0.00186 | 488.9902 | 0.00079373 | 489.5757 | 0.0005287 | 488.9902 | 0.0012083 | 472.7352 | 0.18937 | 483.7 | 0.06022 | 472.634 | 0.04808 | 483.7 | 0.0042268 | 483.7 | -0.0021023 | 472.7352 | 8.947e-06 | 472.7352 | 6.4128e-06 | 488.9903 | -0.00085195 | 488.9902 | -0.00054578 | 714.2365 | 0.01315 | 488.9902 | -0.0034269 | 713.5084 | 0 | 714.2365 | 0.00207 | 472.7352 | 0.27844
| 472.7474 | 0 | 489.2135 | 0.0044182 | 472.7474 | 0 | 489.2135 | 0.0018153 | 489.7988 | 0.00249 | 489.2135 | 0.0027481 | 472.8509 | 0.18632 | 483.92 | 0.052733 | 472.7474 | 0.04879 | 483.92 | 0.0059057 | 483.92 | -2.1673e-05 | 472.8509 | 9.6497e-06 | 472.8509 | 4.4912e-06 | 489.2135 | 0.00138 | 489.2135 | -0.00020353 | 714.3999 | 0.01542 | 489.2135 | 0.0012 | 713.672 | 6.6672e-06 | 714.3999 | 0.00203 | 472.8509 | 0.27616
| 472.8607 | 0.00080555 | 489.4369 | 0.0047456 | 472.8607 | 0.00123 | 489.4369 | 0.00044825 | 490.0219 | 0.00115 | 489.4369 | 0.0010906 | 472.9667 | 0.18525 | 484.15 | 0.055768 | 472.8607 | 0.04896 | 484.15 | 0.0085855 | 484.15 | -0.00060684 | 472.9667 | 9.6848e-06 | 472.9667 | 3.9531e-06 | 489.4368 | -0.00101 | 489.4369 | -0.0023038 | 714.5634 | 0.01301 | 489.4369 | -0.00026127 | 713.8355 | 1.0001e-05 | 714.5634 | 0.00222 | 472.9667 | 0.27458
| 472.9741 | 0 | 489.6602 | 0.0046147 | 472.9741 | 0 | 489.6602 | 0.0021707 | 490.245 | 0.0023 | 489.6602 | 0.0025872 | 473.0824 | 0.18336 | 484.37 | 0.049023 | 472.9741 | 0.04967 | 484.37 | 0.0064223 | 484.37 | 0.0002384 | 473.0824 | 1.0247e-05 | 473.0824 | 4.601e-06 | 489.6602 | 0.00133 | 489.6602 | -0.0018452 | 714.7269 | 0.01568 | 489.6602 | 0.00085867 | 713.9991 | 0 | 714.7269 | 0.00207 | 473.0824 | 0.27317
| 473.0874 | 0.00039229 | 489.8835 | 0.0045291 | 473.0874 | 0.00106 | 489.8835 | 0.00054728 | 490.4681 | 0.00125 | 489.8835 | 0.0013424 | 473.1982 | 0.18336 | 484.59 | 0.044976 | 473.0874 | 0.04899 | 484.59 | 0.00639 | 484.59 | -0.00096444 | 473.1982 | 1.1289e-05 | 473.1982 | 4.8096e-06 | 489.8835 | -0.0003996 | 489.8835 | 0.0012203 | 714.8904 | 0.01296 | 489.8835 | -9.2392e-06 | 714.1627 | 0 | 714.8904 | 0.00223 | 473.1982 | 0.27236
| 473.2008 | 0 | 490.1069 | 0.0037716 | 473.2008 | 0 | 490.1069 | 0.0023097 | 490.6912 | 0.00181 | 490.1069 | 0.0026787 | 473.3139 | 0.18138 | 484.82 | 0.041839 | 473.2008 | 0.0501 | 484.82 | 0.0090698 | 484.82 | -0.0021023 | 473.3139 | 1.1535e-05 | 473.3139 | 5.1281e-06 | 490.1069 | 0.00102 | 490.1069 | 0.00024089 | 715.0539 | 0.0151 | 490.1069 | -0.00086458 | 714.3263 | 0 | 715.0539 | 0.00208 | 473.3139 | 0.2707
| 473.3141 | 0 | 490.3302 | 0.0045034 | 473.3141 | 0.00097105 | 490.3302 | 0.00026911 | 490.9144 | 0.00093261 | 490.3302 | 0.0012438 | 473.4297 | 0.18046 | 485.04 | 0.043897 | 473.3141 | 0.05316 | 485.04 | 0.012557 | 485.04 | -5.4182e-05 | 473.4297 | 1.2378e-05 | 473.4297 | 5.1281e-06 | 490.3302 | -0.00016349 | 490.3302 | -0.00062768 | 715.2174 | 0.01372 | 490.3302 | -0.0010636 | 714.4899 | 1.0001e-05 | 715.2174 | 0.00196 | 473.4297 | 0.26997
| 473.4275 | 0 | 490.5536 | 0.0047483 | 473.4275 | 0 | 490.5536 | 0.0025874 | 491.1375 | 0.00237 | 490.5536 | 0.0026698 | 473.5454 | 0.1774 | 485.26 | 0.030371 | 473.4275 | 0.05149 | 485.26 | 0.014558 | 485.26 | 0.002124 | 473.5454 | 1.0305e-05 | 473.5454 | 7.0607e-06 | 490.5536 | 0.00104 | 490.5536 | 0.0011103 | 715.3809 | 0.0157 | 490.5536 | 0.0010411 | 714.6535 | 6.6672e-06 | 715.3809 | 0.00181 | 473.5454 | 0.26896
| 473.5409 | 0.00051807 | 490.777 | 0.0045298 | 473.5409 | 0.00179 | 490.777 | 0.0013349 | 491.3607 | 0.00083387 | 490.777 | 0.0013904 | 473.6612 | 0.17583 | 485.49 | 0.041873 | 473.5409 | 0.05089 | 485.49 | 0.019143 | 485.49 | -0.0021673 | 473.6612 | 1.0598e-05 | 473.6612 | 6.8411e-06 | 490.777 | -0.00025902 | 490.777 | -0.0005194 | 715.5445 | 0.01841 | 490.777 | -0.0020876 | 714.8171 | 3.0002e-05 | 715.5445 | 0.00189 | 473.6612 | 0.26793
| 473.6542 | 0 | 491.0004 | 0.0047411 | 473.6542 | 0 | 491.0004 | 0.0016166 | 491.5839 | 0.00202 | 491.0004 | 0.0025987 | 473.777 | 0.17294 | 485.71 | 0.031653 | 473.6542 | 0.05212 | 485.71 | 0.017303 | 485.71 | -5.4182e-05 | 473.777 | 9.5911e-06 | 473.777 | 6.9509e-06 | 491.0004 | 0.00112 | 491.0004 | 0.0011759 | 715.708 | 0.02716 | 491.0004 | 8.1581e-05 | 714.9807 | 6.6672e-06 | 715.708 | 0.0021 | 473.777 | 0.26581
| 473.7676 | 0.00127 | 491.2238 | 0.0044064 | 473.7676 | 0.00146 | 491.2238 | 0.00039057 | 491.8071 | 0.0009829 | 491.2238 | 0.0011011 | 473.8927 | 0.17218 | 485.94 | 0.033677 | 473.7676 | 0.05321 | 485.94 | 0.018918 | 485.94 | -0.0014521 | 473.8927 | 9.7551e-06 | 473.8927 | 7.1595e-06 | 491.2238 | -0.00021316 | 491.2238 | -0.0015146 | 715.8715 | 0.02245 | 491.2238 | -0.00062546 | 715.1443 | 0 | 715.8715 | 0.00219 | 473.8927 | 0.26498
| 473.881 | 0 | 491.4472 | 0.0045089 | 473.881 | 0 | 491.4472 | 0.0016536 | 492.0303 | 0.00226 | 491.4472 | 0.0024739 | 474.0085 | 0.17085 | 486.16 | 0.028011 | 473.881 | 0.05104 | 486.16 | 0.017561 | 486.16 | 0.00098612 | 474.0085 | 1.0036e-05 | 474.0085 | 1.0047e-05 | 491.4472 | 0.00067658 | 491.4472 | 0.00076045 | 716.0351 | 0.02779 | 491.4472 | -8.8506e-05 | 715.308 | 2.6669e-05 | 716.0351 | 0.00212 | 474.0085 | 0.26425
| 473.9943 | 0.0004462 | 491.6707 | 0.004195 | 473.9943 | 0.00074563 | 491.6707 | 0.00024456 | 492.2535 | 0.00096358 | 491.6707 | 0.0011392 | 474.1243 | 0.1714 | 486.38 | 0.028315 | 473.9943 | 0.05282 | 486.38 | 0.026343 | 486.38 | -0.0011595 | 474.1243 | 9.2749e-06 | 474.1243 | 1.0904e-05 | 491.6707 | -0.0008146 | 491.6707 | -0.00080747 | 716.1986 | 0.02145 | 491.6707 | 0.0011087 | 715.4716 | 3.0002e-05 | 716.1986 | 0.00227 | 474.1243 | 0.26498
| 474.1077 | 0 | 491.8941 | 0.0048012 | 474.1077 | 0 | 491.8941 | 0.0017795 | 492.4767 | 0.0025 | 491.8941 | 0.002626 | 474.2401 | 0.16962 | 486.61 | 0.024199 | 474.1077 | 0.053 | 486.61 | 0.02518 | 486.61 | 0.00098612 | 474.2401 | 1.0305e-05 | 474.2401 | 9.729e-06 | 491.8941 | 0.00095727 | 491.8941 | 0.00066491 | 716.3621 | 0.02823 | 491.8941 | 0.00080424 | 715.6352 | 2.6669e-05 | 716.3621 | 0.00218 | 474.2401 | 0.26441
| 474.2211 | 0.00026652 | 492.1176 | 0.0043271 | 474.2211 | 0.00055488 | 492.1176 | 0.0010771 | 492.7 | 0.00128 | 492.1176 | 0.0012987 | 474.3559 | 0.16857 | 486.83 | 0.027236 | 474.2211 | 0.05191 | 486.83 | 0.035577 | 486.83 | 0.00027091 | 474.3559 | 8.4552e-06 | 474.3559 | 7.6976e-06 | 492.1176 | -0.00051389 | 492.1176 | -0.00015538 | 716.5257 | 0.01883 | 492.1176 | -2.6693e-05 | 715.7988 | 0 | 716.5257 | 0.00219 | 474.3559 | 0.26495
| 474.3345 | 0 | 492.3411 | 0.0046837 | 474.3345 | 0 | 492.3411 | 0.0018515 | 492.9232 | 0.00229 | 492.3411 | 0.0024877 | 474.4717 | 0.16545 | 487.05 | 0.022344 | 474.3345 | 0.05498 | 487.05 | 0.031928 | 487.05 | -0.0019722 | 474.4717 | 9.193e-06 | 474.4717 | 7.3791e-06 | 492.3411 | 0.00092465 | 492.3411 | 0.0011253 | 716.6893 | 0.02915 | 492.3411 | -0.00029366 | 715.9625 | 2.6669e-05 | 716.6893 | 0.00206 | 474.4717 | 0.26296
| 474.4478 | 0.00015871 | 492.5646 | 0.0043282 | 474.4478 | 0.0004335 | 492.5646 | 0.0010431 | 493.1465 | 0.00077818 | 492.5646 | 0.0011162 | 474.5874 | 0.16397 | 487.28 | 0.026324 | 474.4478 | 0.05355 | 487.28 | 0.043326 | 487.28 | -0.0014521 | 474.5874 | 9.1578e-06 | 474.5874 | 9.4106e-06 | 492.5646 | -0.00076299 | 492.5646 | -0.0014004 | 716.8528 | 0.02291 | 492.5646 | -0.0024238 | 716.1261 | 0 | 716.8528 | 0.00215 | 474.5874 | 0.26137
| 474.5612 | 0 | 492.7881 | 0.0043599 | 474.5612 | 0 | 492.7881 | 0.0019668 | 493.3698 | 0.00226 | 492.7881 | 0.0025581 | 474.7033 | 0.16168 | 487.5 | 0.019275 | 474.5612 | 0.0545 | 487.5 | 0.042421 | 487.5 | -0.00028175 | 474.7033 | 1.0844e-05 | 474.7033 | 9.8388e-06 | 492.7881 | 0.0004537 | 492.7881 | 0.0017673 | 717.0164 | 0.03073 | 492.7881 | -0.00050103 | 716.2898 | 6.6672e-06 | 717.0164 | 0.00214 | 474.7033 | 0.25848
| 474.6746 | 0.00058994 | 493.0116 | 0.0044837 | 474.6746 | 0.00090168 | 493.0116 | 0.00036623 | 493.5931 | 0.00090607 | 493.0116 | 0.001238 | 474.8191 | 0.16109 | 487.73 | 0.022412 | 474.6746 | 0.05543 | 487.73 | 0.045747 | 487.73 | -0.0012895 | 474.8191 | 1.0797e-05 | 474.8191 | 1.1124e-05 | 493.0116 | -4.3388e-05 | 493.0116 | -0.0015986 | 717.18 | 0.02483 | 493.0116 | -0.0012898 | 716.4534 | 1.0001e-05 | 717.18 | 0.00228 | 474.8191 | 0.25765
| 474.788 | 0 | 493.2351 | 0.0039028 | 474.788 | 0 | 493.2351 | 0.0017023 | 493.8164 | 0.00244 | 493.2351 | 0.0025674 | 474.9349 | 0.15961 | 487.95 | 0.015295 | 474.788 | 0.0543 | 487.95 | 0.055433 | 487.95 | 0.00056349 | 474.9349 | 9.2984e-06 | 474.9349 | 9.5204e-06 | 493.2351 | 0.00097245 | 493.2351 | 0.00055706 | 717.3435 | 0.0279 | 493.2351 | 0.0010301 | 716.6171 | 0 | 717.3435 | 0.00213 | 474.9349 | 0.25714
| 474.9014 | 0.00075165 | 493.4587 | 0.0043603 | 474.9014 | 0.00132 | 493.4587 | 0.00038654 | 494.0397 | 0.00044016 | 493.4587 | 0.0010518 | 475.0507 | 0.1592 | 488.17 | 0.017015 | 474.9014 | 0.05285 | 488.17 | 0.063019 | 488.17 | 0.00027091 | 475.0507 | 8.5372e-06 | 475.0507 | 7.5878e-06 | 493.4587 | -0.00046546 | 493.4587 | -0.001724 | 717.5071 | 0.02416 | 493.4587 | -0.0020945 | 716.7808 | 3.0002e-05 | 717.5071 | 0.00219 | 475.0507 | 0.25768
| 475.0148 | 0 | 493.6823 | 0.0040698 | 475.0148 | 0 | 493.6823 | 0.0021996 | 494.263 | 0.00248 | 493.6823 | 0.0025462 | 475.1665 | 0.15762 | 488.4 | 0.01452 | 475.0148 | 0.05464 | 488.4 | 0.063085 | 488.4 | -0.00047681 | 475.1665 | 7.8462e-06 | 475.1665 | 8.5541e-06 | 493.6823 | 0.00098358 | 493.6823 | 2.2507e-05 | 717.6707 | 0.03192 | 493.6823 | 0.0031256 | 716.9444 | 6.6672e-06 | 717.6707 | 0.00205 | 475.1665 | 0.25736
| 475.1282 | 0.00023058 | 493.9058 | 0.0042757 | 475.1282 | 0.00095371 | 493.9058 | 0.00016084 | 494.4864 | 0.00114 | 493.9058 | 0.0011404 | 475.2823 | 0.15706 | 488.62 | 0.015464 | 475.1282 | 0.05495 | 488.62 | 0.071221 | 488.62 | 0.00082357 | 475.2823 | 9.6497e-06 | 475.2823 | 8.9823e-06 | 493.9058 | -0.00037094 | 493.9058 | 0.00052922 | 717.8343 | 0.02696 | 493.9058 | -0.00068332 | 717.1081 | 1.0001e-05 | 717.8343 | 0.00219 | 475.2823 | 0.25727
| 475.2416 | 0 | 494.1294 | 0.0046056 | 475.2416 | 0 | 494.1294 | 0.001585 | 494.7097 | 0.00263 | 494.1294 | 0.0026117 | 475.3981 | 0.15427 | 488.84 | 0.012429 | 475.2416 | 0.05816 | 488.84 | 0.077419 | 488.84 | -0.00034676 | 475.3981 | 1.0329e-05 | 475.3981 | 1.1442e-05 | 494.1294 | 0.00132 | 494.1294 | -0.00046938 | 717.9979 | 0.0321 | 494.1294 | 0.00054209 | 717.2718 | 2.6669e-05 | 717.9979 | 0.00213 | 475.3981 | 0.25476
| 475.355 | 0.00051807 | 494.353 | 0.0040342 | 475.355 | 0.00153 | 494.353 | 0.00040254 | 494.9331 | 0.00041427 | 494.353 | 0.0011607 | 475.514 | 0.15289 | 489.07 | 0.014587 | 475.355 | 0.0596 | 489.07 | 0.085975 | 489.07 | -0.00054182 | 475.514 | 1.1886e-05 | 475.514 | 9.5204e-06 | 494.353 | -0.0007276 | 494.353 | 0.00075603 | 718.1615 | 0.02726 | 494.353 | 0.00023035 | 717.4355 | 3.0002e-05 | 718.1615 | 0.00225 | 475.514 | 0.25305
| 475.4684 | 0 | 494.5766 | 0.0044807 | 475.4684 | 0 | 494.5766 | 0.0024767 | 495.1565 | 0.00251 | 494.5766 | 0.0026171 | 475.6298 | 0.15055 | 489.29 | 0.011316 | 475.4684 | 0.05654 | 489.29 | 0.089495 | 489.29 | 0.0012462 | 475.6298 | 1.1266e-05 | 475.6298 | 8.2356e-06 | 494.5766 | 0.00084595 | 494.5766 | 3.9327e-05 | 718.3251 | 0.02792 | 494.5766 | 0.0011384 | 717.5992 | 6.6672e-06 | 718.3251 | 0.00219 | 475.6298 | 0.25067
| 475.5818 | 0.0004462 | 494.8003 | 0.0045656 | 475.5818 | 0.00173 | 494.8003 | 0.00039557 | 495.3799 | 0.00047669 | 494.8003 | 0.0014167 | 475.7456 | 0.1503 | 489.52 | 0.013272 | 475.5818 | 0.06122 | 489.52 | 0.10041 | 489.52 | -0.0020047 | 475.7456 | 1.1863e-05 | 475.7456 | 5.7759e-06 | 494.8003 | -0.00010871 | 494.8003 | -0.00024742 | 718.4887 | 0.02704 | 494.8003 | -0.0013804 | 717.7629 | 1.0001e-05 | 718.4887 | 0.0023 | 475.7456 | 0.25049
| 475.6952 | 0 | 495.0239 | 0.0040869 | 475.6952 | 0 | 495.0239 | 0.0016417 | 495.6033 | 0.00201 | 495.0239 | 0.0025475 | 475.8615 | 0.14838 | 489.74 | 0.0098316 | 475.6952 | 0.06086 | 489.74 | 0.10577 | 489.74 | -0.0001192 | 475.8615 | 9.8722e-06 | 475.8615 | 5.7759e-06 | 495.0239 | 0.00075296 | 495.0239 | 0.00031278 | 718.6523 | 0.02911 | 495.0239 | 0.00032908 | 717.9266 | 6.6672e-06 | 718.6523 | 0.00217 | 475.8615 | 0.24954
| 475.8086 | 0.00053603 | 495.2476 | 0.0042354 | 475.8086 | 0.00151 | 495.2476 | 0.00053475 | 495.8268 | 0.00107 | 495.2476 | 0.0012001 | 475.9773 | 0.14777 | 489.96 | 0.011552 | 475.8086 | 0.06102 | 489.96 | 0.11807 | 489.96 | -0.0030776 | 475.9773 | 1.0528e-05 | 475.9773 | 7.9172e-06 | 495.2476 | -0.00037246 | 495.2476 | -0.0014806 | 718.816 | 0.02645 | 495.2476 | -0.0019799 | 718.0903 | 1.0001e-05 | 718.816 | 0.00227 | 475.9773 | 0.24985
| 475.922 | 0 | 495.4712 | 0.00465 | 475.922 | 0 | 495.4712 | 0.002294 | 496.0502 | 0.00236 | 495.4712 | 0.002639 | 476.0932 | 0.14581 | 490.19 | 0.010506 | 475.922 | 0.0606 | 490.19 | 0.11946 | 490.19 | -0.00093193 | 476.0932 | 8.7011e-06 | 476.0932 | 1.0267e-05 | 495.4712 | 0.00095575 | 495.4712 | 0.00072665 | 718.9796 | 0.0283 | 495.4712 | -0.00099357 | 718.254 | 0 | 718.9796 | 0.00216 | 476.0932 | 0.24927
| 476.0354 | 5.091e-05 | 495.6949 | 0.004433 | 476.0354 | 0.00098839 | 495.6949 | 0.00045797 | 496.2736 | 0.00084672 | 495.6949 | 0.001315 | 476.209 | 0.14529 | 490.41 | 0.0075719 | 476.0354 | 0.06076 | 490.41 | 0.1285 | 490.41 | -0.00063934 | 476.209 | 9.2984e-06 | 476.209 | 1.0695e-05 | 495.6949 | -0.00024743 | 495.6949 | 0.00045236 | 719.1432 | 0.03404 | 495.6949 | -0.00091154 | 718.4177 | 0 | 719.1432 | 0.00225 | 476.209 | 0.24943
| 476.1488 | 0 | 495.9186 | 0.0044827 | 476.1488 | 0 | 495.9186 | 0.0026287 | 496.4971 | 0.00217 | 495.9186 | 0.0025378 | 476.3249 | 0.14314 | 490.64 | 0.0088197 | 476.1488 | 0.06625 | 490.64 | 0.13531 | 490.64 | 0.00030341 | 476.3249 | 7.3661e-06 | 476.3249 | 8.5541e-06 | 495.9186 | 0.00103 | 495.9186 | 0.00076987 | 719.3069 | 0.02908 | 495.9186 | 0.00035643 | 718.5815 | 0 | 719.3069 | 0.00211 | 476.3249 | 0.24801
| 476.2622 | 0 | 496.1423 | 0.0039509 | 476.2622 | 0.00135 | 496.1423 | 0.00093285 | 496.7206 | 0.00045929 | 496.1423 | 0.0013221 | 476.4407 | 0.14272 | 490.86 | 0.0067286 | 476.2622 | 0.06286 | 490.86 | 0.14618 | 490.86 | 0.00014088 | 476.4407 | 9.2749e-06 | 476.4407 | 8.016e-06 | 496.1423 | -0.00107 | 496.1423 | -0.0013428 | 719.4705 | 0.02861 | 496.1423 | -0.0025801 | 718.7452 | 3.0002e-05 | 719.4705 | 0.00218 | 476.4407 | 0.24763
| 476.3757 | 0 | 496.366 | 0.0034968 | 476.3757 | 0 | 496.366 | 0.0017726 | 496.9441 | 0.00247 | 496.366 | 0.0025486 | 476.5566 | 0.14094 | 491.08 | 0.0092245 | 476.3757 | 0.06455 | 491.08 | 0.14651 | 491.08 | 0.0029691 | 476.5566 | 9.5209e-06 | 476.5566 | 7.4889e-06 | 496.366 | 0.00151 | 496.366 | 0.00094166 | 719.6342 | 0.02918 | 496.366 | 0.0012257 | 718.9089 | 0 | 719.6342 | 0.00206 | 476.5566 | 0.24662
| 476.4891 | 0.00124 | 496.5898 | 0.0045239 | 476.4891 | 0.00097105 | 496.5898 | 0.0008424 | 497.1676 | 0.00071544 | 496.5898 | 0.0013189 | 476.6725 | 0.14059 | 491.31 | 0.007302 | 476.4891 | 0.06136 | 491.31 | 0.1592 | 491.31 | 0.0017338 | 476.6725 | 1.068e-05 | 476.6725 | 6.6324e-06 | 496.5898 | 0.00011973 | 496.5898 | -0.0012967 | 719.7979 | 0.03854 | 496.5898 | 0.0011396 | 719.0727 | 1.0001e-05 | 719.7979 | 0.00224 | 476.6725 | 0.24643
| 476.6025 | 0 | 496.8135 | 0.0043626 | 476.6025 | 0 | 496.8135 | 0.0017089 | 497.3911 | 0.00233 | 496.8135 | 0.0022937 | 476.7883 | 0.13849 | 491.53 | 0.0063913 | 476.6025 | 0.06569 | 491.53 | 0.16505 | 491.53 | 0.00017338 | 476.7883 | 1.0177e-05 | 476.7883 | 5.7759e-06 | 496.8135 | 0.00087479 | 496.8135 | -0.00072988 | 719.9615 | 0.02897 | 496.8135 | -0.00016229 | 719.2364 | 0 | 719.9615 | 0.00216 | 476.7883 | 0.24469
| 476.7159 | 0.00108 | 497.0373 | 0.0042688 | 476.7159 | 0.0013 | 497.0373 | 0.00047866 | 497.6146 | 0.00058201 | 497.0373 | 0.0011379 | 476.9042 | 0.13787 | 491.76 | 0.0052446 | 476.7159 | 0.06477 | 491.76 | 0.18674 | 491.76 | -0.00037928 | 476.9042 | 1.1617e-05 | 476.9042 | 7.0607e-06 | 497.0373 | -0.00036295 | 497.0373 | -0.00073305 | 720.1252 | 0.03832 | 497.0373 | 0.0010156 | 719.4002 | 3.0002e-05 | 720.1252 | 0.00228 | 476.9042 | 0.24364
| 476.8294 | 0 | 497.2611 | 0.0042981 | 476.8294 | 0 | 497.2611 | 0.002427 | 497.8382 | 0.00214 | 497.2611 | 0.002381 | 477.0201 | 0.13563 | 491.98 | 0.0056493 | 476.8294 | 0.06549 | 491.98 | 0.18089 | 491.98 | 0.00030341 | 477.0201 | 1.1781e-05 | 477.0201 | 7.2693e-06 | 497.2611 | 0.00086131 | 497.2611 | -0.00014665 | 720.2889 | 0.03396 | 497.2611 | 0.0013027 | 719.5639 | 6.6672e-06 | 720.2889 | 0.00217 | 477.0201 | 0.24198
| 476.9428 | 0.00015871 | 497.4849 | 0.0041908 | 476.9428 | 0.00062425 | 497.4849 | 0.00049939 | 498.0617 | 0.00069124 | 497.4849 | 0.0011879 | 477.136 | 0.13477 | 492.2 | 0.0046038 | 476.9428 | 0.06363 | 492.2 | 0.19713 | 492.2 | 0.0009211 | 477.136 | 1.0715e-05 | 477.136 | 7.8074e-06 | 497.4848 | -0.00066845 | 497.4849 | -0.00025837 | 720.4525 | 0.03846 | 497.4849 | -0.00082345 | 719.7277 | 5.0004e-05 | 720.4525 | 0.00231 | 477.136 | 0.24118
| 477.0562 | 0 | 497.7087 | 0.0045823 | 477.0562 | 0 | 497.7087 | 0.0015614 | 498.2853 | 0.00189 | 497.7087 | 0.0024152 | 477.2519 | 0.13266 | 492.43 | 0.0069647 | 477.0562 | 0.06552 | 492.43 | 0.20291 | 492.43 | -0.0018096 | 477.2519 | 9.7317e-06 | 477.2519 | 7.2693e-06 | 497.7087 | 0.00046991 | 497.7087 | 0.0014671 | 720.6162 | 0.03453 | 497.7087 | -3.6692e-06 | 719.8914 | 0 | 720.6162 | 0.00219 | 477.2519 | 0.23991
| 477.1697 | 0.00116 | 497.9325 | 0.0040037 | 477.1697 | 0.00189 | 497.9325 | 0.00042459 | 498.5089 | 0.0008918 | 497.9325 | 0.0011268 | 477.3678 | 0.13218 | 492.65 | 0.0024789 | 477.1697 | 0.06505 | 492.65 | 0.21661 | 492.65 | -0.0019722 | 477.3678 | 1.0388e-05 | 477.3678 | 9.9487e-06 | 497.9325 | -0.00059762 | 497.9325 | -0.00055365 | 720.7799 | 0.0384 | 497.9325 | -0.00031014 | 720.0552 | 3.0002e-05 | 720.7799 | 0.00224 | 477.3678 | 0.23944
| 477.2831 | 0 | 498.1563 | 0.0041116 | 477.2831 | 0 | 498.1563 | 0.0019465 | 498.7324 | 0.00151 | 498.1563 | 0.0023675 | 477.4837 | 0.13033 | 492.88 | 0.0025127 | 477.2831 | 0.06887 | 492.88 | 0.21493 | 492.88 | -0.0015171 | 477.4837 | 1.1512e-05 | 477.4837 | 1.0805e-05 | 498.1563 | 0.00065524 | 498.1563 | 0.001646 | 720.9436 | 0.03676 | 498.1563 | -0.00061832 | 720.219 | 0 | 720.9436 | 0.00212 | 477.4837 | 0.23878
| 477.3965 | 0.00019465 | 498.3801 | 0.0039986 | 477.3965 | 0.00108 | 498.3801 | 0.00077417 | 498.9561 | 0.00066178 | 498.3801 | 0.0012033 | 477.5996 | 0.12958 | 493.1 | 0.0049073 | 477.3965 | 0.06655 | 493.1 | 0.24024 | 493.1 | 0.00030341 | 477.5996 | 1.109e-05 | 477.5996 | 8.8725e-06 | 498.3801 | -0.00040112 | 498.3801 | 3.8235e-05 | 721.1073 | 0.03418 | 498.3801 | -0.00080503 | 720.3827 | 3.0002e-05 | 721.1073 | 0.00227 | 477.5996 | 0.23846
| 477.51 | 0 | 498.604 | 0.004323 | 477.51 | 0 | 498.604 | 0.0010982 | 499.1797 | 0.00202 | 498.604 | 0.0024938 | 477.7155 | 0.12801 | 493.32 | 0.0043003 | 477.51 | 0.06603 | 493.32 | 0.24128 | 493.32 | -0.00054182 | 477.7155 | 1.109e-05 | 477.7155 | 8.2356e-06 | 498.604 | 0.00067206 | 498.604 | 0.00019394 | 721.271 | 0.03709 | 498.604 | 8.5868e-05 | 720.5465 | 6.6672e-06 | 721.271 | 0.00223 | 477.7155 | 0.23794
| 477.6234 | 0.0006079 | 498.8279 | 0.0033687 | 477.6234 | 0.00104 | 498.8279 | 0.00050425 | 499.4033 | 0.00052881 | 498.8279 | 0.0012167 | 477.8314 | 0.12763 | 493.55 | 0.00082632 | 477.6234 | 0.06619 | 493.55 | 0.25642 | 493.55 | 0.00088859 | 477.8314 | 1.0762e-05 | 477.8314 | 7.0607e-06 | 498.8279 | -0.00052737 | 498.8279 | -0.0010813 | 721.4347 | 0.03758 | 498.8279 | -0.0022583 | 720.7103 | 1.0001e-05 | 721.4347 | 0.00226 | 477.8314 | 0.23743
| 477.7369 | 0 | 499.0517 | 0.0042282 | 477.7369 | 0 | 499.0517 | 0.0019946 | 499.6269 | 0.00224 | 499.0517 | 0.0024022 | 477.9473 | 0.1259 | 493.77 | 0.0036257 | 477.7369 | 0.06799 | 493.77 | 0.26539 | 493.77 | -0.0010295 | 477.9473 | 1.0551e-05 | 477.9473 | 8.2356e-06 | 499.0517 | 0.0008062 | 499.0517 | 0.00036561 | 721.5984 | 0.03794 | 499.0517 | -0.00075685 | 720.8741 | 0 | 721.5984 | 0.00211 | 477.9473 | 0.23575
| 477.8503 | 0.00098522 | 499.2756 | 0.0042671 | 477.8503 | 0.00118 | 499.2756 | 0.00091819 | 499.8506 | 0.00153 | 499.2756 | 0.0013533 | 478.0632 | 0.12481 | 494 | 0.0035582 | 477.8503 | 0.06809 | 494 | 0.2806 | 494 | -0.0014521 | 478.0632 | 9.919e-06 | 478.0632 | 6.9509e-06 | 499.2756 | -0.00026739 | 499.2756 | 0.00054543 | 721.7622 | 0.03397 | 499.2756 | -0.00014058 | 721.0379 | 3.0002e-05 | 721.7622 | 0.00221 | 478.0632 | 0.23427
| 477.9638 | 0 | 499.4995 | 0.0042452 | 477.9638 | 0 | 499.4995 | 0.0023467 | 500.0743 | 0.00189 | 499.4995 | 0.0023176 | 478.1792 | 0.12285 | 494.22 | 0.002108 | 477.9638 | 0.0702 | 494.22 | 0.28367 | 494.22 | 0.00069354 | 478.1792 | 9.1812e-06 | 478.1792 | 7.2693e-06 | 499.4995 | 0.00053669 | 499.4995 | 0.00051234 | 721.9259 | 0.03386 | 499.4995 | -0.0010912 | 721.2017 | 6.6672e-06 | 721.9259 | 0.00218 | 478.1792 | 0.23307
| 478.0772 | 0.00053603 | 499.7235 | 0.003744 | 478.0772 | 0.00121 | 499.7235 | 0.0010333 | 500.298 | 0.00125 | 499.7235 | 0.0012817 | 478.2951 | 0.12259 | 494.44 | 0.0023104 | 478.0772 | 0.06664 | 494.44 | 0.30074 | 494.44 | 0.00046596 | 478.2951 | 9.0759e-06 | 478.2951 | 6.0944e-06 | 499.7235 | -0.000252 | 499.7235 | 0.0012111 | 722.0896 | 0.03353 | 499.7235 | 4.6143e-05 | 721.3655 | 3.0002e-05 | 722.0896 | 0.00236 | 478.2951 | 0.23333
| 478.1907 | 0.00016197 | 499.9474 | 0.0038193 | 478.1907 | 0 | 499.9474 | 0.0020492 | 500.5216 | 0.00235 | 499.9474 | 0.0023591 | 478.411 | 0.12122 | 494.67 | 0.001231 | 478.1907 | 0.06852 | 494.67 | 0.31088 | 494.67 | 0.0017988 | 478.411 | 9.1812e-06 | 478.411 | 6.6324e-06 | 499.9474 | 0.00078482 | 499.9474 | -0.0003356 | 722.2534 | 0.03419 | 499.9474 | 9.0313e-05 | 721.5294 | 6.6672e-06 | 722.2534 | 0.00223 | 478.411 | 0.23333
| 478.3042 | 0.00046416 | 500.1713 | 0.0040241 | 478.3042 | 0.0018 | 500.1713 | 0.00070111 | 500.7453 | 0.00092549 | 500.1713 | 0.0011909 | 478.5269 | 0.12071 | 494.89 | 0.0028838 | 478.3042 | 0.07209 | 494.89 | 0.32292 | 494.89 | -0.001322 | 478.5269 | 1.0633e-05 | 478.5269 | 6.8411e-06 | 500.1713 | -0.00026885 | 500.1713 | 0.00025707 | 722.4171 | 0.03302 | 500.1713 | 0.00012244 | 721.6932 | 3.0002e-05 | 722.4171 | 0.00235 | 478.5269 | 0.23364
| 478.4176 | 0 | 500.3953 | 0.0041488 | 478.4176 | 0 | 500.3953 | 0.0012521 | 500.9691 | 0.00206 | 500.3953 | 0.0023589 | 478.6429 | 0.11863 | 495.12 | 0.0038281 | 478.4176 | 0.06932 | 495.12 | 0.32932 | 495.12 | 0.00066102 | 478.6429 | 1.0528e-05 | 478.6429 | 8.7737e-06 | 500.3953 | 0.00048942 | 500.3953 | 5.8119e-05 | 722.5809 | 0.03449 | 500.3953 | 0.0010703 | 721.857 | 6.6672e-06 | 722.5809 | 0.0022 | 478.6429 | 0.23266
| 478.5311 | 0.00131 | 500.6193 | 0.0041221 | 478.5311 | 0.00137 | 500.6193 | 0.0006702 | 501.1928 | 0.00098531 | 500.6193 | 0.0012661 | 478.7588 | 0.11795 | 495.34 | 0.0012985 | 478.5311 | 0.07283 | 495.34 | 0.34984 | 495.34 | -0.00028175 | 478.7588 | 9.8488e-06 | 478.7588 | 9.4106e-06 | 500.6193 | 0.00010837 | 500.6193 | -0.00045866 | 722.7446 | 0.03316 | 500.6193 | -0.00013892 | 722.0208 | 3.0002e-05 | 722.7446 | 0.00232 | 478.7588 | 0.23141
| 478.6446 | 0 | 500.8433 | 0.0038617 | 478.6446 | 0 | 500.8433 | 0.001555 | 501.4165 | 0.00213 | 500.8433 | 0.0023057 | 478.8748 | 0.11623 | 495.56 | 0.0050423 | 478.6446 | 0.07114 | 495.56 | 0.35502 | 495.56 | -0.00018422 | 478.8748 | 7.694e-06 | 478.8748 | 9.729e-06 | 500.8433 | 0.00077742 | 500.8433 | 0.0010205 | 722.9084 | 0.0347 | 500.8433 | -0.0019541 | 722.1847 | 0 | 722.9084 | 0.00217 | 478.8748 | 0.23016
| 478.758 | 0.00113 | 501.0673 | 0.0039548 | 478.758 | 0.00084967 | 501.0673 | 0.00087784 | 501.6403 | 0.00102 | 501.0673 | 0.0010407 | 478.9907 | 0.11563 | 495.79 | 0.0016358 | 478.758 | 0.06931 | 495.79 | 0.37217 | 495.79 | -0.00057433 | 478.9907 | 7.776e-06 | 478.9907 | 8.7737e-06 | 501.0673 | -0.00040232 | 501.0673 | -9.1569e-05 | 723.0721 | 0.03371 | 501.0673 | 9.144e-05 | 722.3485 | 1.0001e-05 | 723.0721 | 0.00223 | 478.9907 | 0.22989
| 478.8715 | 0 | 501.2913 | 0.0038325 | 478.8715 | 0 | 501.2913 | 0.0019665 | 501.8641 | 0.0025 | 501.2913 | 0.0024022 | 479.1067 | 0.11391 | 496.01 | 0.0020068 | 478.8715 | 0.07315 | 496.01 | 0.38504 | 496.01 | -0.00037928 | 479.1067 | 8.0219e-06 | 479.1067 | 1.0377e-05 | 501.2913 | 0.00099783 | 501.2913 | 0.0010971 | 723.2359 | 0.03576 | 501.2913 | 0.001417 | 722.5123 | 6.6672e-06 | 723.2359 | 0.00207 | 479.1067 | 0.22882
| 478.985 | 0.00032042 | 501.5153 | 0.0035534 | 478.985 | 0.00175 | 501.5153 | 0.00031318 | 502.0879 | 0.00116 | 501.5153 | 0.0011877 | 479.2226 | 0.113 | 496.24 | 0.0018381 | 478.985 | 0.07481 | 496.24 | 0.39273 | 496.24 | -0.00099695 | 479.2226 | 9.4623e-06 | 479.2226 | 8.7737e-06 | 501.5153 | -9.5248e-05 | 501.5153 | -0.00039339 | 723.3997 | 0.03411 | 501.5153 | -0.0020245 | 722.6762 | 0 | 723.3997 | 0.00221 | 479.2226 | 0.22877
| 479.0985 | 0 | 501.7393 | 0.0042479 | 479.0985 | 0 | 501.7393 | 0.0014761 | 502.3116 | 0.00255 | 501.7393 | 0.0022866 | 479.3386 | 0.11092 | 496.46 | 0.0025127 | 479.0985 | 0.07443 | 496.46 | 0.40222 | 496.46 | 0.0013112 | 479.3386 | 1.109e-05 | 479.3386 | 1.1124e-05 | 501.7393 | 0.00103 | 501.7393 | 4.7181e-05 | 723.5634 | 0.03665 | 501.7393 | 0.00079812 | 722.8401 | 2.6669e-05 | 723.5634 | 0.00214 | 479.3386 | 0.22778
| 479.212 | 0.00113 | 501.9634 | 0.0037888 | 479.212 | 0.00123 | 501.9634 | 0.0010557 | 502.5355 | 0.0007279 | 501.9634 | 0.0010708 | 479.4546 | 0.10994 | 496.69 | 0.003221 | 479.212 | 0.07765 | 496.69 | 0.42417 | 496.69 | 0.00082357 | 479.4546 | 1.1781e-05 | 479.4546 | 9.8388e-06 | 501.9634 | -0.00079843 | 501.9634 | -0.00091093 | 723.7272 | 0.03369 | 501.9634 | -0.0011177 | 723.0039 | 0 | 723.7272 | 0.00232 | 479.4546 | 0.22773
| 479.3254 | 0 | 502.1875 | 0.0039523 | 479.3254 | 0 | 502.1875 | 0.0014947 | 502.7593 | 0.00182 | 502.1875 | 0.0022388 | 479.5706 | 0.10832 | 496.91 | 0.0026476 | 479.3254 | 0.07787 | 496.91 | 0.42663 | 496.91 | 0.0014088 | 479.5706 | 1.0879e-05 | 479.5706 | 1.0805e-05 | 502.1875 | 0.00061725 | 502.1875 | 0.00062455 | 723.891 | 0.03924 | 502.1875 | -0.00036623 | 723.1678 | 6.6672e-06 | 723.891 | 0.00225 | 479.5706 | 0.22655
| 479.4389 | 0.00145 | 502.4115 | 0.003797 | 479.4389 | 0.00097105 | 502.4115 | 0.001252 | 502.9831 | 0.00104 | 502.4115 | 0.0012169 | 479.6865 | 0.10817 | 497.13 | 0.0010961 | 479.4389 | 0.07924 | 497.13 | 0.44823 | 497.13 | 0.00059601 | 479.6865 | 8.8534e-06 | 479.6865 | 7.2693e-06 | 502.4115 | -0.00035487 | 502.4115 | -0.0012483 | 724.0548 | 0.038 | 502.4115 | 0.0010275 | 723.3317 | 1.0001e-05 | 724.0548 | 0.00241 | 479.6865 | 0.22644
| 479.5524 | 0 | 502.6356 | 0.0039073 | 479.5524 | 0 | 502.6356 | 0.0014643 | 503.207 | 0.00243 | 502.6356 | 0.0021303 | 479.8025 | 0.1068 | 497.36 | 0.00028669 | 479.5524 | 0.07897 | 497.36 | 0.45017 | 497.36 | -2.1673e-05 | 479.8025 | 9.8371e-06 | 479.8025 | 7.5878e-06 | 502.6356 | 0.00029315 | 502.6356 | 0.0014842 | 724.2186 | 0.03945 | 502.6356 | 0.00083452 | 723.4955 | 2.6669e-05 | 724.2186 | 0.00227 | 479.8025 | 0.22568
| 479.6659 | 0.00089539 | 502.8597 | 0.0037965 | 479.6659 | 0.0016 | 502.8597 | 0.00054461 | 503.4308 | 0.00086108 | 502.8597 | 0.0011321 | 479.9185 | 0.10602 | 497.58 | 0.0025127 | 479.6659 | 0.07689 | 497.58 | 0.47021 | 497.58 | -0.0019397 | 479.9185 | 1.0551e-05 | 479.9185 | 8.4443e-06 | 502.8597 | -0.00040512 | 502.8597 | -0.002096 | 724.3824 | 0.0373 | 502.8597 | -0.0019581 | 723.6594 | 0 | 724.3824 | 0.00235 | 479.9185 | 0.22521
| 479.7794 | 0 | 503.0838 | 0.0041386 | 479.7794 | 0 | 503.0838 | 0.0014527 | 503.6547 | 0.00232 | 503.0838 | 0.0022794 | 480.0345 | 0.1037 | 497.81 | 0.00082632 | 479.7794 | 0.07957 | 497.81 | 0.47512 | 497.81 | -0.001257 | 480.0345 | 1.1558e-05 | 480.0345 | 9.5204e-06 | 503.0838 | 0.00068295 | 503.0838 | 0.00026554 | 724.5462 | 0.04238 | 503.0838 | 0.00092993 | 723.8233 | 0 | 724.5462 | 0.00217 | 480.0345 | 0.22276
| 479.8929 | 0 | 503.308 | 0.0036657 | 479.8929 | 0.00154 | 503.308 | 0.0012702 | 503.8786 | 0.00068015 | 503.308 | 0.0012099 | 480.1505 | 0.10249 | 498.03 | 0.00099496 | 479.8929 | 0.08112 | 498.03 | 0.50017 | 498.03 | 0.00062851 | 480.1505 | 9.2984e-06 | 480.1505 | 7.9172e-06 | 503.308 | -0.000152 | 503.308 | 5.2962e-05 | 724.7101 | 0.0389 | 503.308 | -0.0018144 | 723.9872 | 1.0001e-05 | 724.7101 | 0.00222 | 480.1505 | 0.22135
| 480.0064 | 0 | 503.5321 | 0.0039829 | 480.0064 | 0 | 503.5321 | 0.001428 | 504.1025 | 0.00212 | 503.5321 | 0.0022286 | 480.2665 | 0.10035 | 498.26 | -0.00086005 | 480.0064 | 0.08229 | 498.26 | 0.5033 | 498.26 | 7.5855e-05 | 480.2665 | 1.0259e-05 | 480.2665 | 6.0944e-06 | 503.5321 | 0.00042634 | 503.5321 | -0.0012762 | 724.8739 | 0.04159 | 503.5321 | -0.0010064 | 724.1511 | 0 | 724.8739 | 0.00209 | 480.2665 | 0.21912
| 480.1199 | 0.00158 | 503.7563 | 0.0039081 | 480.1199 | 0.00027745 | 503.7563 | 0.00080841 | 504.3264 | 0.00058945 | 503.7563 | 0.0012917 | 480.3825 | 0.09963 | 498.48 | 0.0015008 | 480.1199 | 0.08134 | 498.48 | 0.51603 | 498.48 | -0.001322 | 480.3825 | 1.0633e-05 | 480.3825 | 5.3477e-06 | 503.7563 | -0.00051533 | 503.7563 | -0.00043135 | 725.0377 | 0.04203 | 503.7563 | 0.0015159 | 724.315 | 3.0002e-05 | 725.0377 | 0.00227 | 480.3825 | 0.21918
| 480.2334 | 0 | 503.9804 | 0.0040639 | 480.2334 | 0 | 503.9804 | 0.0014027 | 504.5503 | 0.00174 | 503.9804 | 0.0022921 | 480.4985 | 0.09789 | 498.71 | 0.00045532 | 480.2334 | 0.08309 | 498.71 | 0.53192 | 498.71 | -0.00089942 | 480.4985 | 1.1535e-05 | 480.4985 | 7.2693e-06 | 503.9805 | 0.00093804 | 503.9804 | 0.0010546 | 725.2015 | 0.04179 | 503.9804 | -0.0012619 | 724.4789 | 6.6672e-06 | 725.2015 | 0.00222 | 480.4985 | 0.21831
| 480.3469 | 0.00024855 | 504.2046 | 0.0038514 | 480.3469 | 0.00109 | 504.2046 | 0.00087253 | 504.7742 | 0.00104 | 504.2046 | 0.0012597 | 480.6145 | 0.09833 | 498.93 | -0.001231 | 480.3469 | 0.08509 | 498.93 | 0.55173 | 498.93 | -0.0014521 | 480.6145 | 1.1172e-05 | 480.6145 | 8.9823e-06 | 504.2046 | -0.00041652 | 504.2046 | -1.4914e-05 | 725.3654 | 0.03993 | 504.2046 | 0.00030353 | 724.6428 | 1.0001e-05 | 725.3654 | 0.00234 | 480.6145 | 0.21889
| 480.4604 | 0 | 504.4288 | 0.0039533 | 480.4604 | 0 | 504.4288 | 0.0018127 | 504.9982 | 0.00221 | 504.4288 | 0.0022063 | 480.7305 | 0.09691 | 499.15 | 0.001737 | 480.4604 | 0.08905 | 499.15 | 0.55034 | 499.15 | -0.00050931 | 480.7305 | 1.1395e-05 | 480.7305 | 8.4443e-06 | 504.4288 | 0.0005024 | 504.4288 | 0.00070097 | 725.5292 | 0.04523 | 504.4288 | 5.2066e-05 | 724.8067 | 6.6672e-06 | 725.5292 | 0.00218 | 480.7305 | 0.21828
| 480.5739 | 0 | 504.653 | 0.0036214 | 480.5739 | 0.00108 | 504.653 | 0.00072265 | 505.2221 | 0.00121 | 504.653 | 0.0011204 | 480.8465 | 0.09667 | 499.38 | -0.0001855 | 480.5739 | 0.08742 | 499.38 | 0.57349 | 499.38 | -0.001257 | 480.8465 | 1.0633e-05 | 480.8465 | 1.0267e-05 | 504.653 | -0.00013326 | 504.653 | -0.00059684 | 725.6931 | 0.04292 | 504.653 | -0.0011671 | 724.9706 | 0 | 725.6931 | 0.00225 | 480.8465 | 0.2187
| 480.6875 | 0 | 504.8773 | 0.0038708 | 480.6875 | 0 | 504.8773 | 0.0008215 | 505.4461 | 0.00151 | 504.8773 | 0.0022679 | 480.9625 | 0.09437 | 499.6 | 0.0032547 | 480.6875 | 0.09294 | 499.6 | 0.57673 | 499.6 | -0.00037928 | 480.9625 | 9.919e-06 | 480.9625 | 9.3008e-06 | 504.8773 | 0.00076048 | 504.8773 | 0.0020115 | 725.8569 | 0.04602 | 504.8773 | -0.0010955 | 725.1346 | 6.6672e-06 | 725.8569 | 0.00219 | 480.9625 | 0.21797
| 480.801 | 0.00037433 | 505.1015 | 0.0035564 | 480.801 | 0.00127 | 505.1015 | 0.00068405 | 505.6701 | 0.00077491 | 505.1015 | 0.0011357 | 481.0786 | 0.09367 | 499.83 | -0.0014334 | 480.801 | 0.0906 | 499.83 | 0.6052 | 499.83 | -0.001322 | 481.0786 | 9.2984e-06 | 481.0786 | 1.1552e-05 | 505.1015 | -0.00054046 | 505.1015 | -0.00084315 | 726.0208 | 0.04531 | 505.1015 | -1.2857e-05 | 725.2985 | 1.0001e-05 | 726.0208 | 0.00239 | 481.0786 | 0.21774
| 480.9145 | 0 | 505.3257 | 0.00397 | 480.9145 | 0 | 505.3257 | 0.0015112 | 505.8941 | 0.00186 | 505.3257 | 0.0022395 | 481.1946 | 0.09198 | 500.05 | 0.001231 | 480.9145 | 0.09129 | 500.05 | 0.60762 | 500.05 | 0.0002384 | 481.1946 | 9.3452e-06 | 481.1946 | 8.7737e-06 | 505.3258 | 0.00056292 | 505.3257 | 0.0001881 | 726.1846 | 0.04565 | 505.3257 | 0.0014334 | 725.4624 | 0 | 726.1846 | 0.00239 | 481.1946 | 0.21568
| 481.028 | 0.00032042 | 505.55 | 0.0037111 | 481.028 | 0.00079764 | 505.55 | 0.00052415 | 506.1181 | 0.00069444 | 505.55 | 0.0012003 | 481.3106 | 0.09168 | 500.28 | -0.00072515 | 481.028 | 0.09358 | 500.28 | 0.62057 | 500.28 | -0.00073687 | 481.3106 | 9.193e-06 | 481.3106 | 1.0157e-05 | 505.55 | -0.00032722 | 505.55 | -0.00076301 | 726.3485 | 0.05034 | 505.55 | -0.0002684 | 725.6264 | 0 | 726.3485 | 0.00248 | 481.3106 | 0.21473
| 481.1415 | 0 | 505.7743 | 0.0040439 | 481.1415 | 0 | 505.7743 | 0.0017426 | 506.3421 | 0.00177 | 505.7743 | 0.002141 | 481.4266 | 0.09073 | 500.5 | 0.0013322 | 481.1415 | 0.09476 | 500.5 | 0.63845 | 500.5 | -0.0015171 | 481.4266 | 9.3218e-06 | 481.4266 | 1.0157e-05 | 505.7743 | 0.00059897 | 505.7743 | 0.00032646 | 726.5124 | 0.04919 | 505.7743 | 0.00096015 | 725.7903 | 6.6672e-06 | 726.5124 | 0.00231 | 481.4266 | 0.2136
| 481.2551 | 0.00091335 | 505.9986 | 0.0037984 | 481.2551 | 0.00142 | 505.9986 | 0.00061635 | 506.5662 | 0.00083912 | 505.9986 | 0.0010973 | 481.5427 | 0.09025 | 500.73 | -0.00032042 | 481.2551 | 0.09803 | 500.73 | 0.65873 | 500.73 | 0.00049847 | 481.5427 | 1.02e-05 | 481.5427 | 9.5204e-06 | 505.9986 | -0.00033414 | 505.9986 | 0.00055947 | 726.6762 | 0.05061 | 505.9986 | -0.0010439 | 725.9543 | 3.0002e-05 | 726.6762 | 0.00237 | 481.5427 | 0.21438
| 481.3686 | 0 | 506.2229 | 0.0037471 | 481.3686 | 0 | 506.2229 | 0.0013277 | 506.7902 | 0.002 | 506.2229 | 0.0022664 | 481.6587 | 0.08849 | 500.95 | 0.0019057 | 481.3686 | 0.09958 | 500.95 | 0.65318 | 500.95 | 0.00049847 | 481.6587 | 1.0739e-05 | 481.6587 | 8.7737e-06 | 506.2229 | 0.00059252 | 506.2229 | 0.00050498 | 726.8401 | 0.05091 | 506.2229 | 0.00027697 | 726.1182 | 6.6672e-06 | 726.8401 | 0.00228 | 481.6587 | 0.21378
| 481.4821 | 0.00062587 | 506.4472 | 0.0037219 | 481.4821 | 0 | 506.4472 | 0.00060672 | 507.0143 | 0.00081493 | 506.4472 | 0.001123 | 481.7748 | 0.08727 | 501.17 | -0.0023441 | 481.4821 | 0.09389 | 501.17 | 0.67678 | 501.17 | 0.00069354 | 481.7748 | 1.102e-05 | 481.7748 | 8.016e-06 | 506.4472 | -0.00056412 | 506.4472 | -0.00061618 | 727.004 | 0.05112 | 506.4472 | -0.00086164 | 726.2822 | 0 | 727.004 | 0.00237 | 481.7748 | 0.21386
| 481.5957 | 0 | 506.6715 | 0.0037663 | 481.5957 | 0 | 506.6715 | 0.0016305 | 507.2384 | 0.00216 | 506.6715 | 0.0022193 | 481.8908 | 0.08527 | 501.4 | 0.0013322 | 481.5957 | 0.09652 | 501.4 | 0.68159 | 501.4 | 0.00036844 | 481.8908 | 1.0528e-05 | 481.8908 | 7.6976e-06 | 506.6715 | 0.00097989 | 506.6715 | 0.0010929 | 727.1679 | 0.05008 | 506.6715 | -0.00031827 | 726.4462 | 2.6669e-05 | 727.1679 | 0.00224 | 481.8908 | 0.21302
| 481.7092 | 0.00127 | 506.8959 | 0.0037904 | 481.7092 | 0.00139 | 506.8959 | 0.0009817 | 507.4624 | 0.00086095 | 506.8959 | 0.0012505 | 482.0069 | 0.08461 | 501.62 | -0.00035414 | 481.7092 | 0.09979 | 501.62 | 0.69709 | 501.62 | 0.00066102 | 482.0069 | 1.0341e-05 | 482.0069 | 6.9509e-06 | 506.8958 | -0.00060548 | 506.8959 | 0.00089998 | 727.3318 | 0.04873 | 506.8959 | -0.00030641 | 726.6101 | 0 | 727.3318 | 0.00236 | 482.0069 | 0.2128
| 481.8227 | 0 | 507.1202 | 0.0038374 | 481.8227 | 0 | 507.1202 | 0.0016776 | 507.6866 | 0.00144 | 507.1202 | 0.0020967 | 482.123 | 0.08318 | 501.85 | 0.0010287 | 481.8227 | 0.09638 | 501.85 | 0.70804 | 501.85 | -0.0017771 | 482.123 | 1.0036e-05 | 482.123 | 5.9846e-06 | 507.1202 | 0.00071949 | 507.1202 | 0.00069168 | 727.4957 | 0.05326 | 507.1202 | -0.00040249 | 726.7741 | 0 | 727.4957 | 0.00227 | 482.123 | 0.21153
| 481.9363 | 0.00094928 | 507.3446 | 0.0036939 | 481.9363 | 0.0003468 | 507.3446 | 0.00076687 | 507.9107 | 0.00080675 | 507.3446 | 0.0011647 | 482.239 | 0.0832 | 502.07 | -0.00086005 | 481.9363 | 0.09985 | 502.07 | 0.72843 | 502.07 | -0.00093193 | 482.239 | 1.0516e-05 | 482.239 | 5.0292e-06 | 507.3446 | -0.00041164 | 507.3446 | -0.00023165 | 727.6596 | 0.05326 | 507.3446 | -0.00073039 | 726.9381 | 1.0001e-05 | 727.6596 | 0.00244 | 482.239 | 0.21037
| 482.0498 | 0.00016197 | 507.569 | 0.0033305 | 482.0498 | 0 | 507.569 | 0.0015812 | 508.1348 | 0.00179 | 507.569 | 0.0020817 | 482.3551 | 0.08252 | 502.3 | 0.0013322 | 482.0498 | 0.10007 | 502.3 | 0.72609 | 502.3 | 0.0013763 | 482.3551 | 1.1558e-05 | 482.3551 | 3.8543e-06 | 507.5689 | 0.00068188 | 507.569 | 0.00024434 | 727.8235 | 0.05316 | 507.569 | -0.0008172 | 727.1021 | 6.6672e-06 | 727.8235 | 0.00227 | 482.3551 | 0.20949
| 482.1634 | 0.00015871 | 507.7933 | 0.0035229 | 482.1634 | 0.00067626 | 507.7933 | 0.0007772 | 508.3589 | 0.0008799 | 507.7933 | 0.0012356 | 482.4712 | 0.08252 | 502.52 | -0.00021923 | 482.1634 | 0.09945 | 502.52 | 0.74833 | 502.52 | 0.00036844 | 482.4712 | 1.2273e-05 | 482.4712 | 2.888e-06 | 507.7933 | -0.00021043 | 507.7933 | 0.00051299 | 727.9875 | 0.05356 | 507.7933 | -0.00062254 | 727.2661 | 1.0001e-05 | 727.9875 | 0.00241 | 482.4712 | 0.20968
| 482.2769 | 0 | 508.0178 | 0.0039056 | 482.2769 | 0 | 508.0178 | 0.0022543 | 508.5831 | 0.00193 | 508.0178 | 0.0022177 | 482.5872 | 0.08077 | 502.75 | -0.00028669 | 482.2769 | 0.09936 | 502.75 | 0.74913 | 502.75 | -0.00099695 | 482.5872 | 1.1617e-05 | 482.5872 | 5.4575e-06 | 508.0177 | 0.00108 | 508.0178 | 0.0016296 | 728.1514 | 0.05478 | 508.0178 | 0.0014286 | 727.4301 | 0 | 728.1514 | 0.00223 | 482.5872 | 0.2095
| 482.3905 | 0.00109 | 508.2422 | 0.0036574 | 482.3905 | 0.00109 | 508.2422 | 0.00084968 | 508.8072 | 0.00119 | 508.2422 | 0.0011477 | 482.7033 | 0.07951 | 502.97 | 0.00025296 | 482.3905 | 0.10325 | 502.97 | 0.77209 | 502.97 | -0.0015171 | 482.7033 | 1.15e-05 | 482.7033 | 6.8411e-06 | 508.2422 | -0.00068571 | 508.2422 | 0.00043914 | 728.3153 | 0.05305 | 508.2422 | -0.001636 | 727.5941 | 1.0001e-05 | 728.3153 | 0.00238 | 482.7033 | 0.2094
| 482.504 | 0 | 508.4666 | 0.0036933 | 482.504 | 0 | 508.4666 | 0.001408 | 509.0314 | 0.00132 | 508.4666 | 0.0022999 | 482.8194 | 0.07717 | 503.2 | 0.0021754 | 482.504 | 0.10044 | 503.2 | 0.77887 | 503.2 | -0.0021673 | 482.8194 | 1.0165e-05 | 482.8194 | 9.191e-06 | 508.4666 | 0.00020802 | 508.4666 | 0.0011274 | 728.4793 | 0.05497 | 508.4666 | 0.0011796 | 727.7581 | 0 | 728.4793 | 0.00221 | 482.8194 | 0.20825
| 482.6176 | 0.00080555 | 508.691 | 0.003496 | 482.6176 | 0.00024276 | 508.691 | 0.00070519 | 509.2556 | 0.00090868 | 508.691 | 0.0011422 | 482.9355 | 0.07638 | 503.42 | 0.0010287 | 482.6176 | 0.10297 | 503.42 | 0.79743 | 503.42 | -0.0008344 | 482.9355 | 9.6263e-06 | 482.9355 | 8.4443e-06 | 508.6911 | -0.00028281 | 508.691 | -0.0011082 | 728.6432 | 0.05597 | 508.691 | 0.00037088 | 727.9221 | 3.0002e-05 | 728.6432 | 0.00228 | 482.9355 | 0.20844
| 482.7312 | 0 | 508.9155 | 0.0035402 | 482.7312 | 0 | 508.9155 | 0.0011318 | 509.4798 | 0.00181 | 508.9155 | 0.0021334 | 483.0516 | 0.07464 | 503.64 | -0.00089378 | 482.7312 | 0.10543 | 503.64 | 0.80767 | 503.64 | 0.002189 | 483.0516 | 8.0922e-06 | 483.0516 | 8.3454e-06 | 508.9155 | 0.00012592 | 508.9155 | 0.00070278 | 728.8071 | 0.05878 | 508.9155 | -0.00019369 | 728.0861 | 0 | 728.8071 | 0.00215 | 483.0516 | 0.20757
| 482.8447 | 0 | 509.14 | 0.0036456 | 482.8447 | 0.00118 | 509.14 | 0.00061403 | 509.704 | 0.0008873 | 509.14 | 0.0012688 | 483.1677 | 0.07468 | 503.87 | 0.00082632 | 482.8447 | 0.10467 | 503.87 | 0.81799 | 503.87 | -0.00099695 | 483.1677 | 8.8299e-06 | 483.1677 | 8.4443e-06 | 509.14 | -0.00014177 | 509.14 | 0.00032172 | 728.9711 | 0.0579 | 509.14 | -0.0011051 | 728.2501 | 6.9993e-05 | 728.9711 | 0.00235 | 483.1677 | 0.20737
| 482.9583 | 0 | 509.3645 | 0.0037325 | 482.9583 | 0 | 509.3645 | 0.0017311 | 509.9282 | 0.00207 | 509.3645 | 0.0021284 | 483.2838 | 0.0736 | 504.09 | -0.0018044 | 482.9583 | 0.10387 | 504.09 | 0.81364 | 504.09 | 0.00033593 | 483.2838 | 8.7479e-06 | 483.2838 | 6.8411e-06 | 509.3645 | 0.00045288 | 509.3645 | 0.00083369 | 729.135 | 0.05831 | 509.3645 | -2.4289e-05 | 728.4142 | 0 | 729.135 | 0.00235 | 483.2838 | 0.20624
| 483.0718 | 0.00069774 | 509.589 | 0.0032897 | 483.0718 | 0.00144 | 509.589 | 0.00061609 | 510.1525 | 0.000763 | 509.589 | 0.00115 | 483.3999 | 0.07363 | 504.32 | -0.00086005 | 483.0718 | 0.107 | 504.32 | 0.83134 | 504.32 | -0.0001192 | 483.3999 | 9.8136e-06 | 483.3999 | 5.6661e-06 | 509.589 | -0.00057005 | 509.589 | -0.00047463 | 729.299 | 0.05892 | 509.589 | -0.00072388 | 728.5782 | 5.0004e-05 | 729.299 | 0.0025 | 483.3999 | 0.20577
| 483.1854 | 0 | 509.8135 | 0.0036826 | 483.1854 | 0 | 509.8135 | 0.0011272 | 510.3767 | 0.00179 | 509.8135 | 0.0021521 | 483.516 | 0.07186 | 504.54 | -0.0015346 | 483.1854 | 0.10722 | 504.54 | 0.83802 | 504.54 | 4.3346e-05 | 483.516 | 9.1812e-06 | 483.516 | 5.8857e-06 | 509.8135 | 0.00057498 | 509.8135 | 0.00070073 | 729.463 | 0.05977 | 509.8135 | 0.00084317 | 728.7422 | 0 | 729.463 | 0.00235 | 483.516 | 0.20462
| 483.299 | 0.00033839 | 510.038 | 0.0033949 | 483.299 | 0.00156 | 510.038 | 8.0649e-05 | 510.601 | 0.00069558 | 510.038 | 0.0011779 | 483.6321 | 0.07086 | 504.77 | 5.0592e-05 | 483.299 | 0.10575 | 504.77 | 0.84502 | 504.77 | 0.00066102 | 483.6321 | 9.7317e-06 | 483.6321 | 8.1258e-06 | 510.038 | -0.00049183 | 510.038 | -0.00080746 | 729.6269 | 0.05912 | 510.038 | -0.00095721 | 728.9063 | 1.0001e-05 | 729.6269 | 0.00243 | 483.6321 | 0.20373
| 483.4126 | 0 | 510.2625 | 0.0036754 | 483.4126 | 0 | 510.2625 | 0.0021744 | 510.8253 | 0.00162 | 510.2625 | 0.0021254 | 483.7482 | 0.06867 | 504.99 | 0.0018044 | 483.4126 | 0.1081 | 504.99 | 0.84996 | 504.99 | 0.00010836 | 483.7482 | 8.6426e-06 | 483.7482 | 9.4106e-06 | 510.2625 | 0.00080332 | 510.2625 | 0.0014306 | 729.7909 | 0.06153 | 510.2625 | -0.0011336 | 729.0703 | 0 | 729.7909 | 0.00226 | 483.7482 | 0.20195
| 483.5262 | 0.00064383 | 510.4871 | 0.0034977 | 483.5262 | 0.00125 | 510.4871 | 0.00012275 | 511.0496 | 0.00076024 | 510.4871 | 0.0011102 | 483.8644 | 0.06789 | 505.22 | -0.00285 | 483.5262 | 0.10907 | 505.22 | 0.85614 | 505.22 | 0.00062851 | 483.8644 | 1.0223e-05 | 483.8644 | 7.2693e-06 | 510.4871 | -8.8579e-05 | 510.4871 | 0.00044 | 729.9549 | 0.05965 | 510.4871 | -0.00074982 | 729.2344 | 0 | 729.9549 | 0.0023 | 483.8644 | 0.20154
| 483.6397 | 0 | 510.7116 | 0.0036418 | 483.6397 | 0 | 510.7116 | 0.0015637 | 511.2739 | 0.00143 | 510.7116 | 0.0020633 | 483.9805 | 0.06628 | 505.44 | 0.00028669 | 483.6397 | 0.10884 | 505.44 | 0.8703 | 505.44 | 0.0011162 | 483.9805 | 1.0844e-05 | 483.9805 | 5.2379e-06 | 510.7116 | 0.00053404 | 510.7116 | -0.00064115 | 730.1189 | 0.06147 | 510.7116 | 0.00032679 | 729.3984 | 0 | 730.1189 | 0.00214 | 483.9805 | 0.201
| 483.7533 | 0.00156 | 510.9362 | 0.0036125 | 483.7533 | 0.00144 | 510.9362 | 0.00044826 | 511.4982 | 0.00078205 | 510.9362 | 0.0011947 | 484.0966 | 0.06584 | 505.67 | -0.0017032 | 483.7533 | 0.10961 | 505.67 | 0.87282 | 505.67 | -2.1673e-05 | 484.0966 | 1.0739e-05 | 484.0966 | 5.2379e-06 | 510.9362 | -0.00013748 | 510.9362 | -0.00068711 | 730.2829 | 0.06077 | 510.9362 | 7.5367e-05 | 729.5625 | 5.0004e-05 | 730.2829 | 0.00231 | 484.0966 | 0.20178
| 483.8669 | 0 | 511.1608 | 0.0036553 | 483.8669 | 0 | 511.1608 | 0.002355 | 511.7225 | 0.0016 | 511.1608 | 0.00214 | 484.2127 | 0.06483 | 505.89 | 0.00032042 | 483.8669 | 0.11105 | 505.89 | 0.87134 | 505.89 | -0.0010945 | 484.2127 | 9.3452e-06 | 484.2127 | 5.8857e-06 | 511.1608 | 0.00112 | 511.1608 | 0.00046515 | 730.4469 | 0.06172 | 511.1608 | 0.00062154 | 729.7265 | 0 | 730.4469 | 0.00232 | 484.2127 | 0.20135
| 483.9805 | 0.00037433 | 511.3854 | 0.0034303 | 483.9805 | 0.00156 | 511.3854 | 2.7575e-05 | 511.9468 | 0.00036013 | 511.3854 | 0.0010649 | 484.3289 | 0.06485 | 506.12 | 0.00021923 | 483.9805 | 0.10913 | 506.12 | 0.89517 | 506.12 | -0.0024274 | 484.3289 | 9.3452e-06 | 484.3289 | 6.4128e-06 | 511.3854 | -0.00042248 | 511.3854 | -0.0014225 | 730.6109 | 0.06302 | 511.3854 | -0.00032026 | 729.8906 | 1.0001e-05 | 730.6109 | 0.00246 | 484.3289 | 0.20127
| 484.0941 | 0 | 511.61 | 0.0035661 | 484.0941 | 0 | 511.61 | 0.0017104 | 512.1712 | 0.00204 | 511.61 | 0.0020021 | 484.445 | 0.0639 | 506.34 | 0.0021416 | 484.0941 | 0.1075 | 506.34 | 0.90082 | 506.34 | 1.0836e-05 | 484.445 | 1.0739e-05 | 484.445 | 5.4575e-06 | 511.61 | 0.0012 | 511.61 | 0.00015816 | 730.7749 | 0.06244 | 511.61 | 0.0021828 | 730.0547 | 0 | 730.7749 | 0.00231 | 484.445 | 0.20063
| 484.2077 | 6.8875e-05 | 511.8346 | 0.003438 | 484.2077 | 0.00121 | 511.8346 | 0.00046069 | 512.3956 | 0.00092711 | 511.8346 | 0.0010505 | 484.5612 | 0.06332 | 506.57 | -0.0017707 | 484.2077 | 0.112 | 506.57 | 0.90504 | 506.57 | 4.3346e-05 | 484.5612 | 1.0341e-05 | 484.5612 | 8.5541e-06 | 511.8346 | -0.00028913 | 511.8346 | -0.00077112 | 730.9389 | 0.06033 | 511.8346 | -0.0014974 | 730.2188 | 1.0001e-05 | 730.9389 | 0.00239 | 484.5612 | 0.20074
| 484.3213 | 0 | 512.0593 | 0.0033641 | 484.3213 | 0 | 512.0593 | 0.0018156 | 512.6199 | 0.00187 | 512.0593 | 0.0020469 | 484.6773 | 0.06155 | 506.79 | -0.0024789 | 484.3213 | 0.11384 | 506.79 | 0.91666 | 506.79 | -0.00093193 | 484.6773 | 1.0364e-05 | 484.6773 | 7.1595e-06 | 512.0593 | 0.00063207 | 512.0593 | 0.00036462 | 731.1029 | 0.06571 | 512.0593 | 0.00015114 | 730.3829 | 0 | 731.1029 | 0.0023 | 484.6773 | 0.19981
| 484.4349 | 5.091e-05 | 512.2839 | 0.0035401 | 484.4349 | 0.00083232 | 512.2839 | 0.00031347 | 512.8443 | 0.00084272 | 512.2839 | 0.0010275 | 484.7935 | 0.06052 | 507.02 | -0.001231 | 484.4349 | 0.11344 | 507.02 | 0.91605 | 507.02 | -0.00096444 | 484.7935 | 9.029e-06 | 484.7935 | 1.0267e-05 | 512.2839 | -7.9271e-05 | 512.2839 | 0.00068433 | 731.2669 | 0.06365 | 512.2839 | -0.0003864 | 730.547 | 3.0002e-05 | 731.2669 | 0.00238 | 484.7935 | 0.19973
| 484.5485 | 0 | 512.5086 | 0.0034107 | 484.5485 | 0 | 512.5086 | 0.0015385 | 513.0687 | 0.00157 | 512.5086 | 0.0020652 | 484.9096 | 0.05863 | 507.24 | -0.00021923 | 484.5485 | 0.11415 | 507.24 | 0.92338 | 507.24 | 0.00059601 | 484.9096 | 9.6848e-06 | 484.9096 | 1.0476e-05 | 512.5086 | 0.00088346 | 512.5086 | -0.00046432 | 731.431 | 0.06478 | 512.5086 | 0.00066106 | 730.7111 | 0 | 731.431 | 0.00226 | 484.9096 | 0.19858
| 484.6621 | 0.00116 | 512.7333 | 0.0032458 | 484.6621 | 0.00086701 | 512.7333 | 0.00046789 | 513.2931 | 0.00064897 | 512.7333 | 0.00094954 | 485.0258 | 0.05813 | 507.47 | 0.00059023 | 484.6621 | 0.11716 | 507.47 | 0.92267 | 507.47 | -0.00070437 | 485.0258 | 9.7668e-06 | 485.0258 | 1.2837e-05 | 512.7333 | -0.00070103 | 512.7333 | -0.0015026 | 731.595 | 0.06605 | 512.7333 | -0.00087316 | 730.8752 | 1.0001e-05 | 731.595 | 0.0023 | 485.0258 | 0.19826
| 484.7757 | 0 | 512.958 | 0.0035767 | 484.7757 | 0 | 512.958 | 0.001699 | 513.5176 | 0.00214 | 512.958 | 0.0019971 | 485.142 | 0.05625 | 507.69 | -0.00059023 | 484.7757 | 0.11713 | 507.69 | 0.93061 | 507.69 | -0.00037928 | 485.142 | 9.8371e-06 | 485.142 | 1.0805e-05 | 512.958 | 0.00065498 | 512.958 | 0.0018784 | 731.7591 | 0.06673 | 512.958 | 0.00086396 | 731.0393 | 6.6672e-06 | 731.7591 | 0.00229 | 485.142 | 0.19672
| 484.8893 | 0.00030245 | 513.1827 | 0.0031973 | 484.8893 | 0.00189 | 513.1827 | 0.000958 | 513.742 | 0.00044298 | 513.1827 | 0.0012219 | 485.2581 | 0.0555 | 507.92 | -0.00059023 | 484.8893 | 0.11844 | 507.92 | 0.94491 | 507.92 | -0.0026874 | 485.2581 | 1.0446e-05 | 485.2581 | 7.6976e-06 | 513.1827 | -0.0007623 | 513.1827 | -0.0012818 | 731.9231 | 0.0664 | 513.1827 | -0.00058896 | 731.2034 | 1.0001e-05 | 731.9231 | 0.00243 | 485.2581 | 0.1961
| 485.0029 | 0 | 513.4074 | 0.0035315 | 485.0029 | 0 | 513.4074 | 0.0014315 | 513.9665 | 0.00186 | 513.4074 | 0.0020817 | 485.3743 | 0.05331 | 508.14 | 0.00075887 | 485.0029 | 0.11897 | 508.14 | 0.94672 | 508.14 | -0.00031426 | 485.3743 | 1.0341e-05 | 485.3743 | 5.7759e-06 | 513.4074 | 0.00064129 | 513.4074 | 0.00090847 | 732.0871 | 0.0678 | 513.4074 | 0.00085908 | 731.3675 | 0 | 732.0871 | 0.00235 | 485.3743 | 0.19558
| 485.1166 | 3.2945e-05 | 513.6321 | 0.0034091 | 485.1166 | 0.00102 | 513.6321 | 0.00083706 | 514.1909 | 0.0005308 | 513.6321 | 0.0010021 | 485.4905 | 0.05271 | 508.37 | 0.00015177 | 485.1166 | 0.11869 | 508.37 | 0.95099 | 508.37 | -0.0029475 | 485.4905 | 1.109e-05 | 485.4905 | 5.9846e-06 | 513.6321 | -0.0008073 | 513.6321 | -0.00019038 | 732.2512 | 0.06821 | 513.6321 | 5.7977e-05 | 731.5316 | 3.0002e-05 | 732.2512 | 0.00238 | 485.4905 | 0.19534
| 485.2302 | 0.0004679 | 513.8569 | 0.0034833 | 485.2302 | 0 | 513.8569 | 0.0015402 | 514.4154 | 0.00122 | 513.8569 | 0.0020878 | 485.6067 | 0.05039 | 508.59 | 0.00025296 | 485.2302 | 0.12286 | 508.59 | 0.94821 | 508.59 | 4.3346e-05 | 485.6067 | 9.8488e-06 | 485.6067 | 7.8074e-06 | 513.8569 | 0.00041912 | 513.8569 | 0.0010302 | 732.4153 | 0.06975 | 513.8569 | 0.0013798 | 731.6957 | 6.6672e-06 | 732.4153 | 0.00222 | 485.6067 | 0.19444
| 485.3438 | 0.00165 | 514.0816 | 0.0032624 | 485.3438 | 0.00153 | 514.0816 | 0.0007787 | 514.6399 | 0.00052273 | 514.0816 | 0.0010469 | 485.7228 | 0.05023 | 508.82 | -0.00096123 | 485.3438 | 0.12539 | 508.82 | 0.95819 | 508.82 | 0.00066102 | 485.7228 | 9.8136e-06 | 485.7228 | 9.4106e-06 | 514.0816 | 0.00011107 | 514.0816 | 0.00041957 | 732.5793 | 0.07185 | 514.0816 | 0.00056065 | 731.8599 | 0 | 732.5793 | 0.00236 | 485.7228 | 0.19395
| 485.4574 | 0 | 514.3064 | 0.0029783 | 485.4574 | 0 | 514.3064 | 0.0010348 | 514.8644 | 0.00198 | 514.3064 | 0.0020209 | 485.839 | 0.04861 | 509.04 | 5.0592e-05 | 485.4574 | 0.12363 | 509.04 | 0.95647 | 509.04 | -0.00067186 | 485.839 | 9.193e-06 | 485.839 | 1.0377e-05 | 514.3064 | 0.00050507 | 514.3064 | 0.00026363 | 732.7434 | 0.07011 | 514.3064 | 0.0012511 | 732.024 | 6.6672e-06 | 732.7434 | 0.00226 | 485.839 | 0.19316
| 485.5711 | 0 | 514.5312 | 0.0031893 | 485.5711 | 0.00015606 | 514.5312 | 0.00056779 | 515.0889 | 0.00048565 | 514.5312 | 0.00098148 | 485.9552 | 0.04947 | 509.27 | -0.00015177 | 485.5711 | 0.12582 | 509.27 | 0.95932 | 509.27 | -0.0018096 | 485.9552 | 1.02e-05 | 485.9552 | 9.6192e-06 | 514.5312 | -0.00049588 | 514.5312 | -0.0011202 | 732.9075 | 0.07139 | 514.5312 | -0.0023309 | 732.1881 | 0 | 732.9075 | 0.0024 | 485.9552 | 0.19324
| 485.6847 | 0 | 514.756 | 0.0034061 | 485.6847 | 0 | 514.756 | 0.0012735 | 515.3134 | 0.00211 | 514.756 | 0.0019377 | 486.0714 | 0.04789 | 509.49 | 0.00038786 | 485.6847 | 0.1276 | 509.49 | 0.96022 | 509.49 | -0.00015171 | 486.0714 | 9.7902e-06 | 486.0714 | 8.7737e-06 | 514.756 | 0.00063925 | 514.756 | 0.0010081 | 733.0715 | 0.07452 | 514.756 | 0.00067246 | 732.3523 | 0 | 733.0715 | 0.00233 | 486.0714 | 0.19271
| 485.7983 | 0.00096726 | 514.9808 | 0.0031595 | 485.7983 | 0.00142 | 514.9808 | 0.00028057 | 515.538 | 0.00089276 | 514.9808 | 0.00096296 | 486.1876 | 0.048 | 509.72 | -0.00038786 | 485.7983 | 0.12653 | 509.72 | 0.97107 | 509.72 | -0.0023949 | 486.1876 | 1.0551e-05 | 486.1876 | 1.0047e-05 | 514.9808 | -0.00019872 | 514.9808 | -0.00095852 | 733.2356 | 0.07445 | 514.9808 | -0.0010419 | 732.5164 | 3.0002e-05 | 733.2356 | 0.0025 | 486.1876 | 0.19242
| 485.912 | 0 | 515.2056 | 0.0032512 | 485.912 | 0 | 515.2056 | 0.0015547 | 515.7626 | 0.00174 | 515.2056 | 0.001906 | 486.3038 | 0.04617 | 509.94 | 0.00038786 | 485.912 | 0.12644 | 509.94 | 0.96991 | 509.94 | 0.0019939 | 486.3038 | 1.0013e-05 | 486.3038 | 8.016e-06 | 515.2056 | 0.00091552 | 515.2056 | -3.1301e-05 | 733.3997 | 0.07406 | 515.2056 | 0.0015085 | 732.6806 | 0 | 733.3997 | 0.00237 | 486.3038 | 0.19176
| 486.0256 | 0.00033839 | 515.4304 | 0.0032423 | 486.0256 | 0.00144 | 515.4304 | -9.8531e-05 | 515.9871 | 0.00109 | 515.4304 | 0.00097506 | 486.42 | 0.04602 | 510.17 | -0.00035414 | 486.0256 | 0.13175 | 510.17 | 0.97185 | 510.17 | -0.0037602 | 486.42 | 1.0856e-05 | 486.42 | 9.0921e-06 | 515.4304 | -0.00037294 | 515.4304 | -0.00077968 | 733.5638 | 0.0744 | 515.4304 | -0.00020631 | 732.8448 | 0 | 733.5638 | 0.00247 | 486.42 | 0.1914
| 486.1393 | 0 | 515.6553 | 0.0033925 | 486.1393 | 0 | 515.6553 | 0.0012422 | 516.2117 | 0.00172 | 515.6553 | 0.0020522 | 486.5362 | 0.04513 | 510.39 | 5.0592e-05 | 486.1393 | 0.13456 | 510.39 | 0.98279 | 510.39 | 0.00040094 | 486.5362 | 9.3569e-06 | 486.5362 | 9.191e-06 | 515.6553 | 0.00056791 | 515.6553 | 0.0022813 | 733.7279 | 0.07749 | 515.6553 | 0.001036 | 733.0089 | 0 | 733.7279 | 0.0023 | 486.5362 | 0.19103
| 486.2529 | 0.00199 | 515.8801 | 0.0030995 | 486.2529 | 0.00036414 | 515.8801 | 0.00080142 | 516.4363 | 0.00055335 | 515.8801 | 0.0010136 | 486.6524 | 0.04536 | 510.62 | -0.0016695 | 486.2529 | 0.13828 | 510.62 | 0.97943 | 510.62 | -0.001257 | 486.6524 | 9.7668e-06 | 486.6524 | 1.2727e-05 | 515.8801 | -0.00030303 | 515.8801 | -0.0013041 | 733.892 | 0.07737 | 515.8801 | -0.0008074 | 733.1731 | 3.0002e-05 | 733.892 | 0.00249 | 486.6524 | 0.19127
| 486.3666 | 0 | 516.105 | 0.0035399 | 486.3666 | 0 | 516.105 | 0.0015687 | 516.6609 | 0.00212 | 516.105 | 0.0020493 | 486.7687 | 0.04546 | 510.84 | -0.00082632 | 486.3666 | 0.13729 | 510.84 | 0.97211 | 510.84 | 0.0029691 | 486.7687 | 8.0102e-06 | 486.7687 | 1.3254e-05 | 516.105 | 0.00127 | 516.105 | 0.00033107 | 734.0561 | 0.07795 | 516.105 | 0.0012554 | 733.3373 | 0 | 734.0561 | 0.00237 | 486.7687 | 0.19033
| 486.4802 | 0.00058994 | 516.3299 | 0.0025951 | 486.4802 | 0.00153 | 516.3299 | 0.0004373 | 516.8855 | 0.0007228 | 516.3299 | 0.00089047 | 486.8849 | 0.04592 | 511.07 | 1.6864e-05 | 486.4802 | 0.13973 | 511.07 | 0.97333 | 511.07 | -0.0001192 | 486.8849 | 9.111e-06 | 486.8849 | 1.3792e-05 | 516.3299 | -1.3173e-06 | 516.3299 | 0.0008674 | 734.2202 | 0.07702 | 516.3299 | -5.975e-06 | 733.5015 | 1.0001e-05 | 734.2202 | 0.00257 | 486.8849 | 0.18936
| 486.5939 | 0 | 516.5548 | 0.0033453 | 486.5939 | 0 | 516.5548 | 0.0016619 | 517.1101 | 0.00155 | 516.5548 | 0.002029 | 487.0011 | 0.04664 | 511.29 | 8.4319e-05 | 486.5939 | 0.14132 | 511.29 | 0.98508 | 511.29 | -0.0016472 | 487.0011 | 9.0173e-06 | 487.0011 | 1.0695e-05 | 516.5548 | 0.0007141 | 516.5548 | 0.0023325 | 734.3843 | 0.08132 | 516.5548 | 0.00036636 | 733.6656 | 6.6672e-06 | 734.3843 | 0.00242 | 487.0011 | 0.18774
| 486.7075 | 0 | 516.7797 | 0.0027987 | 486.7075 | 0.00139 | 516.7797 | 0.00027893 | 517.3348 | 0.00066891 | 516.7797 | 0.00089255 | 487.1174 | 0.04696 | 511.52 | -0.0026476 | 486.7075 | 0.14237 | 511.52 | 0.98773 | 511.52 | -0.00076939 | 487.1174 | 1.1699e-05 | 487.1174 | 8.9823e-06 | 516.7797 | -9.0085e-05 | 516.7797 | -0.0021903 | 734.5485 | 0.07913 | 516.7797 | -0.0015825 | 733.8298 | 1.0001e-05 | 734.5485 | 0.00253 | 487.1174 | 0.1876
| 486.8212 | 0 | 517.0046 | 0.0035704 | 486.8212 | 0 | 517.0046 | 0.0017212 | 517.5594 | 0.00194 | 517.0046 | 0.0021892 | 487.2336 | 0.04709 | 511.74 | 0.0022092 | 486.8212 | 0.15202 | 511.74 | 0.97143 | 511.74 | -0.00086692 | 487.2336 | 1.0926e-05 | 487.2336 | 5.5563e-06 | 517.0046 | 0.00107 | 517.0046 | 0.00018298 | 734.7126 | 0.08195 | 517.0046 | 0.0022653 | 733.994 | 0 | 734.7126 | 0.0024 | 487.2336 | 0.18734
| 486.9348 | 0.00075165 | 517.2296 | 0.0032648 | 486.9348 | 0.00111 | 517.2296 | 0.00030813 | 517.7841 | 0.00105 | 517.2296 | 0.00092635 | 487.3498 | 0.04558 | 511.97 | 0.00015177 | 486.9348 | 0.15193 | 511.97 | 0.99235 | 511.97 | -0.0010295 | 487.3498 | 1.0516e-05 | 487.3498 | 5.2379e-06 | 517.2296 | -0.0004063 | 517.2296 | -0.0013237 | 734.8767 | 0.0802 | 517.2296 | -0.00023413 | 734.1582 | 1.0001e-05 | 734.8767 | 0.00249 | 487.3498 | 0.18788
| 487.0485 | 0 | 517.4545 | 0.0032732 | 487.0485 | 0 | 517.4545 | 0.00158 | 518.0088 | 0.0021 | 517.4545 | 0.0021455 | 487.4661 | 0.0442 | 512.19 | -0.0015346 | 487.0485 | 0.15211 | 512.19 | 0.97776 | 512.19 | -0.00093193 | 487.4661 | 9.2984e-06 | 487.4661 | 5.6661e-06 | 517.4545 | 0.00067386 | 517.4545 | 0.0012245 | 735.0409 | 0.08232 | 517.4545 | -0.00050101 | 734.3224 | 6.6672e-06 | 735.0409 | 0.00236 | 487.4661 | 0.18698
| 487.1622 | 0.00084148 | 517.6795 | 0.0028113 | 487.1622 | 0.00113 | 517.6795 | -2.7364e-05 | 518.2335 | 0.0005532 | 517.6795 | 0.0009019 | 487.5823 | 0.04193 | 512.42 | -0.0011973 | 487.1622 | 0.15318 | 512.42 | 0.99151 | 512.42 | 0.00017338 | 487.5823 | 1.0739e-05 | 487.5823 | 8.1258e-06 | 517.6795 | -0.00069702 | 517.6795 | -0.0012304 | 735.205 | 0.08097 | 517.6795 | -0.00065818 | 734.4866 | 0 | 735.205 | 0.0025 | 487.5823 | 0.18717
| 487.2758 | 0 | 517.9045 | 0.0031216 | 487.2758 | 0 | 517.9045 | 0.0013104 | 518.4582 | 0.00169 | 517.9045 | 0.001991 | 487.6986 | 0.04015 | 512.64 | 0.00025296 | 487.2758 | 0.15869 | 512.64 | 0.99177 | 512.64 | 0.00043346 | 487.6986 | 1.1781e-05 | 487.6986 | 8.7737e-06 | 517.9045 | 0.00051114 | 517.9045 | -0.00069332 | 735.3692 | 0.08308 | 517.9045 | 0.0012136 | 734.6509 | 0 | 735.3692 | 0.00236 | 487.6986 | 0.18532
| 487.3895 | 0.0004462 | 518.1295 | 0.00305 | 487.3895 | 0.00135 | 518.1295 | 0.00033252 | 518.6829 | 0.00043025 | 518.1295 | 0.00096712 | 487.8148 | 0.03829 | 512.87 | -0.00086005 | 487.3895 | 0.16399 | 512.87 | 0.98301 | 512.87 | -0.00018422 | 487.8148 | 1.15e-05 | 487.8148 | 1.0476e-05 | 518.1295 | -0.00070986 | 518.1295 | -0.0011123 | 735.5333 | 0.08268 | 518.1295 | -0.0009447 | 734.8151 | 0 | 735.5333 | 0.00254 | 487.8148 | 0.18531
| 487.5032 | 0 | 518.3545 | 0.0033636 | 487.5032 | 0 | 518.3545 | 0.0014826 | 518.9076 | 0.002 | 518.3545 | 0.0021252 | 487.9311 | 0.03652 | 513.09 | 0.0012985 | 487.5032 | 0.16076 | 513.09 | 0.98114 | 513.09 | 0.0020589 | 487.9311 | 1.0493e-05 | 487.9311 | 8.3454e-06 | 518.3545 | 0.00065381 | 518.3545 | 0.00075826 | 735.6975 | 0.08234 | 518.3545 | 0.00095945 | 734.9793 | 6.6672e-06 | 735.6975 | 0.00237 | 487.9311 | 0.18445
| 487.6169 | 0.00136 | 518.5795 | 0.0031241 | 487.6169 | 0.00114 | 518.5795 | 0.00035519 | 519.1323 | 0.0008099 | 518.5795 | 0.0010292 | 488.0474 | 0.03637 | 513.32 | 0.00025296 | 487.6169 | 0.16093 | 513.32 | 0.99202 | 513.32 | -0.0024274 | 488.0474 | 1.0329e-05 | 488.0474 | 1.0904e-05 | 518.5795 | -0.00073759 | 518.5795 | -0.0006403 | 735.8616 | 0.08555 | 518.5795 | -0.00097768 | 735.1435 | 1.0001e-05 | 735.8616 | 0.00256 | 488.0474 | 0.18484
| 487.7306 | 0 | 518.8045 | 0.003372 | 487.7306 | 0 | 518.8045 | 0.0015234 | 519.3571 | 0.00237 | 518.8045 | 0.0019994 | 488.1636 | 0.03512 | 513.54 | 0.00082632 | 487.7306 | 0.15875 | 513.54 | 0.97788 | 513.54 | 0.0012462 | 488.1636 | 1.0118e-05 | 488.1636 | 9.9487e-06 | 518.8045 | 0.00079508 | 518.8045 | 0.0017681 | 736.0258 | 0.0861 | 518.8045 | -0.00096187 | 735.3078 | 0 | 736.0258 | 0.00242 | 488.1636 | 0.18381
| 487.8442 | 0 | 519.0295 | 0.0029543 | 487.8442 | 0.00104 | 519.0295 | 0.00072629 | 519.5819 | 0.00049214 | 519.0295 | 0.00084724 | 488.2799 | 0.03635 | 513.77 | -0.0026813 | 487.8442 | 0.1636 | 513.77 | 0.98586 | 513.77 | -0.0016797 | 488.2799 | 9.9542e-06 | 488.2799 | 1.198e-05 | 519.0295 | -0.00069764 | 519.0295 | -0.0010921 | 736.19 | 0.08741 | 519.0295 | -0.0008575 | 735.472 | 5.0004e-05 | 736.19 | 0.00247 | 488.2799 | 0.18335
| 487.9579 | 0 | 519.2546 | 0.0033343 | 487.9579 | 0 | 519.2546 | 0.0020019 | 519.8066 | 0.00144 | 519.2546 | 0.001949 | 488.3962 | 0.03426 | 513.99 | 1.6864e-05 | 487.9579 | 0.16948 | 513.99 | 0.9812 | 513.99 | 0.00079106 | 488.3962 | 9.1344e-06 | 488.3962 | 9.5204e-06 | 519.2546 | 0.00068747 | 519.2546 | 0.0011188 | 736.3542 | 0.08932 | 519.2546 | 0.0014652 | 735.6363 | 0 | 736.3542 | 0.00232 | 488.3962 | 0.18288
| 488.0716 | 0 | 519.4797 | 0.0031442 | 488.0716 | 0.0013 | 519.4797 | 0.00040842 | 520.0314 | 0.00054889 | 519.4797 | 0.00094877 | 488.5125 | 0.03483 | 514.22 | -0.00065769 | 488.0716 | 0.16638 | 514.22 | 1 | 514.22 | 0.0016038 | 488.5125 | 9.3803e-06 | 488.5125 | 8.8725e-06 | 519.4797 | -0.00074429 | 519.4797 | 3.2864e-05 | 736.5184 | 0.09031 | 519.4797 | -0.0013937 | 735.8005 | 3.0002e-05 | 736.5184 | 0.00241 | 488.5125 | 0.18261
| 488.1853 | 0 | 519.7047 | 0.0032432 | 488.1853 | 0 | 519.7047 | 0.0013147 | 520.2562 | 0.00173 | 519.7047 | 0.002054 | 488.6287 | 0.03054 | 514.44 | 0.00015177 | 488.1853 | 0.17147 | 514.44 | 0.97536 | 514.44 | 0.0010836 | 488.6287 | 9.4857e-06 | 488.6287 | 7.8074e-06 | 519.7047 | 0.00058445 | 519.7047 | 0.00067481 | 736.6825 | 0.08869 | 519.7047 | -0.00034003 | 735.9648 | 0 | 736.6825 | 0.00239 | 488.6287 | 0.18162
| 488.299 | 0.00037433 | 519.9298 | 0.0028472 | 488.299 | 0.00041617 | 519.9298 | 0.00045338 | 520.481 | 8.8927e-05 | 519.9298 | 0.00089236 | 488.745 | 0.0308 | 514.67 | -0.0013997 | 488.299 | 0.16811 | 514.67 | 0.98983 | 514.67 | -0.0013546 | 488.745 | 1.0013e-05 | 488.745 | 7.8074e-06 | 519.9298 | -0.00023844 | 519.9298 | 7.3198e-05 | 736.8467 | 0.08883 | 519.9298 | -0.00061914 | 736.129 | 3.0002e-05 | 736.8467 | 0.00252 | 488.745 | 0.18124
| 488.4127 | 0 | 520.1549 | 0.0033402 | 488.4127 | 0 | 520.1549 | 0.0011992 | 520.7059 | 0.00221 | 520.1549 | 0.0021661 | 488.8613 | 0.0272 | 514.89 | 0.00035414 | 488.4127 | 0.16959 | 514.89 | 0.97207 | 514.89 | 0.00020589 | 488.8613 | 1.0692e-05 | 488.8613 | 6.0944e-06 | 520.1549 | 0.00108 | 520.1549 | 0.00020339 | 737.0109 | 0.09169 | 520.1549 | 0.00079001 | 736.2933 | 2.6669e-05 | 737.0109 | 0.00239 | 488.8613 | 0.18066
| 488.5264 | 0.00152 | 520.3801 | 0.0033373 | 488.5264 | 0.00172 | 520.3801 | 0.00050161 | 520.9307 | 0.00125 | 520.3801 | 0.001049 | 488.9776 | 0.02824 | 515.12 | -0.00011805 | 488.5264 | 0.17285 | 515.12 | 0.98369 | 515.12 | 0.00014088 | 488.9776 | 1.1313e-05 | 488.9776 | 4.0629e-06 | 520.38 | -0.00039386 | 520.3801 | -0.001497 | 737.1751 | 0.09262 | 520.3801 | 0.00052269 | 736.4575 | 1.0001e-05 | 737.1751 | 0.00253 | 488.9776 | 0.1811
| 488.6401 | 0 | 520.6052 | 0.0032062 | 488.6401 | 0 | 520.6052 | 0.0015324 | 521.1556 | 0.00184 | 520.6052 | 0.0020719 | 489.0939 | 0.02497 | 515.34 | 0.0005565 | 488.6401 | 0.17158 | 515.34 | 0.9784 | 515.34 | 0.00014088 | 489.0939 | 1.102e-05 | 489.0939 | 4.8096e-06 | 520.6052 | -1.924e-05 | 520.6052 | 0.00039134 | 737.3393 | 0.0921 | 520.6052 | 0.00083917 | 736.6218 | 0 | 737.3393 | 0.00238 | 489.0939 | 0.17985
| 488.7538 | 0 | 520.8303 | 0.0028487 | 488.7538 | 0.00186 | 520.8303 | 0.00013808 | 521.3804 | 0.00032255 | 520.8303 | 0.00085581 | 489.2102 | 0.02451 | 515.57 | -0.0032884 | 488.7538 | 0.17396 | 515.57 | 0.99018 | 515.57 | -0.0015171 | 489.2102 | 1.0095e-05 | 489.2102 | 1.1014e-05 | 520.8303 | -0.00063517 | 520.8303 | -0.0011064 | 737.5036 | 0.09207 | 520.8303 | -0.00040424 | 736.7861 | 3.0002e-05 | 737.5036 | 0.00258 | 489.2102 | 0.1799
| 488.8675 | 0 | 521.0555 | 0.0032874 | 488.8675 | 0 | 521.0555 | 0.0018296 | 521.6053 | 0.00124 | 521.0555 | 0.0021926 | 489.3265 | 0.02225 | 515.8 | 0.001366 | 488.8675 | 0.17618 | 515.8 | 0.97853 | 515.8 | 0.0017663 | 489.3265 | 1.0118e-05 | 489.3265 | 1.2079e-05 | 521.0555 | 0.00084002 | 521.0555 | 0.00020628 | 737.6678 | 0.09484 | 521.0555 | 0.0015105 | 736.9504 | 6.6672e-06 | 737.6678 | 0.00243 | 489.3265 | 0.17901
| 488.9812 | 0.0005001 | 521.2807 | 0.0029408 | 488.9812 | 0.00156 | 521.2807 | 0.00037166 | 521.8302 | 0.00088773 | 521.2807 | 0.00086873 | 489.4428 | 0.02279 | 516.02 | 0.00072515 | 488.9812 | 0.17762 | 516.02 | 0.99221 | 516.02 | 0.00014088 | 489.4428 | 1.0223e-05 | 489.4428 | 1.1124e-05 | 521.2807 | -8.8507e-05 | 521.2807 | -0.00028084 | 737.832 | 0.09596 | 521.2807 | -0.00058763 | 737.1147 | 1.0001e-05 | 737.832 | 0.00251 | 489.4428 | 0.17945
| 489.095 | 0 | 521.5058 | 0.0032506 | 489.095 | 0 | 521.5058 | 0.0012794 | 522.0551 | 0.00208 | 521.5058 | 0.002191 | 489.5591 | 0.02273 | 516.25 | -0.0001855 | 489.095 | 0.18106 | 516.25 | 0.9833 | 516.25 | 0.0009211 | 489.5591 | 9.4389e-06 | 489.5591 | 7.9172e-06 | 521.5058 | 0.00096453 | 521.5058 | 0.00042389 | 737.9962 | 0.09705 | 521.5058 | 0.001049 | 737.279 | 6.6672e-06 | 737.9962 | 0.00239 | 489.5591 | 0.17842
| 489.2087 | 0.00026652 | 521.731 | 0.0030139 | 489.2087 | 0.0012 | 521.731 | 0.00040746 | 522.28 | 0.00099022 | 521.731 | 0.00078411 | 489.6755 | 0.02358 | 516.47 | -0.0005565 | 489.2087 | 0.18474 | 516.47 | 0.99021 | 516.47 | -5.4182e-05 | 489.6755 | 5.9374e-06 | 489.6755 | 5.4575e-06 | 521.731 | -0.00041168 | 521.731 | -0.00032538 | 738.1605 | 0.09939 | 521.731 | -0.0021784 | 737.4433 | 3.0002e-05 | 738.1605 | 0.00241 | 489.6755 | 0.17731
| 489.3224 | 0 | 521.9562 | 0.0026883 | 489.3224 | 0 | 521.9562 | 0.00013421 | 522.505 | 0.00107 | 521.9562 | 0.00092756 | 489.7918 | 0.02435 | 516.7 | 0.00032042 | 489.3224 | 0.18385 | 516.7 | 0.97097 | 516.7 | -0.0013871 | 489.7918 | 1.6547e-05 | 489.7918 | 1.4967e-05 | 521.9562 | -0.00070525 | 521.9562 | -0.0025747 | 738.3247 | 0.10076 | 521.9562 | -0.00083764 | 737.6076 | 0 | 738.3247 | 0.0024 | 489.7918 | 0.17642
| 489.4361 | 0.00091335 | 522.1815 | 0.0032314 | 489.4361 | 0.00060691 | 522.1815 | 0.001667 | 522.7299 | 0.00219 | 522.1815 | 0.0019538 | 489.9081 | 0.02523 | 516.92 | 0.00079259 | 489.4361 | 0.18645 | 516.92 | 0.98063 | 516.92 | 0.00036844 | 489.9081 | 1.4123e-05 | 489.9081 | 1.1124e-05 | 522.1815 | 0.00058206 | 522.1815 | 0.00020308 | 738.489 | 0.10255 | 522.1815 | -9.4911e-06 | 737.7719 | 6.9993e-05 | 738.489 | 0.00239 | 489.9081 | 0.17613
| 489.5499 | 0 | 522.4067 | 0.0030331 | 489.5499 | 0 | 522.4067 | 0.00021128 | 522.9548 | 0.00016087 | 522.4067 | 0.00071179 | 490.0245 | 0.02495 | 517.15 | 0.00015177 | 489.5499 | 0.19049 | 517.15 | 0.98809 | 517.15 | 0.00079106 | 490.0245 | 2.8949e-05 | 490.0245 | 2.5454e-05 | 522.4067 | -0.00090043 | 522.4067 | 0.00025303 | 738.6532 | 0.1021 | 522.4067 | -0.00091174 | 737.9362 | 0 | 738.6532 | 0.00253 | 490.0245 | 0.17617
| 489.6636 | 0.00058994 | 522.6319 | 0.003174 | 489.6636 | 0.00213 | 522.6319 | 0.0018194 | 523.1798 | 0.00241 | 522.6319 | 0.0020146 | 490.1408 | 0.02508 | 517.37 | 0.00028669 | 489.6636 | 0.19065 | 517.37 | 0.97304 | 517.37 | 0.00088859 | 490.1408 | 1.4884e-05 | 490.1408 | 1.433e-05 | 522.6319 | 0.00093871 | 522.6319 | -0.00032967 | 738.8175 | 0.10165 | 522.6319 | 0.0010473 | 738.1005 | 6.9993e-05 | 738.8175 | 0.00243 | 490.1408 | 0.17547
| 489.7773 | 0 | 522.8572 | 0.0029735 | 489.7773 | 0 | 522.8572 | 0.00048029 | 523.4048 | 0.00040746 | 522.8572 | 0.00087208 | 490.2571 | 0.02405 | 517.6 | -0.001602 | 489.7773 | 0.19265 | 517.6 | 0.97149 | 517.6 | -0.001062 | 490.2571 | 2.9535e-05 | 490.2571 | 2.866e-05 | 522.8572 | -0.00091423 | 522.8572 | -0.0014745 | 738.9817 | 0.10635 | 522.8572 | -0.0012099 | 738.2648 | 0 | 738.9817 | 0.00256 | 490.2571 | 0.17549
| 489.8911 | 0.00041025 | 523.0825 | 0.0027212 | 489.8911 | 0.00039883 | 523.0825 | 0.00072314 | 523.6298 | 0.00174 | 523.0825 | 0.0018273 | 490.3735 | 0.02476 | 517.82 | 0.00038786 | 489.8911 | 0.19414 | 517.82 | 0.97688 | 517.82 | -0.00089942 | 490.3735 | 1.4826e-05 | 490.3735 | 1.5186e-05 | 523.0825 | 3.9038e-05 | 523.0825 | 0.00034482 | 739.146 | 0.10652 | 523.0825 | -0.0017602 | 738.4292 | 8.9995e-05 | 739.146 | 0.00242 | 490.3735 | 0.17525
| 490.0048 | 0 | 523.3077 | 0.003094 | 490.0048 | 0 | 523.3077 | 5.9314e-05 | 523.8548 | 0.00058196 | 523.3077 | 0.00066731 | 490.4898 | 0.0231 | 518.05 | -0.00045532 | 490.0048 | 0.20344 | 518.05 | 0.97397 | 518.05 | -0.0012245 | 490.4898 | 2.827e-05 | 490.4898 | 2.8869e-05 | 523.3077 | -0.00032497 | 523.3077 | -0.00093814 | 739.3102 | 0.10878 | 523.3077 | -0.00095358 | 738.5935 | 0 | 739.3102 | 0.0026 | 490.4898 | 0.17566
| 490.1186 | 0.0012 | 523.533 | 0.0030768 | 490.1186 | 0.00074563 | 523.533 | 0.0013502 | 524.0798 | 0.00199 | 523.533 | 0.0019659 | 490.6062 | 0.02405 | 518.27 | 0.0018381 | 490.1186 | 0.20753 | 518.27 | 0.97381 | 518.27 | 1.0836e-05 | 490.6062 | 1.3573e-05 | 490.6062 | 1.4539e-05 | 523.533 | 0.00076848 | 523.533 | -0.00022764 | 739.4745 | 0.10821 | 523.533 | -0.0010112 | 738.7578 | 6.9993e-05 | 739.4745 | 0.00249 | 490.6062 | 0.1752
| 490.2323 | 0 | 523.7584 | 0.0029123 | 490.2323 | 0 | 523.7584 | 0.00055626 | 524.3048 | 0.00080518 | 523.7584 | 0.00084659 | 490.7225 | 0.02259 | 518.5 | -0.0010287 | 490.2323 | 0.20917 | 518.5 | 0.97582 | 518.5 | -0.00093193 | 490.7225 | 2.8656e-05 | 490.7225 | 2.6727e-05 | 523.7583 | -0.00039874 | 523.7584 | -0.00097884 | 739.6388 | 0.11207 | 523.7584 | -0.0013159 | 738.9222 | 0 | 739.6388 | 0.00258 | 490.7225 | 0.17523
| 490.346 | 0.00082352 | 523.9837 | 0.0027469 | 490.346 | 0.00045084 | 523.9837 | 0.0014359 | 524.5299 | 0.00223 | 523.9837 | 0.0020341 | 490.8389 | 0.02371 | 518.73 | 0.00021923 | 490.346 | 0.20677 | 518.73 | 0.96988 | 518.73 | 0.0019939 | 490.8389 | 1.5236e-05 | 490.8389 | 1.3045e-05 | 523.9837 | 0.00062045 | 523.9837 | 0.0010091 | 739.8031 | 0.1095 | 523.9837 | 0.00085618 | 739.0865 | 5.0004e-05 | 739.8031 | 0.0024 | 490.8389 | 0.1747
| 490.4598 | 0 | 524.209 | 0.0028512 | 490.4598 | 0 | 524.209 | 0.00035235 | 524.7549 | 0.00046831 | 524.209 | 0.00067892 | 490.9552 | 0.02257 | 518.95 | -0.0023778 | 490.4598 | 0.21218 | 518.95 | 0.96939 | 518.95 | -0.0025899 | 490.9552 | 3.2767e-05 | 490.9552 | 2.6947e-05 | 524.209 | -0.00060928 | 524.209 | -0.00051019 | 739.9674 | 0.11263 | 524.209 | -0.002759 | 739.2509 | 0 | 739.9674 | 0.00249 | 490.9552 | 0.17422
| 490.5736 | 0.00087741 | 524.4344 | 0.003291 | 490.5736 | 0.00165 | 524.4344 | 0.00098083 | 524.98 | 0.00168 | 524.4344 | 0.0020134 | 491.0716 | 0.02353 | 519.18 | 0.0015684 | 490.5736 | 0.21435 | 519.18 | 0.965 | 519.18 | -0.00080189 | 491.0716 | 1.7613e-05 | 491.0716 | 1.3902e-05 | 524.4344 | 0.00086867 | 524.4344 | 0.00063394 | 740.1317 | 0.11277 | 524.4344 | -0.00016687 | 739.4152 | 6.9993e-05 | 740.1317 | 0.00235 | 491.0716 | 0.17314
| 490.6873 | 0 | 524.6597 | 0.002869 | 490.6873 | 0 | 524.6597 | 0.00083378 | 525.2051 | 0.00047892 | 524.6597 | 0.0008609 | 491.188 | 0.0228 | 519.4 | 0.0015008 | 490.6873 | 0.21573 | 519.4 | 0.97207 | 519.4 | -0.0017121 | 491.188 | 3.0952e-05 | 491.188 | 2.4915e-05 | 524.6597 | -0.00016994 | 524.6597 | -0.00058605 | 740.296 | 0.11701 | 524.6597 | 0.00098692 | 739.5796 | 0 | 740.296 | 0.00253 | 491.188 | 0.17261
| 490.8011 | 0.00096726 | 524.8851 | 0.0029889 | 490.8011 | 0.00146 | 524.8851 | 0.0016541 | 525.4301 | 0.00235 | 524.8851 | 0.0018561 | 491.3043 | 0.0233 | 519.63 | -0.00035414 | 490.8011 | 0.2219 | 519.63 | 0.96386 | 519.63 | 0.0011487 | 491.3043 | 1.3573e-05 | 491.3043 | 1.1014e-05 | 524.8851 | 0.00017354 | 524.8851 | -0.00056003 | 740.4603 | 0.11521 | 524.8851 | -0.00024069 | 739.744 | 5.0004e-05 | 740.4603 | 0.00243 | 491.3043 | 0.17201
| 490.9148 | 0 | 525.1105 | 0.0026746 | 490.9148 | 0 | 525.1105 | 1.6178e-05 | 525.6552 | 0.00032294 | 525.1105 | 0.00068176 | 491.4207 | 0.02302 | 519.85 | -0.00099496 | 490.9148 | 0.2245 | 519.85 | 0.96774 | 519.85 | -0.00050931 | 491.4207 | 2.9207e-05 | 491.4207 | 2.2774e-05 | 525.1105 | -0.00066776 | 525.1105 | -8.7359e-05 | 740.6246 | 0.11943 | 525.1105 | -0.0017248 | 739.9083 | 0 | 740.6246 | 0.00262 | 491.4207 | 0.17197
| 491.0286 | 0.00109 | 525.3359 | 0.0029637 | 491.0286 | 0.0016 | 525.3359 | 0.0011728 | 525.8804 | 0.00161 | 525.3359 | 0.0020214 | 491.5371 | 0.02289 | 520.08 | 0.0029849 | 491.0286 | 0.23473 | 520.08 | 0.95783 | 520.08 | 0.0016363 | 491.5371 | 1.5821e-05 | 491.5371 | 1.1761e-05 | 525.3359 | 0.00053113 | 525.3359 | 0.0012694 | 740.7889 | 0.1159 | 525.3359 | 0.00088124 | 740.0727 | 6.9993e-05 | 740.7889 | 0.00254 | 491.5371 | 0.17169
| 491.1424 | 0 | 525.5613 | 0.0028199 | 491.1424 | 0 | 525.5613 | 0.00040022 | 526.1055 | 0.00019436 | 525.5613 | 0.00066487 | 491.6535 | 0.02282 | 520.3 | 0.00082632 | 491.1424 | 0.23489 | 520.3 | 0.96351 | 520.3 | -0.0017446 | 491.6535 | 3.0753e-05 | 491.6535 | 2.4169e-05 | 525.5613 | -0.0004698 | 525.5613 | -9.8975e-05 | 740.9532 | 0.11945 | 525.5613 | -0.00053288 | 740.2371 | 0 | 740.9532 | 0.00267 | 491.6535 | 0.17187
| 491.2561 | 0.00015871 | 525.7867 | 0.0030003 | 491.2561 | 0.00182 | 525.7867 | 0.0011285 | 526.3306 | 0.0018 | 525.7867 | 0.0019289 | 491.7699 | 0.02189 | 520.53 | 0.0015346 | 491.2561 | 0.24267 | 520.53 | 0.94665 | 520.53 | -0.00054182 | 491.7699 | 1.5072e-05 | 491.7699 | 1.2408e-05 | 525.7867 | 0.00121 | 525.7867 | 0.0011242 | 741.1175 | 0.11968 | 525.7867 | 0.00045365 | 740.4015 | 5.0004e-05 | 741.1175 | 0.00249 | 491.7699 | 0.17055
| 491.3699 | 0 | 526.0121 | 0.0029349 | 491.3699 | 0 | 526.0121 | -2.5667e-06 | 526.5558 | 0.00091235 | 526.0121 | 0.00071381 | 491.8863 | 0.02157 | 520.76 | -0.00099496 | 491.3699 | 0.2425 | 520.76 | 0.96739 | 520.76 | -0.00067186 | 491.8863 | 3.0507e-05 | 491.8863 | 2.4806e-05 | 526.0122 | -0.00074904 | 526.0121 | -0.0010617 | 741.2819 | 0.11998 | 526.0121 | 0.00014146 | 740.5659 | 0 | 741.2819 | 0.00261 | 491.8863 | 0.16955
| 491.4837 | 0 | 526.2376 | 0.0028073 | 491.4837 | 0.00071094 | 526.2376 | 0.0008462 | 526.7809 | 0.00168 | 526.2376 | 0.0018787 | 492.0027 | 0.02012 | 520.98 | -0.00065769 | 491.4837 | 0.25085 | 520.98 | 0.94559 | 520.98 | 0.0015387 | 492.0027 | 1.5622e-05 | 492.0027 | 1.2408e-05 | 526.2376 | 0.00039288 | 526.2376 | -0.0001585 | 741.4462 | 0.12244 | 526.2376 | 0.00042482 | 740.7303 | 5.0004e-05 | 741.4462 | 0.00248 | 492.0027 | 0.16808
| 491.5975 | 0 | 526.4631 | 0.0030003 | 491.5975 | 0 | 526.4631 | -0.00071759 | 527.0061 | 0.00086456 | 526.4631 | 0.00068033 | 492.1191 | 0.02015 | 521.21 | -0.00099496 | 491.5975 | 0.26115 | 521.21 | 0.95095 | 521.21 | 0.00040094 | 492.1191 | 2.9699e-05 | 492.1191 | 2.6091e-05 | 526.4631 | -3.403e-05 | 526.4631 | 0.00048175 | 741.6105 | 0.12486 | 526.4631 | -0.00072102 | 740.8947 | 0 | 741.6105 | 0.00269 | 492.1191 | 0.16805
| 491.7113 | 0.00080555 | 526.6885 | 0.0030861 | 491.7113 | 0.0013 | 526.6885 | 0.00093122 | 527.2313 | 0.00215 | 526.6885 | 0.0019612 | 492.2355 | 0.01917 | 521.43 | 0.00096123 | 491.7113 | 0.25627 | 521.43 | 0.93716 | 521.43 | 0.00049847 | 492.2355 | 1.4428e-05 | 492.2355 | 1.3902e-05 | 526.6885 | 0.00037876 | 526.6885 | 0.00020316 | 741.7749 | 0.12622 | 526.6885 | 0.0012247 | 741.0591 | 3.0002e-05 | 741.7749 | 0.00247 | 492.2355 | 0.16858
| 491.8251 | 0 | 526.914 | 0.0028175 | 491.8251 | 0 | 526.914 | 0.00039704 | 527.4565 | 0.0004389 | 526.914 | 0.00066124 | 492.3519 | 0.01905 | 521.66 | -0.0018381 | 491.8251 | 0.26737 | 521.66 | 0.94702 | 521.66 | 4.3346e-05 | 492.3519 | 2.9441e-05 | 492.3519 | 2.2774e-05 | 526.914 | -0.00014432 | 526.914 | 0.0006703 | 741.9392 | 0.12471 | 526.914 | 0.0015294 | 741.2235 | 0 | 741.9392 | 0.00262 | 492.3519 | 0.16911
| 491.9389 | 0.00087741 | 527.1395 | 0.0028358 | 491.9389 | 0.00146 | 527.1395 | 0.0016911 | 527.6817 | 0.00233 | 527.1395 | 0.0018835 | 492.4683 | 0.01708 | 521.88 | 0.00062396 | 491.9389 | 0.27148 | 521.88 | 0.93584 | 521.88 | 0.00043346 | 492.4683 | 1.5458e-05 | 492.4683 | 9.3008e-06 | 527.1395 | 0.0005068 | 527.1395 | -4.7417e-06 | 742.1036 | 0.1278 | 527.1395 | -0.00070529 | 741.3879 | 6.9993e-05 | 742.1036 | 0.00246 | 492.4683 | 0.16901
| 492.0526 | 0 | 527.365 | 0.0025519 | 492.0526 | 0 | 527.365 | 0.00055787 | 527.9069 | 0.00024766 | 527.365 | 0.0006474 | 492.5847 | 0.01679 | 522.11 | -0.0020742 | 492.0526 | 0.28009 | 522.11 | 0.94937 | 522.11 | -0.00057433 | 492.5847 | 2.9371e-05 | 492.5847 | 2.2774e-05 | 527.365 | -0.00088659 | 527.365 | -3.0111e-05 | 742.268 | 0.12877 | 527.365 | -0.0011614 | 741.5523 | 0 | 742.268 | 0.00274 | 492.5847 | 0.16827
| 492.1664 | 0.0004462 | 527.5906 | 0.0027637 | 492.1664 | 0.00102 | 527.5906 | 0.0015132 | 528.1322 | 0.0018 | 527.5906 | 0.0019571 | 492.7011 | 0.01511 | 522.34 | 0.00032042 | 492.1664 | 0.27954 | 522.34 | 0.94224 | 522.34 | 0.00014088 | 492.7011 | 1.4311e-05 | 492.7011 | 1.3902e-05 | 527.5906 | 0.00069375 | 527.5906 | 0.00064228 | 742.4323 | 0.13185 | 527.5906 | 0.00010774 | 741.7167 | 5.0004e-05 | 742.4323 | 0.00267 | 492.7011 | 0.16723
| 492.2802 | 0 | 527.8161 | 0.0027325 | 492.2802 | 0 | 527.8161 | 0.00030282 | 528.3574 | 0.0006475 | 527.8161 | 0.00072255 | 492.8176 | 0.01499 | 522.56 | -0.00086005 | 492.2802 | 0.28494 | 522.56 | 0.93229 | 522.56 | -0.00047681 | 492.8176 | 2.9886e-05 | 492.8176 | 2.6091e-05 | 527.8161 | -0.00061837 | 527.8161 | 0.00018071 | 742.5967 | 0.13144 | 527.8161 | -0.0020252 | 741.8812 | 0 | 742.5967 | 0.00281 | 492.8176 | 0.1667
| 492.394 | 0 | 528.0417 | 0.0028035 | 492.394 | 0.00067626 | 528.0417 | 0.0014578 | 528.5827 | 0.0018 | 528.0417 | 0.0018244 | 492.934 | 0.01326 | 522.79 | 0.00062396 | 492.394 | 0.28962 | 522.79 | 0.93465 | 522.79 | 0.00020589 | 492.934 | 1.581e-05 | 492.934 | 1.2408e-05 | 528.0417 | 0.00076262 | 528.0417 | 0.0018193 | 742.761 | 0.12995 | 528.0417 | -0.00071466 | 742.0456 | 8.9995e-05 | 742.761 | 0.00257 | 492.934 | 0.1656
| 492.5079 | 0 | 528.2672 | 0.002854 | 492.5079 | 0 | 528.2672 | 0.00051937 | 528.808 | 0.000254 | 528.2672 | 0.00086721 | 493.0504 | 0.01334 | 523.01 | -0.00038786 | 492.5079 | 0.29497 | 523.01 | 0.928 | 523.01 | -0.0013871 | 493.0504 | 3.0378e-05 | 493.0504 | 2.3741e-05 | 528.2672 | -0.0009753 | 528.2672 | -0.001026 | 742.9254 | 0.13226 | 528.2672 | -0.0023086 | 742.2101 | 0 | 742.9254 | 0.00271 | 493.0504 | 0.1656
| 492.6217 | 0.00116 | 528.4928 | 0.0029023 | 492.6217 | 0.00118 | 528.4928 | 0.0014222 | 529.0332 | 0.00226 | 528.4928 | 0.0020418 | 493.1669 | 0.01207 | 523.24 | -0.00032042 | 492.6217 | 0.29632 | 523.24 | 0.92509 | 523.24 | -0.0010295 | 493.1669 | 1.4697e-05 | 493.1669 | 1.1332e-05 | 528.4928 | 0.00080994 | 528.4928 | 0.00038727 | 743.0898 | 0.13332 | 528.4928 | -0.00084081 | 742.3745 | 6.9993e-05 | 743.0898 | 0.00259 | 493.1669 | 0.16516
| 492.7355 | 0 | 528.7184 | 0.002639 | 492.7355 | 0 | 528.7184 | -0.00082637 | 529.2586 | 0.00033115 | 528.7184 | 0.00060624 | 493.2833 | 0.0121 | 523.46 | 0.0011636 | 492.7355 | 0.3003 | 523.46 | 0.91141 | 523.46 | -0.0013546 | 493.2833 | 2.9148e-05 | 493.2833 | 2.1171e-05 | 528.7184 | -0.00071395 | 528.7184 | 0.00023746 | 743.2542 | 0.13538 | 528.7184 | -0.0034348 | 742.5389 | 0 | 743.2542 | 0.00278 | 493.2833 | 0.16483
| 492.8493 | 0.00115 | 528.944 | 0.0030659 | 492.8493 | 0.00166 | 528.944 | 0.0017887 | 529.4839 | 0.00229 | 528.944 | 0.0019678 | 493.3997 | 0.0111 | 523.69 | 5.0592e-05 | 492.8493 | 0.29918 | 523.69 | 0.90795 | 523.69 | -0.00057433 | 493.3997 | 1.458e-05 | 493.3997 | 9.8388e-06 | 528.944 | 0.00083094 | 528.944 | 0.00018434 | 743.4186 | 0.13563 | 528.944 | 0.0015367 | 742.7034 | 5.0004e-05 | 743.4186 | 0.00266 | 493.3997 | 0.16434
| 492.9631 | 0 | 529.1696 | 0.00255 | 492.9631 | 0 | 529.1696 | -0.00040484 | 529.7092 | 0.00085664 | 529.1696 | 0.0007226 | 493.5162 | 0.01163 | 523.92 | -0.00079259 | 492.9631 | 0.30269 | 523.92 | 0.91027 | 523.92 | -0.0031101 | 493.5162 | 3.0507e-05 | 493.5162 | 2.4169e-05 | 529.1696 | -0.00058726 | 529.1696 | 8.5473e-05 | 743.583 | 0.14053 | 529.1696 | -0.0012153 | 742.8679 | 0 | 743.583 | 0.00281 | 493.5162 | 0.1647
| 493.0769 | 0.00091335 | 529.3952 | 0.0029908 | 493.0769 | 0.00241 | 529.3952 | 0.00066703 | 529.9345 | 0.00228 | 529.3952 | 0.0017646 | 493.6326 | 0.01058 | 524.14 | 5.0592e-05 | 493.0769 | 0.30892 | 524.14 | 0.90336 | 524.14 | 0.00036844 | 493.6326 | 1.6055e-05 | 493.6326 | 1.433e-05 | 529.3952 | 0.00076796 | 529.3952 | -0.00016895 | 743.7474 | 0.14 | 529.3952 | 0.002414 | 743.0323 | 6.9993e-05 | 743.7474 | 0.00264 | 493.6326 | 0.16503
| 493.1907 | 0 | 529.6209 | 0.0027635 | 493.1907 | 0 | 529.6209 | 0.00040251 | 530.1599 | 0.00070147 | 529.6209 | 0.00080988 | 493.7491 | 0.01075 | 524.37 | -0.0018381 | 493.1907 | 0.31217 | 524.37 | 0.90678 | 524.37 | -0.0016797 | 493.7491 | 3.1244e-05 | 493.7491 | 2.6091e-05 | 529.6209 | -0.00021852 | 529.6209 | -0.0010527 | 743.9118 | 0.14149 | 529.6209 | -0.0016866 | 743.1968 | 0 | 743.9118 | 0.00276 | 493.7491 | 0.1651
| 493.3046 | 0.00042823 | 529.8465 | 0.002635 | 493.3046 | 0.00172 | 529.8465 | 0.00062022 | 530.3852 | 0.00163 | 529.8465 | 0.0017532 | 493.8655 | 0.00964 | 524.59 | 0.00035414 | 493.3046 | 0.31028 | 524.59 | 0.89542 | 524.59 | 0.00027091 | 493.8655 | 1.5599e-05 | 493.8655 | 1.1761e-05 | 529.8465 | 0.00069757 | 529.8465 | 0.00069413 | 744.0762 | 0.14143 | 529.8465 | 0.0012651 | 743.3613 | 3.0002e-05 | 744.0762 | 0.00258 | 493.8655 | 0.16439
| 493.4184 | 0 | 530.0722 | 0.0027437 | 493.4184 | 0 | 530.0722 | -0.00065399 | 530.6106 | 0.00067407 | 530.0722 | 0.00074358 | 493.982 | 0.01009 | 524.82 | -0.0013997 | 493.4184 | 0.32018 | 524.82 | 0.88454 | 524.82 | -0.0022973 | 493.982 | 3.2205e-05 | 493.982 | 2.2236e-05 | 530.0722 | -0.00105 | 530.0722 | -0.0005026 | 744.2406 | 0.14278 | 530.0722 | -0.00021844 | 743.5257 | 0 | 744.2406 | 0.00269 | 493.982 | 0.16371
| 493.5322 | 0.0016 | 530.2979 | 0.0027633 | 493.5322 | 0.00102 | 530.2979 | 0.0015486 | 530.836 | 0.00193 | 530.2979 | 0.0017701 | 494.0985 | 0.00872 | 525.05 | -0.00065769 | 493.5322 | 0.3203 | 525.05 | 0.88567 | 525.05 | -0.0017121 | 494.0985 | 1.6899e-05 | 494.0985 | 1.0695e-05 | 530.2979 | 0.00072641 | 530.2979 | 0.00059137 | 744.405 | 0.14517 | 530.2979 | 0.0012691 | 743.6902 | 6.9993e-05 | 744.405 | 0.00253 | 494.0985 | 0.16246
| 493.6461 | 5.399e-05 | 530.5236 | 0.0026813 | 493.6461 | 0 | 530.5236 | 0.00021929 | 531.0614 | 0.00039264 | 530.5236 | 0.00079041 | 494.2149 | 0.00871 | 525.27 | -0.0017707 | 493.6461 | 0.32466 | 525.27 | 0.88806 | 525.27 | -0.0001192 | 494.2149 | 3.1303e-05 | 494.2149 | 2.3741e-05 | 530.5236 | -0.00013513 | 530.5236 | -0.001183 | 744.5695 | 0.14596 | 530.5236 | -0.00069547 | 743.8547 | 0 | 744.5695 | 0.00272 | 494.2149 | 0.16204
| 493.7599 | 0.0016 | 530.7493 | 0.0029645 | 493.7599 | 0.00227 | 530.7493 | 0.0020929 | 531.2868 | 0.00157 | 530.7493 | 0.0017967 | 494.3314 | 0.00748 | 525.5 | -0.0014334 | 493.7599 | 0.32953 | 525.5 | 0.87809 | 525.5 | -0.00041178 | 494.3314 | 1.4697e-05 | 494.3314 | 1.3254e-05 | 530.7493 | 0.00097017 | 530.7493 | 0.00065645 | 744.7339 | 0.14667 | 530.7493 | 0.00063423 | 744.0192 | 6.9993e-05 | 744.7339 | 0.00259 | 494.3314 | 0.1621
| 493.8738 | 0 | 530.975 | 0.0023629 | 493.8738 | 0 | 530.975 | 0.00051694 | 531.5122 | 0.00040738 | 530.975 | 0.00045815 | 494.4479 | 0.00809 | 525.72 | -5.0592e-05 | 493.8738 | 0.32506 | 525.72 | 0.8734 | 525.72 | -0.00093193 | 494.4479 | 2.9523e-05 | 494.4479 | 2.4169e-05 | 530.975 | -0.00021414 | 530.975 | -0.0020803 | 744.8984 | 0.15023 | 530.975 | -0.00048371 | 744.1837 | 0 | 744.8984 | 0.00279 | 494.4479 | 0.16308
| 493.9876 | 0.0004462 | 531.2007 | 0.0029421 | 493.9876 | 0.00113 | 531.2007 | 0.0015771 | 531.7377 | 0.00223 | 531.2007 | 0.0018594 | 494.5644 | 0.00706 | 525.95 | 0.0010961 | 493.9876 | 0.32076 | 525.95 | 0.86662 | 525.95 | 0.002384 | 494.5644 | 1.4826e-05 | 494.5644 | 1.1332e-05 | 531.2007 | 0.00097009 | 531.2007 | 0.0012529 | 745.0628 | 0.15611 | 531.2007 | 0.00098725 | 744.3482 | 5.0004e-05 | 745.0628 | 0.00264 | 494.5644 | 0.16327
| 494.1014 | 0 | 531.4264 | 0.0023671 | 494.1014 | 0 | 531.4264 | -0.00018867 | 531.9631 | -5.5467e-05 | 531.4264 | 0.00063403 | 494.6809 | 0.00728 | 526.17 | -0.00072515 | 494.1014 | 0.32688 | 526.17 | 0.8684 | 526.17 | -0.0014521 | 494.6809 | 2.964e-05 | 494.6809 | 2.2456e-05 | 531.4264 | -0.00092081 | 531.4264 | -0.00049077 | 745.2272 | 0.15471 | 531.4264 | -0.0019519 | 744.5127 | 0 | 745.2272 | 0.00286 | 494.6809 | 0.16337
| 494.2153 | 0.00085945 | 531.6522 | 0.0027095 | 494.2153 | 0.00065893 | 531.6522 | 0.0012375 | 532.1886 | 0.00172 | 531.6522 | 0.0019307 | 494.7974 | 0.00601 | 526.4 | 0.00096123 | 494.2153 | 0.32836 | 526.4 | 0.85662 | 526.4 | 0.00085607 | 494.7974 | 1.499e-05 | 494.7974 | 1.1332e-05 | 531.6522 | 0.00046656 | 531.6522 | 0.00063112 | 745.3917 | 0.15829 | 531.6522 | -0.00029328 | 744.6772 | 6.9993e-05 | 745.3917 | 0.00264 | 494.7974 | 0.16273
| 494.3292 | 0 | 531.878 | 0.0020652 | 494.3292 | 0 | 531.878 | -0.00060602 | 532.414 | 0.00036055 | 531.878 | 0.00080421 | 494.9139 | 0.00643 | 526.63 | -0.0024789 | 494.3292 | 0.32847 | 526.63 | 0.85268 | 526.63 | -0.0026224 | 494.9139 | 3.005e-05 | 494.9139 | 2.4806e-05 | 531.878 | -0.00083686 | 531.878 | 0.00010853 | 745.5561 | 0.15427 | 531.878 | -0.0031178 | 744.8417 | 0 | 745.5561 | 0.00283 | 494.9139 | 0.16308
| 494.443 | 0.00149 | 532.1037 | 0.0028037 | 494.443 | 0.00097105 | 532.1037 | 0.0011019 | 532.6395 | 0.00133 | 532.1037 | 0.0019258 | 495.0304 | 0.00542 | 526.85 | 0.0022766 | 494.443 | 0.33219 | 526.85 | 0.85258 | 526.85 | 7.5855e-05 | 495.0304 | 1.5236e-05 | 495.0304 | 1.3682e-05 | 532.1037 | 0.00053366 | 532.1037 | 0.0011082 | 745.7206 | 0.15805 | 532.1037 | 0.0025434 | 745.0063 | 8.9995e-05 | 745.7206 | 0.00273 | 495.0304 | 0.16255
| 494.5569 | 0 | 532.3295 | 0.0024972 | 494.5569 | 0 | 532.3295 | 0.00012854 | 532.865 | 0.0007415 | 532.3295 | 0.00064253 | 495.1469 | 0.00567 | 527.08 | -0.0016695 | 494.5569 | 0.33511 | 527.08 | 0.85239 | 527.08 | -2.1673e-05 | 495.1469 | 3.0132e-05 | 495.1469 | 2.8012e-05 | 532.3295 | -0.00072415 | 532.3295 | 0.00069575 | 745.8851 | 0.16041 | 532.3295 | -0.0011273 | 745.1708 | 0 | 745.8851 | 0.00288 | 495.1469 | 0.16259
| 494.6707 | 0.0006079 | 532.5553 | 0.0026899 | 494.6707 | 0.00199 | 532.5553 | 0.0011791 | 533.0905 | 0.00198 | 532.5553 | 0.0016733 | 495.2634 | 0.00454 | 527.3 | 0.0023104 | 494.6707 | 0.33171 | 527.3 | 0.84341 | 527.3 | 0.0011487 | 495.2634 | 1.5072e-05 | 495.2634 | 1.433e-05 | 532.5553 | 0.0004038 | 532.5553 | -0.00076193 | 746.0495 | 0.16156 | 532.5553 | 0.0015227 | 745.3353 | 5.0004e-05 | 746.0495 | 0.00267 | 495.2634 | 0.16179
| 494.7846 | 0 | 532.7812 | 0.0025309 | 494.7846 | 0 | 532.7812 | -0.00022927 | 533.316 | 0.00062872 | 532.7812 | 0.00068215 | 495.3799 | 0.00483 | 527.53 | -0.0015684 | 494.7846 | 0.33971 | 527.53 | 0.84412 | 527.53 | -0.0018096 | 495.3799 | 2.9031e-05 | 495.3799 | 2.4806e-05 | 532.7812 | -0.00056289 | 532.7812 | -0.00089336 | 746.214 | 0.16287 | 532.7812 | -0.00029421 | 745.4999 | 0 | 746.214 | 0.00276 | 495.3799 | 0.1622
| 494.8985 | 0.00041025 | 533.007 | 0.0025995 | 494.8985 | 0.00198 | 533.007 | 0.0015469 | 533.5416 | 0.00199 | 533.007 | 0.0017925 | 495.4964 | 0.00392 | 527.76 | 0.00069142 | 494.8985 | 0.33764 | 527.76 | 0.82423 | 527.76 | 0.00072604 | 495.4964 | 1.4076e-05 | 495.4964 | 1.0476e-05 | 533.007 | 0.00060016 | 533.007 | 0.00017344 | 746.3785 | 0.16805 | 533.007 | 0.001306 | 745.6644 | 6.9993e-05 | 746.3785 | 0.00259 | 495.4964 | 0.16165
| 495.0124 | 0 | 533.2328 | 0.0025997 | 495.0124 | 0 | 533.2328 | -0.00057667 | 533.7671 | 0.00028048 | 533.2328 | 0.00064371 | 495.6129 | 0.0042 | 527.98 | -0.001231 | 495.0124 | 0.34462 | 527.98 | 0.82307 | 527.98 | -0.00018422 | 495.6129 | 2.841e-05 | 495.6129 | 2.3521e-05 | 533.2328 | -0.00020098 | 533.2328 | 6.742e-05 | 746.543 | 0.16864 | 533.2328 | -0.0022145 | 745.8289 | 0 | 746.543 | 0.00285 | 495.6129 | 0.16153
| 495.1262 | 0.00116 | 533.4587 | 0.0024936 | 495.1262 | 0.00019074 | 533.4587 | 0.00094085 | 533.9927 | 0.00187 | 533.4587 | 0.0017193 | 495.7294 | 0.00325 | 528.21 | -0.00015177 | 495.1262 | 0.34616 | 528.21 | 0.82569 | 528.21 | -0.00031426 | 495.7294 | 1.451e-05 | 495.7294 | 1.3045e-05 | 533.4587 | 0.00034615 | 533.4587 | -7.0741e-05 | 746.7075 | 0.169 | 533.4587 | 0.0019544 | 745.9935 | 6.9993e-05 | 746.7075 | 0.0027 | 495.7294 | 0.1613
| 495.2401 | 0 | 533.6845 | 0.0024001 | 495.2401 | 0 | 533.6845 | 0.0004974 | 534.2183 | 0.000481 | 533.6845 | 0.00055533 | 495.846 | 0.00349 | 528.43 | -1.6864e-05 | 495.2401 | 0.34879 | 528.43 | 0.82307 | 528.43 | -0.00099695 | 495.846 | 2.9699e-05 | 495.846 | 2.8012e-05 | 533.6845 | -4.2797e-05 | 533.6845 | -0.00029088 | 746.872 | 0.17129 | 533.6845 | -0.00071769 | 746.1581 | 0 | 746.872 | 0.00285 | 495.846 | 0.16189
| 495.354 | 0.00024855 | 533.9104 | 0.0027637 | 495.354 | 0.00091902 | 533.9104 | 0.0014206 | 534.4438 | 0.00168 | 533.9104 | 0.0016898 | 495.9625 | 0.00264 | 528.66 | -0.00082632 | 495.354 | 0.35218 | 528.66 | 0.80289 | 528.66 | 0.00017338 | 495.9625 | 1.5411e-05 | 495.9625 | 1.4967e-05 | 533.9104 | 0.00084442 | 533.9104 | 0.0012404 | 747.0365 | 0.16981 | 533.9104 | 0.00034816 | 746.3226 | 6.9993e-05 | 747.0365 | 0.00269 | 495.9625 | 0.16214
| 495.4679 | 0 | 534.1363 | 0.0023899 | 495.4679 | 0 | 534.1363 | -0.00024438 | 534.6694 | 0.00057455 | 534.1363 | 0.00056211 | 496.079 | 0.00287 | 528.89 | 0.00032042 | 495.4679 | 0.34803 | 528.89 | 0.80638 | 528.89 | -0.00044429 | 496.079 | 2.9195e-05 | 496.079 | 2.6837e-05 | 534.1363 | -0.00058361 | 534.1363 | 0.00046343 | 747.201 | 0.17421 | 534.1363 | -0.0019446 | 746.4872 | 0 | 747.201 | 0.0028 | 496.079 | 0.16198
| 495.5818 | 0.00046416 | 534.3622 | 0.0025403 | 495.5818 | 0.00146 | 534.3622 | 0.00078604 | 534.895 | 0.0015 | 534.3622 | 0.0017884 | 496.1956 | 0.00192 | 529.11 | -0.00015177 | 495.5818 | 0.35791 | 529.11 | 0.79143 | 529.11 | 0.0014088 | 496.1956 | 1.3912e-05 | 496.1956 | 1.187e-05 | 534.3622 | 0.00069532 | 534.3622 | 0.00070482 | 747.3655 | 0.17431 | 534.3622 | 2.0977e-05 | 746.6517 | 8.9995e-05 | 747.3655 | 0.00267 | 496.1956 | 0.16111
| 495.6957 | 0 | 534.5881 | 0.0023354 | 495.6957 | 0 | 534.5881 | -6.0596e-05 | 535.1206 | 0.00024612 | 534.5881 | 0.00059264 | 496.3121 | 0.00212 | 529.34 | -0.00045532 | 495.6957 | 0.35549 | 529.34 | 0.80124 | 529.34 | -0.0014521 | 496.3121 | 3.0296e-05 | 496.3121 | 2.4268e-05 | 534.5882 | -0.00050373 | 534.5881 | -0.0014248 | 747.53 | 0.17509 | 534.5881 | -0.00098878 | 746.8163 | 0 | 747.53 | 0.00282 | 496.3121 | 0.16117
| 495.8096 | 0.00057197 | 534.8141 | 0.0025737 | 495.8096 | 0.00123 | 534.8141 | 0.0012566 | 535.3463 | 0.00128 | 534.8141 | 0.0017575 | 496.4286 | 0.00123 | 529.56 | -0.00072515 | 495.8096 | 0.35737 | 529.56 | 0.79014 | 529.56 | -0.00050931 | 496.4286 | 1.6547e-05 | 496.4286 | 1.2408e-05 | 534.8141 | 0.0008536 | 534.8141 | 0.0005877 | 747.6945 | 0.17883 | 534.8141 | -0.001526 | 746.9809 | 0.00011 | 747.6945 | 0.00268 | 496.4286 | 0.1604
| 495.9235 | 0 | 535.04 | 0.0023667 | 495.9235 | 0 | 535.04 | -0.00032891 | 535.5719 | 1.2626e-05 | 535.04 | 0.00052781 | 496.5452 | 0.00156 | 529.79 | 0.00086005 | 495.9235 | 0.36188 | 529.79 | 0.79204 | 529.79 | -0.0015171 | 496.5452 | 3.1689e-05 | 496.5452 | 2.4806e-05 | 535.04 | -0.00069248 | 535.04 | -0.00010102 | 747.859 | 0.1853 | 535.04 | -0.00042662 | 747.1455 | 0 | 747.859 | 0.00286 | 496.5452 | 0.16124
| 496.0374 | 0.00010482 | 535.266 | 0.0025284 | 496.0374 | 0.00137 | 535.266 | 0.0010362 | 535.7976 | 0.00186 | 535.266 | 0.001651 | 496.6617 | 0.00098505 | 530.02 | 0.0016695 | 496.0374 | 0.3813 | 530.02 | 0.78865 | 530.02 | -0.00047681 | 496.6617 | 1.5353e-05 | 496.6617 | 1.2408e-05 | 535.266 | 0.00089273 | 535.266 | 0.0014536 | 748.0236 | 0.18571 | 535.266 | -0.00041752 | 747.3101 | 8.9995e-05 | 748.0236 | 0.00269 | 496.6617 | 0.16115
| 496.1513 | 0 | 535.4919 | 0.0024037 | 496.1513 | 0 | 535.4919 | 8.5875e-06 | 536.0232 | -7.3463e-07 | 535.4919 | 0.00059882 | 496.7783 | 0.00147 | 530.24 | -0.00062396 | 496.1513 | 0.37571 | 530.24 | 0.79195 | 530.24 | -0.00034676 | 496.7783 | 3.1443e-05 | 496.7783 | 2.5454e-05 | 535.4919 | -0.00027973 | 535.4919 | 0.00037918 | 748.1881 | 0.18567 | 535.4919 | 8.6632e-05 | 747.4747 | 0 | 748.1881 | 0.00292 | 496.7783 | 0.16213
| 496.2652 | 0.00080555 | 535.7179 | 0.0025084 | 496.2652 | 0.00184 | 535.7179 | 0.00099979 | 536.2489 | 0.00123 | 535.7179 | 0.0016605 | 496.8949 | 0.00085045 | 530.47 | 0.0005565 | 496.2652 | 0.38238 | 530.47 | 0.78907 | 530.47 | -0.00031426 | 496.8949 | 1.6255e-05 | 496.8949 | 1.3045e-05 | 535.7179 | 0.00040602 | 535.7179 | 0.0010429 | 748.3526 | 0.18637 | 535.7179 | 0.0019841 | 747.6393 | 8.9995e-05 | 748.3526 | 0.00275 | 496.8949 | 0.16169
| 496.3791 | 0 | 535.9439 | 0.0023836 | 496.3791 | 0 | 535.9439 | 0.00029145 | 536.4746 | 0.00021823 | 535.9439 | 0.00056417 | 497.0114 | 0.00103 | 530.7 | -0.00038786 | 496.3791 | 0.3786 | 530.7 | 0.77412 | 530.7 | 0.0013438 | 497.0114 | 3.2111e-05 | 497.0114 | 2.7375e-05 | 535.9439 | -0.00020954 | 535.9439 | -0.00015571 | 748.5172 | 0.1905 | 535.9439 | 0.00042286 | 747.8039 | 0 | 748.5172 | 0.00289 | 497.0114 | 0.1617
| 496.493 | 0.00089539 | 536.1699 | 0.0026477 | 496.493 | 0.00158 | 536.1699 | 0.0016525 | 536.7003 | 0.0017 | 536.1699 | 0.0017794 | 497.128 | 0.00041193 | 530.92 | 0.00028669 | 496.493 | 0.38703 | 530.92 | 0.76996 | 530.92 | -0.0021348 | 497.128 | 1.6114e-05 | 497.128 | 1.433e-05 | 536.1699 | 0.00096506 | 536.1699 | 0.00058888 | 748.6817 | 0.18935 | 536.1699 | 0.0018022 | 747.9685 | 6.9993e-05 | 748.6817 | 0.00271 | 497.128 | 0.16116
| 496.6069 | 0 | 536.3959 | 0.0023617 | 496.6069 | 0 | 536.3959 | -0.00050097 | 536.9261 | -1.3222e-05 | 536.3959 | 0.00050897 | 497.2446 | 0.00063458 | 531.15 | 0.0022766 | 496.6069 | 0.38491 | 531.15 | 0.77703 | 531.15 | -0.0011595 | 497.2446 | 3.1924e-05 | 497.2446 | 2.5454e-05 | 536.3959 | -0.00040039 | 536.3959 | -0.00051995 | 748.8463 | 0.19293 | 536.3959 | -0.0010127 | 748.1331 | 0 | 748.8463 | 0.00294 | 497.2446 | 0.16142
| 496.7208 | 0.00145 | 536.622 | 0.0025488 | 496.7208 | 0.00215 | 536.622 | 0.0011031 | 537.1518 | 0.00176 | 536.622 | 0.0015655 | 497.3611 | 0.00023901 | 531.37 | -0.001366 | 496.7208 | 0.39356 | 531.37 | 0.75808 | 531.37 | -0.00057433 | 497.3611 | 1.6032e-05 | 497.3611 | 1.1124e-05 | 536.622 | 0.00073889 | 536.622 | 0.0011206 | 749.0108 | 0.19332 | 536.622 | 0.0012451 | 748.2977 | 3.0002e-05 | 749.0108 | 0.00278 | 497.3611 | 0.16156
| 496.8348 | 0 | 536.848 | 0.0025716 | 496.8348 | 0 | 536.848 | 0.00058834 | 537.3775 | 0.00077171 | 536.848 | 0.00058209 | 497.4777 | 0.00031896 | 531.6 | -0.003457 | 496.8348 | 0.38962 | 531.6 | 0.75436 | 531.6 | -0.0015822 | 497.4777 | 3.0425e-05 | 497.4777 | 2.3093e-05 | 536.848 | -0.00060145 | 536.848 | 0.00039762 | 749.1754 | 0.19163 | 536.848 | 0.00019456 | 748.4623 | 0 | 749.1754 | 0.00296 | 497.4777 | 0.16307
| 496.9487 | 0.00046416 | 537.0741 | 0.0024826 | 496.9487 | 0.00206 | 537.0741 | 0.00079382 | 537.6033 | 0.00113 | 537.0741 | 0.0015707 | 497.5943 | 8.7122e-05 | 531.83 | -0.00062396 | 496.9487 | 0.4075 | 531.83 | 0.74006 | 531.83 | -0.0016797 | 497.5943 | 1.4615e-05 | 497.5943 | 1.198e-05 | 537.0741 | 0.00037485 | 537.0741 | 0.0007283 | 749.34 | 0.19998 | 537.0741 | 0.0012131 | 748.627 | 6.9993e-05 | 749.34 | 0.00269 | 497.5943 | 0.16359
| 497.0626 | 0 | 537.3001 | 0.0022507 | 497.0626 | 0 | 537.3001 | -0.00046425 | 537.829 | 0.00031804 | 537.3001 | 0.00064736 | 497.7109 | 0.00014912 | 532.05 | -0.00089378 | 497.0626 | 0.40146 | 532.05 | 0.74853 | 532.05 | -0.00099695 | 497.7109 | 3.0507e-05 | 497.7109 | 2.5025e-05 | 537.3001 | -0.00052443 | 537.3001 | -0.00092284 | 749.5045 | 0.19525 | 537.3001 | -0.00022658 | 748.7916 | 0 | 749.5045 | 0.0029 | 497.7109 | 0.16472
| 497.1766 | 0.00042823 | 537.5262 | 0.0024288 | 497.1766 | 0.00189 | 537.5262 | 0.0011114 | 538.0548 | 0.00135 | 537.5262 | 0.0016908 | 497.8275 | 6.2244e-05 | 532.28 | -0.00086005 | 497.1766 | 0.41587 | 532.28 | 0.73935 | 532.28 | -0.0012895 | 497.8275 | 1.5973e-05 | 497.8275 | 1.3045e-05 | 537.5262 | 4.5121e-05 | 537.5262 | 0.0013323 | 749.6691 | 0.20151 | 537.5262 | -0.00027656 | 748.9562 | 6.9993e-05 | 749.6691 | 0.00268 | 497.8275 | 0.16378
| 497.2905 | 0 | 537.7523 | 0.0023334 | 497.2905 | 0 | 537.7523 | -0.00029171 | 538.2806 | 0.00033944 | 537.7523 | 0.00063706 | 497.9441 | 6.9447e-05 | 532.51 | -0.0022092 | 497.2905 | 0.42922 | 532.51 | 0.73593 | 532.51 | -0.0015822 | 497.9441 | 3.0296e-05 | 497.9441 | 2.6727e-05 | 537.7523 | -0.00077661 | 537.7523 | -0.00074412 | 749.8337 | 0.2068 | 537.7523 | 0.00044803 | 749.1209 | 0 | 749.8337 | 0.00291 | 497.9441 | 0.16388
| 497.4044 | 0.0017 | 537.9784 | 0.0024151 | 497.4044 | 0.00177 | 537.9784 | 0.001135 | 538.5064 | 0.00183 | 537.9784 | 0.0017092 | 498.0607 | 7.2023e-06 | 532.73 | 0.00099496 | 497.4044 | 0.42563 | 532.73 | 0.73198 | 532.73 | -0.0016147 | 498.0607 | 1.4639e-05 | 498.0607 | 1.3682e-05 | 537.9784 | 0.00069551 | 537.9784 | 0.00099996 | 749.9983 | 0.20777 | 537.9784 | 0.0020076 | 749.2855 | 3.0002e-05 | 749.9983 | 0.00271 | 498.0607 | 0.16314
| 497.5184 | 0 | 538.2045 | 0.0024438 | 497.5184 | 0 | 538.2045 | 0.00052553 | 538.7322 | 0.00062744 | 538.2045 | 0.00071814 | 498.1773 | 1.4293e-05 | 532.96 | -0.00045532 | 497.5184 | 0.43291 | 532.96 | 0.7264 | 532.96 | -0.0015496 | 498.1773 | 3.0776e-05 | 498.1773 | 2.8012e-05 | 538.2045 | -3.6663e-05 | 538.2045 | 0.00060999 | 750.1629 | 0.21028 | 538.2045 | -0.0010328 | 749.4502 | 0 | 750.1629 | 0.00293 | 498.1773 | 0.16318
| 497.6323 | 0.00080555 | 538.4307 | 0.0021523 | 497.6323 | 0.00083232 | 538.4307 | 0.0011744 | 538.958 | 0.00169 | 538.4307 | 0.0016614 | 498.2939 | 7.0903e-06 | 533.18 | 0.00045532 | 497.6323 | 0.43426 | 533.18 | 0.71647 | 533.18 | 0.00056349 | 498.2939 | 1.6465e-05 | 498.2939 | 1.433e-05 | 538.4307 | 0.00029391 | 538.4307 | -0.00019368 | 750.3275 | 0.20811 | 538.4307 | 0.00012729 | 749.6148 | 3.0002e-05 | 750.3275 | 0.00275 | 498.2939 | 0.16306
| 497.7463 | 0.00012598 | 538.6568 | 0.0022769 | 497.7463 | 0 | 538.6568 | 0.00041103 | 539.1839 | 0.00041282 | 538.6568 | 0.00060784 | 498.4105 | 1.3307e-05 | 533.41 | -0.0010287 | 497.7463 | 0.4458 | 533.41 | 0.72055 | 533.41 | -0.0021023 | 498.4105 | 3.1385e-05 | 498.4105 | 2.7375e-05 | 538.6568 | -0.00037287 | 538.6568 | -0.00021071 | 750.4921 | 0.21441 | 538.6568 | 0.00024945 | 749.7795 | 0 | 750.4921 | 0.00291 | 498.4105 | 0.1638
| 497.8602 | 0.00104 | 538.883 | 0.0024231 | 497.8602 | 0.00234 | 538.883 | 0.00094828 | 539.4097 | 0.00082539 | 538.883 | 0.001505 | 498.5271 | 6.2278e-06 | 533.64 | -0.0029849 | 497.8602 | 0.44936 | 533.64 | 0.70835 | 533.64 | 0.0010186 | 498.5271 | 1.5212e-05 | 498.5271 | 1.3254e-05 | 538.883 | 0.00059616 | 538.883 | 0.00035242 | 750.6567 | 0.21555 | 538.883 | 0.0014738 | 749.9441 | 6.9993e-05 | 750.6567 | 0.00272 | 498.5271 | 0.16432
| 497.9742 | 0 | 539.1091 | 0.002201 | 497.9742 | 0 | 539.1091 | 0.00069157 | 539.6356 | 0.00045202 | 539.1091 | 0.00059536 | 498.6437 | 1.1369e-05 | 533.86 | -0.00052277 | 497.9742 | 0.44918 | 533.86 | 0.70965 | 533.86 | -0.0010945 | 498.6437 | 3.1362e-05 | 498.6437 | 2.7584e-05 | 539.1091 | -0.00017898 | 539.1091 | 0.0011939 | 750.8213 | 0.2184 | 539.1091 | -0.001652 | 750.1088 | 0 | 750.8213 | 0.00296 | 498.6437 | 0.16549
| 498.0881 | 0.00048213 | 539.3353 | 0.0020017 | 498.0881 | 0.00182 | 539.3353 | 0.0011931 | 539.8615 | 0.00172 | 539.3353 | 0.0015468 | 498.7603 | 5.1413e-06 | 534.09 | -0.00038786 | 498.0881 | 0.45737 | 534.09 | 0.69257 | 534.09 | -0.0011595 | 498.7603 | 1.6173e-05 | 498.7603 | 1.4539e-05 | 539.3353 | 0.00074102 | 539.3353 | 0.00081067 | 750.9859 | 0.214 | 539.3353 | -0.00092622 | 750.2735 | 3.0002e-05 | 750.9859 | 0.00279 | 498.7603 | 0.16508
| 498.2021 | 0 | 539.5615 | 0.002149 | 498.2021 | 0 | 539.5615 | 0.00027042 | 540.0874 | 0.00038736 | 539.5615 | 0.00062391 | 498.8769 | 9.7337e-06 | 534.32 | 0.0010624 | 498.2021 | 0.46485 | 534.32 | 0.69586 | 534.32 | -2.1673e-05 | 498.8769 | 3.0998e-05 | 498.8769 | 2.5454e-05 | 539.5615 | -0.00041715 | 539.5615 | -0.00058063 | 751.1505 | 0.22287 | 539.5615 | 0.00027838 | 750.4382 | 0 | 751.1505 | 0.00301 | 498.8769 | 0.16524
| 498.3161 | 0.00096726 | 539.7877 | 0.0024527 | 498.3161 | 0.00052021 | 539.7877 | 0.0015937 | 540.3133 | 0.00155 | 539.7877 | 0.0015261 | 498.9936 | 4.5924e-06 | 534.54 | -0.0013997 | 498.3161 | 0.47116 | 534.54 | 0.68811 | 534.54 | -0.00034676 | 498.9936 | 1.4838e-05 | 498.9936 | 1.1124e-05 | 539.7877 | 0.00065584 | 539.7877 | 0.00068615 | 751.3151 | 0.22319 | 539.7877 | 0.0003082 | 750.6028 | 5.0004e-05 | 751.3151 | 0.00283 | 498.9936 | 0.16369
| 498.43 | 0 | 540.0139 | 0.0021887 | 498.43 | 0 | 540.0139 | 0.0002465 | 540.5392 | 0.000269 | 540.0139 | 0.00055779 | 499.1102 | 9.4201e-06 | 534.77 | -0.0026139 | 498.43 | 0.48024 | 534.77 | 0.68055 | 534.77 | -0.0011595 | 499.1102 | 3.2614e-05 | 499.1102 | 2.3521e-05 | 540.0139 | -0.00046788 | 540.0139 | -0.00017567 | 751.4798 | 0.22651 | 540.0139 | -0.00057447 | 750.7675 | 0 | 751.4798 | 0.00304 | 499.1102 | 0.16332
| 498.544 | 0.00024855 | 540.2402 | 0.0020806 | 498.544 | 0.00102 | 540.2402 | 0.00053878 | 540.7651 | 0.00138 | 540.2402 | 0.0014415 | 499.2268 | 4.8277e-06 | 535 | -0.00079259 | 498.544 | 0.49239 | 535 | 0.67611 | 535 | 0.002449 | 499.2268 | 1.7824e-05 | 499.2268 | 1.2617e-05 | 540.2402 | 0.00058854 | 540.2402 | 0.000684 | 751.6444 | 0.22497 | 540.2402 | 0.0014089 | 750.9322 | 5.0004e-05 | 751.6444 | 0.00282 | 499.2268 | 0.16318
| 498.658 | 0 | 540.4664 | 0.0022567 | 498.658 | 0 | 540.4664 | 3.0588e-05 | 540.991 | 0.00059111 | 540.4664 | 0.00065435 | 499.3435 | 8.6808e-06 | 535.22 | -0.00089378 | 498.658 | 0.49756 | 535.22 | 0.67558 | 535.22 | -0.00054182 | 499.3435 | 3.1631e-05 | 499.3435 | 2.5025e-05 | 540.4664 | -0.00051131 | 540.4664 | -0.00045481 | 751.809 | 0.22955 | 540.4664 | 0.00011283 | 751.0969 | 0 | 751.809 | 0.00295 | 499.3435 | 0.16448
| 498.772 | 0.00046416 | 540.6927 | 0.0023175 | 498.772 | 0.00149 | 540.6927 | 0.00077705 | 541.217 | 0.0013 | 540.6927 | 0.0016348 | 499.4601 | 3.8532e-06 | 535.45 | 0.00048905 | 498.772 | 0.51166 | 535.45 | 0.66263 | 535.45 | 0.00017338 | 499.4601 | 1.3901e-05 | 499.4601 | 1.2617e-05 | 540.6927 | 0.00068159 | 540.6927 | 0.0010189 | 751.9737 | 0.23461 | 540.6927 | 0.00050507 | 751.2616 | 3.0002e-05 | 751.9737 | 0.00277 | 499.4601 | 0.16579
| 498.8859 | 0 | 540.9189 | 0.00187 | 498.8859 | 0 | 540.9189 | 0.00010061 | 541.443 | 0.00016116 | 540.9189 | 0.00065429 | 499.5768 | 8.2104e-06 | 535.67 | -0.00065769 | 498.8859 | 0.5205 | 535.67 | 0.66354 | 535.67 | 0.00056349 | 499.5768 | 2.9933e-05 | 499.5768 | 2.4806e-05 | 540.9189 | -0.00070111 | 540.9189 | 0.00098446 | 752.1383 | 0.23589 | 540.9189 | -0.00093964 | 751.4263 | 0 | 752.1383 | 0.00288 | 499.5768 | 0.16687
| 498.9999 | 0.00113 | 541.1452 | 0.0023269 | 498.9999 | 0.00177 | 541.1452 | 0.0010443 | 541.6689 | 0.00123 | 541.1452 | 0.0014242 | 499.6934 | 4.3572e-06 | 535.9 | 0.00035414 | 498.9999 | 0.52679 | 535.9 | 0.65989 | 535.9 | 0.0019614 | 499.6934 | 1.6114e-05 | 499.6934 | 1.2408e-05 | 541.1452 | 0.00049711 | 541.1452 | 0.0011379 | 752.303 | 0.23719 | 541.1452 | -0.0016017 | 751.5911 | 6.9993e-05 | 752.303 | 0.00275 | 499.6934 | 0.1664
| 499.1139 | 0 | 541.3715 | 0.002106 | 499.1139 | 0 | 541.3715 | -0.00015707 | 541.8949 | 0.00027856 | 541.3715 | 0.00051632 | 499.8101 | 8.2104e-06 | 536.13 | 0.00045532 | 499.1139 | 0.53001 | 536.13 | 0.65005 | 536.13 | -0.0024274 | 499.8101 | 3.2252e-05 | 499.8101 | 2.5454e-05 | 541.3715 | -0.00046987 | 541.3715 | -0.00056928 | 752.4677 | 0.2422 | 541.3715 | 0.00029633 | 751.7558 | 0 | 752.4677 | 0.00294 | 499.8101 | 0.16596
| 499.2279 | 0.00116 | 541.5978 | 0.0023826 | 499.2279 | 0.00081498 | 541.5978 | 0.0013778 | 542.1209 | 0.00145 | 541.5978 | 0.0015856 | 499.9267 | 3.8532e-06 | 536.35 | 1.6864e-05 | 499.2279 | 0.5369 | 536.35 | 0.63238 | 536.35 | -0.00050931 | 499.9267 | 1.6219e-05 | 499.9267 | 1.3045e-05 | 541.5978 | 0.00052814 | 541.5978 | 0.00026172 | 752.6323 | 0.24477 | 541.5978 | 0.0002923 | 751.9205 | 5.0004e-05 | 752.6323 | 0.00288 | 499.9267 | 0.1648
| 499.3419 | 0 | 541.8241 | 0.0020483 | 499.3419 | 0 | 541.8241 | 0.00023129 | 542.3469 | 0.00054529 | 541.8241 | 0.00064821 | 500.0434 | 6.9558e-06 | 536.58 | -0.00072515 | 499.3419 | 0.54704 | 536.58 | 0.63593 | 536.58 | -0.0023299 | 500.0434 | 3.108e-05 | 500.0434 | 2.6727e-05 | 541.8241 | -0.00076537 | 541.8241 | -0.00077117 | 752.797 | 0.24665 | 541.8241 | 0.00055229 | 752.0852 | 0 | 752.797 | 0.00303 | 500.0434 | 0.1656
| 499.4559 | 0.0006079 | 542.0505 | 0.0021089 | 499.4559 | 0.00102 | 542.0505 | 0.001105 | 542.5729 | 0.00132 | 542.0505 | 0.0014507 | 500.1601 | 3.1027e-06 | 536.81 | -0.0019057 | 499.4559 | 0.55767 | 536.81 | 0.61799 | 536.81 | 0.00056349 | 500.1601 | 1.499e-05 | 500.1601 | 1.3902e-05 | 542.0505 | 0.00024905 | 542.0505 | 0.00050299 | 752.9616 | 0.25281 | 542.0505 | 0.0014017 | 752.25 | 5.0004e-05 | 752.9616 | 0.00283 | 500.1601 | 0.1658
| 499.5699 | 0 | 542.2768 | 0.0021123 | 499.5699 | 0 | 542.2768 | 0.00052102 | 542.799 | 0.00052505 | 542.2768 | 0.00062963 | 500.2767 | 6.9558e-06 | 537.03 | -0.00042159 | 499.5699 | 0.56791 | 537.03 | 0.62399 | 537.03 | -0.0016147 | 500.2767 | 3.2006e-05 | 500.2767 | 2.5662e-05 | 542.2768 | -0.00039223 | 542.2768 | -8.4605e-05 | 753.1263 | 0.24707 | 542.2768 | -0.0003195 | 752.4147 | 0 | 753.1263 | 0.00299 | 500.2767 | 0.1668
| 499.6839 | 0.00089539 | 542.5032 | 0.0023036 | 499.6839 | 0.00123 | 542.5032 | 0.0010548 | 543.025 | 0.00155 | 542.5032 | 0.0014734 | 500.3934 | 3.8532e-06 | 537.26 | 0.00045532 | 499.6839 | 0.57266 | 537.26 | 0.6176 | 537.26 | -0.00070437 | 500.3934 | 1.7145e-05 | 500.3934 | 1.198e-05 | 542.5032 | 0.00047799 | 542.5032 | 0.001024 | 753.291 | 0.25091 | 542.5032 | -0.00098235 | 752.5794 | 3.0002e-05 | 753.291 | 0.00285 | 500.3934 | 0.16695
| 499.7979 | 0 | 542.7295 | 0.0019904 | 499.7979 | 0 | 542.7295 | -0.00021481 | 543.2511 | 0.0005501 | 542.7295 | 0.00060263 | 500.5101 | 6.8774e-06 | 537.49 | -0.0013997 | 499.7979 | 0.57492 | 537.49 | 0.61424 | 537.49 | -0.0023299 | 500.5101 | 3.286e-05 | 500.5101 | 2.4806e-05 | 542.7295 | -0.00074053 | 542.7295 | -0.00099826 | 753.4557 | 0.25604 | 542.7295 | -0.00083147 | 752.7442 | 0 | 753.4557 | 0.00303 | 500.5101 | 0.16798
| 499.9119 | 0.00093132 | 542.9559 | 0.0021428 | 499.9119 | 0.00239 | 542.9559 | 0.0013101 | 543.4772 | 0.00139 | 542.9559 | 0.001566 | 500.6268 | 3.0243e-06 | 537.71 | -0.00042159 | 499.9119 | 0.57794 | 537.71 | 0.60165 | 537.71 | -0.00054182 | 500.6268 | 1.5891e-05 | 500.6268 | 1.3902e-05 | 542.9559 | 0.00017956 | 542.9559 | 0.0010865 | 753.6204 | 0.26058 | 542.9559 | 0.00079363 | 752.9089 | 3.0002e-05 | 753.6204 | 0.00288 | 500.6268 | 0.16855
| 500.026 | 0 | 543.1823 | 0.0020327 | 500.026 | 0 | 543.1823 | 0.00035769 | 543.7032 | 0.00046165 | 543.1823 | 0.0006186 | 500.7434 | 6.8774e-06 | 537.94 | -0.0027488 | 500.026 | 0.58591 | 537.94 | 0.59632 | 537.94 | -0.0022973 | 500.7434 | 3.2064e-05 | 500.7434 | 2.5662e-05 | 543.1823 | -0.0001693 | 543.1823 | 0.00015894 | 753.7851 | 0.26291 | 543.1823 | 0.00034358 | 753.0737 | 0 | 753.7851 | 0.00305 | 500.7434 | 0.16887
| 500.14 | 0.00116 | 543.4087 | 0.0024396 | 500.14 | 0.00232 | 543.4087 | 0.0013134 | 543.9293 | 0.00138 | 543.4087 | 0.001413 | 500.8601 | 3.8532e-06 | 538.17 | 0.0001855 | 500.14 | 0.59281 | 538.17 | 0.59216 | 538.17 | -0.0023949 | 500.8601 | 1.6255e-05 | 500.8601 | 1.2617e-05 | 543.4087 | 0.00021873 | 543.4087 | 0.0012417 | 753.9498 | 0.26584 | 543.4087 | 0.0006084 | 753.2384 | 6.9993e-05 | 753.9498 | 0.00293 | 500.8601 | 0.16807
| 500.254 | 0 | 543.6351 | 0.0016019 | 500.254 | 0 | 543.6351 | 0.00027359 | 544.1554 | 0.00026722 | 543.6351 | 0.00053695 | 500.9768 | 7.5607e-06 | 538.39 | -0.00042159 | 500.254 | 0.59386 | 538.39 | 0.58573 | 538.39 | 0.0009211 | 500.9768 | 3.2369e-05 | 500.9768 | 2.4169e-05 | 543.6351 | -0.00049989 | 543.6351 | 0.00024341 | 754.1145 | 0.26052 | 543.6351 | -0.0012365 | 753.4032 | 0 | 754.1145 | 0.00312 | 500.9768 | 0.16802
| 500.368 | 0.00037433 | 543.8616 | 0.0022975 | 500.368 | 0.00067626 | 543.8616 | 0.00094412 | 544.3816 | 0.00134 | 543.8616 | 0.0015242 | 501.0935 | 3.7076e-06 | 538.62 | -0.0009275 | 500.368 | 0.59554 | 538.62 | 0.5725 | 538.62 | -0.0016797 | 501.0935 | 1.636e-05 | 501.0935 | 1.2408e-05 | 543.8616 | 0.00057873 | 543.8616 | 0.00052268 | 754.2792 | 0.2665 | 543.8616 | 0.001696 | 753.568 | 6.9993e-05 | 754.2792 | 0.00296 | 501.0935 | 0.16806
| 500.4821 | 0 | 544.088 | 0.0021254 | 500.4821 | 0 | 544.088 | 2.9745e-05 | 544.6077 | 5.0529e-05 | 544.088 | 0.00066357 | 501.2102 | 7.5159e-06 | 538.85 | -0.00025296 | 500.4821 | 0.60059 | 538.85 | 0.57437 | 538.85 | -0.0019722 | 501.2102 | 3.094e-05 | 501.2102 | 2.6091e-05 | 544.088 | -0.0004553 | 544.088 | -0.00049294 | 754.4439 | 0.27012 | 544.088 | 0.00021595 | 753.7328 | 0 | 754.4439 | 0.00316 | 501.2102 | 0.1691
| 500.5961 | 0.00035636 | 544.3145 | 0.0023135 | 500.5961 | 0.00158 | 544.3145 | 0.0013421 | 544.8338 | 0.00145 | 544.3145 | 0.0014707 | 501.3269 | 3.8084e-06 | 539.07 | 0.00015177 | 500.5961 | 0.59554 | 539.07 | 0.54964 | 539.07 | -0.0018096 | 501.3269 | 1.4802e-05 | 501.3269 | 1.3682e-05 | 544.3144 | 0.00051541 | 544.3145 | -0.00016712 | 754.6086 | 0.27254 | 544.3145 | 0.0020475 | 753.8975 | 0.00011 | 754.6086 | 0.00295 | 501.3269 | 0.16951
| 500.7101 | 0 | 544.5409 | 0.001915 | 500.7101 | 0 | 544.5409 | 0.00072844 | 545.06 | 0.00069263 | 544.5409 | 0.00058822 | 501.4436 | 7.9303e-06 | 539.3 | -5.0592e-05 | 500.7101 | 0.60408 | 539.3 | 0.55551 | 539.3 | -0.0024923 | 501.4436 | 2.9933e-05 | 501.4436 | 2.5454e-05 | 544.5409 | -0.0006413 | 544.5409 | -0.0003481 | 754.7734 | 0.27318 | 544.5409 | -0.00061784 | 754.0623 | 0 | 754.7734 | 0.00316 | 501.4436 | 0.17008
| 500.8242 | 0.000554 | 544.7674 | 0.0022111 | 500.8242 | 0.00074563 | 544.7674 | 0.00074258 | 545.2862 | 0.00139 | 544.7674 | 0.001525 | 501.5603 | 4.122e-06 | 539.53 | 0.0011973 | 500.8242 | 0.61041 | 539.53 | 0.53602 | 539.53 | -0.00099695 | 501.5603 | 1.5482e-05 | 501.5603 | 1.2837e-05 | 544.7674 | 0.00060649 | 544.7674 | 0.00021822 | 754.9381 | 0.2767 | 544.7674 | 0.0011201 | 754.2271 | 6.9993e-05 | 754.9381 | 0.00296 | 501.5603 | 0.16995
| 500.9382 | 0 | 544.9939 | 0.0019959 | 500.9382 | 0 | 544.9939 | -0.00011777 | 545.5123 | 0.00058482 | 544.9939 | 0.00054601 | 501.6771 | 7.3255e-06 | 539.75 | -0.0009275 | 500.9382 | 0.6145 | 539.75 | 0.53366 | 539.75 | 0.00033593 | 501.6771 | 3.0378e-05 | 501.6771 | 2.4597e-05 | 544.9939 | -0.00041793 | 544.9939 | 0.00072081 | 755.1028 | 0.27687 | 544.9939 | -0.0010098 | 754.3919 | 0 | 755.1028 | 0.00312 | 501.6771 | 0.17028
| 501.0522 | 0 | 545.2204 | 0.0019132 | 501.0522 | 0.00196 | 545.2204 | 0.00073998 | 545.7385 | 0.00176 | 545.2204 | 0.0015493 | 501.7938 | 3.2035e-06 | 539.98 | -0.00038786 | 501.0522 | 0.6246 | 539.98 | 0.52355 | 539.98 | 0.00062851 | 501.7938 | 1.5294e-05 | 501.7938 | 1.2837e-05 | 545.2204 | 0.00046799 | 545.2204 | 0.00046391 | 755.2676 | 0.28384 | 545.2204 | -8.7344e-05 | 754.5567 | 6.9993e-05 | 755.2676 | 0.00292 | 501.7938 | 0.17021
| 501.1663 | 0 | 545.4469 | 0.0020117 | 501.1663 | 0 | 545.4469 | 0.00048865 | 545.9647 | 0.00077876 | 545.4469 | 0.00057493 | 501.9105 | 6.6982e-06 | 540.21 | -0.0010961 | 501.1663 | 0.62991 | 540.21 | 0.52633 | 540.21 | 0.00036844 | 501.9105 | 3.0237e-05 | 501.9105 | 2.1599e-05 | 545.4469 | -1.9965e-05 | 545.4469 | -0.0013158 | 755.4323 | 0.28671 | 545.4469 | 0.00058501 | 754.7215 | 0 | 755.4323 | 0.00308 | 501.9105 | 0.17101
| 501.2803 | 0.00142 | 545.6734 | 0.0019525 | 501.2803 | 0.00184 | 545.6734 | 0.0013036 | 546.191 | 0.00113 | 545.6734 | 0.0016048 | 502.0272 | 3.4947e-06 | 540.43 | 0.00028669 | 501.2803 | 0.63039 | 540.43 | 0.50754 | 540.43 | 0.0002384 | 502.0272 | 1.5564e-05 | 502.0272 | 1.0047e-05 | 545.6734 | 0.00043033 | 545.6734 | 0.00051609 | 755.597 | 0.28687 | 545.6734 | 0.0013173 | 754.8863 | 6.9993e-05 | 755.597 | 0.00294 | 502.0272 | 0.17171
| 501.3944 | 0 | 545.9 | 0.0019938 | 501.3944 | 0 | 545.9 | 0.00044166 | 546.4172 | 0.00066483 | 545.9 | 0.00058041 | 502.144 | 6.7766e-06 | 540.66 | -0.0013322 | 501.3944 | 0.63 | 540.66 | 0.50661 | 540.66 | -0.0017446 | 502.144 | 2.9663e-05 | 502.144 | 2.5025e-05 | 545.9 | -0.00022679 | 545.9 | -0.00044575 | 755.7618 | 0.28657 | 545.9 | -0.0014642 | 755.0511 | 0 | 755.7618 | 0.0031 | 502.144 | 0.17331
| 501.5085 | 0.00219 | 546.1265 | 0.0019578 | 501.5085 | 0.00172 | 546.1265 | 0.0013252 | 546.6434 | 0.00141 | 546.1265 | 0.0013432 | 502.2607 | 3.2819e-06 | 540.89 | 0.00069142 | 501.5085 | 0.64112 | 540.89 | 0.49117 | 540.89 | 4.3346e-05 | 502.2607 | 1.4592e-05 | 502.2607 | 1.5186e-05 | 546.1265 | 0.00014598 | 546.1265 | 0.0010452 | 755.9265 | 0.2919 | 546.1265 | -0.00090038 | 755.2159 | 6.9993e-05 | 755.9265 | 0.00292 | 502.2607 | 0.17376
| 501.6225 | 0 | 546.3531 | 0.0020057 | 501.6225 | 0 | 546.3531 | -0.00011604 | 546.8697 | 0.00047599 | 546.3531 | 0.0006523 | 502.3774 | 6.3846e-06 | 541.11 | -1.6864e-05 | 501.6225 | 0.63451 | 541.11 | 0.49097 | 541.11 | 0.00053099 | 502.3774 | 2.9886e-05 | 502.3774 | 2.6091e-05 | 546.3531 | -0.00021488 | 546.3531 | -0.00072151 | 756.0913 | 0.29441 | 546.3531 | -0.00033347 | 755.3808 | 0 | 756.0913 | 0.00318 | 502.3774 | 0.17397
| 501.7366 | 8.684e-05 | 546.5797 | 0.0017923 | 501.7366 | 0.00187 | 546.5797 | 0.00067827 | 547.0959 | 0.00086812 | 546.5797 | 0.0013314 | 502.4942 | 3.1027e-06 | 541.34 | 0.0010624 | 501.7366 | 0.65545 | 541.34 | 0.47848 | 541.34 | -0.001257 | 502.4942 | 1.581e-05 | 502.4942 | 1.1124e-05 | 546.5797 | 0.00041268 | 546.5797 | -0.00025274 | 756.2561 | 0.29928 | 546.5797 | 0.0003947 | 755.5456 | 5.0004e-05 | 756.2561 | 0.00297 | 502.4942 | 0.17278
| 501.8507 | 0 | 546.8063 | 0.0018566 | 501.8507 | 0 | 546.8063 | -1.0191e-05 | 547.3222 | 0.00055938 | 546.8063 | 0.00054314 | 502.6109 | 6.4966e-06 | 541.57 | -0.00075887 | 501.8507 | 0.66271 | 541.57 | 0.47784 | 541.57 | -0.00093193 | 502.6109 | 3.2474e-05 | 502.6109 | 1.914e-05 | 546.8063 | -0.0003264 | 546.8063 | -0.0011164 | 756.4208 | 0.29884 | 546.8063 | -0.00084055 | 755.7104 | 0 | 756.4208 | 0.00313 | 502.6109 | 0.17261
| 501.9647 | 0.00076961 | 547.0329 | 0.0019529 | 501.9647 | 0.00102 | 547.0329 | 0.00065233 | 547.5485 | 0.00103 | 547.0329 | 0.0013793 | 502.7277 | 3.3939e-06 | 541.79 | 0.00021923 | 501.9647 | 0.68125 | 541.79 | 0.46027 | 541.79 | -0.00089942 | 502.7277 | 1.6957e-05 | 502.7277 | 8.016e-06 | 547.0329 | 0.00049077 | 547.0329 | 0.00061655 | 756.5856 | 0.30447 | 547.0329 | -0.00046834 | 755.8752 | 5.0004e-05 | 756.5856 | 0.00289 | 502.7277 | 0.17218
| 502.0788 | 0 | 547.2595 | 0.0017121 | 502.0788 | 0 | 547.2595 | 0.00031885 | 547.7748 | 0.00051972 | 547.2595 | 0.00051722 | 502.8444 | 7.7175e-06 | 542.02 | 0.00038786 | 502.0788 | 0.67934 | 542.02 | 0.47299 | 542.02 | 0.00059601 | 502.8444 | 2.9804e-05 | 502.8444 | 2.0424e-05 | 547.2595 | -6.9277e-05 | 547.2595 | -0.00034279 | 756.7504 | 0.30389 | 547.2595 | -0.0010116 | 756.0401 | 0 | 756.7504 | 0.00309 | 502.8444 | 0.17379
| 502.1929 | 0.00115 | 547.4861 | 0.0020351 | 502.1929 | 0.00255 | 547.4861 | 0.00061152 | 548.0011 | 0.00091928 | 547.4861 | 0.0014647 | 502.9612 | 4.3236e-06 | 542.25 | 0.0009275 | 502.1929 | 0.69082 | 542.25 | 0.44483 | 542.25 | -0.00060684 | 502.9612 | 1.3222e-05 | 502.9612 | 1.2408e-05 | 547.4861 | 0.0006175 | 547.4861 | -0.00059243 | 756.9152 | 0.30955 | 547.4861 | -0.0010963 | 756.2049 | 5.0004e-05 | 756.9152 | 0.00293 | 502.9612 | 0.17506
| 502.307 | 0 | 547.7128 | 0.0019258 | 502.307 | 0 | 547.7128 | 0.0001736 | 548.2274 | 0.00020588 | 547.7128 | 0.00049679 | 503.0779 | 9.4985e-06 | 542.47 | -0.001602 | 502.307 | 0.69337 | 542.47 | 0.44587 | 542.47 | 0.0016038 | 503.0779 | 2.7754e-05 | 503.0779 | 2.6727e-05 | 547.7128 | -0.00039947 | 547.7128 | -5.4754e-05 | 757.08 | 0.31693 | 547.7128 | -0.00068653 | 756.3698 | 0 | 757.08 | 0.00312 | 503.0779 | 0.17752
| 502.4211 | 0.00127 | 547.9394 | 0.0019219 | 502.4211 | 0.0018 | 547.9394 | 0.0010175 | 548.4538 | 0.00131 | 547.9394 | 0.0012421 | 503.1947 | 5.1861e-06 | 542.7 | -0.0016695 | 502.4211 | 0.70192 | 542.7 | 0.43225 | 542.7 | -2.1673e-05 | 503.1947 | 1.4779e-05 | 503.1947 | 1.433e-05 | 547.9394 | 0.00061473 | 547.9394 | 7.9316e-05 | 757.2448 | 0.32165 | 547.9394 | 0.00043979 | 756.5346 | 3.0002e-05 | 757.2448 | 0.00301 | 503.1947 | 0.17756
| 502.5351 | 0 | 548.1661 | 0.001772 | 502.5351 | 0 | 548.1661 | -6.5076e-05 | 548.6801 | 0.00052717 | 548.1661 | 0.00057751 | 503.3115 | 1.0529e-05 | 542.93 | -0.0022766 | 502.5351 | 0.71287 | 542.93 | 0.42843 | 542.93 | -0.0046705 | 503.3115 | 2.9769e-05 | 503.3115 | 2.4806e-05 | 548.1661 | -0.00070436 | 548.1661 | -0.00011306 | 757.4096 | 0.31922 | 548.1661 | 0.00026045 | 756.6995 | 0 | 757.4096 | 0.00325 | 503.3115 | 0.17785
| 502.6492 | 0.00080555 | 548.3928 | 0.002032 | 502.6492 | 0.00057222 | 548.3928 | 0.00093954 | 548.9065 | 0.00113 | 548.3928 | 0.0013893 | 503.4282 | 5.3429e-06 | 543.15 | 0.00011805 | 502.6492 | 0.71619 | 543.15 | 0.42259 | 543.15 | -0.0023299 | 503.4282 | 1.5189e-05 | 503.4282 | 1.0476e-05 | 548.3928 | 0.00047401 | 548.3928 | -0.0001134 | 757.5744 | 0.31852 | 548.3928 | 0.00035414 | 756.8643 | 8.9995e-05 | 757.5744 | 0.00307 | 503.4282 | 0.17693
| 502.7633 | 0 | 548.6194 | 0.0020146 | 502.7633 | 0 | 548.6194 | 0.00015236 | 549.1329 | 0.00040556 | 548.6194 | 0.00057423 | 503.545 | 9.8009e-06 | 543.38 | -0.0012985 | 502.7633 | 0.72877 | 543.38 | 0.42113 | 543.38 | -0.0024274 | 503.545 | 2.9277e-05 | 503.545 | 2.2884e-05 | 548.6195 | -0.00014446 | 548.6194 | -0.0010376 | 757.7392 | 0.32716 | 548.6194 | 0.00070582 | 757.0292 | 0 | 757.7392 | 0.0033 | 503.545 | 0.17761
| 502.8774 | 0.00048213 | 548.8462 | 0.0019055 | 502.8774 | 0.0014 | 548.8462 | 0.00082758 | 549.3592 | 0.00136 | 548.8462 | 0.0013354 | 503.6618 | 4.458e-06 | 543.61 | 0.0026476 | 502.8774 | 0.72999 | 543.61 | 0.40344 | 543.61 | 0.0024165 | 503.6618 | 1.4369e-05 | 503.6618 | 1.2617e-05 | 548.8461 | 0.00048748 | 548.8462 | 0.0011623 | 757.904 | 0.32212 | 548.8462 | 0.0015093 | 757.1941 | 1.0001e-05 | 757.904 | 0.00313 | 503.6618 | 0.17738
| 502.9915 | 0 | 549.0729 | 0.0019118 | 502.9915 | 0 | 549.0729 | 0.00015496 | 549.5856 | 0.00030027 | 549.0729 | 0.00063305 | 503.7786 | 8.9944e-06 | 543.83 | -0.0012648 | 502.9915 | 0.74779 | 543.83 | 0.39693 | 543.83 | 0.00020589 | 503.7786 | 2.8036e-05 | 503.7786 | 2.3741e-05 | 549.0729 | -0.00042275 | 549.0729 | -0.0015297 | 758.0688 | 0.33889 | 549.0729 | 0.00031673 | 757.359 | 0 | 758.0688 | 0.00334 | 503.7786 | 0.17876
| 503.1057 | 0.00023058 | 549.2996 | 0.0018774 | 503.1057 | 0.00116 | 549.2996 | 0.0010114 | 549.8121 | 0.00118 | 549.2996 | 0.0013462 | 503.8954 | 4.5364e-06 | 544.06 | -0.0011973 | 503.1057 | 0.75531 | 544.06 | 0.3885 | 544.06 | 0.00098612 | 503.8954 | 1.383e-05 | 503.8954 | 1.1332e-05 | 549.2996 | 0.00061466 | 549.2996 | -0.00035687 | 758.2336 | 0.34466 | 549.2996 | -1.2583e-05 | 757.5239 | 5.0004e-05 | 758.2336 | 0.00305 | 503.8954 | 0.17882
| 503.2198 | 0 | 549.5263 | 0.0017619 | 503.2198 | 0 | 549.5263 | 0.00048336 | 550.0385 | 0.00080996 | 549.5263 | 0.00062873 | 504.0121 | 8.58e-06 | 544.29 | -0.0024789 | 503.2198 | 0.76082 | 544.29 | 0.38753 | 544.29 | -0.001062 | 504.0121 | 2.9851e-05 | 504.0121 | 2.2236e-05 | 549.5263 | -0.00052593 | 549.5263 | -0.00037513 | 758.3985 | 0.34564 | 549.5263 | -0.00035343 | 757.6887 | 0 | 758.3985 | 0.00322 | 504.0121 | 0.17983
| 503.3339 | 0.00019465 | 549.7531 | 0.0018639 | 503.3339 | 0.00114 | 549.7531 | 0.0008345 | 550.2649 | 0.00119 | 549.7531 | 0.0013511 | 504.1289 | 4.0436e-06 | 544.51 | 0.0013322 | 503.3339 | 0.75726 | 544.51 | 0.37239 | 544.51 | -0.00063934 | 504.1289 | 1.6325e-05 | 504.1289 | 1.1124e-05 | 549.7531 | 0.00059616 | 549.7531 | 0.00066547 | 758.5633 | 0.34746 | 549.7531 | 0.00041156 | 757.8536 | 3.0002e-05 | 758.5633 | 0.00304 | 504.1289 | 0.17982
| 503.448 | 0 | 549.9798 | 0.0018509 | 503.448 | 0 | 549.9798 | 0.0003187 | 550.4914 | 0.00019741 | 549.9798 | 0.00057207 | 504.2457 | 9.4873e-06 | 544.74 | -0.001231 | 503.448 | 0.77082 | 544.74 | 0.37019 | 544.74 | 0.00010836 | 504.2457 | 3.1631e-05 | 504.2457 | 2.6091e-05 | 549.9799 | -0.00017777 | 549.9798 | -0.00019827 | 758.7281 | 0.34727 | 549.9798 | 0.00067219 | 758.0185 | 0 | 758.7281 | 0.00325 | 504.2457 | 0.18125
| 503.5621 | 0 | 550.2066 | 0.0020291 | 503.5621 | 0.00072829 | 550.2066 | 0.00081626 | 550.7178 | 0.0015 | 550.2066 | 0.0013461 | 504.3625 | 5.4437e-06 | 544.97 | 8.4319e-05 | 503.5621 | 0.78639 | 544.97 | 0.3658 | 544.97 | 0.0011812 | 504.3625 | 1.5482e-05 | 504.3625 | 1.4967e-05 | 550.2066 | 0.00045923 | 550.2066 | 0.00066714 | 758.893 | 0.35282 | 550.2066 | -0.00016835 | 758.1834 | 6.9993e-05 | 758.893 | 0.00307 | 504.3625 | 0.18133
| 503.6762 | 0 | 550.4334 | 0.0019011 | 503.6762 | 0 | 550.4334 | 0.00026506 | 550.9443 | 0.00021508 | 550.4334 | 0.00059162 | 504.4793 | 1.119e-05 | 545.2 | 0.00038786 | 503.6762 | 0.80372 | 545.2 | 0.35809 | 545.2 | -0.001322 | 504.4793 | 3.0776e-05 | 504.4793 | 2.8012e-05 | 550.4334 | -0.00013801 | 550.4334 | -0.00025671 | 759.0578 | 0.35452 | 550.4334 | -0.0014641 | 758.3483 | 0 | 759.0578 | 0.00323 | 504.4793 | 0.18188
| 503.7904 | 0.0006079 | 550.6602 | 0.0019941 | 503.7904 | 0.00127 | 550.6602 | 0.0012901 | 551.1708 | 0.00107 | 550.6602 | 0.0014259 | 504.5962 | 5.7573e-06 | 545.42 | -0.001737 | 503.7904 | 0.81613 | 545.42 | 0.34233 | 545.42 | -0.00041178 | 504.5962 | 1.5458e-05 | 504.5962 | 1.3045e-05 | 550.6602 | 0.00034748 | 550.6602 | 0.00057815 | 759.2227 | 0.36079 | 550.6602 | -0.00028786 | 758.5132 | 5.0004e-05 | 759.2227 | 0.00309 | 504.5962 | 0.18189
| 503.9045 | 0 | 550.887 | 0.0013832 | 503.9045 | 0 | 550.887 | 0.00024247 | 551.3973 | 0.00049231 | 550.887 | 0.00053879 | 504.713 | 1.1111e-05 | 545.65 | -0.00086005 | 503.9045 | 0.81502 | 545.65 | 0.34558 | 545.65 | -0.0010295 | 504.713 | 3.0015e-05 | 504.713 | 2.4169e-05 | 550.887 | -0.0003378 | 550.887 | -0.00062344 | 759.3875 | 0.36441 | 550.887 | 0.00028768 | 758.6782 | 0 | 759.3875 | 0.00333 | 504.713 | 0.18297
| 504.0186 | 0.00062587 | 551.1139 | 0.0018256 | 504.0186 | 0.0014 | 551.1139 | 0.00056629 | 551.6238 | 0.00131 | 551.1139 | 0.0013551 | 504.8298 | 5.3653e-06 | 545.88 | 0.0025465 | 504.0186 | 0.82754 | 545.88 | 0.33009 | 545.88 | -0.00037928 | 504.8298 | 1.4662e-05 | 504.8298 | 1.1332e-05 | 551.1138 | 0.00064864 | 551.1139 | 0.00093292 | 759.5524 | 0.37115 | 551.1139 | 0.00087136 | 758.8431 | 6.9993e-05 | 759.5524 | 0.0032 | 504.8298 | 0.1839
| 504.1328 | 0 | 551.3407 | 0.0017271 | 504.1328 | 0 | 551.3407 | 0.00029813 | 551.8503 | 0.00043305 | 551.3407 | 0.00049096 | 504.9466 | 1.0047e-05 | 546.1 | -0.00052277 | 504.1328 | 0.84094 | 546.1 | 0.32813 | 546.1 | -0.00099695 | 504.9466 | 2.9476e-05 | 504.9466 | 2.5662e-05 | 551.3407 | -0.00028511 | 551.3407 | 0.00015014 | 759.7172 | 0.37104 | 551.3407 | -0.00094098 | 759.008 | 0 | 759.7172 | 0.00339 | 504.9466 | 0.18513
| 504.2469 | 0.00147 | 551.5675 | 0.0019279 | 504.2469 | 0.00166 | 551.5675 | 0.00060302 | 552.0768 | 0.0014 | 551.5675 | 0.001296 | 505.0634 | 4.6932e-06 | 546.33 | 0.00075887 | 504.2469 | 0.84545 | 546.33 | 0.31847 | 546.33 | -5.4182e-05 | 505.0634 | 1.5002e-05 | 505.0634 | 1.4539e-05 | 551.5675 | 0.00069818 | 551.5675 | 0.00052825 | 759.8821 | 0.37834 | 551.5675 | -0.00091562 | 759.1729 | 3.0002e-05 | 759.8821 | 0.00319 | 505.0634 | 0.18619
| 504.361 | 0 | 551.7944 | 0.0018757 | 504.361 | 0 | 551.7944 | -0.00021285 | 552.3034 | 0.00053378 | 551.7944 | 0.00065902 | 505.1803 | 1.147e-05 | 546.56 | 0.00032042 | 504.361 | 0.85545 | 546.56 | 0.30746 | 546.56 | -0.001127 | 505.1803 | 2.9991e-05 | 505.1803 | 2.7375e-05 | 551.7944 | -0.00046122 | 551.7944 | -0.00082539 | 760.047 | 0.38064 | 551.7944 | -0.0015805 | 759.3379 | 0 | 760.047 | 0.00337 | 505.1803 | 0.18662
| 504.4752 | 0.00169 | 552.0213 | 0.0019634 | 504.4752 | 0.00091902 | 552.0213 | 0.0007971 | 552.5299 | 0.00135 | 552.0213 | 0.0013574 | 505.2971 | 6.7766e-06 | 546.78 | 0.0011636 | 504.4752 | 0.87892 | 546.78 | 0.30017 | 546.78 | 0.0023515 | 505.2971 | 1.5212e-05 | 505.2971 | 1.3254e-05 | 552.0213 | 0.00048887 | 552.0213 | -1.9067e-05 | 760.2118 | 0.38124 | 552.0213 | -0.00068769 | 759.5028 | 6.9993e-05 | 760.2118 | 0.00322 | 505.2971 | 0.18647
| 504.5894 | 0 | 552.2482 | 0.001778 | 504.5894 | 0 | 552.2482 | 0.00022847 | 552.7565 | 0.00017046 | 552.2482 | 0.00045757 | 505.4139 | 1.3251e-05 | 547.01 | -0.0019057 | 504.5894 | 0.87594 | 547.01 | 0.29578 | 547.01 | 0.0016688 | 505.4139 | 3.1654e-05 | 505.4139 | 2.4378e-05 | 552.2482 | -0.00020508 | 552.2482 | -0.0010607 | 760.3767 | 0.38132 | 552.2482 | -0.00025778 | 759.6677 | 0 | 760.3767 | 0.00339 | 505.4139 | 0.18672
| 504.7035 | 0.00084148 | 552.4751 | 0.001948 | 504.7035 | 0.00123 | 552.4751 | 0.00067177 | 552.9831 | 0.00096955 | 552.4751 | 0.0012649 | 505.5308 | 6.4742e-06 | 547.24 | 0.0024115 | 504.7035 | 0.88011 | 547.24 | 0.28376 | 547.24 | 0.0028717 | 505.5308 | 1.6711e-05 | 505.5308 | 1.1332e-05 | 552.4751 | 0.00032556 | 552.4751 | 0.00033852 | 760.5416 | 0.38984 | 552.4751 | 0.0011798 | 759.8327 | 5.0004e-05 | 760.5416 | 0.00314 | 505.5308 | 0.18724
| 504.8177 | 0 | 552.702 | 0.0018258 | 504.8177 | 0 | 552.702 | 0.00025394 | 553.2097 | 0.00039235 | 552.702 | 0.00050482 | 505.6476 | 1.3172e-05 | 547.47 | 0.0005565 | 504.8177 | 0.8766 | 547.47 | 0.28435 | 547.47 | 0.00088859 | 505.6476 | 3.0378e-05 | 505.6476 | 2.3521e-05 | 552.702 | -0.00034866 | 552.702 | -0.00071406 | 760.7065 | 0.39124 | 552.702 | -0.00050217 | 759.9976 | 0 | 760.7065 | 0.00336 | 505.6476 | 0.18897
| 504.9318 | 0.000554 | 552.9289 | 0.0018728 | 504.9318 | 0.00111 | 552.9289 | 0.00088667 | 553.4362 | 0.0013 | 552.9289 | 0.0012301 | 505.7644 | 6.6982e-06 | 547.69 | -5.0592e-05 | 504.9318 | 0.88306 | 547.69 | 0.26359 | 547.69 | -0.001127 | 505.7644 | 1.4076e-05 | 505.7644 | 1.2617e-05 | 552.9289 | 0.00050962 | 552.9289 | 0.00090692 | 760.8714 | 0.40158 | 552.9289 | 0.00037553 | 760.1626 | 5.0004e-05 | 760.8714 | 0.00321 | 505.7644 | 0.19008
| 505.046 | 0 | 553.1558 | 0.0016614 | 505.046 | 0 | 553.1558 | 0.0004224 | 553.6629 | 0.00070814 | 553.1558 | 0.00047663 | 505.8813 | 1.3307e-05 | 547.92 | 0.00011805 | 505.046 | 0.89528 | 547.92 | 0.26342 | 547.92 | 0.0010186 | 505.8813 | 2.8785e-05 | 505.8813 | 2.5662e-05 | 553.1558 | -0.00032149 | 553.1558 | -0.00057605 | 761.0363 | 0.40383 | 553.1558 | -0.00071839 | 760.3276 | 0 | 761.0363 | 0.00341 | 505.8813 | 0.19199
| 505.1602 | 0.00149 | 553.3828 | 0.0018987 | 505.1602 | 0.00116 | 553.3828 | 0.0010034 | 553.8895 | 0.00158 | 553.3828 | 0.0013323 | 505.9981 | 6.6198e-06 | 548.15 | -0.00035414 | 505.1602 | 0.90151 | 548.15 | 0.25461 | 548.15 | 0.0009536 | 505.9981 | 1.5107e-05 | 505.9981 | 1.3254e-05 | 553.3828 | 0.00044586 | 553.3828 | 0.00075477 | 761.2012 | 0.40586 | 553.3828 | 0.0017789 | 760.4925 | 5.0004e-05 | 761.2012 | 0.0032 | 505.9981 | 0.19169
| 505.2743 | 0 | 553.6097 | 0.0016173 | 505.2743 | 0 | 553.6097 | 0.00054736 | 554.1161 | 0.00032936 | 553.6097 | 0.00054222 | 506.115 | 1.2624e-05 | 548.37 | -0.00072515 | 505.2743 | 0.90345 | 548.37 | 0.24925 | 548.37 | -0.00060684 | 506.115 | 2.8902e-05 | 506.115 | 2.1281e-05 | 553.6097 | -0.00075546 | 553.6097 | 0.00029263 | 761.3661 | 0.40957 | 553.6097 | -0.00070951 | 760.6575 | 0 | 761.3661 | 0.00337 | 506.115 | 0.19238
| 505.3885 | 0.00098522 | 553.8367 | 0.0018571 | 505.3885 | 0.00095371 | 553.8367 | 0.001057 | 554.3428 | 0.00111 | 553.8367 | 0.0013032 | 506.2319 | 6.0038e-06 | 548.6 | -0.00025296 | 505.3885 | 0.91315 | 548.6 | 0.23791 | 548.6 | -0.0021673 | 506.2319 | 1.4076e-05 | 506.2319 | 8.2356e-06 | 553.8367 | 0.0006671 | 553.8367 | 0.0011076 | 761.531 | 0.40918 | 553.8367 | -0.00069419 | 760.8225 | 5.0004e-05 | 761.531 | 0.00318 | 506.2319 | 0.19167
| 505.5027 | 0 | 554.0637 | 0.0016333 | 505.5027 | 0 | 554.0637 | 0.00016418 | 554.5694 | 0.00060867 | 554.0637 | 0.0004081 | 506.3487 | 1.1974e-05 | 548.83 | -0.00059023 | 505.5027 | 0.90618 | 548.83 | 0.23927 | 548.83 | -0.0013546 | 506.3487 | 2.9359e-05 | 506.3487 | 2.1918e-05 | 554.0637 | -0.00023502 | 554.0637 | 0.00025954 | 761.6959 | 0.41828 | 554.0637 | -0.0013039 | 760.9874 | 0 | 761.6959 | 0.00332 | 506.3487 | 0.19284
| 505.6169 | 0.0005001 | 554.2907 | 0.0017605 | 505.6169 | 0.00154 | 554.2907 | 0.00088678 | 554.7961 | 0.00117 | 554.2907 | 0.0012274 | 506.4656 | 5.9702e-06 | 549.06 | -0.0016695 | 505.6169 | 0.90855 | 549.06 | 0.22323 | 549.06 | -0.00067186 | 506.4656 | 1.5318e-05 | 506.4656 | 1.3682e-05 | 554.2907 | 0.00042306 | 554.2907 | 0.00089556 | 761.8609 | 0.4214 | 554.2907 | 0.0012163 | 761.1524 | 6.9993e-05 | 761.8609 | 0.00306 | 506.4656 | 0.19312
| 505.7311 | 0 | 554.5177 | 0.0017282 | 505.7311 | 0 | 554.5177 | -0.00032784 | 555.0228 | 0.00037005 | 554.5177 | 0.00049645 | 506.5825 | 1.2545e-05 | 549.28 | -0.0010624 | 505.7311 | 0.90959 | 549.28 | 0.22535 | 549.28 | -0.00060684 | 506.5825 | 3.0998e-05 | 506.5825 | 2.8012e-05 | 554.5177 | -4.6656e-05 | 554.5177 | -0.0004461 | 762.0258 | 0.42942 | 554.5177 | -0.00033255 | 761.3174 | 0 | 762.0258 | 0.00334 | 506.5825 | 0.19479
| 505.8453 | 0 | 554.7447 | 0.0016436 | 505.8453 | 0.00137 | 554.7447 | 0.00099264 | 555.2495 | 0.00153 | 554.7447 | 0.0012763 | 506.6993 | 6.575e-06 | 549.51 | 0.001366 | 505.8453 | 0.91462 | 549.51 | 0.21644 | 549.51 | 0.00069354 | 506.6993 | 1.5728e-05 | 506.6993 | 1.433e-05 | 554.7447 | 0.00053289 | 554.7447 | 0.00085523 | 762.1907 | 0.43327 | 554.7447 | 0.00077888 | 761.4824 | 6.9993e-05 | 762.1907 | 0.00319 | 506.6993 | 0.19501
| 505.9595 | 0 | 554.9718 | 0.0016784 | 505.9595 | 0 | 554.9718 | 7.4701e-05 | 555.4762 | -2.2035e-05 | 554.9718 | 0.0004436 | 506.8162 | 1.3139e-05 | 549.74 | -0.0016358 | 505.9595 | 0.91589 | 549.74 | 0.215 | 549.74 | 0.0013112 | 506.8162 | 3.1408e-05 | 506.8162 | 2.6091e-05 | 554.9718 | -0.00029193 | 554.9718 | -0.0013312 | 762.3557 | 0.43121 | 554.9718 | -0.001004 | 761.6474 | 0 | 762.3557 | 0.00354 | 506.8162 | 0.19638
| 506.0736 | 0.00109 | 555.1988 | 0.0017279 | 506.0736 | 0.00168 | 555.1988 | 0.0007956 | 555.7029 | 0.0012 | 555.1988 | 0.0012582 | 506.9331 | 6.5526e-06 | 549.96 | -0.0020742 | 506.0736 | 0.90846 | 549.96 | 0.20017 | 549.96 | 7.5855e-05 | 506.9331 | 1.5821e-05 | 506.9331 | 1.2617e-05 | 555.1988 | 0.0001334 | 555.1988 | 0.00012289 | 762.5206 | 0.43863 | 555.1988 | -0.00040497 | 761.8124 | 6.9993e-05 | 762.5206 | 0.00332 | 506.9331 | 0.19673
| 506.1879 | 0 | 555.4259 | 0.0015462 | 506.1879 | 0 | 555.4259 | -0.00022372 | 555.9297 | 0.00028432 | 555.4259 | 0.00043903 | 507.05 | 1.4505e-05 | 550.19 | 0.00035414 | 506.1879 | 0.90646 | 550.19 | 0.1992 | 550.19 | -0.0013871 | 507.05 | 3.012e-05 | 507.05 | 2.5662e-05 | 555.4259 | -0.0002757 | 555.4259 | -0.0014688 | 762.6855 | 0.44155 | 555.4259 | 0.00038336 | 761.9774 | 0 | 762.6855 | 0.00356 | 507.05 | 0.19773
| 506.3021 | 0.00051807 | 555.6529 | 0.0018347 | 506.3021 | 0.00104 | 555.6529 | 0.0006429 | 556.1564 | 0.0013 | 555.6529 | 0.0013013 | 507.1669 | 7.9527e-06 | 550.42 | 0.00015177 | 506.3021 | 0.90849 | 550.42 | 0.19479 | 550.42 | 0.00046596 | 507.1669 | 1.4428e-05 | 507.1669 | 1.3902e-05 | 555.6529 | 0.00045801 | 555.6529 | 0.00097946 | 762.8505 | 0.45212 | 555.6529 | 0.00083819 | 762.1424 | 3.0002e-05 | 762.8505 | 0.00334 | 507.1669 | 0.1976
| 506.4163 | 0 | 555.88 | 0.0017542 | 506.4163 | 0 | 555.88 | 0.00041118 | 556.3832 | 0.00037112 | 555.88 | 0.00051 | 507.2838 | 1.5491e-05 | 550.65 | -0.00025296 | 506.4163 | 0.92412 | 550.65 | 0.18945 | 550.65 | -0.0016472 | 507.2838 | 2.9394e-05 | 507.2838 | 2.4169e-05 | 555.88 | -0.00028954 | 555.88 | 0.00042979 | 763.0154 | 0.45269 | 555.88 | -0.0010653 | 762.3075 | 0 | 763.0154 | 0.0036 | 507.2838 | 0.19832
| 506.5305 | 0.00131 | 556.1071 | 0.0017712 | 506.5305 | 0.00065893 | 556.1071 | 0.0010519 | 556.6099 | 0.00139 | 556.1071 | 0.001197 | 507.4007 | 7.5383e-06 | 550.87 | 0.0016358 | 506.5305 | 0.92223 | 550.87 | 0.181 | 550.87 | 0.0015062 | 507.4007 | 1.5189e-05 | 507.4007 | 1.1124e-05 | 556.1071 | 0.00043886 | 556.1071 | 0.0014768 | 763.1804 | 0.45875 | 556.1071 | -0.00046328 | 762.4725 | 6.9993e-05 | 763.1804 | 0.00332 | 507.4007 | 0.19933
| 506.6447 | 0 | 556.3342 | 0.0015546 | 506.6447 | 0 | 556.3342 | 8.6852e-05 | 556.8367 | 0.0006767 | 556.3342 | 0.00040457 | 507.5176 | 1.5536e-05 | 551.1 | -0.0026813 | 506.6447 | 0.92844 | 551.1 | 0.18144 | 551.1 | -0.00031426 | 507.5176 | 3.1057e-05 | 507.5176 | 2.4169e-05 | 556.3342 | -0.00039789 | 556.3342 | -0.00041643 | 763.3454 | 0.46256 | 556.3342 | -0.00090334 | 762.6375 | 0 | 763.3454 | 0.00349 | 507.5176 | 0.20132
| 506.7589 | 0.00024855 | 556.5613 | 0.0017062 | 506.7589 | 0.00248 | 556.5613 | 0.00076767 | 557.0635 | 0.00145 | 556.5613 | 0.0013072 | 507.6345 | 7.9864e-06 | 551.33 | -5.0592e-05 | 506.7589 | 0.92876 | 551.33 | 0.16891 | 551.33 | -0.00060684 | 507.6345 | 1.6173e-05 | 507.6345 | 1.3045e-05 | 556.5613 | 0.00044289 | 556.5613 | 0.00036784 | 763.5103 | 0.46988 | 556.5613 | 0.0013144 | 762.8025 | 5.0004e-05 | 763.5103 | 0.00329 | 507.6345 | 0.2022
| 506.8731 | 0 | 556.7885 | 0.0016277 | 506.8731 | 0 | 556.7885 | -0.00019614 | 557.2903 | 6.1776e-05 | 556.7885 | 0.00032693 | 507.7514 | 1.5827e-05 | 551.55 | -0.0019731 | 506.8731 | 0.92361 | 551.55 | 0.15697 | 551.55 | -0.00044429 | 507.7514 | 3.2228e-05 | 507.7514 | 2.866e-05 | 556.7885 | -0.00011786 | 556.7885 | -0.00032866 | 763.6753 | 0.4723 | 556.7885 | -0.0010494 | 762.9676 | 0 | 763.6753 | 0.00362 | 507.7514 | 0.2032
| 506.9874 | 0 | 557.0156 | 0.001714 | 506.9874 | 0.0018 | 557.0156 | 0.00088523 | 557.5171 | 0.00121 | 557.0156 | 0.0012439 | 507.8683 | 7.8295e-06 | 551.78 | -0.0011636 | 506.9874 | 0.92399 | 551.78 | 0.15681 | 551.78 | -0.00024923 | 507.8683 | 1.6465e-05 | 507.8683 | 1.5615e-05 | 557.0156 | -6.6663e-05 | 557.0156 | 0.00023071 | 763.8403 | 0.47647 | 557.0156 | 0.00022597 | 763.1326 | 6.9993e-05 | 763.8403 | 0.00342 | 507.8683 | 0.20342
| 507.1016 | 0 | 557.2428 | 0.0014267 | 507.1016 | 0 | 557.2428 | 0.00012994 | 557.744 | 0.00027605 | 557.2428 | 0.00037619 | 507.9852 | 1.3901e-05 | 552.01 | -0.0010961 | 507.1016 | 0.92094 | 552.01 | 0.15252 | 552.01 | -0.0018096 | 507.9852 | 3.1959e-05 | 507.9852 | 2.6727e-05 | 557.2428 | -0.00029074 | 557.2428 | -0.0010329 | 764.0053 | 0.48151 | 557.2428 | -0.00097958 | 763.2976 | 0 | 764.0053 | 0.0036 | 507.9852 | 0.20455
| 507.2158 | 0.00064383 | 557.4699 | 0.0017784 | 507.2158 | 0.00104 | 557.4699 | 0.0008076 | 557.9708 | 0.00119 | 557.4699 | 0.0011449 | 508.1021 | 6.071e-06 | 552.24 | 0.0022428 | 507.2158 | 0.92552 | 552.24 | 0.14841 | 552.24 | -0.00047681 | 508.1021 | 1.5891e-05 | 508.1021 | 1.1124e-05 | 557.4699 | 0.00058048 | 557.4699 | -0.00019182 | 764.1703 | 0.48442 | 557.4699 | 0.00065866 | 763.4627 | 3.0002e-05 | 764.1703 | 0.00332 | 508.1021 | 0.20494
| 507.3301 | 0 | 557.6971 | 0.0016526 | 507.3301 | 0 | 557.6971 | -0.00021779 | 558.1977 | 0.00067975 | 557.6971 | 0.00033307 | 508.2191 | 1.3329e-05 | 552.46 | -0.0011299 | 507.3301 | 0.93241 | 552.46 | 0.14183 | 552.46 | -0.0018747 | 508.2191 | 3.2088e-05 | 508.2191 | 2.1599e-05 | 557.6971 | -0.00021621 | 557.6971 | -0.00048193 | 764.3352 | 0.48525 | 557.6971 | -0.00040861 | 763.6277 | 0 | 764.3352 | 0.00362 | 508.2191 | 0.20594
| 507.4443 | 0.00138 | 557.9243 | 0.0018017 | 507.4443 | 0.00113 | 557.9243 | 0.00095486 | 558.4245 | 0.00143 | 557.9243 | 0.001253 | 508.336 | 7.2695e-06 | 552.69 | -0.00035414 | 507.4443 | 0.93009 | 552.69 | 0.13063 | 552.69 | -0.00044429 | 508.336 | 1.6571e-05 | 508.336 | 1.0476e-05 | 557.9243 | 0.00035232 | 557.9243 | 0.00093048 | 764.5003 | 0.49098 | 557.9243 | 0.00064993 | 763.7928 | 6.9993e-05 | 764.5003 | 0.00346 | 508.336 | 0.20665
| 507.5585 | 0 | 558.1515 | 0.0015355 | 507.5585 | 0 | 558.1515 | 0.00029442 | 558.6514 | 0.00019563 | 558.1515 | 0.00038305 | 508.4529 | 1.4214e-05 | 552.92 | -0.00089378 | 507.5585 | 0.93207 | 552.92 | 0.1323 | 552.92 | -0.0018422 | 508.4529 | 3.3504e-05 | 508.4529 | 2.3521e-05 | 558.1515 | -0.00014873 | 558.1515 | -0.00041049 | 764.6653 | 0.50186 | 558.1515 | -0.00048956 | 763.9579 | 0 | 764.6653 | 0.00372 | 508.4529 | 0.20862
| 507.6728 | 0.00066181 | 558.3787 | 0.0016853 | 507.6728 | 0.00194 | 558.3787 | 0.00066583 | 558.8783 | 0.00107 | 558.3787 | 0.0011335 | 508.5698 | 6.9558e-06 | 553.15 | 0.0011636 | 507.6728 | 0.91862 | 553.15 | 0.12026 | 553.15 | -5.4182e-05 | 508.5698 | 1.7367e-05 | 508.5698 | 1.3045e-05 | 558.3787 | 0.0001638 | 558.3787 | 0.00084297 | 764.8302 | 0.50428 | 558.3787 | -8.3439e-05 | 764.1229 | 8.9995e-05 | 764.8302 | 0.00347 | 508.5698 | 0.2093
| 507.787 | 0 | 558.606 | 0.001717 | 507.787 | 0 | 558.606 | 0.00012344 | 559.1052 | -6.7734e-05 | 558.606 | 0.00044987 | 508.6868 | 1.5021e-05 | 553.37 | -0.0009275 | 507.787 | 0.92072 | 553.37 | 0.12785 | 553.37 | -0.001127 | 508.6868 | 3.2767e-05 | 508.6868 | 2.3521e-05 | 558.606 | -0.00014876 | 558.606 | 0.0005112 | 764.9953 | 0.51137 | 558.606 | 6.4511e-05 | 764.288 | 0 | 764.9953 | 0.00365 | 508.6868 | 0.21006
| 507.9013 | 0.00134 | 558.8332 | 0.0018943 | 507.9013 | 0.00114 | 558.8332 | 0.00070908 | 559.3321 | 0.00165 | 558.8332 | 0.0011243 | 508.8037 | 8.0648e-06 | 553.6 | -0.00086005 | 507.9013 | 0.92484 | 553.6 | 0.10447 | 553.6 | -0.00018422 | 508.8037 | 1.5868e-05 | 508.8037 | 1.0476e-05 | 558.8332 | 0.00044419 | 558.8332 | 0.00068303 | 765.1603 | 0.51718 | 558.8332 | 0.00079058 | 764.4531 | 6.9993e-05 | 765.1603 | 0.00345 | 508.8037 | 0.21029
| 508.0156 | 0 | 559.0604 | 0.0016222 | 508.0156 | 0 | 559.0604 | 0.00068017 | 559.559 | 0.00027117 | 559.0604 | 0.00033592 | 508.9207 | 1.5155e-05 | 553.83 | -0.0011973 | 508.0156 | 0.93133 | 553.83 | 0.11226 | 553.83 | -0.0019722 | 508.9207 | 3.0893e-05 | 508.9207 | 2.2884e-05 | 559.0604 | -0.00037455 | 559.0604 | -0.00036528 | 765.3253 | 0.5206 | 559.0604 | -0.00093681 | 764.6182 | 0 | 765.3253 | 0.00372 | 508.9207 | 0.2112
| 508.1298 | 0.00082352 | 559.2877 | 0.0017551 | 508.1298 | 0.00139 | 559.2877 | 0.00073882 | 559.786 | 0.0011 | 559.2877 | 0.0012157 | 509.0376 | 7.0903e-06 | 554.06 | -8.4319e-05 | 508.1298 | 0.92422 | 554.06 | 0.099084 | 554.06 | -0.0015496 | 509.0376 | 1.5458e-05 | 509.0376 | 1.2408e-05 | 559.2877 | 0.00046583 | 559.2877 | 0.00039532 | 765.4903 | 0.52801 | 559.2877 | -0.00014592 | 764.7833 | 3.0002e-05 | 765.4903 | 0.00357 | 509.0376 | 0.2117
| 508.2441 | 0 | 559.515 | 0.0016735 | 508.2441 | 0 | 559.515 | -0.00019346 | 560.0129 | 0.00023139 | 559.515 | 0.00042638 | 509.1546 | 1.4942e-05 | 554.28 | -1.6864e-05 | 508.2441 | 0.92333 | 554.28 | 0.10241 | 554.28 | -0.00047681 | 509.1546 | 2.9523e-05 | 509.1546 | 2.4806e-05 | 559.515 | -0.00044072 | 559.515 | -0.00046574 | 765.6553 | 0.5325 | 559.515 | -0.0010791 | 764.9484 | 0 | 765.6553 | 0.0038 | 509.1546 | 0.21258
| 508.3584 | 0.00075165 | 559.7423 | 0.0017041 | 508.3584 | 0.00048552 | 559.7423 | 0.00069956 | 560.2399 | 0.00126 | 559.7423 | 0.001172 | 509.2715 | 7.8519e-06 | 554.51 | 0.0019057 | 508.3584 | 0.93265 | 554.51 | 0.092142 | 554.51 | 0.00043346 | 509.2715 | 1.4392e-05 | 509.2715 | 1.2617e-05 | 559.7423 | -0.00031234 | 559.7423 | 0.00014016 | 765.8204 | 0.53424 | 559.7423 | 0.00018846 | 765.1134 | 5.0004e-05 | 765.8204 | 0.00353 | 509.2715 | 0.21298
| 508.4726 | 0 | 559.9696 | 0.0015586 | 508.4726 | 0 | 559.9696 | -8.922e-06 | 560.4669 | 0.00016272 | 559.9696 | 0.00021577 | 509.3885 | 1.6611e-05 | 554.74 | -0.00069142 | 508.4726 | 0.9386 | 554.74 | 0.08788 | 554.74 | 0.00056349 | 509.3885 | 2.9336e-05 | 509.3885 | 2.2456e-05 | 559.9696 | -0.00038657 | 559.9696 | -0.0010196 | 765.9854 | 0.54658 | 559.9696 | 0.00027138 | 765.2785 | 0 | 765.9854 | 0.00369 | 509.3885 | 0.21447
| 508.5869 | 0.00156 | 560.1969 | 0.0017156 | 508.5869 | 0.00109 | 560.1969 | 0.00045091 | 560.6938 | 0.00104 | 560.1969 | 0.0012407 | 509.5055 | 8.7592e-06 | 554.97 | 0.00075887 | 508.5869 | 0.92135 | 554.97 | 0.082004 | 554.97 | -0.00021673 | 509.5055 | 1.5435e-05 | 509.5055 | 1.0047e-05 | 560.1969 | 0.00035785 | 560.1969 | 0.0005587 | 766.1504 | 0.54593 | 560.1969 | -0.00062757 | 765.4437 | 6.9993e-05 | 766.1504 | 0.00349 | 509.5055 | 0.21587
| 508.7012 | 0 | 560.4242 | 0.001686 | 508.7012 | 0 | 560.4242 | -8.4599e-05 | 560.9208 | 0.00023538 | 560.4242 | 0.00048094 | 509.6224 | 1.753e-05 | 555.19 | 5.0592e-05 | 508.7012 | 0.91975 | 555.19 | 0.085362 | 555.19 | -0.0017446 | 509.6224 | 3.094e-05 | 509.6224 | 2.2884e-05 | 560.4242 | -0.00064502 | 560.4242 | -0.0001947 | 766.3155 | 0.55304 | 560.4242 | -0.00064706 | 765.6088 | 0 | 766.3155 | 0.00373 | 509.6224 | 0.21788
| 508.8155 | 0.00058994 | 560.6516 | 0.0018649 | 508.8155 | 0.00137 | 560.6516 | 0.00076608 | 561.1478 | 0.00136 | 560.6516 | 0.0011276 | 509.7394 | 8.8152e-06 | 555.42 | 0.00062396 | 508.8155 | 0.92898 | 555.42 | 0.071059 | 555.42 | 0.00040094 | 509.7394 | 1.5915e-05 | 509.7394 | 1.3045e-05 | 560.6516 | 0.00044158 | 560.6516 | 0.00070688 | 766.4805 | 0.55583 | 560.6516 | 0.00044245 | 765.7739 | 5.0004e-05 | 766.4805 | 0.00363 | 509.7394 | 0.21879
| 508.9298 | 0 | 560.8789 | 0.0014583 | 508.9298 | 0 | 560.8789 | -0.00013679 | 561.3749 | 0.00050955 | 560.8789 | 0.00035915 | 509.8564 | 1.7653e-05 | 555.65 | 0.00096123 | 508.9298 | 0.92321 | 555.65 | 0.075805 | 555.65 | 0.00027091 | 509.8564 | 3.1783e-05 | 509.8564 | 2.6091e-05 | 560.8789 | -0.0004604 | 560.8789 | -0.00044549 | 766.6456 | 0.56339 | 560.8789 | -0.00093449 | 765.939 | 0 | 766.6456 | 0.00381 | 509.8564 | 0.21935
| 509.0441 | 0.00111 | 561.1063 | 0.0019172 | 509.0441 | 0.00118 | 561.1063 | 0.00075536 | 561.6019 | 0.00175 | 561.1063 | 0.0011701 | 509.9733 | 8.8712e-06 | 555.87 | -0.0001855 | 509.0441 | 0.92984 | 555.87 | 0.064054 | 555.87 | -0.0019722 | 509.9733 | 1.6219e-05 | 509.9733 | 1.3045e-05 | 561.1063 | 0.0007133 | 561.1063 | 0.0009149 | 766.8107 | 0.56719 | 561.1063 | 0.00024004 | 766.1041 | 5.0004e-05 | 766.8107 | 0.00366 | 509.9733 | 0.21923
| 509.1583 | 0 | 561.3336 | 0.0015332 | 509.1583 | 0 | 561.3336 | -2.8889e-05 | 561.8289 | 0.00019568 | 561.3336 | 0.00040553 | 510.0903 | 1.8381e-05 | 556.1 | 0.00065769 | 509.1583 | 0.935 | 556.1 | 0.069639 | 556.1 | -0.00015171 | 510.0903 | 3.1607e-05 | 510.0903 | 2.6727e-05 | 561.3337 | -0.00023938 | 561.3336 | -7.7109e-05 | 766.9757 | 0.57833 | 561.3336 | -0.00048905 | 766.2692 | 0 | 766.9757 | 0.00383 | 510.0903 | 0.21976
| 509.2726 | 0.00051807 | 561.561 | 0.0017837 | 509.2726 | 0.00142 | 561.561 | 0.00090124 | 562.056 | 0.0017 | 561.561 | 0.0011662 | 510.2073 | 9.5433e-06 | 556.33 | 0.00025296 | 509.2726 | 0.94071 | 556.33 | 0.062084 | 556.33 | -0.00028175 | 510.2073 | 1.5435e-05 | 510.2073 | 1.411e-05 | 561.561 | 0.00062736 | 561.561 | 0.0005918 | 767.1408 | 0.58259 | 561.561 | -0.001049 | 766.4344 | 6.9993e-05 | 767.1408 | 0.00369 | 510.2073 | 0.22039
| 509.387 | 0 | 561.7884 | 0.0016493 | 509.387 | 0 | 561.7884 | -7.0346e-05 | 562.2831 | 0.0004936 | 561.7884 | 0.0003329 | 510.3243 | 1.8202e-05 | 556.56 | 0.0023104 | 509.387 | 0.93275 | 556.56 | 0.063988 | 556.56 | 0.00085607 | 510.3243 | 3.1115e-05 | 510.3243 | 2.7156e-05 | 561.7884 | -0.00028354 | 561.7884 | -0.00067516 | 767.3059 | 0.58955 | 561.7884 | -0.0010082 | 766.5995 | 0 | 767.3059 | 0.00391 | 510.3243 | 0.22177
| 509.5013 | 0.00124 | 562.0158 | 0.0017456 | 509.5013 | 0.00084967 | 562.0158 | 0.00059901 | 562.5101 | 0.00103 | 562.0158 | 0.0012108 | 510.4413 | 8.6584e-06 | 556.79 | -0.00021923 | 509.5013 | 0.92972 | 556.79 | 0.053882 | 556.79 | 0.00043346 | 510.4413 | 1.5739e-05 | 510.4413 | 1.3474e-05 | 562.0158 | 0.00062113 | 562.0158 | 0.00067715 | 767.4709 | 0.59501 | 562.0158 | 0.00085939 | 766.7646 | 5.0004e-05 | 767.4709 | 0.00378 | 510.4413 | 0.22298
| 509.6156 | 0 | 562.2433 | 0.0015721 | 509.6156 | 0 | 562.2433 | 0.00023488 | 562.7372 | 0.00036269 | 562.2433 | 0.00031326 | 510.5583 | 1.6947e-05 | 557.01 | -0.0026476 | 509.6156 | 0.93344 | 557.01 | 0.054851 | 557.01 | -0.00041178 | 510.5583 | 3.1057e-05 | 510.5583 | 2.4806e-05 | 562.2433 | 2.4598e-06 | 562.2433 | -0.00023801 | 767.636 | 0.60625 | 562.2433 | -0.00016454 | 766.9298 | 0 | 767.636 | 0.00397 | 510.5583 | 0.22473
| 509.7299 | 0.00098522 | 562.4707 | 0.0017201 | 509.7299 | 0.00213 | 562.4707 | 0.00045287 | 562.9643 | 0.00109 | 562.4707 | 0.00098151 | 510.6753 | 8.2888e-06 | 557.24 | 0.0017032 | 509.7299 | 0.92881 | 557.24 | 0.047071 | 557.24 | 0.0018314 | 510.6753 | 1.5376e-05 | 510.6753 | 1.198e-05 | 562.4707 | 0.00071964 | 562.4707 | 0.00037212 | 767.8011 | 0.6079 | 562.4707 | -0.00022551 | 767.0949 | 6.9993e-05 | 767.8011 | 0.00376 | 510.6753 | 0.22635
| 509.8442 | 0 | 562.6981 | 0.0014659 | 509.8442 | 0 | 562.6981 | -0.00023372 | 563.1915 | 0.00010669 | 562.6981 | 0.00029549 | 510.7923 | 1.651e-05 | 557.47 | -0.0011299 | 509.8442 | 0.93542 | 557.47 | 0.046424 | 557.47 | -0.0001192 | 510.7923 | 3.1279e-05 | 510.7923 | 2.4597e-05 | 562.6982 | -0.000217 | 562.6981 | -0.00098205 | 767.9662 | 0.61331 | 562.6981 | -0.0019554 | 767.2601 | 0 | 767.9662 | 0.00392 | 510.7923 | 0.22805
| 509.9585 | 0.00037433 | 562.9256 | 0.0016382 | 509.9585 | 0.00182 | 562.9256 | 0.00063722 | 563.4186 | 0.00148 | 562.9256 | 0.0011223 | 510.9093 | 8.2216e-06 | 557.7 | 0.00052277 | 509.9585 | 0.93588 | 557.7 | 0.038611 | 557.7 | 0.0016363 | 510.9093 | 1.5973e-05 | 510.9093 | 1.2837e-05 | 562.9256 | 0.00073656 | 562.9256 | 0.00029356 | 768.1313 | 0.6176 | 562.9256 | 0.001059 | 767.4253 | 5.0004e-05 | 768.1313 | 0.0037 | 510.9093 | 0.22891
| 510.0729 | 0 | 563.1531 | 0.0014546 | 510.0729 | 0 | 563.1531 | 1.0026e-05 | 563.6457 | 1.8292e-05 | 563.1531 | 0.00025273 | 511.0263 | 1.8022e-05 | 557.92 | -0.00035414 | 510.0729 | 0.93537 | 557.92 | 0.041969 | 557.92 | -0.00076939 | 511.0263 | 3.0788e-05 | 511.0263 | 2.5025e-05 | 563.1531 | -0.00055983 | 563.1531 | -0.00073774 | 768.2964 | 0.6239 | 563.1531 | -0.00028513 | 767.5904 | 0 | 768.2964 | 0.00383 | 511.0263 | 0.22969
| 510.1872 | 0.001 | 563.3806 | 0.0018006 | 510.1872 | 0.00146 | 563.3806 | 0.0012332 | 563.8729 | 0.00148 | 563.3806 | 0.0012346 | 511.1433 | 9.8009e-06 | 558.15 | 0.0014672 | 510.1872 | 0.94303 | 558.15 | 0.033123 | 558.15 | 0.00043346 | 511.1433 | 1.4826e-05 | 511.1433 | 1.2408e-05 | 563.3806 | 0.00091601 | 563.3806 | 0.00086183 | 768.4615 | 0.63294 | 563.3806 | -0.00020175 | 767.7556 | 5.0004e-05 | 768.4615 | 0.00374 | 511.1433 | 0.22994
| 510.3015 | 0 | 563.6081 | 0.0016413 | 510.3015 | 0 | 563.6081 | 4.3801e-05 | 564.1001 | 0.0004331 | 563.6081 | 0.00037353 | 511.2604 | 1.9423e-05 | 558.38 | -0.00045532 | 510.3015 | 0.95024 | 558.38 | 0.034544 | 558.38 | -0.00067186 | 511.2604 | 3.0378e-05 | 511.2604 | 2.866e-05 | 563.6081 | -0.00056697 | 563.6081 | 5.8768e-05 | 768.6266 | 0.63764 | 563.6081 | -0.0012726 | 767.9208 | 0 | 768.6266 | 0.00403 | 511.2604 | 0.23139
| 510.4158 | 0.00084148 | 563.8356 | 0.0015252 | 510.4158 | 0.00071094 | 563.8356 | 0.00066596 | 564.3272 | 0.00081517 | 563.8356 | 0.0011288 | 511.3774 | 9.6217e-06 | 558.61 | 0.00048905 | 510.4158 | 0.95087 | 558.61 | 0.032058 | 558.61 | 0.0013112 | 511.3774 | 1.5575e-05 | 511.3774 | 1.668e-05 | 563.8356 | 0.00040045 | 563.8356 | 0.00047928 | 768.7917 | 0.63978 | 563.8356 | -9.8302e-05 | 768.0859 | 3.0002e-05 | 768.7917 | 0.00391 | 511.3774 | 0.23278
| 510.5302 | 0 | 564.0631 | 0.0011164 | 510.5302 | 0 | 564.0631 | 6.6364e-05 | 564.5544 | 0.00042957 | 564.0631 | 0.00035038 | 511.4944 | 1.9143e-05 | 558.83 | -0.0019731 | 510.5302 | 0.95669 | 558.83 | 0.029862 | 558.83 | -0.00080189 | 511.4944 | 3.0401e-05 | 511.4944 | 2.844e-05 | 564.0631 | 4.8873e-05 | 564.0631 | 0.00015988 | 768.9568 | 0.64408 | 564.0631 | 0.00044665 | 768.2511 | 0 | 768.9568 | 0.00409 | 511.4944 | 0.23412
| 510.6445 | 0.00085945 | 564.2906 | 0.0015883 | 510.6445 | 0.00106 | 564.2906 | 0.00094923 | 564.7816 | 0.00105 | 564.2906 | 0.0011275 | 511.6114 | 9.5209e-06 | 559.06 | 0.00021923 | 510.6445 | 0.96373 | 559.06 | 0.026826 | 559.06 | 0.0002384 | 511.6114 | 1.4861e-05 | 511.6114 | 1.2189e-05 | 564.2906 | 0.00053123 | 564.2906 | 0.00052089 | 769.1219 | 0.65873 | 564.2906 | -0.0011929 | 768.4163 | 5.0004e-05 | 769.1219 | 0.00388 | 511.6114 | 0.23416
| 510.7589 | 0 | 564.5182 | 0.001245 | 510.7589 | 0 | 564.5182 | -9.8472e-05 | 565.0088 | 0.00032872 | 564.5182 | 0.00038145 | 511.7285 | 1.9243e-05 | 559.29 | -0.00028669 | 510.7589 | 0.9633 | 559.29 | 0.02702 | 559.29 | 0.0015712 | 511.7285 | 3.0155e-05 | 511.7285 | 2.4169e-05 | 564.5181 | -0.00033131 | 564.5182 | -0.00012921 | 769.2871 | 0.665 | 564.5182 | -0.00033778 | 768.5815 | 0 | 769.2871 | 0.00419 | 511.7285 | 0.23504
| 510.8732 | 0.00023058 | 564.7457 | 0.0015842 | 510.8732 | 0.00104 | 564.7457 | 0.00052788 | 565.236 | 0.00125 | 564.7457 | 0.0011372 | 511.8455 | 9.7225e-06 | 559.52 | 0.00069142 | 510.8732 | 0.96645 | 559.52 | 0.022113 | 559.52 | -0.0008344 | 511.8455 | 1.5329e-05 | 511.8455 | 1.2408e-05 | 564.7457 | 0.00066217 | 564.7457 | 0.0015584 | 769.4522 | 0.67241 | 564.7457 | 0.00059871 | 768.7467 | 5.0004e-05 | 769.4522 | 0.00402 | 511.8455 | 0.23568
| 510.9876 | 0 | 564.9733 | 0.0015653 | 510.9876 | 0 | 564.9733 | 8.7907e-05 | 565.4633 | 0.00084927 | 564.9733 | 0.00027363 | 511.9625 | 1.8549e-05 | 559.74 | 0.0013322 | 510.9876 | 0.95751 | 559.74 | 0.023598 | 559.74 | -0.00070437 | 511.9625 | 3.0507e-05 | 511.9625 | 2.4806e-05 | 564.9733 | -0.00026824 | 564.9733 | 0.00075633 | 769.6173 | 0.67479 | 564.9733 | -0.00098045 | 768.9119 | 0 | 769.6173 | 0.0042 | 511.9625 | 0.23739
| 511.1019 | 0 | 565.2009 | 0.0015597 | 511.1019 | 0.00048552 | 565.2009 | 0.00065445 | 565.6905 | 0.00119 | 565.2009 | 0.0011561 | 512.0796 | 8.8376e-06 | 559.97 | -0.0013997 | 511.1019 | 0.95328 | 559.97 | 0.020273 | 559.97 | 0.0020589 | 512.0796 | 1.5189e-05 | 512.0796 | 1.2408e-05 | 565.2009 | 0.00034683 | 565.2009 | 0.00090763 | 769.7825 | 0.67955 | 565.2009 | 0.00035303 | 769.0771 | 3.0002e-05 | 769.7825 | 0.00387 | 512.0796 | 0.23817
| 511.2163 | 0 | 565.4284 | 0.0013869 | 511.2163 | 0 | 565.4284 | 0.00043702 | 565.9178 | 8.9655e-05 | 565.4284 | 0.00037498 | 512.1966 | 1.8101e-05 | 560.2 | 0.00035414 | 511.2163 | 0.95433 | 560.2 | 0.019789 | 560.2 | 0.00059601 | 512.1966 | 3.1362e-05 | 512.1966 | 2.4169e-05 | 565.4284 | -0.00064533 | 565.4284 | 0.00011455 | 769.9476 | 0.68737 | 565.4284 | -0.00063264 | 769.2423 | 0 | 769.9476 | 0.00414 | 512.1966 | 0.23989
| 511.3307 | 0.00131 | 565.6561 | 0.0018438 | 511.3307 | 0.00101 | 565.6561 | 0.00094298 | 566.145 | 0.00142 | 565.6561 | 0.0011799 | 512.3137 | 9.2633e-06 | 560.43 | 0.00059023 | 511.3307 | 0.97797 | 560.43 | 0.018497 | 560.43 | 1.0836e-05 | 512.3137 | 1.6219e-05 | 512.3137 | 1.1761e-05 | 565.6561 | 0.00017543 | 565.6561 | 0.00074684 | 770.1128 | 0.69081 | 565.6561 | 0.001819 | 769.4075 | 6.9993e-05 | 770.1128 | 0.00401 | 512.3137 | 0.241
| 511.445 | 0 | 565.8837 | 0.0017016 | 511.445 | 0 | 565.8837 | 0.00015768 | 566.3723 | 0.00048621 | 565.8837 | 0.00014716 | 512.4307 | 1.8258e-05 | 560.66 | 0.0009275 | 511.445 | 0.97222 | 560.66 | 0.017012 | 560.66 | -0.00096444 | 512.4307 | 3.2439e-05 | 512.4307 | 2.7375e-05 | 565.8837 | -0.00023253 | 565.8837 | 0.00022146 | 770.2779 | 0.70524 | 565.8837 | -0.0018655 | 769.5727 | 0 | 770.2779 | 0.0043 | 512.4307 | 0.24265
| 511.5594 | 0.00124 | 566.1113 | 0.0016662 | 511.5594 | 0.00081498 | 566.1113 | 0.0010166 | 566.5996 | 0.00165 | 566.1113 | 0.0011627 | 512.5478 | 8.9944e-06 | 560.88 | 0.0020742 | 511.5594 | 0.97403 | 560.88 | 0.013525 | 560.88 | 0.002124 | 512.5478 | 1.6336e-05 | 512.5478 | 1.5615e-05 | 566.1113 | 0.00051574 | 566.1113 | 0.00079659 | 770.4431 | 0.70697 | 566.1113 | 0.0013122 | 769.738 | 5.0004e-05 | 770.4431 | 0.00403 | 512.5478 | 0.24348
| 511.6738 | 0 | 566.3389 | 0.0014236 | 511.6738 | 0 | 566.3389 | -0.00082011 | 566.8269 | 0.0001401 | 566.3389 | 0.00023326 | 512.6649 | 1.7787e-05 | 561.11 | -0.0013997 | 511.6738 | 0.99217 | 561.11 | 0.013881 | 561.11 | -0.0014196 | 512.6649 | 3.1115e-05 | 512.6649 | 2.4806e-05 | 566.3389 | -0.00037217 | 566.3389 | -0.00074414 | 770.6082 | 0.72076 | 566.3389 | -0.00024332 | 769.9032 | 0 | 770.6082 | 0.00428 | 512.6649 | 0.24507
| 511.7882 | 0.00058994 | 566.5666 | 0.0014998 | 511.7882 | 0.00097105 | 566.5666 | 0.00078379 | 567.0543 | 0.00095123 | 566.5666 | 0.0010115 | 512.7819 | 8.7928e-06 | 561.34 | 0.0011973 | 511.7882 | 0.98081 | 561.34 | 0.0084886 | 561.34 | 0.00030341 | 512.7819 | 1.513e-05 | 512.7819 | 9.191e-06 | 566.5666 | 0.00032614 | 566.5666 | 0.00063619 | 770.7734 | 0.72701 | 566.5666 | -0.00039525 | 770.0684 | 5.0004e-05 | 770.7734 | 0.00412 | 512.7819 | 0.2458
| 511.9026 | 0 | 566.7942 | 0.0012153 | 511.9026 | 0 | 566.7942 | 2.9948e-05 | 567.2816 | 0.00027509 | 566.7942 | 0.00022285 | 512.899 | 1.7765e-05 | 561.57 | -0.001231 | 511.9026 | 0.98562 | 561.57 | 0.01133 | 561.57 | -0.0014846 | 512.899 | 2.9371e-05 | 512.899 | 2.1599e-05 | 566.7943 | -0.00044169 | 566.7942 | -0.00033185 | 770.9386 | 0.73264 | 566.7942 | -0.0014333 | 770.2337 | 0 | 770.9386 | 0.00433 | 512.899 | 0.24723
| 512.0169 | 0.00062587 | 567.0219 | 0.0016161 | 512.0169 | 0.00104 | 567.0219 | 0.0007507 | 567.5089 | 0.00151 | 567.0219 | 0.0011625 | 513.0161 | 8.972e-06 | 561.79 | 0.00015177 | 512.0169 | 0.98967 | 561.79 | 0.0092311 | 561.79 | 0.0019614 | 513.0161 | 1.4744e-05 | 513.0161 | 1.2408e-05 | 567.0219 | 0.00044033 | 567.0219 | 0.0012661 | 771.1037 | 0.73582 | 567.0219 | -0.00026301 | 770.3989 | 5.0004e-05 | 771.1037 | 0.00407 | 513.0161 | 0.24685
| 512.1313 | 0 | 567.2496 | 0.0014473 | 512.1313 | 0 | 567.2496 | -8.3664e-05 | 567.7363 | 0.00025873 | 567.2496 | 0.0002908 | 513.1331 | 1.7552e-05 | 562.02 | -0.00089378 | 512.1313 | 0.98454 | 562.02 | 0.010716 | 562.02 | -0.0016472 | 513.1331 | 2.9617e-05 | 513.1331 | 2.5454e-05 | 567.2496 | -0.0004357 | 567.2496 | 0.00054373 | 771.2689 | 0.74092 | 567.2496 | -0.00089305 | 770.5641 | 0 | 771.2689 | 0.00426 | 513.1331 | 0.2481
| 512.2457 | 0.00058994 | 567.4773 | 0.0018013 | 512.2457 | 0.00213 | 567.4773 | 0.00087115 | 567.9636 | 0.00087177 | 567.4773 | 0.0012442 | 513.2502 | 8.58e-06 | 562.25 | 0.0014672 | 512.2457 | 0.98535 | 562.25 | 0.0070357 | 562.25 | -0.00057433 | 513.2502 | 1.5411e-05 | 513.2502 | 1.3045e-05 | 567.4773 | 0.00025827 | 567.4773 | 0.00057754 | 771.4341 | 0.75073 | 567.4773 | 0.00076362 | 770.7294 | 6.9993e-05 | 771.4341 | 0.0041 | 513.2502 | 0.24865
| 512.3601 | 0 | 567.705 | 0.0014978 | 512.3601 | 0 | 567.705 | -0.00054293 | 568.191 | -1.0418e-05 | 567.705 | 0.00018902 | 513.3673 | 1.9109e-05 | 562.48 | -0.0022092 | 512.3601 | 0.9813 | 562.48 | 0.0059057 | 562.48 | -0.0022648 | 513.3673 | 3.1034e-05 | 513.3673 | 2.3521e-05 | 567.705 | -0.00024145 | 567.705 | 0.00076626 | 771.5993 | 0.752 | 567.705 | 0.00021585 | 770.8946 | 0 | 771.5993 | 0.00435 | 513.3673 | 0.25042
| 512.4745 | 0.00085945 | 567.9327 | 0.001731 | 512.4745 | 0.00213 | 567.9327 | 0.00094445 | 568.4184 | 0.00111 | 567.9327 | 0.0011428 | 513.4844 | 1.0563e-05 | 562.71 | -0.0011636 | 512.4745 | 0.98243 | 562.71 | 0.0096832 | 562.71 | 0.00075855 | 513.4844 | 1.6219e-05 | 513.4844 | 1.0476e-05 | 567.9328 | 0.00030754 | 567.9327 | -0.00049932 | 771.7645 | 0.76424 | 567.9327 | 0.00020572 | 771.0599 | 6.9993e-05 | 771.7645 | 0.00417 | 513.4844 | 0.2513
| 512.5889 | 0 | 568.1605 | 0.001543 | 512.5889 | 0 | 568.1605 | -4.861e-05 | 568.6458 | 0.00055915 | 568.1605 | 0.00015744 | 513.6015 | 2.0476e-05 | 562.93 | -0.0009275 | 512.5889 | 0.98133 | 562.93 | 0.0077783 | 562.93 | 0.00069354 | 513.6015 | 3.1162e-05 | 513.6015 | 2.4806e-05 | 568.1605 | -0.00047495 | 568.1605 | 0.00041198 | 771.9297 | 0.77358 | 568.1605 | -0.00059414 | 771.2252 | 0 | 771.9297 | 0.00438 | 513.6015 | 0.25314
| 512.7034 | 0.00073368 | 568.3882 | 0.0015634 | 512.7034 | 0.00222 | 568.3882 | 0.00099117 | 568.8732 | 0.00153 | 568.3882 | 0.0011828 | 513.7186 | 9.9577e-06 | 563.16 | 0.00062396 | 512.7034 | 0.98513 | 563.16 | 0.0088114 | 563.16 | 0.0017338 | 513.7186 | 1.5353e-05 | 513.7186 | 1.433e-05 | 568.3882 | 0.00046144 | 568.3882 | 0.0017506 | 772.0949 | 0.78071 | 568.3882 | 0.00080435 | 771.3904 | 5.0004e-05 | 772.0949 | 0.00418 | 513.7186 | 0.25427
| 512.8178 | 0 | 568.616 | 0.0014709 | 512.8178 | 0 | 568.616 | -0.00015351 | 569.1006 | -1.6429e-05 | 568.616 | 0.00014832 | 513.8357 | 2.0028e-05 | 563.39 | -0.001602 | 512.8178 | 0.98749 | 563.39 | 0.0050986 | 563.39 | -0.00044429 | 513.8357 | 3.1244e-05 | 513.8357 | 2.4806e-05 | 568.616 | -0.00027138 | 568.616 | 0.0005902 | 772.2601 | 0.78432 | 568.616 | -0.00026025 | 771.5557 | 0 | 772.2601 | 0.00445 | 513.8357 | 0.25605
| 512.9322 | 0.00080555 | 568.8438 | 0.0014789 | 512.9322 | 0.00192 | 568.8438 | -8.2147e-05 | 569.3281 | 0.00099598 | 568.8438 | 0.0010952 | 513.9528 | 1.0115e-05 | 563.62 | -0.00062396 | 512.9322 | 1 | 563.62 | 0.0049693 | 563.62 | -0.0010295 | 513.9528 | 1.6196e-05 | 513.9528 | 1.0476e-05 | 568.8438 | 0.00039478 | 568.8438 | 0.00070493 | 772.4253 | 0.79162 | 568.8438 | -0.00034385 | 771.721 | 8.9995e-05 | 772.4253 | 0.00422 | 513.9528 | 0.25632
| 513.0466 | 0 | 569.0715 | 0.001287 | 513.0466 | 0 | 569.0715 | 4.393e-05 | 569.5555 | 0.00070791 | 569.0715 | 0.00015916 | 514.0699 | 1.9748e-05 | 563.84 | -0.00011805 | 513.0466 | 0.99243 | 563.84 | 0.005712 | 563.84 | 0.00017338 | 514.0699 | 3.2252e-05 | 514.0699 | 2.5454e-05 | 569.0716 | -0.000549 | 569.0715 | 0.00017318 | 772.5905 | 0.79663 | 569.0715 | -0.00070523 | 771.8863 | 0 | 772.5905 | 0.00457 | 514.0699 | 0.2572
| 513.161 | 0.0006079 | 569.2993 | 0.0014703 | 513.161 | 0.00179 | 569.2993 | 0.00042198 | 569.783 | 0.00113 | 569.2993 | 0.0010709 | 514.187 | 9.6441e-06 | 564.07 | 0.00045532 | 513.161 | 0.99339 | 564.07 | 0.0066806 | 564.07 | -0.00089942 | 514.187 | 1.6079e-05 | 514.187 | 1.4967e-05 | 569.2993 | 0.00066805 | 569.2993 | 0.00077686 | 772.7557 | 0.80727 | 569.2993 | 0.00080297 | 772.0516 | 1.0001e-05 | 772.7557 | 0.00439 | 514.187 | 0.25647
| 513.2755 | 0 | 569.5271 | 0.0016777 | 513.2755 | 0 | 569.5271 | -0.00048869 | 570.0104 | 0.0002151 | 569.5271 | 0.00025457 | 514.3041 | 1.8381e-05 | 564.3 | -0.0024453 | 513.2755 | 0.97696 | 564.3 | 0.0036456 | 564.3 | -0.00086692 | 514.3041 | 3.0507e-05 | 514.3041 | 2.9297e-05 | 569.5272 | 0.00012821 | 569.5271 | 0.0001142 | 772.921 | 0.81196 | 569.5271 | -0.0002969 | 772.2168 | 0 | 772.921 | 0.00474 | 514.3041 | 0.25787
| 513.3899 | 0.00032042 | 569.755 | 0.0016055 | 513.3899 | 0.00161 | 569.755 | 0.00036343 | 570.2379 | 0.00123 | 569.755 | 0.00096681 | 514.4212 | 8.7816e-06 | 564.53 | 0.00011805 | 513.3899 | 0.97031 | 564.53 | 0.0051308 | 564.53 | 0.00020589 | 514.4212 | 1.4451e-05 | 514.4212 | 1.433e-05 | 569.755 | 0.00045121 | 569.755 | -0.00020266 | 773.0862 | 0.81303 | 569.755 | 0.0010705 | 772.3821 | 6.9993e-05 | 773.0862 | 0.00444 | 514.4212 | 0.25839
| 513.5044 | 0 | 569.9828 | 0.0014661 | 513.5044 | 0 | 569.9828 | 0.00010027 | 570.4654 | -0.00033061 | 569.9828 | 0.00023175 | 514.5383 | 1.865e-05 | 564.76 | -0.0011636 | 513.5044 | 0.97721 | 564.76 | 0.0038071 | 564.76 | -0.0015822 | 514.5383 | 2.9769e-05 | 514.5383 | 2.3521e-05 | 569.9828 | -0.00022641 | 569.9828 | -2.9362e-05 | 773.2514 | 0.81589 | 569.9828 | -0.000856 | 772.5474 | 0 | 773.2514 | 0.00471 | 514.5383 | 0.26053
| 513.6188 | 0.00039229 | 570.2106 | 0.0014305 | 513.6188 | 0.00224 | 570.2106 | 0.0008876 | 570.6929 | 0.00107 | 570.2106 | 0.0011435 | 514.6555 | 9.9129e-06 | 564.98 | -0.00028669 | 513.6188 | 0.97772 | 564.98 | 0.0016761 | 564.98 | 0.00066102 | 514.6555 | 1.5318e-05 | 514.6555 | 9.191e-06 | 570.2106 | 0.00081239 | 570.2106 | 0.0006496 | 773.4167 | 0.82402 | 570.2106 | -0.00029392 | 772.7127 | 5.0004e-05 | 773.4167 | 0.00443 | 514.6555 | 0.26194
| 513.7332 | 0 | 570.4385 | 0.0014776 | 513.7332 | 0 | 570.4385 | -0.00016008 | 570.9204 | -0.00027157 | 570.4385 | 0.00023502 | 514.7726 | 2.0308e-05 | 565.21 | -0.0013997 | 513.7332 | 0.97409 | 565.21 | 0.0017085 | 565.21 | 1.0836e-05 | 514.7726 | 2.8656e-05 | 514.7726 | 1.903e-05 | 570.4385 | -0.00029987 | 570.4385 | -0.00012685 | 773.5819 | 0.83135 | 570.4385 | -0.0015466 | 772.8781 | 0 | 773.5819 | 0.00472 | 514.7726 | 0.26531
| 513.8477 | 0.00037433 | 570.6664 | 0.0015854 | 513.8477 | 0.00182 | 570.6664 | 0.00089698 | 571.148 | 0.00136 | 570.6664 | 0.0011003 | 514.8897 | 1.0428e-05 | 565.44 | -0.00038786 | 513.8477 | 0.96583 | 565.44 | 0.0028707 | 565.44 | -0.001127 | 514.8897 | 1.3339e-05 | 514.8897 | 9.8388e-06 | 570.6664 | 0.00070306 | 570.6664 | 0.00065112 | 773.7471 | 0.83893 | 570.6664 | 0.00074464 | 773.0434 | 5.0004e-05 | 773.7471 | 0.00445 | 514.8897 | 0.26769
| 513.9621 | 0 | 570.8942 | 0.00129 | 513.9621 | 0 | 570.8942 | -0.00018731 | 571.3755 | 0.00036393 | 570.8942 | 0.00015387 | 515.0068 | 2.0912e-05 | 565.67 | 0.00015177 | 513.9621 | 0.96353 | 565.67 | 0.0016117 | 565.67 | 0.0014737 | 515.0068 | 2.9277e-05 | 515.0068 | 2.4806e-05 | 570.8942 | -0.00024491 | 570.8942 | -0.00042535 | 773.9124 | 0.84058 | 570.8942 | -0.00077037 | 773.2087 | 0 | 773.9124 | 0.00472 | 515.0068 | 0.26938
| 514.0766 | 0.00037433 | 571.1221 | 0.001588 | 514.0766 | 0.00109 | 571.1221 | 0.00057595 | 571.6031 | 0.00087809 | 571.1221 | 0.0010337 | 515.124 | 1.0484e-05 | 565.9 | -0.00042159 | 514.0766 | 0.95476 | 565.9 | 0.0027416 | 565.9 | 0.0020589 | 515.124 | 1.5927e-05 | 515.124 | 1.4967e-05 | 571.1221 | 0.00060743 | 571.1221 | 0.0014245 | 774.0776 | 0.85184 | 571.1221 | -0.00022755 | 773.374 | 6.9993e-05 | 774.0776 | 0.00449 | 515.124 | 0.26978
| 514.1911 | 0 | 571.35 | 0.0015281 | 514.1911 | 0 | 571.35 | -0.00013007 | 571.8306 | 7.072e-05 | 571.35 | 0.00020272 | 515.2411 | 2.089e-05 | 566.12 | 0.0012985 | 514.1911 | 0.96625 | 566.12 | 0.0030968 | 566.12 | 0.00043346 | 515.2411 | 3.1115e-05 | 515.2411 | 2.8012e-05 | 571.35 | -0.00040895 | 571.35 | -0.0011503 | 774.2429 | 0.8565 | 571.35 | 0.00037018 | 773.5393 | 0 | 774.2429 | 0.00477 | 515.2411 | 0.27068
| 514.3055 | 0.0006079 | 571.578 | 0.0016584 | 514.3055 | 0.0025 | 571.578 | 0.00047415 | 572.0582 | 0.00146 | 571.578 | 0.0011113 | 515.3583 | 1.0406e-05 | 566.35 | -0.0017707 | 514.3055 | 0.94451 | 566.35 | 0.0027094 | 566.35 | 0.0010836 | 515.3583 | 1.5189e-05 | 515.3583 | 1.3045e-05 | 571.5779 | 0.00121 | 571.578 | 0.002098 | 774.4082 | 0.86547 | 571.578 | -0.00071615 | 773.7047 | 5.0004e-05 | 774.4082 | 0.0045 | 515.3583 | 0.27144
| 514.42 | 0 | 571.8059 | 0.0014628 | 514.42 | 0 | 571.8059 | -0.00026625 | 572.2858 | 0.00058212 | 571.8059 | 0.00021515 | 515.4754 | 2.1226e-05 | 566.58 | -0.00011805 | 514.42 | 0.94627 | 566.58 | 0.00028789 | 566.58 | -2.1673e-05 | 515.4754 | 3.2146e-05 | 515.4754 | 2.5454e-05 | 571.8059 | 0.00017707 | 571.8059 | -0.000382 | 774.5734 | 0.87007 | 571.8059 | -0.00037239 | 773.87 | 0 | 774.5734 | 0.00472 | 515.4754 | 0.27307
| 514.5345 | 0.00041025 | 572.0338 | 0.0014834 | 514.5345 | 0.00168 | 572.0338 | 0.00030292 | 572.5134 | 0.0008091 | 572.0338 | 0.0010442 | 515.5926 | 1.0876e-05 | 566.81 | 0.00052277 | 514.5345 | 0.93926 | 566.81 | 0.00041703 | 566.81 | 0.0032617 | 515.5926 | 1.7203e-05 | 515.5926 | 1.2408e-05 | 572.0338 | 0.00094755 | 572.0338 | 0.0016012 | 774.7387 | 0.87753 | 572.0338 | -9.6835e-06 | 774.0353 | 3.0002e-05 | 774.7387 | 0.00443 | 515.5926 | 0.27316
| 514.6489 | 0 | 572.2618 | 0.001284 | 514.6489 | 0 | 572.2618 | 7.5447e-05 | 572.741 | 0.00014193 | 572.2618 | 0.0001165 | 515.7097 | 2.0005e-05 | 567.04 | -0.0035246 | 514.6489 | 0.93724 | 567.04 | 0.0031613 | 567.04 | -0.00015171 | 515.7097 | 3.3376e-05 | 515.7097 | 2.4806e-05 | 572.2618 | -0.00032723 | 572.2618 | -0.001203 | 774.904 | 0.87948 | 572.2618 | -0.00086071 | 774.2007 | 0 | 774.904 | 0.00482 | 515.7097 | 0.27446
| 514.7634 | 0.00041025 | 572.4897 | 0.0014223 | 514.7634 | 0.00217 | 572.4897 | 0.00056629 | 572.9686 | 0.0011 | 572.4897 | 0.00091724 | 515.8269 | 9.1849e-06 | 567.26 | -0.00065769 | 514.7634 | 0.92734 | 567.26 | -0.0012941 | 567.26 | 0.00027091 | 515.8269 | 1.6524e-05 | 515.8269 | 1.2408e-05 | 572.4897 | 0.00055917 | 572.4897 | 0.00010101 | 775.0693 | 0.892 | 572.4897 | 0.00067774 | 774.366 | 1.0001e-05 | 775.0693 | 0.0046 | 515.8269 | 0.27542
| 514.8779 | 0 | 572.7177 | 0.0016012 | 514.8779 | 0 | 572.7177 | -0.00015845 | 573.1963 | 0.00059686 | 572.7177 | 0.00016813 | 515.944 | 1.9904e-05 | 567.49 | -0.0013997 | 514.8779 | 0.92798 | 567.49 | 0.00061074 | 567.49 | -0.00089942 | 515.944 | 2.9991e-05 | 515.944 | 2.4806e-05 | 572.7177 | 5.2162e-05 | 572.7177 | -0.00023579 | 775.2345 | 0.89416 | 572.7177 | -0.00083286 | 774.5314 | 0 | 775.2345 | 0.00492 | 515.944 | 0.27805
| 514.9924 | 0 | 572.9457 | 0.0015148 | 514.9924 | 0.00144 | 572.9457 | 0.00074635 | 573.4239 | 0.0012 | 572.9457 | 0.0010402 | 516.0612 | 1.0775e-05 | 567.72 | 0.0009275 | 514.9924 | 0.91985 | 567.72 | 0.0025157 | 567.72 | 0.0009211 | 516.0612 | 1.3912e-05 | 516.0612 | 1.2617e-05 | 572.9457 | 0.00048384 | 572.9457 | 0.00077399 | 775.3998 | 0.90125 | 572.9457 | 3.2191e-05 | 774.6967 | 5.0004e-05 | 775.3998 | 0.00466 | 516.0612 | 0.27981
| 515.1069 | 0 | 573.1737 | 0.0014702 | 515.1069 | 0 | 573.1737 | -9.3755e-05 | 573.6516 | 0.0001659 | 573.1737 | 0.00019865 | 516.1784 | 2.0184e-05 | 567.95 | -0.00052277 | 515.1069 | 0.91952 | 567.95 | 0.0020636 | 567.95 | -0.0020698 | 516.1784 | 2.827e-05 | 516.1784 | 2.3949e-05 | 573.1737 | -0.00029058 | 573.1737 | 0.00029092 | 775.5651 | 0.9069 | 573.1737 | -0.0001365 | 774.8621 | 0 | 775.5651 | 0.00501 | 516.1784 | 0.28149
| 515.2214 | 0.00116 | 573.4017 | 0.0014142 | 515.2214 | 0.0012 | 573.4017 | 0.00043361 | 573.8792 | 0.00093604 | 573.4017 | 0.0010807 | 516.2956 | 9.4089e-06 | 568.18 | 0.0012985 | 515.2214 | 0.92793 | 568.18 | 0.0021928 | 568.18 | -0.0015496 | 516.2956 | 1.4557e-05 | 516.2956 | 1.1552e-05 | 573.4017 | 0.00030354 | 573.4017 | 0.00051628 | 775.7304 | 0.91743 | 573.4017 | 0.0014112 | 775.0275 | 6.9993e-05 | 775.7304 | 0.00479 | 516.2956 | 0.28205
| 515.3359 | 0 | 573.6297 | 0.0014405 | 515.3359 | 0 | 573.6297 | -0.00017136 | 574.1069 | 0.0001193 | 573.6297 | 0.00027962 | 516.4127 | 2.1226e-05 | 568.41 | 0.00045532 | 515.3359 | 0.91322 | 568.41 | 0.0014502 | 568.41 | -0.0030776 | 516.4127 | 3.0378e-05 | 516.4127 | 2.6299e-05 | 573.6297 | -0.00018678 | 573.6297 | -0.00048772 | 775.8957 | 0.92362 | 573.6297 | -0.00052995 | 775.1928 | 0 | 775.8957 | 0.0051 | 516.4127 | 0.28281
| 515.4504 | 0.00176 | 573.8578 | 0.0014607 | 515.4504 | 0.00108 | 573.8578 | 0.00092471 | 574.3346 | 0.00105 | 573.8578 | 0.00096256 | 516.5299 | 1.1862e-05 | 568.63 | 0.00096123 | 515.4504 | 0.91496 | 568.63 | 0.00080447 | 568.63 | -0.0022648 | 516.5299 | 1.5927e-05 | 516.5299 | 1.4967e-05 | 573.8578 | 0.00080831 | 573.8578 | 0.00043651 | 776.061 | 0.92334 | 573.8578 | 0.00015769 | 775.3582 | 5.0004e-05 | 776.061 | 0.00486 | 516.5299 | 0.283
| 515.5649 | 0 | 574.0858 | 0.0012586 | 515.5649 | 0 | 574.0858 | -3.3068e-05 | 574.5623 | -0.00025216 | 574.0858 | 0.00020614 | 516.6471 | 2.1887e-05 | 568.86 | 0.00079259 | 515.5649 | 0.92341 | 568.86 | -0.00026098 | 568.86 | -0.00080189 | 516.6471 | 3.1982e-05 | 516.6471 | 2.7375e-05 | 574.0858 | -0.00012208 | 574.0858 | 0.00020055 | 776.2263 | 0.93666 | 574.0858 | -0.00057771 | 775.5236 | 0 | 776.2263 | 0.00512 | 516.6471 | 0.28429
| 515.6794 | 0.00010482 | 574.3139 | 0.0016272 | 515.6794 | 0.00217 | 574.3139 | 0.00045846 | 574.79 | 0.00149 | 574.3139 | 0.0011354 | 516.7643 | 1.007e-05 | 569.09 | 0.00032042 | 515.6794 | 0.92226 | 569.09 | 0.00038475 | 569.09 | 0.00053099 | 516.7643 | 1.6055e-05 | 516.7643 | 1.2408e-05 | 574.3139 | 0.00082029 | 574.3139 | 0.00022952 | 776.3917 | 0.93373 | 574.3139 | 0.00078098 | 775.689 | 3.0002e-05 | 776.3917 | 0.0048 | 516.7643 | 0.28563
| 515.7939 | 0 | 574.5419 | 0.0013578 | 515.7939 | 0 | 574.5419 | -0.00040203 | 575.0178 | -9.6186e-05 | 574.5419 | 0.00014414 | 516.8815 | 2.024e-05 | 569.32 | -0.0020068 | 515.7939 | 0.91862 | 569.32 | -9.9549e-05 | 569.32 | -0.0001192 | 516.8815 | 3.1736e-05 | 516.8815 | 2.1599e-05 | 574.5419 | -0.00019148 | 574.5419 | -0.00063375 | 776.557 | 0.94536 | 574.5419 | -0.00050132 | 775.8544 | 0 | 776.557 | 0.00508 | 516.8815 | 0.28742
| 515.9085 | 0.00098522 | 574.77 | 0.0014136 | 515.9085 | 0.00208 | 574.77 | 0.00090263 | 575.2455 | 0.0009795 | 574.77 | 0.0010029 | 516.9987 | 1.0227e-05 | 569.55 | 0.0013997 | 515.9085 | 0.93338 | 569.55 | 0.0009659 | 569.55 | -0.00060684 | 516.9987 | 1.5915e-05 | 516.9987 | 9.191e-06 | 574.77 | 0.00041156 | 574.77 | 0.0014803 | 776.7223 | 0.93925 | 574.77 | 0.0013971 | 776.0198 | 1.0001e-05 | 776.7223 | 0.00483 | 516.9987 | 0.28939
| 516.023 | 0 | 574.9981 | 0.0011308 | 516.023 | 0 | 574.9981 | -0.00039049 | 575.4733 | 0.00010285 | 574.9981 | 0.00012978 | 517.1159 | 2.1204e-05 | 569.77 | -0.00045532 | 516.023 | 0.93332 | 569.77 | 0.0025802 | 569.77 | -0.0019722 | 517.1159 | 2.9827e-05 | 517.1159 | 2.0315e-05 | 574.9981 | 9.4863e-05 | 574.9981 | 0.00029323 | 776.8876 | 0.94594 | 574.9981 | 0.00045508 | 776.1852 | 0 | 776.8876 | 0.00519 | 517.1159 | 0.29256
| 516.1375 | 0.00142 | 575.2262 | 0.0013148 | 516.1375 | 0.00053755 | 575.2262 | 0.00039288 | 575.701 | 0.00106 | 575.2262 | 0.0011118 | 517.2331 | 1.0999e-05 | 570 | 0.001737 | 516.1375 | 0.93466 | 570 | -0.00074527 | 570 | -0.00024923 | 517.2331 | 1.4205e-05 | 517.2331 | 1.1124e-05 | 575.2262 | 0.00073377 | 575.2262 | 0.0014406 | 777.053 | 0.95223 | 575.2262 | 0.00093134 | 776.3506 | 5.0004e-05 | 777.053 | 0.00499 | 517.2331 | 0.29519
| 516.252 | 0 | 575.4543 | 0.0015177 | 516.252 | 0 | 575.4543 | -7.8012e-05 | 575.9288 | 3.0512e-05 | 575.4543 | 0.00020602 | 517.3503 | 2.136e-05 | 570.23 | -0.001602 | 516.252 | 0.94979 | 570.23 | -0.00074527 | 570.23 | -0.0012245 | 517.3503 | 2.8059e-05 | 517.3503 | 2.2884e-05 | 575.4543 | -0.00018393 | 575.4543 | -0.00057305 | 777.2183 | 0.95419 | 575.4543 | -0.00098825 | 776.516 | 0 | 777.2183 | 0.0054 | 517.3503 | 0.29739
| 516.3666 | 0 | 575.6825 | 0.0013193 | 516.3666 | 0.00095371 | 575.6825 | 0.00038301 | 576.1566 | 0.00095469 | 575.6825 | 0.0010558 | 517.4675 | 1.0428e-05 | 570.46 | 0.00028669 | 516.3666 | 0.94031 | 570.46 | 0.00083675 | 570.46 | 0.00036844 | 517.4675 | 1.4264e-05 | 517.4675 | 1.2408e-05 | 575.6825 | 0.00044728 | 575.6825 | 0.0010184 | 777.3836 | 0.96049 | 575.6825 | 8.3456e-05 | 776.6814 | 5.0004e-05 | 777.3836 | 0.00515 | 517.4675 | 0.29722
| 516.4811 | 0 | 575.9106 | 0.0013797 | 516.4811 | 0 | 575.9106 | -0.00025281 | 576.3844 | 0.00020231 | 575.9106 | 0.00016621 | 517.5847 | 2.0285e-05 | 570.69 | -0.00011805 | 516.4811 | 0.93934 | 570.69 | 0.00019102 | 570.69 | 0.0017338 | 517.5847 | 2.9991e-05 | 517.5847 | 2.1599e-05 | 575.9106 | 6.5337e-05 | 575.9106 | -0.00030538 | 777.549 | 0.96934 | 575.9106 | -0.00095204 | 776.8468 | 0 | 777.549 | 0.00548 | 517.5847 | 0.29733
| 516.5956 | 0.0005001 | 576.1388 | 0.0013502 | 516.5956 | 0.0016 | 576.1388 | 0.00094859 | 576.6122 | 0.00132 | 576.1388 | 0.0010927 | 517.7019 | 9.9913e-06 | 570.92 | 0.0016695 | 516.5956 | 0.94505 | 570.92 | -9.9549e-05 | 570.92 | -0.00037928 | 517.7019 | 1.6055e-05 | 517.7019 | 9.8388e-06 | 576.1387 | 0.00083776 | 576.1388 | 0.0013311 | 777.7143 | 0.96702 | 576.1388 | 0.00081406 | 777.0122 | 6.9993e-05 | 777.7143 | 0.00517 | 517.7019 | 0.29632
| 516.7102 | 0 | 576.3669 | 0.0011929 | 516.7102 | 0 | 576.3669 | -0.00019207 | 576.84 | -5.6475e-05 | 576.3669 | -2.9716e-05 | 517.8191 | 2.0543e-05 | 571.14 | -0.0023104 | 516.7102 | 0.94113 | 571.14 | 0.00038475 | 571.14 | -0.001257 | 517.8191 | 3.1362e-05 | 517.8191 | 2.0962e-05 | 576.3669 | -0.00026954 | 576.3669 | -0.00026151 | 777.8797 | 0.97541 | 576.3669 | -0.0021812 | 777.1776 | 0 | 777.8797 | 0.00547 | 517.8191 | 0.29618
| 516.8247 | 0.00098522 | 576.5951 | 0.0015086 | 516.8247 | 0.00074563 | 576.5951 | 0.00075504 | 577.0679 | 0.0012 | 576.5951 | 0.0011557 | 517.9364 | 1.0697e-05 | 571.37 | 0.00048905 | 516.8247 | 0.93554 | 571.37 | 0.002096 | 571.37 | 0.0010836 | 517.9364 | 1.5575e-05 | 517.9364 | 1.198e-05 | 576.5951 | 0.00078867 | 576.5951 | 0.0013127 | 778.045 | 0.98274 | 576.5951 | 0.00092255 | 777.3431 | 5.0004e-05 | 778.045 | 0.00521 | 517.9364 | 0.29626
| 516.9393 | 0 | 576.8233 | 0.0012479 | 516.9393 | 0 | 576.8233 | -0.00039712 | 577.2957 | -0.00017976 | 576.8233 | 0.00013747 | 518.0536 | 2.2245e-05 | 571.6 | -0.00069142 | 516.9393 | 0.93644 | 571.6 | -0.0028439 | 571.6 | 0.0011162 | 518.0536 | 3.0753e-05 | 518.0536 | 2.6299e-05 | 576.8233 | -0.00014925 | 576.8233 | 0.00021337 | 778.2104 | 0.9733 | 576.8233 | -9.2613e-05 | 777.5085 | 0 | 778.2104 | 0.00561 | 518.0536 | 0.29879
| 517.0539 | 0.0006079 | 577.0515 | 0.0015006 | 517.0539 | 0.00154 | 577.0515 | 0.00069279 | 577.5236 | 0.00132 | 577.0515 | 0.0011028 | 518.1708 | 1.184e-05 | 571.83 | -0.0016695 | 517.0539 | 0.93858 | 571.83 | 0.0021605 | 571.83 | 0.0019289 | 518.1708 | 1.5353e-05 | 518.1708 | 1.4539e-05 | 577.0515 | 0.00117 | 577.0515 | 0.0003232 | 778.3758 | 0.97968 | 577.0515 | 0.0013316 | 777.6739 | 8.9995e-05 | 778.3758 | 0.00534 | 518.1708 | 0.30175
| 517.1684 | 0 | 577.2797 | 0.001366 | 517.1684 | 0 | 577.2797 | -0.00055776 | 577.7514 | -2.5673e-05 | 577.2797 | 8.2902e-05 | 518.2881 | 2.3007e-05 | 572.06 | -0.0012648 | 517.1684 | 0.94067 | 572.06 | 9.4169e-05 | 572.06 | -0.00096444 | 518.2881 | 2.8949e-05 | 518.2881 | 2.6091e-05 | 577.2797 | -0.00031692 | 577.2797 | 4.9264e-05 | 778.5411 | 0.97898 | 577.2797 | 0.00047971 | 777.8394 | 0 | 778.5411 | 0.00568 | 518.2881 | 0.30502
| 517.283 | 0.00062587 | 577.5079 | 0.0014129 | 517.283 | 0.0016 | 577.5079 | 0.0010291 | 577.9793 | 0.0008985 | 577.5079 | 0.001044 | 518.4053 | 1.1369e-05 | 572.29 | 0.00045532 | 517.283 | 0.94386 | 572.29 | 0.00051389 | 572.29 | 0.00049847 | 518.4053 | 1.3713e-05 | 518.4053 | 1.1761e-05 | 577.5079 | 0.00109 | 577.5079 | 0.00057365 | 778.7065 | 0.98173 | 577.5079 | 0.00068705 | 778.0048 | 5.0004e-05 | 778.7065 | 0.0054 | 518.4053 | 0.30671
| 517.3976 | 0 | 577.7362 | 0.0013574 | 517.3976 | 0 | 577.7362 | -0.00050146 | 578.2072 | 0.00029719 | 577.7362 | 0.00018985 | 518.5225 | 2.229e-05 | 572.51 | -0.00086005 | 517.3976 | 0.93326 | 572.51 | -0.0030376 | 572.51 | 4.3346e-05 | 518.5225 | 2.9113e-05 | 518.5225 | 2.4169e-05 | 577.7361 | -0.0002056 | 577.7362 | 0.00061828 | 778.8719 | 0.98856 | 577.7362 | -0.0014288 | 778.1703 | 0 | 778.8719 | 0.00586 | 518.5225 | 0.30898
| 517.5122 | 0.00021262 | 577.9644 | 0.0012317 | 517.5122 | 0.00144 | 577.9644 | 0.00095676 | 578.4351 | 0.00056725 | 577.9644 | 0.0011241 | 518.6398 | 1.1111e-05 | 572.74 | 0.00045532 | 517.5122 | 0.92121 | 572.74 | 0.001773 | 572.74 | 0.0027091 | 518.6398 | 1.5763e-05 | 518.6398 | 1.2408e-05 | 577.9644 | 0.00105 | 577.9644 | 4.8299e-05 | 779.0373 | 0.98571 | 577.9644 | 0.0020571 | 778.3357 | 5.0004e-05 | 779.0373 | 0.00566 | 518.6398 | 0.30991
| 517.6267 | 0 | 578.1927 | 0.0011335 | 517.6267 | 0 | 578.1927 | -0.00035155 | 578.663 | -0.00020787 | 578.1927 | 0.00013005 | 518.757 | 2.266e-05 | 572.97 | -0.0015346 | 517.6267 | 0.92685 | 572.97 | -0.0015202 | 572.97 | 0.0016363 | 518.757 | 3.19e-05 | 518.757 | 2.2236e-05 | 578.1927 | 7.1823e-05 | 578.1927 | -0.00025739 | 779.2026 | 0.99205 | 578.1927 | -0.0013704 | 778.5012 | 0 | 779.2026 | 0.00601 | 518.757 | 0.31168
| 517.7413 | 0.00075165 | 578.4209 | 0.0014239 | 517.7413 | 0.00098839 | 578.4209 | 0.00075465 | 578.891 | 0.00061401 | 578.4209 | 0.0010149 | 518.8743 | 1.156e-05 | 573.2 | -0.00011805 | 517.7413 | 0.91496 | 573.2 | 0.00061074 | 573.2 | -0.00031426 | 518.8743 | 1.6571e-05 | 518.8743 | 9.8388e-06 | 578.4209 | 0.0008325 | 578.4209 | 0.00092737 | 779.3681 | 0.99733 | 578.4209 | 0.00077096 | 778.6667 | 3.0002e-05 | 779.3681 | 0.00564 | 518.8743 | 0.31162
| 517.8559 | 0 | 578.6492 | 0.0013657 | 517.8559 | 0 | 578.6492 | -0.00020748 | 579.1189 | 0.00054947 | 578.6492 | 0.00014349 | 518.9915 | 2.3813e-05 | 573.43 | 0.00099496 | 517.8559 | 0.92265 | 573.43 | -0.0018108 | 573.43 | 0.0011487 | 518.9915 | 3.053e-05 | 518.9915 | 2.0962e-05 | 578.6492 | 4.7314e-05 | 578.6492 | -0.00087786 | 779.5334 | 0.9949 | 578.6492 | -0.00086784 | 778.8321 | 0 | 779.5334 | 0.00586 | 518.9915 | 0.31328
| 517.9705 | 0.00073368 | 578.8775 | 0.0014369 | 517.9705 | 0.0006936 | 578.8775 | 0.00087454 | 579.3469 | 0.00103 | 578.8775 | 0.00099149 | 519.1088 | 1.2276e-05 | 573.66 | 0.00079259 | 517.9705 | 0.91408 | 573.66 | 0.0002556 | 573.66 | -0.00047681 | 519.1088 | 1.458e-05 | 519.1088 | 1.1332e-05 | 578.8775 | 0.00051069 | 578.8775 | -0.00033208 | 779.6988 | 0.99396 | 578.8775 | 0.0004618 | 778.9976 | 6.9993e-05 | 779.6988 | 0.00555 | 519.1088 | 0.31346
| 518.0851 | 0 | 579.1058 | 0.0012103 | 518.0851 | 0 | 579.1058 | 1.6262e-05 | 579.5748 | 0.00013881 | 579.1058 | 0.00022395 | 519.2261 | 2.3802e-05 | 573.88 | -0.00052277 | 518.0851 | 0.90323 | 573.88 | -0.0014233 | 573.88 | 0.0014088 | 519.2261 | 2.8926e-05 | 519.2261 | 2.3093e-05 | 579.1058 | 0.00027469 | 579.1058 | -0.0010017 | 779.8642 | 0.99084 | 579.1058 | -0.0020042 | 779.1631 | 0 | 779.8642 | 0.00591 | 519.2261 | 0.31486
| 518.1997 | 0.00109 | 579.3341 | 0.0012833 | 518.1997 | 0.00121 | 579.3341 | 0.00075522 | 579.8028 | 0.00143 | 579.3341 | 0.00097337 | 519.3433 | 1.1582e-05 | 574.11 | 0.0020405 | 518.1997 | 0.90931 | 574.11 | 0.00044931 | 574.11 | -8.6692e-05 | 519.3433 | 1.4861e-05 | 519.3433 | 1.198e-05 | 579.3341 | 0.00073584 | 579.3341 | 0.0015857 | 780.0296 | 0.99496 | 579.3341 | 0.00076272 | 779.3286 | 1.0001e-05 | 780.0296 | 0.00571 | 519.3433 | 0.31547
| 518.3143 | 0 | 579.5625 | 0.0012008 | 518.3143 | 0 | 579.5625 | -0.00035324 | 580.0308 | 0.00021941 | 579.5625 | 3.99e-05 | 519.4606 | 2.3477e-05 | 574.34 | -0.00075887 | 518.3143 | 0.90925 | 574.34 | 0.0025802 | 574.34 | 0.0020915 | 519.4606 | 2.8551e-05 | 519.4606 | 2.5025e-05 | 579.5625 | -0.00011511 | 579.5625 | 0.00053558 | 780.1951 | 0.99314 | 579.5625 | -0.00076969 | 779.4941 | 0 | 780.1951 | 0.00595 | 519.4606 | 0.31784
| 518.4289 | 0.00127 | 579.7908 | 0.0014674 | 518.4289 | 0.00057222 | 579.7908 | 0.00071356 | 580.2588 | 0.00114 | 579.7908 | 0.00089745 | 519.5779 | 1.2904e-05 | 574.57 | 0.00048905 | 518.4289 | 0.90716 | 574.57 | 0.0028385 | 574.57 | 0.0039769 | 519.5779 | 1.78e-05 | 519.5779 | 1.8503e-05 | 579.7908 | 0.00103 | 579.7908 | -0.00027571 | 780.3605 | 0.99434 | 579.7908 | -0.000518 | 779.6595 | 1.0001e-05 | 780.3605 | 0.00603 | 519.5779 | 0.31867
| 518.5435 | 0 | 580.0192 | 0.0015145 | 518.5435 | 0 | 580.0192 | 0.00068317 | 580.4868 | 0.00146 | 580.0192 | 0.00096992 | 519.6951 | 1.4864e-05 | 574.8 | 0.0005565 | 518.5435 | 0.90062 | 574.8 | 0.00041703 | 574.8 | -0.0001192 | 519.6951 | 2.1618e-05 | 519.6951 | 2.0962e-05 | 580.0192 | 0.00086133 | 580.0192 | 0.00016675 | 780.5259 | 0.99801 | 580.0192 | 0.00078844 | 779.8251 | 0 | 780.5259 | 0.00613 | 519.6951 | 0.31873
| 518.6581 | 0.00084148 | 580.2475 | 0.0011071 | 518.6581 | 0.00113 | 580.2475 | -0.00037225 | 580.7148 | -2.2591e-05 | 580.2475 | 0.00012136 | 519.8124 | 4.57e-06 | 575.03 | -0.0014672 | 518.6581 | 0.89566 | 575.03 | 0.00057846 | 575.03 | 0.0015712 | 519.8124 | 1.1781e-05 | 519.8124 | 1.1651e-05 | 580.2475 | 0.00029701 | 580.2475 | 0.00072167 | 780.6913 | 0.99877 | 580.2475 | -0.0010898 | 779.9905 | 0 | 780.6913 | 0.00628 | 519.8124 | 0.31907
| 518.7727 | 0.00016197 | 580.4759 | 0.001378 | 518.7727 | 0 | 580.4759 | 0.00055152 | 580.9428 | 0.00111 | 580.4759 | 0.001087 | 519.9297 | 6.071e-06 | 575.26 | 0.0010961 | 518.7727 | 0.89514 | 575.26 | 0.00057846 | 575.26 | 0.0025791 | 519.9297 | 1.0715e-05 | 519.9297 | 1.0904e-05 | 580.4759 | 0.00112 | 580.4759 | -0.0007469 | 780.8568 | 1 | 580.4759 | 0.00064449 | 780.1561 | 0 | 780.8568 | 0.00599 | 519.9297 | 0.32083
| 518.8874 | 0.00075165 | 580.7043 | 0.0011836 | 518.8874 | 0.00053755 | 580.7043 | -0.00051119 | 581.1709 | 0.00025102 | 580.7043 | 5.1195e-05 | 520.047 | 5.7349e-06 | 575.48 | 0.0011973 | 518.8874 | 0.87843 | 575.48 | -0.00097128 | 575.48 | 0.002384 | 520.047 | 9.6731e-06 | 520.047 | 9.8388e-06 | 580.7043 | 0.00023627 | 580.7043 | 0.00025774 | 781.0222 | 0.99965 | 580.7043 | -0.00063048 | 780.3216 | 0 | 781.0222 | 0.00629 | 520.047 | 0.32447
| 519.002 | 0 | 580.9327 | 0.0014589 | 519.002 | 0 | 580.9327 | 0.00054184 | 581.3989 | 0.00092586 | 580.9327 | 0.00099569 | 520.1643 | 6.1606e-06 | 575.71 | -1.6864e-05 | 519.002 | 0.88074 | 575.71 | -0.0006807 | 575.71 | 0.002449 | 520.1643 | 9.1812e-06 | 520.1643 | 9.5204e-06 | 580.9327 | 0.0009052 | 580.9327 | 0.0010488 | 781.1876 | 0.99445 | 580.9327 | -0.00021055 | 780.4871 | 0 | 781.1876 | 0.00613 | 520.1643 | 0.32609
| 519.1166 | 0.00089539 | 581.1611 | 0.0010542 | 519.1166 | 0.00168 | 581.1611 | -0.00011723 | 581.627 | -0.00027227 | 581.1611 | 0.00019336 | 520.2816 | 5.2421e-06 | 575.94 | -0.0017707 | 519.1166 | 0.86864 | 575.94 | -0.0027148 | 575.94 | 0.0011487 | 520.2816 | 9.3803e-06 | 520.2816 | 7.5878e-06 | 581.1611 | -0.00011554 | 581.1611 | 0.00106 | 781.3531 | 0.99112 | 581.1611 | -0.00075759 | 780.6526 | 0 | 781.3531 | 0.00653 | 520.2816 | 0.32831
| 519.2313 | 0 | 581.3895 | 0.0012467 | 519.2313 | 0 | 581.3895 | 0.00047571 | 581.8551 | 0.00133 | 581.3895 | 0.00092168 | 520.3989 | 4.7493e-06 | 576.17 | -0.00059023 | 519.2313 | 0.8546 | 576.17 | -2.6905e-06 | 576.17 | 0.0030341 | 520.3989 | 8.6777e-06 | 520.3989 | 1.2408e-05 | 581.3895 | 0.00127 | 581.3895 | 0.0011021 | 781.5185 | 0.98866 | 581.3895 | 0.00056445 | 780.8181 | 0 | 781.5185 | 0.00635 | 520.3989 | 0.32794
| 519.3459 | 0.00037433 | 581.618 | 0.00097201 | 519.3459 | 0.00118 | 581.618 | -6.0847e-05 | 582.0832 | 0.00034704 | 581.618 | 0.00015702 | 520.5162 | 4.57e-06 | 576.4 | -0.0014672 | 519.3459 | 0.83983 | 576.4 | -2.6905e-06 | 576.4 | 0.0070653 | 520.5162 | 9.2984e-06 | 520.5162 | 1.2617e-05 | 581.618 | -0.00017085 | 581.618 | -0.00021464 | 781.684 | 0.98128 | 581.618 | 6.022e-05 | 780.9836 | 0 | 781.684 | 0.00669 | 520.5162 | 0.32878
| 519.4606 | 0 | 581.8464 | 0.0013613 | 519.4606 | 0 | 581.8464 | 0.00069124 | 582.3113 | 0.00118 | 581.8464 | 0.0011133 | 520.6335 | 4.458e-06 | 576.63 | -0.0015346 | 519.4606 | 0.83813 | 576.63 | 0.00090132 | 576.63 | 0.0064477 | 520.6335 | 9.2632e-06 | 520.6335 | 1.2189e-05 | 581.8464 | 0.00125 | 581.8464 | 0.00070113 | 781.8494 | 0.98066 | 581.8464 | 0.0007533 | 781.1492 | 0 | 781.8494 | 0.00648 | 520.6335 | 0.32781
| 519.5752 | 0.00057197 | 582.0749 | 0.0011022 | 519.5752 | 0.00175 | 582.0749 | -0.00027406 | 582.5394 | 0.00029807 | 582.0749 | 8.9453e-05 | 520.7508 | 4.9061e-06 | 576.85 | -0.00082632 | 519.5752 | 0.83154 | 576.85 | -0.0028439 | 576.85 | 0.0077805 | 520.7508 | 1.0516e-05 | 520.7508 | 6.7313e-06 | 582.0749 | 4.5326e-06 | 582.0749 | 0.0010888 | 782.0149 | 0.9829 | 582.0749 | -0.0016713 | 781.3147 | 0 | 782.0149 | 0.00678 | 520.7508 | 0.32953
| 519.6898 | 0 | 582.3033 | 0.0012549 | 519.6898 | 0 | 582.3033 | 0.00043291 | 582.7675 | 0.00112 | 582.3033 | 0.0010276 | 520.8681 | 4.0436e-06 | 577.08 | -0.00065769 | 519.6898 | 0.82462 | 577.08 | -0.0011327 | 577.08 | 0.0080731 | 520.8681 | 9.0524e-06 | 520.8681 | 8.2356e-06 | 582.3033 | 0.00115 | 582.3033 | 0.00046178 | 782.1803 | 0.99246 | 582.3033 | 0.00072312 | 781.4802 | 0 | 782.1803 | 0.00654 | 520.8681 | 0.33044
| 519.8045 | 0.00041025 | 582.5318 | 0.001127 | 519.8045 | 0.00106 | 582.5318 | 0.00042729 | 582.9956 | 0.00033514 | 582.5318 | 7.7261e-05 | 520.9854 | 4.9285e-06 | 577.31 | -0.00011805 | 519.8045 | 0.8171 | 577.31 | -0.00029326 | 577.31 | 0.010479 | 520.9854 | 8.5606e-06 | 520.9854 | 9.191e-06 | 582.5318 | 0.00026777 | 582.5318 | -0.00054725 | 782.3458 | 0.9805 | 582.5318 | -0.00060086 | 781.6458 | 0 | 782.3458 | 0.00696 | 520.9854 | 0.33214
| 519.9192 | 0 | 582.7603 | 0.0012353 | 519.9192 | 0 | 582.7603 | 0.00057592 | 583.2238 | 0.00146 | 582.7603 | 0.00097027 | 521.1027 | 5.7125e-06 | 577.54 | -0.00052277 | 519.9192 | 0.80213 | 577.54 | -0.0010358 | 577.54 | 0.010121 | 521.1027 | 8.4318e-06 | 521.1027 | 1.2408e-05 | 582.7603 | 0.00116 | 582.7603 | 0.00045008 | 782.5113 | 0.98207 | 582.7603 | 1.5545e-05 | 781.8113 | 0 | 782.5113 | 0.00682 | 521.1027 | 0.33199
| 520.0338 | 0.00118 | 582.9888 | 0.0012039 | 520.0338 | 0.00113 | 582.9888 | -0.00064594 | 583.452 | -9.7975e-05 | 582.9888 | 9.0456e-05 | 521.2201 | 7.3591e-06 | 577.77 | -0.00042159 | 520.0338 | 0.80915 | 577.77 | 0.00015874 | 577.77 | 0.014348 | 521.2201 | 8.9939e-06 | 521.2201 | 7.5878e-06 | 582.9888 | 0.0007743 | 582.9888 | 8.7782e-06 | 782.6768 | 0.97846 | 582.9888 | -0.00092843 | 781.9769 | 0 | 782.6768 | 0.00697 | 521.2201 | 0.33316
| 520.1485 | 0 | 583.2173 | 0.00091404 | 520.1485 | 0 | 583.2173 | 0.0010104 | 583.6801 | 0.00125 | 583.2173 | 0.00089017 | 521.3374 | 6.5414e-06 | 578 | 0.0018381 | 520.1485 | 0.79185 | 578 | 0.0014824 | 578 | 0.01555 | 521.3374 | 1.0095e-05 | 521.3374 | 7.9172e-06 | 583.2173 | 0.00128 | 583.2173 | 0.00077312 | 782.8423 | 0.97523 | 583.2173 | 0.0025963 | 782.1425 | 0 | 782.8423 | 0.00665 | 521.3374 | 0.3345
| 520.2632 | 0.00073368 | 583.4459 | 0.0010152 | 520.2632 | 0.00163 | 583.4459 | -0.00043706 | 583.9083 | 6.5967e-05 | 583.4459 | 4.0544e-05 | 521.4547 | 6.2278e-06 | 578.23 | -0.0011636 | 520.2632 | 0.78153 | 578.23 | -0.0032636 | 578.23 | 0.019029 | 521.4547 | 9.0993e-06 | 521.4547 | 9.5204e-06 | 583.4459 | 0.00037098 | 583.4459 | -0.0012981 | 783.0077 | 0.97124 | 583.4459 | -0.00079719 | 782.308 | 0 | 783.0077 | 0.00702 | 521.4547 | 0.33659
| 520.3778 | 0 | 583.6744 | 0.0014044 | 520.3778 | 0 | 583.6744 | 0.00064769 | 584.1365 | 0.00125 | 583.6744 | 0.001015 | 521.572 | 5.4773e-06 | 578.46 | 0.00059023 | 520.3778 | 0.77896 | 578.46 | -0.0015202 | 578.46 | 0.016948 | 521.572 | 8.2327e-06 | 521.572 | 1.3155e-05 | 583.6744 | 0.00093026 | 583.6744 | 0.001659 | 783.1732 | 0.96658 | 583.6744 | 0.0012291 | 782.4736 | 0 | 783.1732 | 0.00688 | 521.572 | 0.3376
| 520.4925 | 0.00015871 | 583.903 | 0.00099418 | 520.4925 | 0.0016 | 583.903 | -6.3569e-05 | 584.3647 | 0.00015846 | 583.903 | 6.5531e-05 | 521.6894 | 5.4549e-06 | 578.68 | -0.0016358 | 520.4925 | 0.76439 | 578.68 | -0.00048698 | 578.68 | 0.021825 | 521.6894 | 8.5372e-06 | 521.6894 | 1.0267e-05 | 583.903 | 0.00055751 | 583.903 | -0.0018064 | 783.3387 | 0.96658 | 583.903 | -0.0008005 | 782.6391 | 0 | 783.3387 | 0.00718 | 521.6894 | 0.33862
| 520.6072 | 0 | 584.1315 | 0.0013261 | 520.6072 | 0 | 584.1315 | 0.00066359 | 584.5929 | 0.0012 | 584.1315 | 0.0010133 | 521.8067 | 5.7349e-06 | 578.91 | 0.00096123 | 520.6072 | 0.76119 | 578.91 | 0.001095 | 578.91 | 0.023449 | 521.8067 | 9.2984e-06 | 521.8067 | 7.3791e-06 | 584.1315 | 0.00126 | 584.1315 | 0.00035617 | 783.5042 | 0.9673 | 584.1315 | 0.001201 | 782.8047 | 0 | 783.5042 | 0.00691 | 521.8067 | 0.33969
| 520.7219 | 0.00014075 | 584.3601 | 0.00087838 | 520.7219 | 0.00097105 | 584.3601 | -0.0001307 | 584.8212 | -9.755e-05 | 584.3601 | -1.0223e-05 | 521.9241 | 5.1637e-06 | 579.14 | -0.0020068 | 520.7219 | 0.74242 | 579.14 | 0.00035245 | 579.14 | 0.034405 | 521.9241 | 1.0247e-05 | 521.9241 | 5.2379e-06 | 584.3601 | 0.00028389 | 584.3601 | 0.00014444 | 783.6697 | 0.96686 | 584.3601 | -0.00012281 | 782.9703 | 0 | 783.6697 | 0.00727 | 521.9241 | 0.34138
| 520.8366 | 0 | 584.5887 | 0.0012361 | 520.8366 | 0 | 584.5887 | 0.00087563 | 585.0494 | 0.00132 | 584.5887 | 0.00096376 | 522.0414 | 6.127e-06 | 579.37 | 0.0011299 | 520.8366 | 0.74126 | 579.37 | 0.00028789 | 579.37 | 0.036063 | 522.0414 | 9.6731e-06 | 522.0414 | 8.4443e-06 | 584.5887 | 0.00122 | 584.5887 | 0.00070782 | 783.8352 | 0.96656 | 584.5887 | 0.00072997 | 783.1359 | 0 | 783.8352 | 0.00711 | 522.0414 | 0.34211
| 520.9513 | 0.00096726 | 584.8173 | 0.0011403 | 520.9513 | 0.00158 | 584.8173 | -0.00023672 | 585.2777 | 0.00014871 | 584.8173 | 6.4504e-05 | 522.1588 | 5.3205e-06 | 579.6 | -0.0011299 | 520.9513 | 0.74583 | 579.6 | -0.0022951 | 579.6 | 0.042532 | 522.1588 | 1.0177e-05 | 522.1588 | 6.6324e-06 | 584.8173 | 0.00052852 | 584.8173 | 0.00072272 | 784.0007 | 0.95898 | 584.8173 | -0.00050772 | 783.3015 | 0 | 784.0007 | 0.00743 | 522.1588 | 0.34262
| 521.066 | 0 | 585.0459 | 0.0011975 | 521.066 | 0 | 585.0459 | 0.00077722 | 585.5059 | 0.00121 | 585.0459 | 0.0010321 | 522.2761 | 5.3653e-06 | 579.83 | -0.0013997 | 521.066 | 0.73456 | 579.83 | 0.00083675 | 579.83 | 0.043833 | 522.2761 | 1.0341e-05 | 522.2761 | 5.9846e-06 | 585.0459 | 0.00117 | 585.0459 | 0.0012674 | 784.1662 | 0.95962 | 585.0459 | -0.0010677 | 783.4671 | 0 | 784.1662 | 0.00745 | 522.2761 | 0.34214
| 521.1807 | 0.00076961 | 585.2745 | 0.0010232 | 521.1807 | 0.00019074 | 585.2745 | -0.00048717 | 585.7342 | -0.00036514 | 585.2745 | -1.5826e-05 | 522.3935 | 5.3429e-06 | 580.06 | -1.6864e-05 | 521.1807 | 0.73141 | 580.06 | -0.00077756 | 580.06 | 0.052026 | 522.3935 | 1.1336e-05 | 522.3935 | 4.8096e-06 | 585.2745 | 0.00042089 | 585.2745 | 6.5597e-05 | 784.3318 | 0.94212 | 585.2745 | -0.00032352 | 783.6327 | 0 | 784.3318 | 0.00786 | 522.3935 | 0.34192
| 521.2954 | 0 | 585.5032 | 0.0012297 | 521.2954 | 0 | 585.5032 | 0.00060948 | 585.9625 | 0.00103 | 585.5032 | 0.00089637 | 522.5108 | 4.8053e-06 | 580.28 | 0.00045532 | 521.2954 | 0.73519 | 580.28 | -0.0022305 | 580.28 | 0.054464 | 522.5108 | 1.1149e-05 | 522.5108 | 8.1258e-06 | 585.5032 | 0.00142 | 585.5032 | 0.00029022 | 784.4973 | 0.93636 | 585.5032 | -0.00041465 | 783.7983 | 0 | 784.4973 | 0.0078 | 522.5108 | 0.34146
| 521.4101 | 0 | 585.7318 | 0.0009544 | 521.4101 | 0.00081498 | 585.7318 | -0.00025209 | 586.1908 | -0.00026721 | 585.7318 | 3.7279e-05 | 522.6282 | 5.7349e-06 | 580.51 | -0.00011805 | 521.4101 | 0.72616 | 580.51 | -0.0013909 | 580.51 | 0.06607 | 522.6282 | 1.068e-05 | 522.6282 | 9.729e-06 | 585.7318 | 0.00027304 | 585.7318 | -0.00024349 | 784.6628 | 0.9268 | 585.7318 | -0.0010935 | 783.9639 | 0 | 784.6628 | 0.00807 | 522.6282 | 0.3415
| 521.5249 | 0 | 585.9605 | 0.00083447 | 521.5249 | 0 | 585.9605 | 0.0006789 | 586.4191 | 0.00097957 | 585.9605 | 0.0010459 | 522.7456 | 5.0853e-06 | 580.74 | 0.00082632 | 521.5249 | 0.72343 | 580.74 | -0.001165 | 580.74 | 0.067988 | 522.7456 | 1.0879e-05 | 522.7456 | 9.4106e-06 | 585.9605 | 0.0015 | 585.9605 | -1.661e-05 | 784.8284 | 0.92636 | 585.9605 | 0.00099057 | 784.1295 | 0 | 784.8284 | 0.00803 | 522.7456 | 0.34342
| 521.6396 | 0.0012 | 586.1891 | 0.0010159 | 521.6396 | 0.00205 | 586.1891 | -0.00076381 | 586.6474 | 5.5791e-05 | 586.1891 | 0.00016463 | 522.8629 | 6.4742e-06 | 580.97 | -0.0011973 | 521.6396 | 0.7236 | 580.97 | 0.00022331 | 580.97 | 0.082909 | 522.8629 | 1.1125e-05 | 522.8629 | 7.8074e-06 | 586.1891 | 0.00082918 | 586.1891 | 0.00042185 | 784.9939 | 0.92568 | 586.1891 | -0.00029059 | 784.2951 | 0 | 784.9939 | 0.00848 | 522.8629 | 0.34616
| 521.7543 | 0 | 586.4178 | 0.0012381 | 521.7543 | 0 | 586.4178 | 0.00072039 | 586.8758 | 0.000975 | 586.4178 | 0.00093332 | 522.9803 | 5.9926e-06 | 581.2 | 0.00032042 | 521.7543 | 0.72445 | 581.2 | -0.0013264 | 581.2 | 0.076831 | 522.9803 | 1.068e-05 | 522.9803 | 7.1595e-06 | 586.4178 | 0.00142 | 586.4178 | 0.00012889 | 785.1594 | 0.92471 | 586.4178 | 6.3205e-05 | 784.4607 | 0 | 785.1594 | 0.0083 | 522.9803 | 0.34892
| 521.869 | 0.00109 | 586.6465 | 0.00080243 | 521.869 | 0.00093636 | 586.6465 | -0.00043563 | 587.1041 | -0.00019768 | 586.6465 | 0.00013048 | 523.0977 | 6.519e-06 | 581.43 | -0.0022092 | 521.869 | 0.7198 | 581.43 | -0.00074527 | 581.43 | 0.088436 | 523.0977 | 1.0247e-05 | 523.0977 | 8.7737e-06 | 586.6465 | 0.0005399 | 586.6465 | -0.00058645 | 785.325 | 0.91525 | 586.6465 | 0.00071702 | 784.6264 | 0 | 785.325 | 0.00858 | 523.0977 | 0.3503
| 521.9838 | 0 | 586.8752 | 0.0013947 | 521.9838 | 0 | 586.8752 | 0.00075503 | 587.3325 | 0.00079156 | 586.8752 | 0.00094811 | 523.2151 | 5.8133e-06 | 581.66 | 5.0592e-05 | 521.9838 | 0.70177 | 581.66 | -9.9549e-05 | 581.66 | 0.091849 | 523.2151 | 9.7668e-06 | 523.2151 | 1.2408e-05 | 586.8752 | 0.00145 | 586.8752 | 0.00049096 | 785.4905 | 0.90249 | 586.8752 | 0.00072122 | 784.792 | 0 | 785.4905 | 0.00835 | 523.2151 | 0.3501
| 522.0985 | 8.684e-05 | 587.1039 | 0.0011328 | 522.0985 | 0.00097105 | 587.1039 | -0.00042423 | 587.5608 | 0.00014713 | 587.1039 | 0.00012408 | 523.3324 | 5.9478e-06 | 581.89 | -0.00045532 | 522.0985 | 0.70109 | 581.89 | -0.00077756 | 581.89 | 0.10433 | 523.3324 | 1.1184e-05 | 523.3324 | 1.3364e-05 | 587.1039 | 0.00092628 | 587.1039 | 0.00064883 | 785.6561 | 0.88952 | 587.1039 | 0.00056631 | 784.9576 | 0 | 785.6561 | 0.00873 | 523.3324 | 0.34997
| 522.2133 | 0 | 587.3327 | 0.0009473 | 522.2133 | 0 | 587.3327 | 0.00061212 | 587.7892 | 0.00070807 | 587.3327 | 0.00087014 | 523.4498 | 5.7125e-06 | 582.12 | 0.00052277 | 522.2133 | 0.70092 | 582.12 | -0.00074527 | 582.12 | 0.10323 | 523.4498 | 1.1184e-05 | 523.4498 | 1.1222e-05 | 587.3327 | 0.00142 | 587.3327 | 0.00023456 | 785.8216 | 0.88772 | 587.3327 | 0.001692 | 785.1232 | 0 | 785.8216 | 0.00845 | 523.4498 | 0.34988
| 522.328 | 0.000554 | 587.5614 | 0.0011546 | 522.328 | 0.0016 | 587.5614 | 0.00014062 | 588.0176 | 0.00027002 | 587.5614 | 0.00012268 | 523.5672 | 5.5781e-06 | 582.34 | -0.0022428 | 522.328 | 0.68035 | 582.34 | -0.00080984 | 582.34 | 0.11669 | 523.5672 | 1.0821e-05 | 523.5672 | 7.3791e-06 | 587.5614 | 0.00090662 | 587.5614 | 0.00026869 | 785.9872 | 0.88138 | 587.5614 | 0.00024094 | 785.2889 | 0 | 785.9872 | 0.00856 | 523.5672 | 0.35058
| 522.4428 | 0 | 587.7902 | 0.0010946 | 522.4428 | 0 | 587.7902 | 0.00051173 | 588.246 | 0.00084901 | 587.7902 | 0.00088595 | 523.6846 | 4.9845e-06 | 582.57 | 0.00079259 | 522.4428 | 0.68051 | 582.57 | -0.0014878 | 582.57 | 0.12345 | 523.6846 | 9.8722e-06 | 523.6846 | 8.016e-06 | 587.7902 | 0.00161 | 587.7902 | 0.00021769 | 786.1527 | 0.86283 | 587.7902 | -0.00043251 | 785.4545 | 0 | 786.1527 | 0.00842 | 523.6846 | 0.35023
| 522.5575 | 0.00116 | 588.0189 | 0.00066641 | 522.5575 | 0.00067626 | 588.0189 | -0.0004281 | 588.4744 | 6.7867e-05 | 588.0189 | -4.5043e-06 | 523.802 | 5.2981e-06 | 582.8 | -0.0013997 | 522.5575 | 0.66559 | 582.8 | -0.00061613 | 582.8 | 0.13781 | 523.802 | 9.6263e-06 | 523.802 | 1.1552e-05 | 588.0189 | 0.00055094 | 588.0189 | 0.00012211 | 786.3183 | 0.85995 | 588.0189 | -0.00098183 | 785.6202 | 0 | 786.3183 | 0.00893 | 523.802 | 0.35095
| 522.6723 | 0.00030594 | 588.2477 | 0.0011091 | 522.6723 | 0 | 588.2477 | 0.00044896 | 588.7028 | 0.00057028 | 588.2477 | 0.00093219 | 523.9194 | 6.7766e-06 | 583.03 | 0.00059023 | 522.6723 | 0.65953 | 583.03 | 0.0019991 | 583.03 | 0.13841 | 523.9194 | 1.0329e-05 | 523.9194 | 1.2837e-05 | 588.2477 | 0.00154 | 588.2477 | -0.00012212 | 786.4839 | 0.85656 | 588.2477 | 0.0012568 | 785.7858 | 0 | 786.4839 | 0.00906 | 523.9194 | 0.35099
| 522.787 | 0.00037433 | 588.4765 | 0.0012356 | 522.787 | 0.00057222 | 588.4765 | -0.00027912 | 588.9313 | 0.00020124 | 588.4765 | 0.00010254 | 524.0368 | 7.1463e-06 | 583.26 | -0.00072515 | 522.787 | 0.65931 | 583.26 | -0.0019076 | 583.26 | 0.15167 | 524.0368 | 1.0528e-05 | 524.0368 | 1.0904e-05 | 588.4765 | 0.00103 | 588.4765 | 0.00031933 | 786.6495 | 0.85047 | 588.4765 | -8.1572e-06 | 785.9515 | 0 | 786.6495 | 0.00942 | 524.0368 | 0.35335
| 522.9018 | 0 | 588.7053 | 0.0013207 | 522.9018 | 0 | 588.7053 | 0.00051126 | 589.1597 | 0.0014 | 588.7053 | 0.00095998 | 524.1542 | 6.2614e-06 | 583.49 | -0.00038786 | 522.9018 | 0.65762 | 583.49 | -0.0010036 | 583.49 | 0.15986 | 524.1542 | 9.3569e-06 | 524.1542 | 6.8411e-06 | 588.7053 | 0.00185 | 588.7053 | 0.0014756 | 786.815 | 0.84907 | 588.7053 | -0.00021061 | 786.1172 | 0 | 786.815 | 0.00935 | 524.1542 | 0.35464
| 523.0166 | 0.00028449 | 588.9341 | 0.00089631 | 523.0166 | 0.00123 | 588.9341 | -0.00053027 | 589.3882 | 0.0004489 | 588.9341 | 3.7455e-05 | 524.2717 | 5.5221e-06 | 583.72 | -0.00079259 | 523.0166 | 0.65196 | 583.72 | -0.0015202 | 583.72 | 0.17296 | 524.2717 | 1.0036e-05 | 524.2717 | 8.016e-06 | 588.9341 | 0.00049905 | 588.9341 | -0.0015137 | 786.9806 | 0.8328 | 588.9341 | -0.00048544 | 786.2828 | 0 | 786.9806 | 0.00974 | 524.2717 | 0.35674
| 523.1313 | 0 | 589.1629 | 0.0011315 | 523.1313 | 0 | 589.1629 | 0.00048487 | 589.6167 | 0.00088636 | 589.1629 | 0.0010084 | 524.3891 | 5.2981e-06 | 583.95 | -0.0011636 | 523.1313 | 0.64391 | 583.95 | -0.00035784 | 583.95 | 0.17585 | 524.3891 | 9.7551e-06 | 524.3891 | 6.6324e-06 | 589.1629 | 0.00169 | 589.1629 | -1.1332e-05 | 787.1462 | 0.82727 | 589.1629 | 0.0019267 | 786.4485 | 0 | 787.1462 | 0.00972 | 524.3891 | 0.35685
| 523.2461 | 0.0006079 | 589.3917 | 0.0010062 | 523.2461 | 0.00227 | 589.3917 | -4.4861e-05 | 589.8451 | 0.00012239 | 589.3917 | 8.6427e-05 | 524.5065 | 6.631e-06 | 584.18 | -0.0012648 | 523.2461 | 0.62843 | 584.18 | 0.00083675 | 584.18 | 0.18957 | 524.5065 | 1.0598e-05 | 524.5065 | 9.6192e-06 | 589.3918 | 0.00106 | 589.3917 | -0.00085915 | 787.3118 | 0.821 | 589.3917 | 0.00040476 | 786.6142 | 0 | 787.3118 | 0.00999 | 524.5065 | 0.35729
| 523.3609 | 0 | 589.6206 | 0.0012444 | 523.3609 | 0 | 589.6206 | 0.00053138 | 590.0736 | 0.00060508 | 589.6206 | 0.00090507 | 524.6239 | 6.0038e-06 | 584.4 | 0.0023778 | 523.3609 | 0.63605 | 584.4 | 0.00090132 | 584.4 | 0.19536 | 524.6239 | 9.8956e-06 | 524.6239 | 5.9846e-06 | 589.6206 | 0.00163 | 589.6206 | 0.00049014 | 787.4774 | 0.8119 | 589.6206 | 0.0010056 | 786.7799 | 0 | 787.4774 | 0.00995 | 524.6239 | 0.35747
| 523.4757 | 0.00066181 | 589.8494 | 0.00097878 | 523.4757 | 0.00057222 | 589.8494 | -2.5655e-05 | 590.3021 | -0.0003244 | 589.8494 | 8.9465e-05 | 524.7413 | 6.239e-06 | 584.63 | -0.0018044 | 523.4757 | 0.62452 | 584.63 | -0.0015202 | 584.63 | 0.20931 | 524.7413 | 9.6497e-06 | 524.7413 | 8.3454e-06 | 589.8495 | 0.00123 | 589.8494 | -0.0013471 | 787.643 | 0.80401 | 589.8494 | 0.00048746 | 786.9455 | 0 | 787.643 | 0.01034 | 524.7413 | 0.35843
| 523.5905 | 0 | 590.0783 | 0.00093802 | 523.5905 | 0 | 590.0783 | 0.00074399 | 590.5307 | 0.00063845 | 590.0783 | 0.00078679 | 524.8588 | 5.3989e-06 | 584.86 | 0.0015346 | 523.5905 | 0.63014 | 584.86 | 9.4169e-05 | 584.86 | 0.21431 | 524.8588 | 9.9542e-06 | 524.8588 | 5.2379e-06 | 590.0783 | 0.00201 | 590.0783 | 0.00032682 | 787.8086 | 0.80449 | 590.0783 | 0.00076466 | 787.1112 | 0 | 787.8086 | 0.01031 | 524.8588 | 0.35855
| 523.7053 | 0.0014 | 590.3072 | 0.0009844 | 523.7053 | 0.00158 | 590.3072 | -0.00036739 | 590.7592 | -5.9398e-05 | 590.3072 | 4.5252e-05 | 524.9762 | 6.8326e-06 | 585.09 | -8.4319e-05 | 523.7053 | 0.61603 | 585.09 | -0.0010358 | 585.09 | 0.23342 | 524.9762 | 9.8371e-06 | 524.9762 | 7.0607e-06 | 590.3072 | 0.0009726 | 590.3072 | 7.3528e-05 | 787.9742 | 0.78977 | 590.3072 | 0.0002389 | 787.2769 | 0 | 787.9742 | 0.0106 | 524.9762 | 0.35897
| 523.8201 | 0 | 590.5361 | 0.00094185 | 523.8201 | 0 | 590.5361 | 0.00062641 | 590.9877 | 0.00101 | 590.5361 | 0.0007962 | 525.0936 | 7.2807e-06 | 585.32 | 0.001231 | 523.8201 | 0.61333 | 585.32 | -0.0009067 | 585.32 | 0.2344 | 525.0936 | 1.0657e-05 | 525.0936 | 5.6661e-06 | 590.5361 | 0.00193 | 590.5361 | 0.000711 | 788.1398 | 0.78228 | 590.5361 | -0.00020616 | 787.4426 | 0 | 788.1398 | 0.01061 | 525.0936 | 0.35831
| 523.9349 | 0.00015871 | 590.765 | 0.00077662 | 523.9349 | 0.00125 | 590.765 | -0.00027968 | 591.2163 | 0.0002097 | 590.765 | 7.2142e-05 | 525.2111 | 7.5607e-06 | 585.55 | -0.0014334 | 523.9349 | 0.6095 | 585.55 | -0.00087442 | 585.55 | 0.25664 | 525.2111 | 1.0598e-05 | 525.2111 | 6.6324e-06 | 590.765 | 0.00134 | 590.765 | 0.00024565 | 788.3055 | 0.78177 | 590.765 | -0.00047268 | 787.6083 | 0 | 788.3055 | 0.01099 | 525.2111 | 0.35878
| 524.0497 | 0 | 590.9939 | 0.0012917 | 524.0497 | 0 | 590.9939 | 0.00053076 | 591.4449 | 0.00124 | 590.9939 | 0.00091154 | 525.3285 | 6.9895e-06 | 585.78 | 0.0013997 | 524.0497 | 0.60266 | 585.78 | 0.0014179 | 585.78 | 0.25329 | 525.3285 | 1.0036e-05 | 525.3285 | 6.7313e-06 | 590.9939 | 0.00218 | 590.9939 | 0.0015147 | 788.4711 | 0.77015 | 590.9939 | 0.00080699 | 787.774 | 0 | 788.4711 | 0.01102 | 525.3285 | 0.3587
| 524.1645 | 0.00131 | 591.2228 | 0.00068574 | 524.1645 | 0.00052021 | 591.2228 | -0.00050072 | 591.6734 | -3.7981e-06 | 591.2228 | -4.9617e-05 | 525.446 | 6.6982e-06 | 586.01 | 0.00042159 | 524.1645 | 0.60363 | 586.01 | 0.0018699 | 586.01 | 0.26886 | 525.446 | 1.0598e-05 | 525.446 | 8.4443e-06 | 591.2228 | 0.00129 | 591.2228 | 0.00013619 | 788.6367 | 0.76236 | 591.2228 | -0.00047611 | 787.9397 | 0 | 788.6367 | 0.01122 | 525.446 | 0.36026
| 524.2794 | 0 | 591.4518 | 0.0010698 | 524.2794 | 0 | 591.4518 | 0.00046366 | 591.902 | 0.00093343 | 591.4518 | 0.00084042 | 525.5634 | 7.2807e-06 | 586.24 | -0.0001855 | 524.2794 | 0.59602 | 586.24 | -0.001843 | 586.24 | 0.2794 | 525.5634 | 1.0341e-05 | 525.5634 | 9.191e-06 | 591.4518 | 0.00231 | 591.4518 | 0.00042698 | 788.8023 | 0.75512 | 591.4518 | 0.00089012 | 788.1055 | 0 | 788.8023 | 0.01122 | 525.5634 | 0.36104
| 524.3942 | 0 | 591.6807 | 0.00088394 | 524.3942 | 0.00084967 | 591.6807 | -0.00041158 | 592.1306 | -0.00012294 | 591.6807 | 3.9028e-05 | 525.6809 | 6.4966e-06 | 586.47 | -0.0024789 | 524.3942 | 0.59923 | 586.47 | -0.00051927 | 586.47 | 0.30378 | 525.6809 | 1.2343e-05 | 525.6809 | 8.2356e-06 | 591.6807 | 0.0016 | 591.6807 | -0.00015189 | 788.968 | 0.73927 | 591.6807 | -0.0017475 | 788.2712 | 0 | 788.968 | 0.01154 | 525.6809 | 0.36175
| 524.509 | 0 | 591.9097 | 0.00095704 | 524.509 | 0 | 591.9097 | 0.0007148 | 592.3592 | 0.00062016 | 591.9097 | 0.00080131 | 525.7983 | 6.463e-06 | 586.69 | 0.00025296 | 524.509 | 0.60442 | 586.69 | -0.00035784 | 586.69 | 0.31037 | 525.7983 | 1.0493e-05 | 525.7983 | 8.5541e-06 | 591.9097 | 0.00226 | 591.9097 | 0.00049818 | 789.1336 | 0.73777 | 591.9097 | 0.00054032 | 788.4369 | 0 | 789.1336 | 0.01157 | 525.7983 | 0.36011
| 524.6238 | 6.8875e-05 | 592.1386 | 0.00085272 | 524.6238 | 0.00031212 | 592.1386 | -7.4699e-05 | 592.5879 | -0.00014067 | 592.1386 | -2.7732e-06 | 525.9158 | 5.7909e-06 | 586.92 | -0.0012648 | 524.6238 | 0.59727 | 586.92 | -0.0010036 | 586.92 | 0.33044 | 525.9158 | 1.006e-05 | 525.9158 | 7.8074e-06 | 592.1386 | 0.00146 | 592.1386 | 0.00070285 | 789.2993 | 0.7271 | 592.1386 | -0.00082597 | 788.6026 | 0 | 789.2993 | 0.01185 | 525.9158 | 0.3596
| 524.7387 | 0.00052189 | 592.3676 | 0.0010101 | 524.7387 | 0 | 592.3676 | 0.00033883 | 592.8165 | 0.00103 | 592.3676 | 0.00088538 | 526.0333 | 5.7349e-06 | 587.15 | -0.00035414 | 524.7387 | 0.59335 | 587.15 | 0.00054618 | 587.15 | 0.33366 | 526.0333 | 8.7011e-06 | 526.0333 | 7.5878e-06 | 592.3676 | 0.00233 | 592.3676 | 0.00033049 | 789.4649 | 0.71575 | 592.3676 | 0.00051839 | 788.7684 | 0 | 789.4649 | 0.0117 | 526.0333 | 0.35961
| 524.8535 | 0 | 592.5966 | 0.00093137 | 524.8535 | 0.0018 | 592.5966 | -9.4146e-05 | 593.0451 | -4.4513e-05 | 592.5966 | 8.1013e-05 | 526.1507 | 5.9142e-06 | 587.38 | 0.00015177 | 524.8535 | 0.59071 | 587.38 | -0.0010358 | 587.38 | 0.35326 | 526.1507 | 9.8488e-06 | 526.1507 | 4.4912e-06 | 592.5966 | 0.00155 | 592.5966 | -0.00043194 | 789.6305 | 0.70862 | 592.5966 | 6.8533e-05 | 788.9341 | 0 | 789.6305 | 0.01201 | 526.1507 | 0.3609
| 524.9684 | 0 | 592.8256 | 0.0009943 | 524.9684 | 0 | 592.8256 | 0.00073775 | 593.2738 | 0.00086851 | 592.8256 | 0.00083551 | 526.2682 | 6.2838e-06 | 587.61 | 0.00045532 | 524.9684 | 0.57376 | 587.61 | 0.0009659 | 587.61 | 0.35749 | 526.2682 | 1.0247e-05 | 526.2682 | 4.601e-06 | 592.8256 | 0.0027 | 592.8256 | 0.001004 | 789.7962 | 0.70582 | 592.8256 | 0.00054818 | 789.0998 | 0 | 789.7962 | 0.01206 | 526.2682 | 0.36138
| 525.0832 | 0.00069774 | 593.0547 | 0.00079717 | 525.0832 | 0.00076297 | 593.0547 | -0.00022565 | 593.5024 | -8.4192e-05 | 593.0547 | 2.5358e-05 | 526.3857 | 6.4966e-06 | 587.84 | -0.00011805 | 525.0832 | 0.5753 | 587.84 | 0.0019991 | 587.84 | 0.37982 | 526.3857 | 1.0598e-05 | 526.3857 | 4.0629e-06 | 593.0547 | 0.00136 | 593.0547 | -0.00039569 | 789.9619 | 0.69016 | 593.0547 | -0.0012543 | 789.2656 | 0 | 789.9619 | 0.01237 | 526.3857 | 0.3623
| 525.1981 | 0 | 593.2837 | 0.0010309 | 525.1981 | 0 | 593.2837 | 0.00066478 | 593.7311 | 0.00077158 | 593.2837 | 0.00066566 | 526.5032 | 6.3958e-06 | 588.07 | -0.0014334 | 525.1981 | 0.58205 | 588.07 | 0.00038475 | 588.07 | 0.38743 | 526.5032 | 9.5677e-06 | 526.5032 | 5.1281e-06 | 593.2837 | 0.00263 | 593.2837 | 0.0004016 | 790.1275 | 0.6846 | 593.2837 | 5.8008e-05 | 789.4313 | 0 | 790.1275 | 0.0124 | 526.5032 | 0.36223
| 525.3129 | 0.00041025 | 593.5127 | 0.0010598 | 525.3129 | 0.00048552 | 593.5127 | -0.00042169 | 593.9598 | 0.00012611 | 593.5127 | 2.2915e-05 | 526.6206 | 6.6534e-06 | 588.3 | -0.0024115 | 525.3129 | 0.57521 | 588.3 | 0.00015874 | 588.3 | 0.41229 | 526.6206 | 9.9307e-06 | 526.6206 | 6.314e-06 | 593.5127 | 0.00189 | 593.5127 | 0.00074667 | 790.2932 | 0.6725 | 593.5127 | 0.00028296 | 789.5971 | 0 | 790.2932 | 0.01267 | 526.6206 | 0.36167
| 525.4278 | 0 | 593.7418 | 0.0011067 | 525.4278 | 0 | 593.7418 | 0.00094977 | 594.1885 | 0.00078619 | 593.7418 | 0.0008929 | 526.7381 | 6.8886e-06 | 588.53 | -0.00086005 | 525.4278 | 0.5714 | 588.53 | -0.00055155 | 588.53 | 0.41144 | 526.7381 | 9.2164e-06 | 526.7381 | 6.4128e-06 | 593.7418 | 0.00285 | 593.7418 | 0.00047811 | 790.4589 | 0.66125 | 593.7418 | 0.0010682 | 789.7628 | 0 | 790.4589 | 0.01281 | 526.7381 | 0.36014
| 525.5426 | 0.00197 | 593.9708 | 0.00086689 | 525.5426 | 0.00064159 | 593.9708 | -0.00018104 | 594.4172 | -0.00022137 | 593.9708 | 0.00012987 | 526.8556 | 8.0648e-06 | 588.76 | -0.0013997 | 525.5426 | 0.57348 | 588.76 | 0.0044205 | 588.76 | 0.44627 | 526.8556 | 9.9542e-06 | 526.8556 | 6.4128e-06 | 593.9708 | 0.00188 | 593.9708 | 1.2654e-05 | 790.6245 | 0.65861 | 593.9708 | -0.0001354 | 789.9286 | 0 | 790.6245 | 0.01305 | 526.8556 | 0.36049
| 525.6575 | 0 | 594.1999 | 0.00092981 | 525.6575 | 0 | 594.1999 | 0.00057051 | 594.646 | 0.00115 | 594.1999 | 0.00082892 | 526.9731 | 7.5159e-06 | 588.99 | -0.0019393 | 525.6575 | 0.57313 | 588.99 | -0.0013587 | 588.99 | 0.44821 | 526.9731 | 1.006e-05 | 526.9731 | 4.6998e-06 | 594.1999 | 0.00305 | 594.1999 | 0.0007667 | 790.7902 | 0.64378 | 594.1999 | 0.0012329 | 790.0944 | 0 | 790.7902 | 0.01302 | 526.9731 | 0.3608
| 525.7724 | 0 | 594.429 | 0.00092902 | 525.7724 | 0.00184 | 594.429 | -0.00028281 | 594.8747 | 0.00019884 | 594.429 | 7.1765e-05 | 527.0906 | 7.7399e-06 | 589.21 | -0.0024453 | 525.7724 | 0.57382 | 589.21 | -0.0014233 | 589.21 | 0.46691 | 527.0906 | 1.1336e-05 | 527.0906 | 6.0944e-06 | 594.429 | 0.00266 | 594.429 | -8.0042e-05 | 790.9559 | 0.63399 | 594.429 | -0.0015481 | 790.2601 | 0 | 790.9559 | 0.0132 | 527.0906 | 0.36129
| 525.8873 | 0 | 594.6581 | 0.00075019 | 525.8873 | 0 | 594.6581 | 0.00046659 | 595.1034 | 0.00086579 | 594.6581 | 0.00069377 | 527.2081 | 6.8774e-06 | 589.44 | 0.001366 | 525.8873 | 0.57069 | 589.44 | 2.9596e-05 | 589.44 | 0.48251 | 527.2081 | 1.1313e-05 | 527.2081 | 6.6324e-06 | 594.6581 | 0.00292 | 594.6581 | -0.00035383 | 791.1216 | 0.62824 | 594.6581 | 0.00074072 | 790.4259 | 0 | 791.1216 | 0.01325 | 527.2081 | 0.36017
| 526.0022 | 0.00010482 | 594.8872 | 0.00079398 | 526.0022 | 0.00065893 | 594.8872 | -0.00037106 | 595.3322 | 0.00012349 | 594.8872 | 0.00011093 | 527.3256 | 6.8102e-06 | 589.67 | -0.0012648 | 526.0022 | 0.56471 | 589.67 | -9.9549e-05 | 589.67 | 0.50543 | 527.3256 | 1.0095e-05 | 527.3256 | 7.8074e-06 | 594.8872 | 0.00228 | 594.8872 | 0.00045268 | 791.2873 | 0.61525 | 594.8872 | 0.00044244 | 790.5917 | 0 | 791.2873 | 0.01348 | 527.3256 | 0.36134
| 526.117 | 0 | 595.1163 | 0.0010162 | 526.117 | 0 | 595.1163 | 0.00059479 | 595.561 | 0.00083585 | 595.1163 | 0.00073992 | 527.4431 | 7.2023e-06 | 589.9 | 0.0020742 | 526.117 | 0.55814 | 589.9 | 6.1882e-05 | 589.9 | 0.51346 | 527.4431 | 9.2164e-06 | 527.4431 | 8.2356e-06 | 595.1163 | 0.00313 | 595.1163 | -0.00026096 | 791.453 | 0.61006 | 595.1163 | 0.0014229 | 790.7575 | 0 | 791.453 | 0.01346 | 527.4431 | 0.36163
| 526.2319 | 0.0014 | 595.3455 | 0.00091185 | 526.2319 | 0.00095371 | 595.3455 | -0.00012294 | 595.7898 | 0.00021535 | 595.3455 | 5.9172e-05 | 527.5606 | 6.9895e-06 | 590.13 | -0.00011805 | 526.2319 | 0.55574 | 590.13 | -0.00039012 | 590.13 | 0.53023 | 527.5606 | 1.0223e-05 | 527.5606 | 1.1442e-05 | 595.3455 | 0.00239 | 595.3455 | -0.0011838 | 791.6187 | 0.59948 | 595.3455 | -0.0006606 | 790.9233 | 0 | 791.6187 | 0.01357 | 527.5606 | 0.36364
| 526.3468 | 0 | 595.5746 | 0.00081838 | 526.3468 | 0 | 595.5746 | 0.00042581 | 596.0186 | 0.00061633 | 595.5746 | 0.00085132 | 527.6781 | 7.1687e-06 | 590.36 | 0.00065769 | 526.3468 | 0.55491 | 590.36 | -0.00029326 | 590.36 | 0.54285 | 527.6781 | 1.1207e-05 | 527.6781 | 1.187e-05 | 595.5746 | 0.00319 | 595.5746 | 0.00042123 | 791.7844 | 0.58714 | 595.5746 | 9.1653e-05 | 791.0891 | 0.00177 | 791.7844 | 0.01364 | 527.6781 | 0.36284
| 526.4617 | 0.00127 | 595.8038 | 0.00092163 | 526.4617 | 0.00079764 | 595.8038 | -0.00024579 | 596.2474 | -0.00010079 | 595.8038 | -2.3872e-05 | 527.7956 | 6.183e-06 | 590.59 | -0.00045532 | 526.4617 | 0.55452 | 590.59 | -0.00039012 | 590.59 | 0.57933 | 527.7956 | 1.1336e-05 | 527.7956 | 9.5204e-06 | 595.8038 | 0.0024 | 595.8038 | -0.0011917 | 791.9501 | 0.58539 | 595.8038 | -0.00050631 | 791.2549 | 0 | 791.9501 | 0.01381 | 527.7956 | 0.36339
| 526.5766 | 0 | 596.0329 | 0.00096798 | 526.5766 | 0 | 596.0329 | 0.00046365 | 596.4762 | 0.00099728 | 596.0329 | 0.00071493 | 527.9132 | 6.0486e-06 | 590.82 | 0.0010961 | 526.5766 | 0.5431 | 590.82 | 0.0016439 | 590.82 | 0.5844 | 527.9132 | 9.919e-06 | 527.9132 | 6.8411e-06 | 596.0329 | 0.00349 | 596.0329 | 0.00010669 | 792.1158 | 0.57461 | 596.0329 | 0.00067295 | 791.4207 | 0.00465 | 792.1158 | 0.01392 | 527.9132 | 0.36162
| 526.6916 | 0.00163 | 596.2621 | 0.00089234 | 526.6916 | 0.00118 | 596.2621 | -0.00018097 | 596.705 | -4.2002e-07 | 596.2621 | 4.2923e-05 | 528.0307 | 6.1606e-06 | 591.05 | -0.0018381 | 526.6916 | 0.54121 | 591.05 | -0.0028116 | 591.05 | 0.60462 | 528.0307 | 9.6731e-06 | 528.0307 | 4.4912e-06 | 596.2621 | 0.00259 | 596.2621 | -1.2718e-05 | 792.2815 | 0.56724 | 596.2621 | -0.00045953 | 791.5865 | 0.00056998 | 792.2815 | 0.01403 | 528.0307 | 0.36142
| 526.8065 | 0 | 596.4913 | 0.0010022 | 526.8065 | 0 | 596.4913 | 0.00062464 | 596.9338 | 0.00067944 | 596.4913 | 0.00076028 | 528.1482 | 6.9671e-06 | 591.28 | 0.00042159 | 526.8065 | 0.53574 | 591.28 | -0.00087442 | 591.28 | 0.61612 | 528.1482 | 9.8488e-06 | 528.1482 | 5.8857e-06 | 596.4913 | 0.00346 | 596.4913 | 0.00037316 | 792.4472 | 0.55381 | 596.4913 | 0.00083281 | 791.7523 | 0.00647 | 792.4472 | 0.01422 | 528.1482 | 0.35981
| 526.9214 | 0.00084148 | 596.7205 | 0.00082428 | 526.9214 | 0.00243 | 596.7205 | -0.00031172 | 597.1627 | 0.00019051 | 596.7205 | 0.00010937 | 528.2657 | 8.1096e-06 | 591.51 | -0.0018381 | 526.9214 | 0.53624 | 591.51 | -0.0028761 | 591.51 | 0.64789 | 528.2657 | 1.0516e-05 | 528.2657 | 6.9509e-06 | 596.7205 | 0.00294 | 596.7205 | -2.6898e-05 | 792.613 | 0.54127 | 596.7205 | -0.00080717 | 791.9181 | 0.00499 | 792.613 | 0.01427 | 528.2657 | 0.36057
| 527.0363 | 0 | 596.9497 | 0.00099617 | 527.0363 | 0 | 596.9497 | 0.00048934 | 597.3916 | 0.00094809 | 596.9497 | 0.00084012 | 528.3833 | 8.524e-06 | 591.74 | -0.0011973 | 527.0363 | 0.53129 | 591.74 | 0.0011273 | 591.74 | 0.66219 | 528.3833 | 9.4272e-06 | 528.3833 | 9.191e-06 | 596.9497 | 0.00374 | 596.9497 | 0.00040813 | 792.7787 | 0.53305 | 596.9497 | -0.00013662 | 792.0839 | 0.00969 | 792.7787 | 0.01441 | 528.3833 | 0.35929
| 527.1512 | 6.8875e-05 | 597.179 | 0.00069776 | 527.1512 | 0.00102 | 597.179 | -0.0003975 | 597.6204 | 4.126e-05 | 597.179 | 4.8128e-05 | 528.5008 | 8.5576e-06 | 591.97 | -0.00042159 | 527.1512 | 0.52444 | 591.97 | -0.0018108 | 591.97 | 0.6791 | 528.5008 | 9.7082e-06 | 528.5008 | 1.0695e-05 | 597.179 | 0.00283 | 597.179 | 0.00030697 | 792.9444 | 0.52031 | 597.179 | -0.0013019 | 792.2497 | 0.00517 | 792.9444 | 0.01439 | 528.5008 | 0.35948
| 527.2662 | 0 | 597.4082 | 0.00095086 | 527.2662 | 0 | 597.4082 | 0.00023461 | 597.8493 | 0.00062561 | 597.4082 | 0.00088973 | 528.6183 | 6.6198e-06 | 592.19 | 0.001231 | 527.2662 | 0.51371 | 592.19 | 0.0011596 | 592.19 | 0.69859 | 528.6183 | 1.0223e-05 | 528.6183 | 1.0695e-05 | 597.4082 | 0.00404 | 597.4082 | 0.0013386 | 793.1102 | 0.50895 | 597.4082 | 0.00048511 | 792.4156 | 0.00703 | 793.1102 | 0.01457 | 528.6183 | 0.3589
| 527.3811 | 0.00067977 | 597.6374 | 0.0007421 | 527.3811 | 0.00229 | 597.6374 | -0.00016644 | 598.0782 | -4.072e-05 | 597.6374 | -4.111e-05 | 528.7359 | 6.6534e-06 | 592.42 | -0.00096123 | 527.3811 | 0.51626 | 592.42 | -0.0021013 | 592.42 | 0.72008 | 528.7359 | 1.1722e-05 | 528.7359 | 1.0267e-05 | 597.6374 | 0.00331 | 597.6374 | 0.0001791 | 793.2759 | 0.5026 | 597.6374 | -0.00030662 | 792.5814 | 0.00781 | 793.2759 | 0.01449 | 528.7359 | 0.35979
| 527.496 | 0 | 597.8667 | 0.00088464 | 527.496 | 0 | 597.8667 | 0.00053508 | 598.3071 | 0.00095369 | 597.8667 | 0.00083051 | 528.8534 | 5.6117e-06 | 592.65 | -0.00038786 | 527.496 | 0.51232 | 592.65 | -0.0004547 | 592.65 | 0.73076 | 528.8534 | 1.1125e-05 | 528.8534 | 8.2356e-06 | 597.8667 | 0.00385 | 597.8667 | 9.8234e-05 | 793.4416 | 0.49604 | 597.8667 | 0.00038671 | 792.7472 | 0.01053 | 793.4416 | 0.01464 | 528.8534 | 0.35953
| 527.611 | 0.0016 | 598.096 | 0.00081198 | 527.611 | 0.00086701 | 598.096 | -0.00022721 | 598.536 | 0.00012134 | 598.096 | 3.9942e-05 | 528.971 | 6.8886e-06 | 592.88 | 8.4319e-05 | 527.611 | 0.50939 | 592.88 | -0.0012619 | 592.88 | 0.75845 | 528.971 | 1.0633e-05 | 528.971 | 8.3454e-06 | 598.096 | 0.00338 | 598.096 | -0.00028315 | 793.6074 | 0.48112 | 598.096 | -0.00099741 | 792.9131 | 0.00915 | 793.6074 | 0.01458 | 528.971 | 0.35965
| 527.7259 | 0 | 598.3253 | 0.0009568 | 527.7259 | 0 | 598.3253 | 0.00063033 | 598.765 | 0.00087925 | 598.3253 | 0.00074415 | 529.0885 | 5.8693e-06 | 593.11 | -0.00045532 | 527.7259 | 0.51261 | 593.11 | -0.0004547 | 593.11 | 0.77096 | 529.0885 | 1.0013e-05 | 529.0885 | 6.5226e-06 | 598.3253 | 0.00407 | 598.3253 | 0.00022824 | 793.7731 | 0.47982 | 598.3253 | 0.001298 | 793.0789 | 0.01071 | 793.7731 | 0.01485 | 529.0885 | 0.35977
| 527.8409 | 0.0004462 | 598.5546 | 0.00086509 | 527.8409 | 0.00142 | 598.5546 | 0.00011439 | 598.9939 | -4.3587e-05 | 598.5546 | 5.9046e-05 | 529.2061 | 6.2614e-06 | 593.34 | 0.00069142 | 527.8409 | 0.50076 | 593.34 | -0.002069 | 593.34 | 0.79106 | 529.2061 | 9.9307e-06 | 529.2061 | 7.1595e-06 | 598.5545 | 0.00363 | 598.5546 | -7.1024e-05 | 793.9389 | 0.47282 | 598.5546 | 4.3198e-05 | 793.2447 | 0.01277 | 793.9389 | 0.01473 | 529.2061 | 0.36074
| 527.9559 | 0 | 598.7839 | 0.00091762 | 527.9559 | 0 | 598.7839 | 0.00078139 | 599.2229 | 0.00070218 | 598.7839 | 0.00068758 | 529.3237 | 6.5974e-06 | 593.57 | -0.00011805 | 527.9559 | 0.49972 | 593.57 | -0.00084214 | 593.57 | 0.80862 | 529.3237 | 9.0993e-06 | 529.3237 | 4.9194e-06 | 598.7839 | 0.00464 | 598.7839 | 0.00068615 | 794.1047 | 0.46252 | 598.7839 | 0.00050178 | 793.4106 | 0.01243 | 794.1047 | 0.01497 | 529.3237 | 0.36039
| 528.0708 | 0.00085945 | 599.0132 | 0.00086015 | 528.0708 | 0.00060691 | 599.0132 | 3.272e-05 | 599.4518 | 1.9136e-05 | 599.0132 | -2.4953e-05 | 529.4412 | 6.9895e-06 | 593.8 | -0.0005565 | 528.0708 | 0.49583 | 593.8 | -0.0025855 | 593.8 | 0.83458 | 529.4412 | 9.8488e-06 | 529.4412 | 6.0944e-06 | 599.0132 | 0.00409 | 599.0132 | -0.00032457 | 794.2704 | 0.4534 | 599.0132 | -0.0014636 | 793.5765 | 0.01325 | 794.2704 | 0.01476 | 529.4412 | 0.36011
| 528.1858 | 0 | 599.2425 | 0.00090099 | 528.1858 | 0 | 599.2425 | 0.00036492 | 599.6808 | 0.00103 | 599.2425 | 0.00064792 | 529.5588 | 7.0903e-06 | 594.03 | 0.00059023 | 528.1858 | 0.48995 | 594.03 | 0.0004816 | 594.03 | 0.84261 | 529.5588 | 9.0759e-06 | 529.5588 | 7.3791e-06 | 599.2425 | 0.00472 | 599.2425 | 0.001364 | 794.4362 | 0.44106 | 599.2425 | 0.00015135 | 793.7423 | 0.01571 | 794.4362 | 0.01503 | 529.5588 | 0.35999
| 528.3007 | 0.00138 | 599.4718 | 0.00067287 | 528.3007 | 0.00102 | 599.4718 | 3.4569e-05 | 599.9098 | -6.5856e-06 | 599.4718 | 2.0204e-05 | 529.6764 | 6.463e-06 | 594.26 | 0.0010287 | 528.3007 | 0.48561 | 594.26 | 2.9596e-05 | 594.26 | 0.86579 | 529.6764 | 9.6731e-06 | 529.6764 | 9.3008e-06 | 599.4719 | 0.00386 | 599.4718 | -0.00076766 | 794.602 | 0.43153 | 599.4718 | -0.00073051 | 793.9082 | 0.01197 | 794.602 | 0.01477 | 529.6764 | 0.36049
| 528.4157 | 0 | 599.7012 | 0.00088668 | 528.4157 | 0 | 599.7012 | 0.00052115 | 600.1388 | 0.00093126 | 599.7012 | 0.00067311 | 529.7939 | 6.6534e-06 | 594.49 | 0.00042159 | 528.4157 | 0.48166 | 594.49 | -0.00097128 | 594.49 | 0.88442 | 529.7939 | 9.2398e-06 | 529.7939 | 9.6192e-06 | 599.7012 | 0.00514 | 599.7012 | 0.0005231 | 794.7677 | 0.4206 | 599.7012 | -0.00027559 | 794.0741 | 0.01801 | 794.7677 | 0.01504 | 529.7939 | 0.35915
| 528.5307 | 0.00127 | 599.9306 | 0.00082165 | 528.5307 | 0.00146 | 599.9306 | -0.00019295 | 600.3678 | -5.2975e-05 | 599.9306 | 1.1729e-05 | 529.9115 | 6.7542e-06 | 594.72 | -0.00072515 | 528.5307 | 0.48195 | 594.72 | -0.0015524 | 594.72 | 0.90868 | 529.9115 | 9.1344e-06 | 529.9115 | 1.0377e-05 | 599.9306 | 0.00429 | 599.9306 | 9.0764e-05 | 794.9335 | 0.42346 | 599.9306 | -0.0012784 | 794.2399 | 0.01671 | 794.9335 | 0.01474 | 529.9115 | 0.35767
| 528.6457 | 0 | 600.1599 | 0.00083822 | 528.6457 | 0 | 600.1599 | 0.0005448 | 600.5968 | 0.00076945 | 600.1599 | 0.00070731 | 530.0291 | 6.7094e-06 | 594.95 | -0.0018719 | 528.6457 | 0.47874 | 594.95 | 0.0013856 | 594.95 | 0.91524 | 530.0291 | 9.029e-06 | 530.0291 | 9.3008e-06 | 600.1599 | 0.00511 | 600.1599 | 0.00075367 | 795.0993 | 0.41332 | 600.1599 | 0.00080384 | 794.4058 | 0.02037 | 795.0993 | 0.01508 | 530.0291 | 0.35556
| 528.7607 | 0.00019465 | 600.3893 | 0.00058733 | 528.7607 | 0.00123 | 600.3893 | 8.2627e-05 | 600.8258 | -0.00016348 | 600.3893 | -7.1052e-05 | 530.1467 | 6.1046e-06 | 595.18 | -0.00099496 | 528.7607 | 0.47391 | 595.18 | 0.00022331 | 595.18 | 0.94336 | 530.1467 | 9.193e-06 | 530.1467 | 1.0157e-05 | 600.3893 | 0.00432 | 600.3893 | -0.0011813 | 795.2651 | 0.40545 | 600.3893 | -0.0016149 | 794.5717 | 0.01747 | 795.2651 | 0.01478 | 530.1467 | 0.35506
| 528.8757 | 0 | 600.6187 | 0.00099387 | 528.8757 | 0 | 600.6187 | 0.00073262 | 601.0549 | 0.00069582 | 600.6187 | 0.00079167 | 530.2643 | 5.6789e-06 | 595.41 | 1.6864e-05 | 528.8757 | 0.47769 | 595.41 | 0.0015793 | 595.41 | 0.93576 | 530.2643 | 9.2984e-06 | 530.2643 | 7.8074e-06 | 600.6187 | 0.00532 | 600.6187 | 0.00082609 | 795.4309 | 0.39581 | 600.6187 | 0.0011222 | 794.7376 | 0.02165 | 795.4309 | 0.01518 | 530.2643 | 0.35411
| 528.9907 | 0 | 600.8481 | 0.00079486 | 528.9907 | 0.0026 | 600.8481 | 0.00010557 | 601.284 | 0.00022589 | 600.8481 | 2.7695e-05 | 530.3819 | 6.3846e-06 | 595.64 | -0.001366 | 528.9907 | 0.48172 | 595.64 | -0.0015524 | 595.64 | 0.96872 | 530.3819 | 1.006e-05 | 530.3819 | 8.9823e-06 | 600.8481 | 0.00494 | 600.8481 | 0.00087132 | 795.5967 | 0.38768 | 600.8481 | -0.00048806 | 794.9035 | 0.02267 | 795.5967 | 0.01474 | 530.3819 | 0.35461
| 529.1057 | 0 | 601.0775 | 0.00091211 | 529.1057 | 0 | 601.0775 | 0.0005906 | 601.513 | 0.00081367 | 601.0775 | 0.00069496 | 530.4995 | 6.4966e-06 | 595.87 | 0.00089378 | 529.1057 | 0.47275 | 595.87 | -0.00022869 | 595.87 | 0.97217 | 530.4995 | 1.1149e-05 | 530.4995 | 8.2356e-06 | 601.0775 | 0.0055 | 601.0775 | 0.00017482 | 795.7625 | 0.38139 | 601.0775 | 4.3106e-05 | 795.0694 | 0.02283 | 795.7625 | 0.01514 | 530.4995 | 0.35536
| 529.2207 | 0.00026652 | 601.307 | 0.00080782 | 529.2207 | 0.00053755 | 601.307 | -0.00015715 | 601.7421 | 0.00020055 | 601.307 | 5.0883e-05 | 530.617 | 7.2695e-06 | 596.1 | 0.00082632 | 529.2207 | 0.46287 | 596.1 | -0.0015202 | 596.1 | 0.97951 | 530.617 | 1.2003e-05 | 530.617 | 8.2356e-06 | 601.307 | 0.00515 | 601.307 | 0.0011435 | 795.9283 | 0.37535 | 601.307 | -0.00055804 | 795.2353 | 0.02475 | 795.9283 | 0.01472 | 530.617 | 0.35684
| 529.3357 | 0 | 601.5364 | 0.00089725 | 529.3357 | 0 | 601.5364 | 0.00033938 | 601.9712 | 0.00085021 | 601.5364 | 0.00072554 | 530.7346 | 7.6951e-06 | 596.32 | -0.0018381 | 529.3357 | 0.47056 | 596.32 | -0.00093899 | 596.32 | 0.97662 | 530.7346 | 1.1805e-05 | 530.7346 | 6.4128e-06 | 601.5364 | 0.00592 | 601.5364 | 0.00041 | 796.0941 | 0.36483 | 601.5364 | 0.000393 | 795.4012 | 0.02233 | 796.0941 | 0.01517 | 530.7346 | 0.35723
| 529.4507 | 0 | 601.7659 | 0.00072583 | 529.4507 | 0.00090168 | 601.7659 | -9.2954e-05 | 602.2003 | -0.00010385 | 601.7659 | 1.7666e-05 | 530.8523 | 9.5769e-06 | 596.55 | 0.0005565 | 529.4507 | 0.46801 | 596.55 | 0.0012565 | 596.55 | 1 | 530.8523 | 1.0493e-05 | 530.8523 | 9.191e-06 | 601.7659 | 0.00526 | 601.7659 | -0.00029601 | 796.2599 | 0.35718 | 601.7659 | -0.00067991 | 795.5671 | 0.02611 | 796.2599 | 0.01469 | 530.8523 | 0.35745
| 529.5657 | 0 | 601.9953 | 0.00075888 | 529.5657 | 0 | 601.9953 | 0.00042047 | 602.4294 | 0.00056845 | 601.9953 | 0.00067898 | 530.9699 | 9.1849e-06 | 596.78 | -0.00042159 | 529.5657 | 0.47303 | 596.78 | -0.0010681 | 596.78 | 0.99275 | 530.9699 | 9.5092e-06 | 530.9699 | 9.8388e-06 | 601.9953 | 0.0061 | 601.9953 | -5.834e-05 | 796.4257 | 0.35123 | 601.9953 | -0.00027283 | 795.733 | 0.02597 | 796.4257 | 0.01513 | 530.9699 | 0.35674
| 529.6807 | 0.00134 | 602.2248 | 0.00069487 | 529.6807 | 0.00175 | 602.2248 | -0.00035682 | 602.6585 | -0.0004551 | 602.2248 | 3.5246e-05 | 531.0875 | 8.1096e-06 | 597.01 | -0.0018044 | 529.6807 | 0.46645 | 597.01 | -2.6905e-06 | 597.01 | 0.99024 | 531.0875 | 9.5209e-06 | 531.0875 | 9.9487e-06 | 602.2248 | 0.00552 | 602.2248 | -0.00016802 | 796.5915 | 0.34122 | 602.2248 | -0.00050197 | 795.8989 | 0.02551 | 796.5915 | 0.01465 | 531.0875 | 0.35566
| 529.7958 | 0 | 602.4543 | 0.00071448 | 529.7958 | 0 | 602.4543 | 0.00048333 | 602.8877 | 0.00103 | 602.4543 | 0.00057836 | 531.2051 | 6.575e-06 | 597.24 | 0.00062396 | 529.7958 | 0.459 | 597.24 | -0.0015847 | 597.24 | 0.9904 | 531.2051 | 8.7245e-06 | 531.2051 | 1.0695e-05 | 602.4543 | 0.00608 | 602.4543 | 0.00024295 | 796.7574 | 0.33599 | 602.4543 | -0.00025013 | 796.0648 | 0.02313 | 796.7574 | 0.01513 | 531.2051 | 0.35512
| 529.9108 | 0.00073368 | 602.6838 | 0.00074916 | 529.9108 | 0.00177 | 602.6838 | -0.00020337 | 603.1168 | 8.2813e-06 | 602.6838 | 4.2292e-06 | 531.3227 | 6.0822e-06 | 597.47 | -0.00028669 | 529.9108 | 0.45529 | 597.47 | -0.00064841 | 597.47 | 0.98338 | 531.3227 | 9.3803e-06 | 531.3227 | 1.1761e-05 | 602.6838 | 0.00581 | 602.6838 | 0.0015409 | 796.9232 | 0.32812 | 602.6838 | 0.00010531 | 796.2307 | 0.02719 | 796.9232 | 0.01458 | 531.3227 | 0.35565
| 530.0258 | 0 | 602.9133 | 0.00081241 | 530.0258 | 0 | 602.9133 | 0.0006635 | 603.346 | 0.0006567 | 602.9133 | 0.00071985 | 531.4403 | 5.8357e-06 | 597.7 | 0.0009275 | 530.0258 | 0.45872 | 597.7 | -2.6905e-06 | 597.7 | 0.98959 | 531.4403 | 9.6848e-06 | 531.4403 | 1.3364e-05 | 602.9133 | 0.00645 | 602.9133 | 0.00072098 | 797.089 | 0.32736 | 602.9133 | 1.2435e-05 | 796.3967 | 0.02795 | 797.089 | 0.01506 | 531.4403 | 0.35627
| 530.1409 | 5.091e-05 | 603.1428 | 0.00083693 | 530.1409 | 0 | 603.1428 | -0.00018949 | 603.5751 | 0.00016825 | 603.1428 | 2.9025e-05 | 531.558 | 6.519e-06 | 597.93 | -0.00025296 | 530.1409 | 0.45348 | 597.93 | 0.0012242 | 597.93 | 0.9905 | 531.558 | 1.0633e-05 | 531.558 | 9.9487e-06 | 603.1428 | 0.00615 | 603.1428 | -0.00041095 | 797.2549 | 0.31938 | 603.1428 | -0.00032025 | 796.5626 | 0.02275 | 797.2549 | 0.01445 | 531.558 | 0.35639
| 530.2559 | 0 | 603.3724 | 0.00087728 | 530.2559 | 0 | 603.3724 | 0.00018212 | 603.8043 | 0.00087981 | 603.3724 | 0.00069605 | 531.6756 | 6.7766e-06 | 598.16 | 0.0016695 | 530.2559 | 0.45452 | 598.16 | -0.00016412 | 598.16 | 0.97652 | 531.6756 | 1.0388e-05 | 531.6756 | 9.0921e-06 | 603.3724 | 0.00697 | 603.3724 | 6.9339e-05 | 797.4207 | 0.30572 | 603.3724 | -0.00019102 | 796.7286 | 0.03011 | 797.4207 | 0.01497 | 531.6756 | 0.35367
| 530.371 | 0.00104 | 603.6019 | 0.0008922 | 530.371 | 0.00168 | 603.6019 | -4.3168e-05 | 604.0335 | 0.00015232 | 603.6019 | 5.4027e-05 | 531.7932 | 6.911e-06 | 598.39 | -0.0009275 | 530.371 | 0.45512 | 598.39 | -0.0037156 | 598.39 | 0.97896 | 531.7932 | 9.6028e-06 | 531.7932 | 7.9172e-06 | 603.6019 | 0.00662 | 603.6019 | -6.1268e-06 | 797.5865 | 0.30582 | 603.6019 | -0.00067768 | 796.8945 | 0.02629 | 797.5865 | 0.01439 | 531.7932 | 0.35203
| 530.486 | 0 | 603.8315 | 0.00092421 | 530.486 | 0 | 603.8315 | 0.00044869 | 604.2627 | 0.00092214 | 603.8315 | 0.00066328 | 531.9108 | 6.8774e-06 | 598.62 | 0.0013997 | 530.486 | 0.45375 | 598.62 | 0.00022331 | 598.62 | 0.95763 | 531.9108 | 9.5092e-06 | 531.9108 | 8.3454e-06 | 603.8315 | 0.00723 | 603.8315 | 0.0017629 | 797.7524 | 0.29781 | 603.8315 | 0.00052156 | 797.0604 | 0.02977 | 797.7524 | 0.01498 | 531.9108 | 0.3494
| 530.6011 | 0.00098522 | 604.061 | 0.00080761 | 530.6011 | 0.0007803 | 604.061 | -0.00019263 | 604.4919 | -0.00016601 | 604.061 | 9.9541e-05 | 532.0285 | 7.5831e-06 | 598.85 | 0.0005565 | 530.6011 | 0.45529 | 598.85 | 0.00041703 | 598.85 | 0.94001 | 532.0285 | 1.0938e-05 | 532.0285 | 8.2356e-06 | 604.0611 | 0.00663 | 604.061 | -0.00012702 | 797.9182 | 0.29075 | 604.061 | -0.00050412 | 797.2264 | 0.02459 | 797.9182 | 0.0144 | 532.0285 | 0.34955
| 530.7162 | 0 | 604.2906 | 0.00088649 | 530.7162 | 0 | 604.2906 | 0.00020493 | 604.7211 | 0.00070327 | 604.2906 | 0.00069062 | 532.1461 | 7.3815e-06 | 599.08 | 0.0015346 | 530.7162 | 0.46068 | 599.08 | -0.00077756 | 599.08 | 0.92545 | 532.1461 | 1.1512e-05 | 532.1461 | 6.9509e-06 | 604.2906 | 0.00735 | 604.2906 | 0.0005768 | 798.0841 | 0.29185 | 604.2906 | 0.00038553 | 797.3923 | 0.02569 | 798.0841 | 0.01499 | 532.1461 | 0.349
| 530.8312 | 0.00085945 | 604.5202 | 0.00076197 | 530.8312 | 0.00165 | 604.5202 | -0.00018981 | 604.9504 | 7.605e-05 | 604.5202 | -7.5728e-05 | 532.2638 | 7.0903e-06 | 599.31 | -0.0015008 | 530.8312 | 0.45379 | 599.31 | -0.0006807 | 599.31 | 0.92314 | 532.2638 | 1.0879e-05 | 532.2638 | 4.4912e-06 | 604.5202 | 0.00698 | 604.5202 | -0.00035138 | 798.25 | 0.27908 | 604.5202 | -0.00093446 | 797.5583 | 0.02345 | 798.25 | 0.01431 | 532.2638 | 0.35064
| 530.9463 | 0 | 604.7498 | 0.00083614 | 530.9463 | 6.9519e-05 | 604.7498 | 0.00036471 | 605.1796 | 0.00079246 | 604.7498 | 0.00073792 | 532.3814 | 5.9926e-06 | 599.54 | -0.00045532 | 530.9463 | 0.45071 | 599.54 | -0.001165 | 599.54 | 0.8958 | 532.3814 | 1.02e-05 | 532.3814 | 3.426e-06 | 604.7498 | 0.00805 | 604.7498 | 1.8142e-05 | 798.4158 | 0.27814 | 604.7498 | -0.00017016 | 797.7243 | 0.02533 | 798.4158 | 0.01487 | 532.3814 | 0.35068
| 531.0614 | 0.00091335 | 604.9794 | 0.0007365 | 531.0614 | 0.00127 | 604.9794 | -9.9201e-05 | 605.4089 | -4.6693e-05 | 604.9794 | 2.7154e-05 | 532.4991 | 5.9926e-06 | 599.77 | -0.0010624 | 531.0614 | 0.452 | 599.77 | -0.00084214 | 599.77 | 0.88134 | 532.4991 | 9.3452e-06 | 532.4991 | 7.4889e-06 | 604.9794 | 0.00726 | 604.9794 | 0.00043206 | 798.5817 | 0.26527 | 604.9794 | -0.0006153 | 797.8902 | 0.02705 | 798.5817 | 0.01416 | 532.4991 | 0.35103
| 531.1765 | 0 | 605.2091 | 0.0010042 | 531.1765 | 0 | 605.2091 | 0.00045737 | 605.6382 | 0.00065562 | 605.2091 | 0.00073198 | 532.6167 | 5.7909e-06 | 600 | -5.0592e-05 | 531.1765 | 0.44004 | 600 | 0.00022331 | 600 | 0.86394 | 532.6167 | 1.0095e-05 | 532.6167 | 8.016e-06 | 605.2091 | 0.00862 | 605.2091 | 0.0015348 | 798.7476 | 0.2626 | 605.2091 | 0.0012734 | 798.0562 | 0.03995 | 798.7476 | 0.01478 | 532.6167 | 0.34845
| 531.2916 | 0 | 605.4387 | 0.00072057 | 531.2916 | 0.00128 | 605.4387 | -0.00022796 | 605.8674 | -0.00023622 | 605.4387 | -1.8893e-05 | 532.7344 | 7.3031e-06 | 600.23 | -0.0014672 | 531.2916 | 0.44732 | 600.23 | 0.00093361 | 600.23 | 0.84463 | 532.7344 | 9.0173e-06 | 532.7344 | 6.6324e-06 | 605.4387 | 0.00797 | 605.4387 | -0.00045429 | 798.9135 | 0.25813 | 605.4387 | 8.8572e-06 | 798.2222 | 0.02975 | 798.9135 | 0.01409 | 532.7344 | 0.34664
| 531.4067 | 0 | 605.6683 | 0.00085575 | 531.4067 | 0 | 605.6683 | 0.000609 | 606.0967 | 0.00071363 | 605.6683 | 0.0006774 | 532.852 | 7.9864e-06 | 600.46 | 0.0024789 | 531.4067 | 0.43998 | 600.46 | 0.0021605 | 600.46 | 0.82045 | 532.852 | 9.2164e-06 | 532.852 | 2.4597e-06 | 605.6684 | 0.00867 | 605.6683 | 0.00023617 | 799.0793 | 0.2543 | 605.6683 | 0.00058787 | 798.3882 | 0.03859 | 799.0793 | 0.01477 | 532.852 | 0.34386
| 531.5217 | 0.00169 | 605.898 | 0.00071851 | 531.5217 | 0.0006936 | 605.898 | -0.00018439 | 606.326 | 2.8376e-05 | 605.898 | 2.2203e-05 | 532.9697 | 8.188e-06 | 600.69 | -0.00021923 | 531.5217 | 0.44008 | 600.69 | -0.0006807 | 600.69 | 0.79999 | 532.9697 | 9.029e-06 | 532.9697 | 4.2825e-06 | 605.898 | 0.00801 | 605.898 | 0.0008954 | 799.2452 | 0.24743 | 605.898 | -0.001428 | 798.5542 | 0.03313 | 799.2452 | 0.01407 | 532.9697 | 0.34367
| 531.6368 | 0 | 606.1277 | 0.00086707 | 531.6368 | 0 | 606.1277 | 0.00039854 | 606.5554 | 0.00088179 | 606.1277 | 0.00066714 | 533.0874 | 7.3255e-06 | 600.92 | 0.0025465 | 531.6368 | 0.43629 | 600.92 | 6.1882e-05 | 600.92 | 0.77507 | 533.0874 | 9.6731e-06 | 533.0874 | 7.0607e-06 | 606.1277 | 0.00947 | 606.1277 | 0.00078583 | 799.4111 | 0.24277 | 606.1277 | 0.00087113 | 798.7201 | 0.03443 | 799.4111 | 0.01476 | 533.0874 | 0.34247
| 531.752 | 0 | 606.3574 | 0.0006847 | 531.752 | 0.00088435 | 606.3574 | -0.00032191 | 606.7847 | 0.00013293 | 606.3574 | 2.1608e-05 | 533.2051 | 7.9079e-06 | 601.15 | 0.00032042 | 531.752 | 0.42816 | 601.15 | -0.0017139 | 601.15 | 0.751 | 533.2051 | 9.6731e-06 | 533.2051 | 8.5541e-06 | 606.3574 | 0.00895 | 606.3574 | 5.477e-05 | 799.577 | 0.2342 | 606.3574 | -0.00051095 | 798.8861 | 0.03415 | 799.577 | 0.01402 | 533.2051 | 0.34375
| 531.8671 | 0 | 606.5871 | 0.00070701 | 531.8671 | 0 | 606.5871 | 0.00043519 | 607.014 | 0.00113 | 606.5871 | 0.00061767 | 533.3227 | 6.8886e-06 | 601.38 | 0.00096123 | 531.8671 | 0.42397 | 601.38 | -0.0020367 | 601.38 | 0.72704 | 533.3227 | 9.2164e-06 | 533.3227 | 8.1258e-06 | 606.587 | 0.00927 | 606.5871 | -0.0001131 | 799.7429 | 0.22835 | 606.5871 | 0.00109 | 799.0521 | 0.04625 | 799.7429 | 0.01472 | 533.3227 | 0.34346
| 531.9822 | 0.00033839 | 606.8168 | 0.00074913 | 531.9822 | 0.00013872 | 606.8168 | -0.00029947 | 607.2434 | 5.1123e-05 | 606.8168 | -5.5353e-05 | 533.4404 | 6.9558e-06 | 601.61 | -0.00086005 | 531.9822 | 0.42526 | 601.61 | -0.00019641 | 601.61 | 0.70404 | 533.4404 | 9.5209e-06 | 533.4404 | 5.9846e-06 | 606.8167 | 0.00906 | 606.8168 | 0.00046492 | 799.9088 | 0.22358 | 606.8168 | 2.7769e-06 | 799.2181 | 0.04711 | 799.9088 | 0.01399 | 533.4404 | 0.34454
| 532.0973 | 0 | 607.0465 | 0.0006755 | 532.0973 | 0 | 607.0465 | 0.00063305 | 607.4727 | 0.00074107 | 607.0465 | 0.0006298 | 533.5581 | 6.8102e-06 | 601.84 | 0.0016358 | 532.0973 | 0.4192 | 601.84 | 0.00028789 | 601.84 | 0.66746 | 533.5581 | 9.3452e-06 | 533.5581 | 5.5563e-06 | 607.0465 | 0.01001 | 607.0465 | 0.00010772 | 800.0747 | 0.21949 | 607.0465 | -0.00042933 | 799.3841 | 0.05385 | 800.0747 | 0.01479 | 533.5581 | 0.34333
| 532.2124 | 0.00062587 | 607.2762 | 0.00060702 | 532.2124 | 0.00184 | 607.2762 | -0.00020383 | 607.7021 | -0.00026865 | 607.2762 | -2.6525e-05 | 533.6758 | 7.7399e-06 | 602.07 | 0.0018044 | 532.2124 | 0.42177 | 602.07 | 0.00093361 | 602.07 | 0.64656 | 533.6758 | 9.7551e-06 | 533.6758 | 7.0607e-06 | 607.2762 | 0.0095 | 607.2762 | -0.0002887 | 800.2406 | 0.21576 | 607.2762 | -0.00096059 | 799.5501 | 0.05361 | 800.2406 | 0.01409 | 533.6758 | 0.3433
| 532.3276 | 0 | 607.5059 | 0.00077186 | 532.3276 | 0 | 607.5059 | 0.0005022 | 607.9315 | 0.00084654 | 607.5059 | 0.00059433 | 533.7935 | 8.7032e-06 | 602.3 | -0.00072515 | 532.3276 | 0.42073 | 602.3 | 0.00038475 | 602.3 | 0.62338 | 533.7935 | 9.8956e-06 | 533.7935 | 7.0607e-06 | 607.5059 | 0.01066 | 607.5059 | 0.00097635 | 800.4065 | 0.21128 | 607.5059 | 0.00021661 | 799.7162 | 0.05061 | 800.4065 | 0.01486 | 533.7935 | 0.34201
| 532.4427 | 0.00084148 | 607.7357 | 0.00063098 | 532.4427 | 0.0007803 | 607.7357 | 7.346e-05 | 608.1609 | -8.0922e-05 | 607.7357 | -4.5528e-05 | 533.9112 | 7.6391e-06 | 602.53 | 0.00079259 | 532.4427 | 0.41814 | 602.53 | -0.0012296 | 602.53 | 0.60465 | 533.9112 | 1.1184e-05 | 533.9112 | 8.6639e-06 | 607.7357 | 0.01026 | 607.7357 | -0.00020734 | 800.5724 | 0.20855 | 607.7357 | -0.00090241 | 799.8822 | 0.05051 | 800.5724 | 0.01413 | 533.9112 | 0.34069
| 532.5578 | 0 | 607.9654 | 0.0010997 | 532.5578 | 0 | 607.9654 | 0.00029325 | 608.3903 | 0.00083491 | 607.9654 | 0.00076834 | 534.0289 | 7.4263e-06 | 602.76 | 0.00069142 | 532.5578 | 0.42286 | 602.76 | 0.00061074 | 602.76 | 0.57536 | 534.0289 | 1.1254e-05 | 534.0289 | 8.1258e-06 | 607.9655 | 0.01092 | 607.9654 | 0.0012314 | 800.7383 | 0.20673 | 607.9654 | -0.00086434 | 800.0482 | 0.05217 | 800.7383 | 0.01494 | 534.0289 | 0.33844
| 532.673 | 0 | 608.1952 | 0.00070676 | 532.673 | 0.00081498 | 608.1952 | 0.00015421 | 608.6197 | 8.5312e-05 | 608.1952 | -3.9702e-05 | 534.1466 | 7.3591e-06 | 602.99 | 0.00059023 | 532.673 | 0.41854 | 602.99 | -0.0030053 | 602.99 | 0.56287 | 534.1466 | 1.0715e-05 | 534.1466 | 1.1332e-05 | 608.1952 | 0.01069 | 608.1952 | 0.00043382 | 800.9043 | 0.19671 | 608.1952 | -0.00045532 | 800.2142 | 0.04921 | 800.9043 | 0.01432 | 534.1466 | 0.3378
| 532.7881 | 0 | 608.425 | 0.00076344 | 532.7881 | 0 | 608.425 | 0.00065544 | 608.8491 | 0.00043444 | 608.425 | 0.00070025 | 534.2642 | 7.5159e-06 | 603.22 | -0.001602 | 532.7881 | 0.41937 | 603.22 | -0.0024242 | 603.22 | 0.52961 | 534.2642 | 9.2632e-06 | 534.2642 | 8.9823e-06 | 608.425 | 0.01138 | 608.425 | -8.2649e-05 | 801.0702 | 0.1921 | 608.425 | -0.00037605 | 800.3803 | 0.05589 | 801.0702 | 0.01512 | 534.2642 | 0.33707
| 532.9033 | 0.0007157 | 608.6548 | 0.00081291 | 532.9033 | 0.00067626 | 608.6548 | -0.00014875 | 609.0786 | 0.00010103 | 608.6548 | -2.8857e-05 | 534.3819 | 8.4232e-06 | 603.45 | -0.00035414 | 532.9033 | 0.41698 | 603.45 | -0.00013183 | 603.45 | 0.50829 | 534.3819 | 9.8371e-06 | 534.3819 | 8.7737e-06 | 608.6548 | 0.01116 | 608.6548 | -0.00074948 | 801.2361 | 0.18998 | 608.6548 | -0.00061027 | 800.5463 | 0.05033 | 801.2361 | 0.01443 | 534.3819 | 0.33687
| 533.0184 | 0 | 608.8846 | 0.00086353 | 533.0184 | 0 | 608.8846 | 0.00053828 | 609.308 | 0.00074246 | 608.8846 | 0.00064673 | 534.4997 | 7.6615e-06 | 603.68 | 0.0010287 | 533.0184 | 0.41511 | 603.68 | -0.00084214 | 603.68 | 0.48696 | 534.4997 | 1.0633e-05 | 534.4997 | 6.5226e-06 | 608.8846 | 0.01224 | 608.8846 | 0.00013152 | 801.4021 | 0.18752 | 608.8846 | 0.00073635 | 800.7123 | 0.05523 | 801.4021 | 0.01526 | 534.4997 | 0.33577
| 533.1336 | 0 | 609.1144 | 0.00069224 | 533.1336 | 0.00111 | 609.1144 | -4.006e-05 | 609.5375 | 0.00013348 | 609.1144 | -6.6993e-05 | 534.6174 | 8.6024e-06 | 603.91 | -0.00065769 | 533.1336 | 0.41649 | 603.91 | -0.00013183 | 603.91 | 0.4687 | 534.6174 | 1.0844e-05 | 534.6174 | 7.6976e-06 | 609.1144 | 0.01159 | 609.1144 | 8.5224e-05 | 801.568 | 0.18196 | 609.1144 | 0.00053531 | 800.8784 | 0.05649 | 801.568 | 0.01459 | 534.6174 | 0.33546
| 533.2487 | 0 | 609.3442 | 0.00076034 | 533.2487 | 0.00046927 | 609.3442 | 0.00071388 | 609.767 | 0.00046787 | 609.3442 | 0.00067292 | 534.7351 | 7.5159e-06 | 604.14 | 0.0021754 | 533.2487 | 0.40075 | 604.14 | 0.00051389 | 604.14 | 0.43586 | 534.7351 | 9.9542e-06 | 534.7351 | 7.6976e-06 | 609.3442 | 0.01277 | 609.3442 | 0.00024508 | 801.7339 | 0.18316 | 609.3442 | -0.00024619 | 801.0444 | 0.06087 | 801.7339 | 0.01551 | 534.7351 | 0.33376
| 533.3639 | 8.684e-05 | 609.5741 | 0.00062501 | 533.3639 | 0 | 609.5741 | -0.0003825 | 609.9964 | 1.9498e-05 | 609.5741 | -0.00021083 | 534.8528 | 8.1432e-06 | 604.36 | -0.00052277 | 533.3639 | 0.40591 | 604.36 | -0.00071299 | 604.36 | 0.41295 | 534.8528 | 9.193e-06 | 534.8528 | 7.0607e-06 | 609.5741 | 0.01205 | 609.5741 | -0.00059703 | 801.8999 | 0.17598 | 609.5741 | -0.00063788 | 801.2105 | 0.06035 | 801.8999 | 0.0148 | 534.8528 | 0.33291
| 533.4791 | 0 | 609.8039 | 0.00083575 | 533.4791 | 0 | 609.8039 | 0.0005737 | 610.226 | 0.00051725 | 609.8039 | 0.00067576 | 534.9705 | 8.0536e-06 | 604.59 | 0.0009275 | 533.4791 | 0.39561 | 604.59 | 0.00028789 | 604.59 | 0.39678 | 534.9705 | 8.947e-06 | 534.9705 | 1.198e-05 | 609.8039 | 0.01306 | 609.8039 | 5.077e-05 | 802.0658 | 0.16911 | 609.8039 | 0.00080069 | 801.3765 | 0.06331 | 802.0658 | 0.01578 | 534.9705 | 0.33074
| 533.5943 | 0.00152 | 610.0338 | 0.00071449 | 533.5943 | 0.0014 | 610.0338 | -0.00071579 | 610.4555 | 2.8353e-06 | 610.0338 | -1.2358e-05 | 535.0883 | 8.3448e-06 | 604.82 | -0.00069142 | 533.5943 | 0.38873 | 604.82 | 0.00028789 | 604.82 | 0.38125 | 535.0883 | 9.5209e-06 | 535.0883 | 1.0805e-05 | 610.0338 | 0.01304 | 610.0338 | -1.0665e-05 | 802.2318 | 0.16566 | 610.0338 | -0.00037827 | 801.5426 | 0.06799 | 802.2318 | 0.01521 | 535.0883 | 0.33058
| 533.7095 | 0 | 610.2637 | 0.00076918 | 533.7095 | 0 | 610.2637 | 8.2618e-05 | 610.685 | 0.00091841 | 610.2637 | 0.00060977 | 535.206 | 7.3479e-06 | 605.05 | 0.0010287 | 533.7095 | 0.38105 | 605.05 | 0.00019102 | 605.05 | 0.35319 | 535.206 | 9.6028e-06 | 535.206 | 1.2298e-05 | 610.2637 | 0.01395 | 610.2637 | 0.000196 | 802.3977 | 0.16232 | 610.2637 | 0.0006029 | 801.7087 | 0.07123 | 802.3977 | 0.0161 | 535.206 | 0.32937
| 533.8247 | 0.000554 | 610.4936 | 0.00059734 | 533.8247 | 0.00114 | 610.4936 | -0.00030893 | 610.9145 | -0.00014884 | 610.4936 | -5.9681e-05 | 535.3237 | 6.1046e-06 | 605.28 | 0.00021923 | 533.8247 | 0.38294 | 605.28 | -0.00087442 | 605.28 | 0.34294 | 535.3237 | 1.0516e-05 | 535.3237 | 6.314e-06 | 610.4936 | 0.01322 | 610.4936 | 0.00069517 | 802.5637 | 0.1594 | 610.4936 | 9.8089e-05 | 801.8747 | 0.07085 | 802.5637 | 0.01554 | 535.3237 | 0.32964
| 533.9398 | 0 | 610.7235 | 0.00076136 | 533.9398 | 0 | 610.7235 | 0.00061493 | 611.144 | 0.00064212 | 610.7235 | 0.00067976 | 535.4415 | 5.6901e-06 | 605.51 | 0.001231 | 533.9398 | 0.38178 | 605.51 | -0.00097128 | 605.51 | 0.32127 | 535.4415 | 1.02e-05 | 535.4415 | 6.6324e-06 | 610.7235 | 0.01466 | 610.7235 | 0.0011453 | 802.7297 | 0.15285 | 610.7235 | -0.00035299 | 802.0408 | 0.07253 | 802.7297 | 0.01627 | 535.4415 | 0.3283
| 534.055 | 3.2945e-05 | 610.9534 | 0.00039794 | 534.055 | 0.00101 | 610.9534 | -0.00043342 | 611.3736 | 0.00010726 | 610.9534 | -0.00010925 | 535.5592 | 6.071e-06 | 605.74 | -0.0020068 | 534.055 | 0.37253 | 605.74 | -0.0014878 | 605.74 | 0.30179 | 535.5592 | 9.9307e-06 | 535.5592 | 5.2379e-06 | 610.9534 | 0.01394 | 610.9534 | 0.00072118 | 802.8956 | 0.15221 | 610.9534 | 0.00024376 | 802.2069 | 0.07417 | 802.8956 | 0.01572 | 535.5592 | 0.32714
| 534.1702 | 0 | 611.1833 | 0.00086422 | 534.1702 | 0 | 611.1833 | 0.00079935 | 611.6032 | 0.00077089 | 611.1833 | 0.00067621 | 535.6769 | 7.6951e-06 | 605.97 | 0.0022092 | 534.1702 | 0.36994 | 605.97 | 0.00077218 | 605.97 | 0.28336 | 535.6769 | 8.9705e-06 | 535.6769 | 7.5878e-06 | 611.1833 | 0.01542 | 611.1833 | -0.00053911 | 803.0616 | 0.15162 | 611.1833 | 0.00077421 | 802.3729 | 0.07529 | 803.0616 | 0.01636 | 535.6769 | 0.32535
| 534.2854 | 0.0005001 | 611.4132 | 0.00072364 | 534.2854 | 0.00020808 | 611.4132 | -0.0002788 | 611.8327 | -1.5006e-05 | 611.4132 | -7.436e-05 | 535.7947 | 9.1737e-06 | 606.2 | -0.00096123 | 534.2854 | 0.3614 | 606.2 | 0.00077218 | 606.2 | 0.27809 | 535.7947 | 9.4857e-06 | 535.7947 | 1.0377e-05 | 611.4132 | 0.01445 | 611.4132 | -0.00042926 | 803.2276 | 0.14716 | 611.4132 | -0.00017234 | 802.539 | 0.07481 | 803.2276 | 0.01587 | 535.7947 | 0.32318
| 534.4007 | 0 | 611.6432 | 0.00064795 | 534.4007 | 0 | 611.6432 | 0.00023255 | 612.0623 | 0.00038814 | 611.6432 | 0.00067944 | 535.9124 | 1.0092e-05 | 606.43 | 0.00042159 | 534.4007 | 0.35515 | 606.43 | -0.0013587 | 606.43 | 0.25258 | 535.9124 | 9.9307e-06 | 535.9124 | 1.187e-05 | 611.6431 | 0.01574 | 611.6432 | 0.0005259 | 803.3936 | 0.14617 | 611.6432 | 0.0011993 | 802.7051 | 0.08069 | 803.3936 | 0.01641 | 535.9124 | 0.32134
| 534.5159 | 0.00021262 | 611.8731 | 0.00069229 | 534.5159 | 0.00175 | 611.8731 | -0.00043066 | 612.2919 | -0.00016311 | 611.8731 | -0.00014943 | 536.0302 | 9.7561e-06 | 606.66 | -0.0025127 | 534.5159 | 0.35036 | 606.66 | -0.0019076 | 606.66 | 0.24025 | 536.0302 | 1.0551e-05 | 536.0302 | 1.1014e-05 | 611.8731 | 0.01556 | 611.8731 | -0.00029515 | 803.5596 | 0.13877 | 611.8731 | 0.00072188 | 802.8712 | 0.07859 | 803.5596 | 0.01607 | 536.0302 | 0.3214
| 534.6311 | 0 | 612.1031 | 0.00072689 | 534.6311 | 0 | 612.1031 | 0.00063493 | 612.5215 | 0.00063238 | 612.1031 | 0.00064753 | 536.1479 | 9.0168e-06 | 606.89 | -8.4319e-05 | 534.6311 | 0.34277 | 606.89 | -0.0015524 | 606.89 | 0.21909 | 536.1479 | 9.193e-06 | 536.1479 | 9.9487e-06 | 612.1031 | 0.01658 | 612.1031 | 0.00062304 | 803.7255 | 0.13785 | 612.1031 | 0.00049945 | 803.0373 | 0.08205 | 803.7255 | 0.01642 | 536.1479 | 0.3229
| 534.7463 | 0.000554 | 612.333 | 0.00061503 | 534.7463 | 0.00111 | 612.333 | -0.00030645 | 612.7511 | 1.7681e-05 | 612.333 | -9.2759e-05 | 536.2657 | 8.7144e-06 | 607.12 | -0.0012648 | 534.7463 | 0.34355 | 607.12 | -0.0010036 | 607.12 | 0.21042 | 536.2657 | 9.2749e-06 | 536.2657 | 9.9487e-06 | 612.333 | 0.01647 | 612.333 | 0.00047326 | 803.8915 | 0.13526 | 612.333 | -0.00068033 | 803.2034 | 0.08301 | 803.8915 | 0.01618 | 536.2657 | 0.32374
| 534.8615 | 0 | 612.563 | 0.00070545 | 534.8615 | 0 | 612.563 | 0.00085627 | 612.9808 | 0.00068974 | 612.563 | 0.00062761 | 536.3835 | 8.7144e-06 | 607.35 | 0.0030186 | 534.8615 | 0.33857 | 607.35 | 0.0017085 | 607.35 | 0.19309 | 536.3835 | 8.9353e-06 | 536.3835 | 1.1014e-05 | 612.563 | 0.01752 | 612.563 | 0.0015697 | 804.0575 | 0.13165 | 612.563 | 0.00030286 | 803.3695 | 0.08695 | 804.0575 | 0.01623 | 536.3835 | 0.32153
| 534.9768 | 0.00019465 | 612.793 | 0.0006574 | 534.9768 | 0.00114 | 612.793 | -0.00031403 | 613.2104 | -0.00017834 | 612.793 | -6.7411e-05 | 536.5012 | 8.6808e-06 | 607.58 | -0.00048905 | 534.9768 | 0.33586 | 607.58 | -0.0015524 | 607.58 | 0.18522 | 536.5012 | 9.8722e-06 | 536.5012 | 8.9823e-06 | 612.793 | 0.0172 | 612.793 | -1.4726e-05 | 804.2235 | 0.13211 | 612.793 | -0.00032616 | 803.5356 | 0.08291 | 804.2235 | 0.01628 | 536.5012 | 0.31856
| 535.092 | 0 | 613.023 | 0.00083706 | 535.092 | 0 | 613.023 | 0.00053326 | 613.4401 | 0.00086598 | 613.023 | 0.0006573 | 536.619 | 8.0088e-06 | 607.81 | -0.0010287 | 535.092 | 0.33281 | 607.81 | -6.7263e-05 | 607.81 | 0.16513 | 536.619 | 1.0856e-05 | 536.619 | 7.3791e-06 | 613.023 | 0.01848 | 613.023 | 0.00075336 | 804.3895 | 0.13042 | 613.023 | 0.00024276 | 803.7017 | 0.09089 | 804.3895 | 0.01626 | 536.619 | 0.31605
| 535.2073 | 0.00057197 | 613.2531 | 0.00056618 | 535.2073 | 0.00168 | 613.2531 | -0.00043574 | 613.6697 | -0.00012476 | 613.2531 | -1.0962e-05 | 536.7368 | 8.5016e-06 | 608.05 | -0.0015346 | 535.2073 | 0.33438 | 608.05 | -0.00026098 | 608.05 | 0.15927 | 536.7368 | 1.1805e-05 | 536.7368 | 4.9194e-06 | 613.2531 | 0.01768 | 613.2531 | -0.00048776 | 804.5555 | 0.12699 | 613.2531 | -0.00052741 | 803.8679 | 0.08831 | 804.5555 | 0.01647 | 536.7368 | 0.31597
| 535.3225 | 0 | 613.4831 | 0.0007394 | 535.3225 | 0 | 613.4831 | 0.00064444 | 613.8994 | 0.00067159 | 613.4831 | 0.00066166 | 536.8545 | 8.5464e-06 | 608.28 | -0.0015684 | 535.3225 | 0.33511 | 608.28 | -0.0022951 | 608.28 | 0.13967 | 536.8545 | 1.1781e-05 | 536.8545 | 4.6998e-06 | 613.4831 | 0.01921 | 613.4831 | -0.00035239 | 804.7216 | 0.12203 | 613.4831 | -0.00041485 | 804.034 | 0.09327 | 804.7216 | 0.01583 | 536.8545 | 0.31688
| 535.4378 | 0 | 613.7131 | 0.0004431 | 535.4378 | 0.0006936 | 613.7131 | -1.3358e-05 | 614.1291 | -0.00043129 | 613.7131 | -5.4576e-05 | 536.9723 | 8.2888e-06 | 608.51 | 0.00062396 | 535.4378 | 0.32987 | 608.51 | 0.0002556 | 608.51 | 0.13876 | 536.9723 | 1.102e-05 | 536.9723 | 5.0292e-06 | 613.7131 | 0.0186 | 613.7131 | 6.2871e-05 | 804.8876 | 0.12026 | 613.7131 | 0.00012308 | 804.2001 | 0.09367 | 804.8876 | 0.01613 | 536.9723 | 0.31876
| 535.553 | 0 | 613.9432 | 0.00071882 | 535.553 | 0 | 613.9432 | 5.5388e-05 | 614.3588 | 0.00064565 | 613.9432 | 0.00056319 | 537.0901 | 8.2888e-06 | 608.74 | 0.00086005 | 535.553 | 0.31822 | 608.74 | -0.0017784 | 608.74 | 0.11591 | 537.0901 | 1.0411e-05 | 537.0901 | 5.9846e-06 | 613.9432 | 0.02059 | 613.9432 | 0.00027025 | 805.0536 | 0.1201 | 613.9432 | -0.00014559 | 804.3662 | 0.09519 | 805.0536 | 0.01555 | 537.0901 | 0.31838
| 535.6683 | 1.4969e-05 | 614.1732 | 0.00070356 | 535.6683 | 0.00123 | 614.1732 | -0.00019784 | 614.5885 | -0.00010984 | 614.1732 | -2.765e-05 | 537.2079 | 7.7511e-06 | 608.97 | 0.00028669 | 535.6683 | 0.32078 | 608.97 | 0.00073989 | 608.97 | 0.1124 | 537.2079 | 1.0177e-05 | 537.2079 | 5.2379e-06 | 614.1733 | 0.01965 | 614.1732 | 0.0001937 | 805.2196 | 0.11285 | 614.1732 | -0.00083084 | 804.5324 | 0.09581 | 805.2196 | 0.01621 | 537.2079 | 0.31768
| 535.7836 | 0 | 614.4033 | 0.0006972 | 535.7836 | 0 | 614.4033 | 0.00064201 | 614.8182 | 0.00064463 | 614.4033 | 0.00056228 | 537.3257 | 8.2888e-06 | 609.2 | -0.00035414 | 535.7836 | 0.32233 | 609.2 | -0.0029085 | 609.2 | 0.094645 | 537.3257 | 1.02e-05 | 537.3257 | 4.6998e-06 | 614.4033 | 0.02089 | 614.4033 | 0.00073386 | 805.3856 | 0.11249 | 614.4033 | 0.0001931 | 804.6985 | 0.10115 | 805.3856 | 0.0153 | 537.3257 | 0.31478
| 535.8988 | 0 | 614.6334 | 0.00060678 | 535.8988 | 0.00137 | 614.6334 | -0.00036833 | 615.048 | -8.762e-05 | 614.6334 | -1.2182e-05 | 537.4434 | 7.8295e-06 | 609.43 | -0.0015008 | 535.8988 | 0.31644 | 609.43 | 2.9596e-05 | 609.43 | 0.086713 | 537.4434 | 1.0598e-05 | 537.4434 | 3.9531e-06 | 614.6334 | 0.02068 | 614.6334 | 0.00027 | 805.5517 | 0.10823 | 614.6334 | -0.000348 | 804.8647 | 0.09989 | 805.5517 | 0.01578 | 537.4434 | 0.31338
| 536.0141 | 0 | 614.8635 | 0.00078005 | 536.0141 | 0 | 614.8635 | 0.00028347 | 615.2777 | 0.00081532 | 614.8635 | 0.0006979 | 537.5612 | 7.1687e-06 | 609.66 | 0.00048905 | 536.0141 | 0.31745 | 609.66 | 0.0013533 | 609.66 | 0.07735 | 537.5612 | 1.0223e-05 | 537.5612 | 5.4575e-06 | 614.8635 | 0.02209 | 614.8635 | 0.00056323 | 805.7177 | 0.1086 | 614.8635 | 0.00019589 | 805.0308 | 0.10203 | 805.7177 | 0.01501 | 537.5612 | 0.31089
| 536.1294 | 0.00051807 | 615.0936 | 0.00068678 | 536.1294 | 0.00153 | 615.0936 | -0.00033993 | 615.5074 | -0.00026832 | 615.0936 | -8.6962e-05 | 537.679 | 7.4039e-06 | 609.89 | -0.0013322 | 536.1294 | 0.31145 | 609.89 | 0.0018699 | 609.89 | 0.074522 | 537.679 | 9.6731e-06 | 537.679 | 6.4128e-06 | 615.0936 | 0.02154 | 615.0936 | 0.00021656 | 805.8837 | 0.10783 | 615.0936 | 0.00026111 | 805.197 | 0.10163 | 805.8837 | 0.01569 | 537.679 | 0.30982
| 536.2447 | 0 | 615.3237 | 0.00066845 | 536.2447 | 0 | 615.3237 | 0.00050998 | 615.7372 | 0.00083915 | 615.3237 | 0.00066579 | 537.7968 | 7.2247e-06 | 610.12 | 0.00062396 | 536.2447 | 0.31515 | 610.12 | -0.0019399 | 610.12 | 0.054561 | 537.7968 | 9.2749e-06 | 537.7968 | 6.8411e-06 | 615.3237 | 0.02292 | 615.3237 | 0.00057006 | 806.0498 | 0.10628 | 615.3237 | 0.00049156 | 805.3631 | 0.10763 | 806.0498 | 0.01478 | 537.7968 | 0.30865
| 536.36 | 0.00039229 | 615.5539 | 0.00063564 | 536.36 | 0.00083232 | 615.5539 | -0.00056388 | 615.967 | -0.00027392 | 615.5539 | -0.00011243 | 537.9147 | 8.188e-06 | 610.35 | -0.00052277 | 536.36 | 0.31755 | 610.35 | 0.00054618 | 610.35 | 0.05222 | 537.9147 | 8.9353e-06 | 537.9147 | 8.5541e-06 | 615.5539 | 0.02261 | 615.5539 | 9.8252e-05 | 806.2158 | 0.10186 | 615.5539 | -0.00082706 | 805.5293 | 0.10645 | 806.2158 | 0.01521 | 537.9147 | 0.30914
| 536.4753 | 1.7997e-05 | 615.784 | 0.00079557 | 536.4753 | 0 | 615.784 | 0.00058533 | 616.1968 | 0.00103 | 615.784 | 0.00060666 | 538.0325 | 7.6391e-06 | 610.58 | -0.00065769 | 536.4753 | 0.31143 | 610.58 | -0.0014878 | 610.58 | 0.045166 | 538.0325 | 8.9939e-06 | 538.0325 | 9.191e-06 | 615.784 | 0.02412 | 615.784 | 0.0001835 | 806.3819 | 0.10099 | 615.784 | -0.00052973 | 805.6954 | 0.11133 | 806.3819 | 0.01428 | 538.0325 | 0.30972
| 536.5906 | 0.00024855 | 616.0142 | 0.00063965 | 536.5906 | 0.00083232 | 616.0142 | -0.00014426 | 616.4266 | -0.00028836 | 616.0142 | -5.1066e-05 | 538.1503 | 6.5974e-06 | 610.81 | -0.0012985 | 536.5906 | 0.31128 | 610.81 | -0.00071299 | 610.81 | 0.039998 | 538.1503 | 9.2632e-06 | 538.1503 | 9.9487e-06 | 616.0142 | 0.02405 | 616.0142 | -1.8194e-05 | 806.5479 | 0.09782 | 616.0142 | -0.0004293 | 805.8616 | 0.10515 | 806.5479 | 0.01482 | 538.1503 | 0.31088
| 536.7059 | 0 | 616.2443 | 0.00079147 | 536.7059 | 0 | 616.2443 | 0.00013788 | 616.6564 | 0.00065842 | 616.2443 | 0.00064114 | 538.2681 | 6.7094e-06 | 611.04 | 0.00069142 | 536.7059 | 0.31211 | 611.04 | 0.0026125 | 611.04 | 0.031415 | 538.2681 | 1.0095e-05 | 538.2681 | 8.4443e-06 | 616.2443 | 0.02512 | 616.2443 | 3.4367e-05 | 806.714 | 0.09589 | 616.2443 | 0.0011642 | 806.0278 | 0.11267 | 806.714 | 0.01398 | 538.2681 | 0.31113
| 536.8212 | 5.091e-05 | 616.4745 | 0.0006854 | 536.8212 | 0.00113 | 616.4745 | -0.00017107 | 616.8862 | -7.2182e-05 | 616.4745 | -0.00011507 | 538.3859 | 7.5047e-06 | 611.27 | -0.00075887 | 536.8212 | 0.30659 | 611.27 | -0.0015847 | 611.27 | 0.027384 | 538.3859 | 1.1149e-05 | 538.3859 | 7.6976e-06 | 616.4745 | 0.02478 | 616.4745 | 2.1313e-05 | 806.88 | 0.09404 | 616.4745 | -0.00049449 | 806.194 | 0.10995 | 806.88 | 0.01446 | 538.3859 | 0.31122
| 536.9365 | 0 | 616.7047 | 0.000607 | 536.9365 | 0 | 616.7047 | 0.00065957 | 617.116 | 0.00061947 | 616.7047 | 0.00069657 | 538.5037 | 8.3672e-06 | 611.5 | -0.00075887 | 536.9365 | 0.30558 | 611.5 | 0.00041703 | 611.5 | 0.024263 | 538.5037 | 1.1008e-05 | 538.5037 | 9.0921e-06 | 616.7047 | 0.02688 | 616.7047 | 0.00047805 | 807.0461 | 0.09261 | 616.7047 | 0.00093033 | 806.3601 | 0.11545 | 807.0461 | 0.01377 | 538.5037 | 0.30921
| 537.0518 | 0.00035636 | 616.9349 | 0.00073723 | 537.0518 | 0.00064159 | 616.9349 | -0.00059406 | 617.3459 | 8.8435e-05 | 616.9349 | -8.5244e-05 | 538.6215 | 8.7928e-06 | 611.73 | -0.0010287 | 537.0518 | 0.30009 | 611.73 | 0.00080447 | 611.73 | 0.019158 | 538.6215 | 1.1313e-05 | 538.6215 | 9.729e-06 | 616.9349 | 0.02564 | 616.9349 | 0.00026943 | 807.2122 | 0.08913 | 616.9349 | -0.00045784 | 806.5263 | 0.11509 | 807.2122 | 0.01428 | 538.6215 | 0.30681
| 537.1671 | 0 | 617.1651 | 0.00077742 | 537.1671 | 0 | 617.1651 | 0.00016485 | 617.5757 | 0.00091115 | 617.1651 | 0.00067722 | 538.7394 | 8.244e-06 | 611.96 | 0.00075887 | 537.1671 | 0.30456 | 611.96 | -0.0023273 | 611.96 | 0.011617 | 538.7394 | 1.0083e-05 | 538.7394 | 1.0267e-05 | 617.1651 | 0.02811 | 617.1651 | 0.00089311 | 807.3783 | 0.08654 | 617.1651 | 0.00071188 | 806.6925 | 0.11819 | 807.3783 | 0.01379 | 538.7394 | 0.30437
| 537.2825 | 5.091e-05 | 617.3953 | 0.00063688 | 537.2825 | 0.00079764 | 617.3953 | -0.00030464 | 617.8056 | -0.0002473 | 617.3953 | -0.00013293 | 538.8572 | 8.7592e-06 | 612.19 | -0.00062396 | 537.2825 | 0.30336 | 612.19 | -0.0028761 | 612.19 | 0.013957 | 538.8572 | 1.0305e-05 | 538.8572 | 9.191e-06 | 617.3953 | 0.02788 | 617.3953 | -0.00075561 | 807.5443 | 0.08711 | 617.3953 | -0.0005825 | 806.8587 | 0.11995 | 807.5443 | 0.01427 | 538.8572 | 0.30357
| 537.3978 | 0 | 617.6256 | 0.00082543 | 537.3978 | 0 | 617.6256 | 0.0006491 | 618.0355 | 0.00064159 | 617.6256 | 0.00064061 | 538.975 | 7.8183e-06 | 612.42 | -0.001366 | 537.3978 | 0.29803 | 612.42 | 0.0012242 | 612.42 | 0.010316 | 538.975 | 9.6848e-06 | 538.975 | 7.2693e-06 | 617.6255 | 0.02907 | 617.6256 | 0.0010324 | 807.7104 | 0.08557 | 617.6256 | 0.0010297 | 807.0249 | 0.12329 | 807.7104 | 0.0139 | 538.975 | 0.3024
| 537.5131 | 0.00026652 | 617.8558 | 0.00057017 | 537.5131 | 0.00149 | 617.8558 | -0.00026876 | 618.2654 | 2.9522e-05 | 617.8558 | -5.3333e-05 | 539.0929 | 7.5831e-06 | 612.65 | -0.00011805 | 537.5131 | 0.29964 | 612.65 | 0.001773 | 612.65 | 0.010219 | 539.0929 | 1.0177e-05 | 539.0929 | 8.6639e-06 | 617.8558 | 0.02876 | 617.8558 | 0.00022369 | 807.8765 | 0.08249 | 617.8558 | 0.00011957 | 807.1911 | 0.12139 | 807.8765 | 0.01446 | 539.0929 | 0.30183
| 537.6285 | 0 | 618.086 | 0.00076542 | 537.6285 | 0 | 618.086 | 0.00038215 | 618.4953 | 0.00062907 | 618.086 | 0.00065157 | 539.2107 | 7.0903e-06 | 612.88 | 0.0026139 | 537.6285 | 0.29281 | 612.88 | -0.0019399 | 612.88 | 0.0040745 | 539.2107 | 9.7902e-06 | 539.2107 | 1.1332e-05 | 618.0861 | 0.03061 | 618.086 | 0.0010425 | 808.0426 | 0.08025 | 618.086 | 0.00037938 | 807.3573 | 0.12523 | 808.0426 | 0.01426 | 539.2107 | 0.30097
| 537.7438 | 6.8875e-05 | 618.3163 | 0.00039848 | 537.7438 | 0.00147 | 618.3163 | -0.00031554 | 618.7252 | 7.5773e-05 | 618.3163 | -0.00020051 | 539.3286 | 7.7959e-06 | 613.11 | -0.0014334 | 537.7438 | 0.29507 | 613.11 | -0.0014878 | 613.11 | 0.0052123 | 539.3286 | 1.0083e-05 | 539.3286 | 1.187e-05 | 618.3163 | 0.0299 | 618.3163 | 0.00034855 | 808.2087 | 0.07879 | 618.3163 | -0.0003295 | 807.5235 | 0.12301 | 808.2087 | 0.01488 | 539.3286 | 0.30174
| 537.8592 | 0 | 618.5466 | 0.00072256 | 537.8592 | 0 | 618.5466 | 0.00074732 | 618.9551 | 0.00059742 | 618.5466 | 0.00060615 | 539.4464 | 7.9303e-06 | 613.34 | 0.0014334 | 537.8592 | 0.29511 | 613.34 | -0.00058385 | 613.34 | 0.0038469 | 539.4464 | 9.0993e-06 | 539.4464 | 1.0267e-05 | 618.5466 | 0.03202 | 618.5466 | 0.0016057 | 808.3748 | 0.08107 | 618.5466 | -0.00018712 | 807.6897 | 0.12981 | 808.3748 | 0.01463 | 539.4464 | 0.30122
| 537.9745 | 0.00084148 | 618.7769 | 0.00045819 | 537.9745 | 0.00010404 | 618.7769 | -0.00043979 | 619.185 | -0.00040919 | 618.7769 | -0.0001092 | 539.5643 | 7.1911e-06 | 613.57 | 0.00075887 | 537.9745 | 0.2886 | 613.57 | -0.00061613 | 613.57 | 0.0029042 | 539.5643 | 9.0759e-06 | 539.5643 | 7.0607e-06 | 618.7769 | 0.03185 | 618.7769 | -3.3466e-05 | 808.5409 | 0.07447 | 618.7769 | -0.0016898 | 807.856 | 0.13203 | 808.5409 | 0.01525 | 539.5643 | 0.301
| 538.0899 | 0 | 619.0072 | 0.00066033 | 538.0899 | 0 | 619.0072 | 0.00074159 | 619.415 | 0.00092651 | 619.0072 | 0.00065955 | 539.6821 | 6.7542e-06 | 613.8 | -0.00079259 | 538.0899 | 0.28 | 613.8 | 0.0016439 | 613.8 | 0.0033268 | 539.6821 | 8.9705e-06 | 539.6821 | 9.5204e-06 | 619.0072 | 0.0334 | 619.0072 | 0.0017522 | 808.707 | 0.07366 | 619.0072 | 0.0013254 | 808.0222 | 0.13537 | 808.707 | 0.01509 | 539.6821 | 0.29976
| 538.2053 | 0.00026652 | 619.2375 | 0.00020621 | 538.2053 | 0.00067626 | 619.2375 | -0.00012318 | 619.6449 | -0.000308 | 619.2375 | -0.00024781 | 539.8 | 7.0119e-06 | 614.03 | -0.00065769 | 538.2053 | 0.28403 | 614.03 | -0.0021982 | 614.03 | 0.00053099 | 539.8 | 9.9776e-06 | 539.8 | 7.8074e-06 | 619.2375 | 0.03297 | 619.2375 | -0.00089327 | 808.8731 | 0.07243 | 619.2375 | -0.00022368 | 808.1884 | 0.13115 | 808.8731 | 0.01615 | 539.8 | 0.29923
| 538.3207 | 0 | 619.4678 | 0.00083985 | 538.3207 | 0 | 619.4678 | 0.00052332 | 619.8749 | 0.00057099 | 619.4678 | 0.00065579 | 539.9178 | 7.1127e-06 | 614.26 | -0.0012985 | 538.3207 | 0.28835 | 614.26 | -0.00061613 | 614.26 | 0.0028392 | 539.9178 | 8.8885e-06 | 539.9178 | 7.9172e-06 | 619.4678 | 0.03518 | 619.4678 | 0.0008346 | 809.0392 | 0.07313 | 619.4678 | 0.0013588 | 808.3546 | 0.13811 | 809.0392 | 0.01617 | 539.9178 | 0.29813
| 538.436 | 0.00053603 | 619.6981 | 0.00070798 | 538.436 | 0.00172 | 619.6981 | -0.00033791 | 620.1049 | 0.000148 | 619.6981 | -0.00013609 | 540.0357 | 6.3958e-06 | 614.49 | -0.0011973 | 538.436 | 0.28565 | 614.49 | 0.00090132 | 614.49 | 0.0018964 | 540.0357 | 1.006e-05 | 540.0357 | 6.0944e-06 | 619.6981 | 0.03488 | 619.6981 | -0.00024837 | 809.2053 | 0.07004 | 619.6981 | 0.00029336 | 808.5209 | 0.13721 | 809.2053 | 0.01731 | 540.0357 | 0.2975
| 538.5514 | 0 | 619.9285 | 0.00070475 | 538.5514 | 0 | 619.9285 | 0.00015178 | 620.3348 | 0.0007991 | 619.9285 | 0.00056046 | 540.1536 | 6.2278e-06 | 614.72 | 0.0016695 | 538.5514 | 0.27969 | 614.72 | -0.00042241 | 614.72 | 0.0030016 | 540.1536 | 9.1344e-06 | 540.1536 | 8.9823e-06 | 619.9285 | 0.0361 | 619.9285 | 0.0011172 | 809.3714 | 0.06977 | 619.9285 | -8.1382e-05 | 808.6871 | 0.14131 | 809.3714 | 0.0169 | 540.1536 | 0.29702
| 538.6668 | 0.00057197 | 620.1588 | 0.00054652 | 538.6668 | 0.00165 | 620.1588 | -0.00022517 | 620.5648 | -4.1079e-05 | 620.1588 | -0.00010593 | 540.2714 | 6.911e-06 | 614.95 | -0.00079259 | 538.6668 | 0.27151 | 614.95 | -0.0016493 | 614.95 | -0.001257 | 540.2714 | 1.0141e-05 | 540.2714 | 7.6976e-06 | 620.1588 | 0.03683 | 620.1588 | 6.5335e-05 | 809.5376 | 0.06722 | 620.1588 | -0.00040885 | 808.8533 | 0.14071 | 809.5376 | 0.01784 | 540.2714 | 0.2971
| 538.7822 | 0 | 620.3892 | 0.00061702 | 538.7822 | 0 | 620.3892 | 0.00034251 | 620.7948 | 0.00095503 | 620.3892 | 0.00068011 | 540.3893 | 7.1687e-06 | 615.18 | -0.00069142 | 538.7822 | 0.27475 | 615.18 | -0.00013183 | 615.18 | 0.00014088 | 540.3893 | 9.6028e-06 | 540.3893 | 7.4889e-06 | 620.3892 | 0.03836 | 620.3892 | 0.00011131 | 809.7037 | 0.06696 | 620.3892 | -5.0555e-05 | 809.0196 | 0.14443 | 809.7037 | 0.01738 | 540.3893 | 0.2953
| 538.8976 | 0.00062587 | 620.6196 | 0.00060869 | 538.8976 | 0.00156 | 620.6196 | -0.00037889 | 621.0249 | -0.00015343 | 620.6196 | -0.00020159 | 540.5072 | 7.9303e-06 | 615.41 | -0.0015684 | 538.8976 | 0.27407 | 615.41 | 6.1882e-05 | 615.41 | 0.00079106 | 540.5072 | 9.8371e-06 | 540.5072 | 5.4575e-06 | 620.6196 | 0.03811 | 620.6196 | 0.00035959 | 809.8698 | 0.06399 | 620.6196 | -0.0006682 | 809.1858 | 0.14147 | 809.8698 | 0.01886 | 540.5072 | 0.29354
| 539.013 | 0 | 620.85 | 0.00073179 | 539.013 | 0 | 620.85 | 0.00015822 | 621.2549 | 0.00071597 | 620.85 | 0.00065276 | 540.6251 | 8.3896e-06 | 615.64 | -0.0005565 | 539.013 | 0.27407 | 615.64 | 0.00041703 | 615.64 | 0.00040094 | 540.6251 | 1.0165e-05 | 540.6251 | 6.5226e-06 | 620.85 | 0.03972 | 620.85 | 0.0011531 | 810.0359 | 0.0639 | 620.85 | 0.00058703 | 809.3521 | 0.14995 | 810.0359 | 0.01873 | 540.6251 | 0.29146
| 539.1284 | 0 | 621.0804 | 0.00010549 | 539.1284 | 0.00101 | 621.0804 | -0.00040592 | 621.485 | -0.00049674 | 621.0804 | -0.00018333 | 540.7429 | 9.7785e-06 | 615.87 | 0.0011636 | 539.1284 | 0.27452 | 615.87 | 0.0016117 | 615.87 | 0.0020915 | 540.7429 | 1.0095e-05 | 540.7429 | 8.5541e-06 | 621.0804 | 0.03986 | 621.0804 | 0.00043701 | 810.2021 | 0.0629 | 621.0804 | -0.00049141 | 809.5184 | 0.15057 | 810.2021 | 0.02094 | 540.7429 | 0.29214
| 539.2438 | 0 | 621.3108 | 0.00084337 | 539.2438 | 0 | 621.3108 | 0.00039953 | 621.715 | 0.00114 | 621.3108 | 0.00064935 | 540.8608 | 9.2521e-06 | 616.1 | -0.0027488 | 539.2438 | 0.27174 | 616.1 | 0.0015148 | 616.1 | 0.0029691 | 540.8608 | 9.919e-06 | 540.8608 | 1.0047e-05 | 621.3108 | 0.04144 | 621.3108 | 0.0010876 | 810.3682 | 0.06256 | 621.3108 | 9.0094e-05 | 809.6846 | 0.15529 | 810.3682 | 0.02056 | 540.8608 | 0.29081
| 539.3592 | 0.00046416 | 621.5412 | 0.00057865 | 539.3592 | 0.00151 | 621.5412 | -0.00034806 | 621.9451 | -0.00016842 | 621.5412 | -0.00011358 | 540.9787 | 7.9527e-06 | 616.34 | 0.00062396 | 539.3592 | 0.2704 | 616.34 | 0.00077218 | 616.34 | 0.00033593 | 540.9787 | 1.0985e-05 | 540.9787 | 1.1761e-05 | 621.5412 | 0.0418 | 621.5412 | 0.00035747 | 810.5344 | 0.06188 | 621.5412 | -0.00061429 | 809.8509 | 0.15197 | 810.5344 | 0.0227 | 540.9787 | 0.29078
| 539.4746 | 0 | 621.7716 | 0.00072546 | 539.4746 | 0 | 621.7716 | 0.00056893 | 622.1751 | 0.0009225 | 621.7716 | 0.00073229 | 541.0966 | 7.0455e-06 | 616.57 | -0.00089378 | 539.4746 | 0.26592 | 616.57 | 0.00090132 | 616.57 | 0.0010511 | 541.0966 | 1.1758e-05 | 541.0966 | 1.0157e-05 | 621.7716 | 0.04402 | 621.7716 | 0.0012705 | 810.7005 | 0.05768 | 621.7716 | 0.00025259 | 810.0172 | 0.15685 | 810.7005 | 0.0217 | 541.0966 | 0.28962
| 539.5901 | 0.00030245 | 622.0021 | 0.00054124 | 539.5901 | 0.00142 | 622.0021 | -0.00069903 | 622.4052 | -3.8102e-05 | 622.0021 | -0.00011889 | 541.2145 | 6.5526e-06 | 616.8 | 0.0011299 | 539.5901 | 0.26623 | 616.8 | -0.00074527 | 616.8 | -0.00096444 | 541.2145 | 1.1453e-05 | 541.2145 | 9.191e-06 | 622.0021 | 0.04363 | 622.0021 | 0.00029312 | 810.8667 | 0.05882 | 622.0021 | -0.00037318 | 810.1834 | 0.16107 | 810.8667 | 0.02388 | 541.2145 | 0.29105
| 539.7055 | 0 | 622.2325 | 0.00075334 | 539.7055 | 0 | 622.2325 | 0.00046213 | 622.6353 | 0.00090342 | 622.2325 | 0.00070785 | 541.3324 | 7.3479e-06 | 617.03 | 0.00089378 | 539.7055 | 0.25953 | 617.03 | -0.0017461 | 617.03 | 0.0015062 | 541.3324 | 9.9776e-06 | 541.3324 | 8.6639e-06 | 622.2325 | 0.04558 | 622.2325 | 0.0011607 | 811.0328 | 0.05616 | 622.2325 | 0.0005819 | 810.3497 | 0.16257 | 811.0328 | 0.02273 | 541.3324 | 0.29059
| 539.8209 | 0.00026652 | 622.463 | 0.00049307 | 539.8209 | 0.00010404 | 622.463 | -0.0004548 | 622.8654 | -0.00020574 | 622.463 | -0.00018509 | 541.4503 | 7.4039e-06 | 617.26 | -0.0005565 | 539.8209 | 0.26146 | 617.26 | 0.0002556 | 617.26 | 0.00056349 | 541.4503 | 1.0141e-05 | 541.4503 | 1.1014e-05 | 622.463 | 0.0458 | 622.463 | 0.00033279 | 811.199 | 0.05398 | 622.463 | -0.00020839 | 810.516 | 0.16365 | 811.199 | 0.0252 | 541.4503 | 0.2905
| 539.9364 | 0 | 622.6935 | 0.00067591 | 539.9364 | 0 | 622.6935 | 0.00054602 | 623.0956 | 0.00091668 | 622.6935 | 0.00071015 | 541.5682 | 8.0872e-06 | 617.49 | 0.0013997 | 539.9364 | 0.25968 | 617.49 | -0.0006807 | 617.49 | 0.00085607 | 541.5682 | 1.0446e-05 | 541.5682 | 9.4106e-06 | 622.6934 | 0.0482 | 622.6935 | 0.0013465 | 811.3651 | 0.05397 | 622.6935 | 0.00093605 | 810.6823 | 0.16973 | 811.3651 | 0.02394 | 541.5682 | 0.28839
| 540.0518 | 0.00032042 | 622.9239 | 0.00071291 | 540.0518 | 0.00031212 | 622.9239 | -0.00054862 | 623.3257 | -0.000268 | 622.9239 | -7.8267e-05 | 541.6861 | 8.2216e-06 | 617.72 | -0.0001855 | 540.0518 | 0.26334 | 617.72 | -0.00032556 | 617.72 | -0.00067186 | 541.6861 | 1.0985e-05 | 541.6861 | 6.7313e-06 | 622.9239 | 0.04796 | 622.9239 | 0.00072178 | 811.5313 | 0.05173 | 622.9239 | 0.0002701 | 810.8486 | 0.16541 | 811.5313 | 0.02621 | 541.6861 | 0.28671
| 540.1673 | 0 | 623.1544 | 0.00065356 | 540.1673 | 0 | 623.1544 | 0.00075265 | 623.5558 | 0.00066964 | 623.1544 | 0.00070247 | 541.804 | 8.972e-06 | 617.95 | 0.00072515 | 540.1673 | 0.25999 | 617.95 | -0.0010358 | 617.95 | -0.0017446 | 541.804 | 1.102e-05 | 541.804 | 4.4912e-06 | 623.1544 | 0.04995 | 623.1544 | 0.00077886 | 811.6975 | 0.05221 | 623.1544 | -0.00020746 | 811.0149 | 0.17067 | 811.6975 | 0.02461 | 541.804 | 0.28441
| 540.2827 | 0.00134 | 623.3849 | 0.00058847 | 540.2827 | 0.00081498 | 623.3849 | -0.00044528 | 623.786 | -0.00027396 | 623.3849 | -0.00010237 | 541.922 | 8.2216e-06 | 618.18 | -0.00089378 | 540.2827 | 0.25289 | 618.18 | -0.0019076 | 618.18 | -0.00096444 | 541.922 | 1.15e-05 | 541.922 | 8.016e-06 | 623.385 | 0.05014 | 623.3849 | 0.00050262 | 811.8636 | 0.05156 | 623.3849 | -0.00061426 | 811.1812 | 0.1749 | 811.8636 | 0.02681 | 541.922 | 0.28468
| 540.3982 | 0 | 623.6155 | 0.00075527 | 540.3982 | 0 | 623.6155 | 0.00020662 | 624.0162 | 0.00049703 | 623.6155 | 0.00069521 | 542.0399 | 8.4008e-06 | 618.41 | -0.0005565 | 540.3982 | 0.25721 | 618.41 | -0.00093899 | 618.41 | 0.00010836 | 542.0399 | 1.2027e-05 | 542.0399 | 8.8725e-06 | 623.6155 | 0.05252 | 623.6155 | 0.0015166 | 812.0298 | 0.04964 | 623.6155 | 0.00038799 | 811.3475 | 0.17631 | 812.0298 | 0.02561 | 542.0399 | 0.28443
| 540.5136 | 0.00062587 | 623.846 | 0.00055999 | 540.5136 | 0.00151 | 623.846 | -0.00022121 | 624.2463 | -0.00013026 | 623.846 | -0.0002143 | 542.1578 | 8.5464e-06 | 618.64 | -0.0016358 | 540.5136 | 0.25803 | 618.64 | -0.0009067 | 618.64 | -0.001127 | 542.1578 | 1.0001e-05 | 542.1578 | 1.1332e-05 | 623.846 | 0.05256 | 623.846 | 0.0003482 | 812.196 | 0.04966 | 623.846 | 0.00046476 | 811.5138 | 0.17542 | 812.196 | 0.02772 | 542.1578 | 0.2849
| 540.6291 | 0 | 624.0765 | 0.00070065 | 540.6291 | 0 | 624.0765 | 0.00030336 | 624.4765 | 0.00105 | 624.0765 | 0.00077223 | 542.2757 | 8.524e-06 | 618.87 | 0.00021923 | 540.6291 | 0.25942 | 618.87 | 0.00077218 | 618.87 | -0.00086692 | 542.2757 | 8.8651e-06 | 542.2757 | 1.2189e-05 | 624.0765 | 0.05512 | 624.0765 | 0.0019292 | 812.3622 | 0.04861 | 624.0765 | 0.0011333 | 811.6801 | 0.17979 | 812.3622 | 0.02651 | 542.2757 | 0.2835
| 540.7446 | 0.00136 | 624.3071 | 0.00063633 | 540.7446 | 0.00104 | 624.3071 | -0.00015028 | 624.7067 | 1.5373e-05 | 624.3071 | -0.00016468 | 542.3936 | 9.1289e-06 | 619.1 | -0.0034908 | 540.7446 | 0.26118 | 619.1 | -0.0021658 | 619.1 | -0.0020372 | 542.3936 | 8.0453e-06 | 542.3936 | 1.2935e-05 | 624.3071 | 0.05592 | 624.3071 | -4.3183e-05 | 812.5284 | 0.04929 | 624.3071 | -0.0006996 | 811.8464 | 0.1833 | 812.5284 | 0.02807 | 542.3936 | 0.2831
| 540.8601 | 0 | 624.5377 | 0.00055437 | 540.8601 | 0 | 624.5377 | 0.00061005 | 624.9369 | 0.00074722 | 624.5377 | 0.00074515 | 542.5116 | 7.9303e-06 | 619.33 | -0.00062396 | 540.8601 | 0.26041 | 619.33 | -9.9549e-05 | 619.33 | 0.00033593 | 542.5116 | 7.9282e-06 | 542.5116 | 1.0805e-05 | 624.5377 | 0.05827 | 624.5377 | 0.00043526 | 812.6946 | 0.04421 | 624.5377 | 0.0013824 | 812.0127 | 0.19055 | 812.6946 | 0.02675 | 542.5116 | 0.28108
| 540.9755 | 0.00116 | 624.7682 | 0.00034137 | 540.9755 | 0.0016 | 624.7682 | -0.00049099 | 625.1671 | 0.00010307 | 624.7682 | -0.00018793 | 542.6295 | 8.244e-06 | 619.56 | -0.001366 | 540.9755 | 0.25553 | 619.56 | -0.0022305 | 619.56 | -0.0026224 | 542.6295 | 9.6263e-06 | 542.6295 | 7.5878e-06 | 624.7682 | 0.05771 | 624.7682 | -0.0004353 | 812.8608 | 0.04507 | 624.7682 | -0.00040005 | 812.179 | 0.18878 | 812.8608 | 0.02811 | 542.6295 | 0.27972
| 541.091 | 0 | 624.9988 | 0.00073011 | 541.091 | 0 | 624.9988 | 0.00046203 | 625.3974 | 0.00097687 | 624.9988 | 0.00080191 | 542.7474 | 7.6391e-06 | 619.79 | 0.00089378 | 541.091 | 0.25905 | 619.79 | -0.00048698 | 619.79 | -0.00015171 | 542.7474 | 1.0095e-05 | 542.7474 | 1.1761e-05 | 624.9988 | 0.06041 | 624.9988 | 0.0017366 | 813.027 | 0.04027 | 624.9988 | 0.00073389 | 812.3454 | 0.19295 | 813.027 | 0.02692 | 542.7474 | 0.27819
| 541.2065 | 0 | 625.2294 | 0.0005426 | 541.2065 | 0.00084967 | 625.2294 | -0.00040854 | 625.6276 | 0.00019502 | 625.2294 | -0.0001436 | 542.8654 | 8.6024e-06 | 620.02 | 0.00021923 | 541.2065 | 0.25695 | 620.02 | -0.0022305 | 620.02 | 0.00046596 | 542.8654 | 1.1067e-05 | 542.8654 | 1.0476e-05 | 625.2294 | 0.06027 | 625.2294 | -0.00015536 | 813.1932 | 0.03833 | 625.2294 | -0.00061894 | 812.5117 | 0.19628 | 813.1932 | 0.02805 | 542.8654 | 0.27828
| 541.322 | 0 | 625.46 | 0.00063098 | 541.322 | 0 | 625.46 | 0.00011477 | 625.8579 | 0.00075241 | 625.46 | 0.00073206 | 542.9833 | 9.0729e-06 | 620.26 | 0.0018381 | 541.322 | 0.26027 | 620.26 | -0.00087442 | 620.26 | 0.0031317 | 542.9833 | 1.1313e-05 | 542.9833 | 1.187e-05 | 625.46 | 0.06305 | 625.46 | -6.5549e-05 | 813.3594 | 0.0408 | 625.46 | 0.00011834 | 812.678 | 0.19811 | 813.3594 | 0.02692 | 542.9833 | 0.2785
| 541.4375 | 0 | 625.6906 | 0.00039956 | 541.4375 | 0.00046818 | 625.6906 | -0.00022508 | 626.0881 | 0.00011142 | 625.6906 | -0.00019234 | 543.1013 | 8.8376e-06 | 620.49 | -0.001231 | 541.4375 | 0.25692 | 620.49 | -0.00055155 | 620.49 | 0.00040094 | 543.1013 | 1.0657e-05 | 543.1013 | 8.9823e-06 | 625.6906 | 0.06373 | 625.6906 | 0.00047187 | 813.5256 | 0.03515 | 625.6906 | -0.00072603 | 812.8444 | 0.19646 | 813.5256 | 0.02784 | 543.1013 | 0.28066
| 541.553 | 0 | 625.9213 | 0.00075428 | 541.553 | 0 | 625.9213 | 0.00012832 | 626.3184 | 0.00091124 | 625.9213 | 0.00072007 | 543.2192 | 8.468e-06 | 620.72 | 0.00075887 | 541.553 | 0.2513 | 620.72 | -0.001843 | 620.72 | 0.0012462 | 543.2192 | 1.0177e-05 | 543.2192 | 9.8388e-06 | 625.9213 | 0.06584 | 625.9213 | -1.2951e-05 | 813.6918 | 0.03794 | 625.9213 | 0.000584 | 813.0107 | 0.20303 | 813.6918 | 0.02684 | 543.2192 | 0.28177
| 541.6685 | 0.00176 | 626.1519 | 0.00042087 | 541.6685 | 0.00182 | 626.1519 | -0.00019804 | 626.5487 | -0.00015198 | 626.1519 | -0.00024588 | 543.3372 | 7.3031e-06 | 620.95 | -0.00062396 | 541.6685 | 0.24784 | 620.95 | 0.00093361 | 620.95 | 0.00027091 | 543.3372 | 9.919e-06 | 543.3372 | 9.5204e-06 | 626.1519 | 0.06601 | 626.1519 | 0.00027534 | 813.858 | 0.03735 | 626.1519 | -0.00087486 | 813.1771 | 0.20248 | 813.858 | 0.02751 | 543.3372 | 0.28177
| 541.7841 | 0 | 626.3826 | 0.00060158 | 541.7841 | 0 | 626.3826 | 0.00061499 | 626.779 | 0.00077984 | 626.3826 | 0.00063717 | 543.4552 | 6.7094e-06 | 621.18 | -0.00059023 | 541.7841 | 0.25085 | 621.18 | -0.0010036 | 621.18 | 0.00062851 | 543.4552 | 8.947e-06 | 543.4552 | 6.5226e-06 | 626.3826 | 0.06783 | 626.3826 | 0.0019283 | 814.0242 | 0.03547 | 626.3826 | 0.00060847 | 813.3434 | 0.20905 | 814.0242 | 0.02672 | 543.4552 | 0.27871
| 541.8996 | 0 | 626.6132 | 0.00062668 | 541.8996 | 0.00149 | 626.6132 | -0.00041346 | 627.0093 | -4.7186e-05 | 626.6132 | -0.00021601 | 543.5731 | 7.0119e-06 | 621.41 | 0.0015346 | 541.8996 | 0.24651 | 621.41 | -0.0006807 | 621.41 | -0.0021998 | 543.5731 | 8.7714e-06 | 543.5731 | 6.314e-06 | 626.6132 | 0.06902 | 626.6132 | 0.00052494 | 814.1905 | 0.03448 | 626.6132 | -0.0010622 | 813.5098 | 0.20754 | 814.1905 | 0.02729 | 543.5731 | 0.27613
| 542.0151 | 0 | 626.8439 | 0.00076295 | 542.0151 | 0 | 626.8439 | 0.00053132 | 627.2396 | 0.00050586 | 626.8439 | 0.0007211 | 543.6911 | 8.636e-06 | 621.64 | -0.00072515 | 542.0151 | 0.24602 | 621.64 | -0.0025533 | 621.64 | -0.001192 | 543.6911 | 7.776e-06 | 543.6911 | 5.2379e-06 | 626.8439 | 0.07233 | 626.8439 | 0.0012278 | 814.3567 | 0.03379 | 626.8439 | 0.00035601 | 813.6762 | 0.21261 | 814.3567 | 0.02669 | 543.6911 | 0.27384
| 542.1306 | 0.00115 | 627.0746 | 0.00053189 | 542.1306 | 0.00048552 | 627.0746 | -0.0005058 | 627.4699 | -0.000622 | 627.0746 | -0.00022865 | 543.809 | 1.0271e-05 | 621.87 | -0.00086005 | 542.1306 | 0.24211 | 621.87 | -0.0013909 | 621.87 | -0.001127 | 543.809 | 8.5372e-06 | 543.809 | 8.1258e-06 | 627.0746 | 0.07201 | 627.0746 | -0.00022273 | 814.5229 | 0.03306 | 627.0746 | -0.0012875 | 813.8425 | 0.21748 | 814.5229 | 0.02706 | 543.809 | 0.2737
| 542.2462 | 0 | 627.3053 | 0.00064795 | 542.2462 | 0 | 627.3053 | 0.00021248 | 627.7003 | 0.00106 | 627.3053 | 0.00073589 | 543.927 | 9.2857e-06 | 622.1 | 0.00096123 | 542.2462 | 0.24244 | 622.1 | -0.0004547 | 622.1 | -0.00028175 | 543.927 | 9.2749e-06 | 543.927 | 7.1595e-06 | 627.3053 | 0.07347 | 627.3053 | 0.00081718 | 814.6892 | 0.03393 | 627.3053 | 0.0015692 | 814.0089 | 0.22169 | 814.6892 | 0.02687 | 543.927 | 0.27319
| 542.3617 | 0.00087741 | 627.536 | 0.00059622 | 542.3617 | 0.00074563 | 627.536 | -0.000568 | 627.9306 | -0.00014072 | 627.536 | -0.00013553 | 544.045 | 8.6584e-06 | 622.33 | -0.0025465 | 542.3617 | 0.2437 | 622.33 | -0.0017139 | 622.33 | -0.0020372 | 544.045 | 9.7082e-06 | 544.045 | 8.5541e-06 | 627.536 | 0.0752 | 627.536 | 0.00072003 | 814.8554 | 0.03534 | 627.536 | 0.00071385 | 814.1753 | 0.2233 | 814.8554 | 0.02719 | 544.045 | 0.2742
| 542.4773 | 0 | 627.7667 | 0.00064404 | 542.4773 | 0 | 627.7667 | 0.00068705 | 628.161 | 0.00102 | 627.7667 | 0.00074908 | 544.163 | 7.3255e-06 | 622.56 | 0.001366 | 542.4773 | 0.2429 | 622.56 | 6.1882e-05 | 622.56 | -0.00054182 | 544.163 | 9.8956e-06 | 544.163 | 8.5541e-06 | 627.7667 | 0.07823 | 627.7667 | 0.0018956 | 815.0217 | 0.03688 | 627.7667 | 4.9996e-05 | 814.3416 | 0.22739 | 815.0217 | 0.02751 | 544.163 | 0.27371
| 542.5928 | 0.00058994 | 627.9974 | 0.00049732 | 542.5928 | 0.00125 | 627.9974 | -0.00067127 | 628.3914 | -0.00023563 | 627.9974 | -0.00027906 | 544.2809 | 7.7399e-06 | 622.79 | 5.0592e-05 | 542.5928 | 0.24489 | 622.79 | 0.00067532 | 622.79 | 0.0011162 | 544.2809 | 1.0388e-05 | 544.2809 | 1.0157e-05 | 627.9974 | 0.07866 | 627.9974 | 0.00047469 | 815.1879 | 0.03633 | 627.9974 | -0.00051953 | 814.508 | 0.22782 | 815.1879 | 0.02752 | 544.2809 | 0.27322
| 542.7084 | 0 | 628.2282 | 0.00066696 | 542.7084 | 0 | 628.2282 | 9.9781e-05 | 628.6218 | 0.00085141 | 628.2282 | 0.00069455 | 544.3989 | 7.9864e-06 | 623.02 | -0.0005565 | 542.7084 | 0.2366 | 623.02 | -0.00084214 | 623.02 | -0.00018422 | 544.3989 | 9.8371e-06 | 544.3989 | 1.0267e-05 | 628.2282 | 0.08178 | 628.2282 | 0.0017598 | 815.3542 | 0.03808 | 628.2282 | 0.00089948 | 814.6744 | 0.23269 | 815.3542 | 0.02845 | 544.3989 | 0.27114
| 542.8239 | 0.00032042 | 628.4589 | 0.00033316 | 542.8239 | 0.00024276 | 628.4589 | -0.00012765 | 628.8522 | -0.00020112 | 628.4589 | -6.1012e-05 | 544.5169 | 9.3305e-06 | 623.25 | -0.00038786 | 542.8239 | 0.23898 | 623.25 | -0.00029326 | 623.25 | 0.0013438 | 544.5169 | 8.584e-06 | 544.5169 | 8.7737e-06 | 628.4589 | 0.08275 | 628.4589 | 0.00071 | 815.5204 | 0.0386 | 628.4589 | -0.00081292 | 814.8408 | 0.23152 | 815.5204 | 0.02844 | 544.5169 | 0.26998
| 542.9395 | 0 | 628.6897 | 0.00064186 | 542.9395 | 0 | 628.6897 | 6.5768e-05 | 629.0826 | 0.00127 | 628.6897 | 0.0007616 | 544.6349 | 9.8121e-06 | 623.49 | 5.0592e-05 | 542.9395 | 0.2341 | 623.49 | -0.001843 | 623.49 | 0.0010836 | 544.6349 | 6.7337e-06 | 544.6349 | 7.3791e-06 | 628.6897 | 0.08585 | 628.6897 | 0.00049373 | 815.6867 | 0.03004 | 628.6897 | -0.00040143 | 815.0072 | 0.23099 | 815.6867 | 0.02985 | 544.6349 | 0.26852
| 543.0551 | 0.00023058 | 628.9205 | 0.00046463 | 543.0551 | 0.00146 | 628.9205 | -0.00028935 | 629.313 | -0.00044613 | 628.9205 | -0.00016867 | 544.7529 | 9.0281e-06 | 623.72 | 1.6864e-05 | 543.0551 | 0.23529 | 623.72 | -0.00064841 | 623.72 | -0.0015822 | 544.7529 | 8.0687e-06 | 544.7529 | 5.8857e-06 | 628.9204 | 0.08598 | 628.9205 | 0.00036571 | 815.8529 | 0.0384 | 628.9205 | -0.00042982 | 815.1736 | 0.23394 | 815.8529 | 0.02931 | 544.7529 | 0.26861
| 543.1707 | 0 | 629.1512 | 0.00064901 | 543.1707 | 0 | 629.1512 | 0.00054329 | 629.5434 | 0.00055129 | 629.1512 | 0.00076557 | 544.8709 | 7.7735e-06 | 623.95 | -0.00021923 | 543.1707 | 0.23185 | 623.95 | -0.00064841 | 623.95 | -0.00047681 | 544.8709 | 9.2398e-06 | 544.8709 | 6.5226e-06 | 629.1512 | 0.08895 | 629.1512 | 0.00096759 | 816.0192 | 0.02837 | 629.1512 | 0.00072805 | 815.34 | 0.23825 | 816.0192 | 0.0304 | 544.8709 | 0.26781
| 543.2862 | 0.00118 | 629.382 | 0.00041034 | 543.2862 | 0.00276 | 629.382 | -0.00032721 | 629.7738 | -0.00014277 | 629.382 | -6.3694e-05 | 544.9889 | 7.3031e-06 | 624.18 | -0.0009275 | 543.2862 | 0.23711 | 624.18 | -0.0037479 | 624.18 | -0.00063934 | 544.9889 | 1.0469e-05 | 544.9889 | 7.2693e-06 | 629.382 | 0.09032 | 629.382 | -1.7358e-06 | 816.1855 | 0.03628 | 629.382 | -0.00070425 | 815.5064 | 0.2424 | 816.1855 | 0.02927 | 544.9889 | 0.26844
| 543.4018 | 0 | 629.6128 | 0.00067592 | 543.4018 | 0 | 629.6128 | -0.00016399 | 630.0043 | 0.00060611 | 629.6128 | 0.00074763 | 545.1069 | 7.3815e-06 | 624.41 | 0.00035414 | 543.4018 | 0.23069 | 624.41 | -0.0016493 | 624.41 | -0.00015171 | 545.1069 | 1.0083e-05 | 545.1069 | 8.016e-06 | 629.6128 | 0.09313 | 629.6128 | 0.0018187 | 816.3517 | 0.02825 | 629.6128 | 0.00019386 | 815.6728 | 0.24965 | 816.3517 | 0.03074 | 545.1069 | 0.26798
| 543.5174 | 0.00151 | 629.8436 | 0.00047516 | 543.5174 | 0.00074563 | 629.8436 | -0.00062746 | 630.2348 | -5.9092e-05 | 629.8436 | -0.00016472 | 545.2249 | 7.3031e-06 | 624.64 | 0.0013997 | 543.5174 | 0.22516 | 624.64 | 0.00038475 | 624.64 | 0.00014088 | 545.2249 | 1.0341e-05 | 545.2249 | 7.4889e-06 | 629.8437 | 0.0945 | 629.8436 | -0.00063486 | 816.518 | 0.02613 | 629.8436 | -0.00020975 | 815.8392 | 0.24678 | 816.518 | 0.03025 | 545.2249 | 0.26911
| 543.633 | 0 | 630.0745 | 0.00071547 | 543.633 | 0 | 630.0745 | 0.00063811 | 630.4652 | 0.00091577 | 630.0745 | 0.00075735 | 545.3429 | 7.1463e-06 | 624.87 | 0.00079259 | 543.633 | 0.22615 | 624.87 | 0.00099818 | 624.87 | 0.00062851 | 545.3429 | 9.5092e-06 | 545.3429 | 8.6639e-06 | 630.0745 | 0.09671 | 630.0745 | 0.0010389 | 816.6843 | 0.0276 | 630.0745 | -0.00052183 | 816.0056 | 0.25305 | 816.6843 | 0.03258 | 545.3429 | 0.26846
| 543.7486 | 0 | 630.3053 | 0.00044232 | 543.7486 | 0.00109 | 630.3053 | -0.00069173 | 630.6957 | 0.00014652 | 630.3053 | -0.0001995 | 545.4609 | 8.636e-06 | 625.1 | -0.0011299 | 543.7486 | 0.22845 | 625.1 | -0.0023596 | 625.1 | -0.0022648 | 545.4609 | 8.9939e-06 | 545.4609 | 7.4889e-06 | 630.3053 | 0.09895 | 630.3053 | -0.00016504 | 816.8506 | 0.02536 | 630.3053 | -0.0014792 | 816.1721 | 0.2527 | 816.8506 | 0.03195 | 545.4609 | 0.26804
| 543.8642 | 0 | 630.5362 | 0.00063709 | 543.8642 | 0 | 630.5362 | 0.00028568 | 630.9262 | 0.00062223 | 630.5362 | 0.00069866 | 545.5789 | 8.9384e-06 | 625.33 | 0.00052277 | 543.8642 | 0.22842 | 625.33 | -0.00055155 | 625.33 | -0.0021348 | 545.5789 | 8.8651e-06 | 545.5789 | 6.5226e-06 | 630.5362 | 0.10229 | 630.5362 | 0.0019345 | 817.0169 | 0.0289 | 630.5362 | 5.2804e-05 | 816.3385 | 0.25361 | 817.0169 | 0.03379 | 545.5789 | 0.2661
| 543.9799 | 0.00089539 | 630.767 | 0.00047055 | 543.9799 | 0.00081498 | 630.767 | -0.00038013 | 631.1567 | -1.1864e-07 | 630.767 | -0.00025871 | 545.6969 | 9.3417e-06 | 625.56 | 0.00072515 | 543.9799 | 0.22695 | 625.56 | 0.00090132 | 625.56 | -0.0026224 | 545.6969 | 9.6028e-06 | 545.6969 | 5.5563e-06 | 630.767 | 0.10266 | 630.767 | -0.00049635 | 817.1831 | 0.02733 | 630.767 | 0.00031849 | 816.5049 | 0.2529 | 817.1831 | 0.03261 | 545.6969 | 0.26524
| 544.0955 | 0 | 630.9979 | 0.00057228 | 544.0955 | 0 | 630.9979 | 0.00033645 | 631.3872 | 0.00115 | 630.9979 | 0.00061505 | 545.815 | 9.2633e-06 | 625.79 | 5.0592e-05 | 544.0955 | 0.22436 | 625.79 | -0.00032556 | 625.79 | 0.00053099 | 545.815 | 1.0341e-05 | 545.815 | 6.7313e-06 | 630.9979 | 0.10544 | 630.9979 | 0.00131 | 817.3494 | 0.03143 | 630.9979 | -0.00010319 | 816.6713 | 0.25673 | 817.3494 | 0.03435 | 545.815 | 0.26443
| 544.2111 | 0 | 631.2288 | 0.00038585 | 544.2111 | 0.00064159 | 631.2288 | -0.00078043 | 631.6178 | -9.7889e-05 | 631.2288 | -0.0001939 | 545.933 | 1.0305e-05 | 626.03 | 5.0592e-05 | 544.2111 | 0.22371 | 626.03 | -0.00071299 | 626.03 | -0.0018747 | 545.933 | 1.006e-05 | 545.933 | 8.2356e-06 | 631.2288 | 0.10981 | 631.2288 | 0.00020745 | 817.5157 | 0.02618 | 631.2288 | -0.0011424 | 816.8378 | 0.25714 | 817.5157 | 0.03343 | 545.933 | 0.26501
| 544.3267 | 0 | 631.4597 | 0.00064677 | 544.3267 | 0 | 631.4597 | 0.00027955 | 631.8483 | 0.00097522 | 631.4597 | 0.00062876 | 546.051 | 1.0641e-05 | 626.26 | -0.00075887 | 544.3267 | 0.22396 | 626.26 | -0.00039012 | 626.26 | -0.001192 | 546.051 | 9.7082e-06 | 546.051 | 7.0607e-06 | 631.4597 | 0.11319 | 631.4597 | 0.00065979 | 817.682 | 0.03089 | 631.4597 | 0.00014691 | 817.0042 | 0.26453 | 817.682 | 0.03496 | 546.051 | 0.26507
| 544.4424 | 0 | 631.6906 | 0.00047584 | 544.4424 | 0.00224 | 631.6906 | -0.00056865 | 632.0788 | -0.00029697 | 631.6906 | -0.0001025 | 546.169 | 1.0249e-05 | 626.49 | -0.0005565 | 544.4424 | 0.22119 | 626.49 | -0.001617 | 626.49 | 0.00014088 | 546.169 | 9.919e-06 | 546.169 | 8.3454e-06 | 631.6906 | 0.11197 | 631.6906 | 0.00023493 | 817.8483 | 0.02066 | 631.6906 | -0.0010815 | 817.1707 | 0.2633 | 817.8483 | 0.0341 | 546.169 | 0.26585
| 544.558 | 0 | 631.9215 | 0.00056699 | 544.558 | 0 | 631.9215 | 0.00013636 | 632.3094 | 0.00115 | 631.9215 | 0.00060176 | 546.2871 | 9.4201e-06 | 626.72 | -0.00052277 | 544.558 | 0.22195 | 626.72 | -0.0013587 | 626.72 | -0.0001192 | 546.2871 | 1.0095e-05 | 546.2871 | 8.7737e-06 | 631.9215 | 0.11716 | 631.9215 | 0.0014521 | 818.0147 | 0.02985 | 631.9215 | 0.0009897 | 817.3371 | 0.26245 | 818.0147 | 0.03512 | 546.2871 | 0.26485
| 544.6736 | 8.684e-05 | 632.1524 | 0.00026104 | 544.6736 | 0.00123 | 632.1524 | -0.00035061 | 632.54 | -0.00045629 | 632.1524 | -0.00024152 | 546.4051 | 9.0505e-06 | 626.95 | 0.00072515 | 544.6736 | 0.2188 | 626.95 | -0.002069 | 626.95 | -0.0022323 | 546.4051 | 9.9307e-06 | 546.4051 | 1.0805e-05 | 632.1524 | 0.11709 | 632.1524 | 0.00070924 | 818.181 | 0.02001 | 632.1524 | -0.00080943 | 817.5036 | 0.26982 | 818.181 | 0.03474 | 546.4051 | 0.26454
| 544.7893 | 0 | 632.3833 | 0.00063545 | 544.7893 | 0 | 632.3833 | 0.00047186 | 632.7706 | 0.00064631 | 632.3833 | 0.00073935 | 546.5232 | 7.7735e-06 | 627.18 | -1.6864e-05 | 544.7893 | 0.2197 | 627.18 | 0.00064304 | 627.18 | 1.0836e-05 | 546.5232 | 9.5911e-06 | 546.5232 | 1.0586e-05 | 632.3833 | 0.12152 | 632.3833 | 0.001839 | 818.3473 | 0.02115 | 632.3833 | -0.00083397 | 817.67 | 0.27547 | 818.3473 | 0.03543 | 546.5232 | 0.26387
| 544.9049 | 0 | 632.6143 | 0.00048399 | 544.9049 | 0.00029479 | 632.6143 | -0.00053848 | 633.0012 | -8.2739e-05 | 632.6143 | -0.00023697 | 546.6412 | 8.3224e-06 | 627.41 | -0.0024115 | 544.9049 | 0.2173 | 627.41 | -0.00064841 | 627.41 | -0.0025575 | 546.6412 | 1.0633e-05 | 546.6412 | 1.0904e-05 | 632.6143 | 0.12257 | 632.6143 | 0.00093188 | 818.5136 | 0.01894 | 632.6143 | -0.0018767 | 817.8365 | 0.27314 | 818.5136 | 0.03514 | 546.6412 | 0.26354
| 545.0206 | 0 | 632.8452 | 0.00054664 | 545.0206 | 0 | 632.8452 | 0.00047897 | 633.2318 | 0.0006176 | 632.8452 | 0.00066357 | 546.7592 | 8.3448e-06 | 627.64 | 0.0020068 | 545.0206 | 0.21493 | 627.64 | 0.00028789 | 627.64 | -0.001127 | 546.7592 | 1.0388e-05 | 546.7592 | 7.8074e-06 | 632.8452 | 0.12558 | 632.8452 | 0.0018561 | 818.6799 | 0.01944 | 632.8452 | -0.00018904 | 818.003 | 0.27401 | 818.6799 | 0.03514 | 546.7592 | 0.26267
| 545.1363 | 0.0004462 | 633.0762 | 0.00067998 | 545.1363 | 0.00046818 | 633.0762 | -0.00053155 | 633.4624 | 1.8377e-05 | 633.0762 | -0.00017733 | 546.8773 | 8.6248e-06 | 627.87 | 0.0009275 | 545.1363 | 0.22105 | 627.87 | -0.00061613 | 627.87 | -0.00063934 | 546.8773 | 9.919e-06 | 546.8773 | 8.8725e-06 | 633.0762 | 0.12838 | 633.0762 | 0.00086071 | 818.8463 | 0.0153 | 633.0762 | -0.00073529 | 818.1694 | 0.27756 | 818.8463 | 0.03478 | 546.8773 | 0.26166
| 545.2519 | 0 | 633.3072 | 0.00075684 | 545.2519 | 0 | 633.3072 | 0.00045521 | 633.693 | 0.00101 | 633.3072 | 0.00073721 | 546.9954 | 7.7175e-06 | 628.1 | 0.00089378 | 545.2519 | 0.21843 | 628.1 | 0.0014824 | 628.1 | 0.0017663 | 546.9954 | 1.0165e-05 | 546.9954 | 8.6639e-06 | 633.3072 | 0.1318 | 633.3072 | 0.0013502 | 819.0126 | 0.01781 | 633.3072 | 0.00035365 | 818.3359 | 0.28007 | 819.0126 | 0.03462 | 546.9954 | 0.26081
| 545.3676 | 0.00035636 | 633.5382 | 0.00041184 | 545.3676 | 0.00132 | 633.5382 | -0.00027195 | 633.9236 | 0.00017948 | 633.5382 | -0.00013029 | 547.1134 | 7.8967e-06 | 628.33 | -0.0010287 | 545.3676 | 0.21633 | 628.33 | -0.0028116 | 628.33 | -0.0017446 | 547.1134 | 1.0633e-05 | 547.1134 | 9.4106e-06 | 633.5382 | 0.13362 | 633.5382 | -3.7184e-05 | 819.1789 | 0.01326 | 633.5382 | 0.00021185 | 818.5024 | 0.28302 | 819.1789 | 0.03447 | 547.1134 | 0.26115
| 545.4833 | 0 | 633.7692 | 0.00051142 | 545.4833 | 0 | 633.7692 | 0.00047085 | 634.1543 | 0.00090813 | 633.7692 | 0.00076982 | 547.2315 | 7.3591e-06 | 628.57 | -0.00042159 | 545.4833 | 0.21862 | 628.57 | -0.0024242 | 628.57 | 0.00059601 | 547.2315 | 1.0282e-05 | 547.2315 | 7.6976e-06 | 633.7692 | 0.1359 | 633.7692 | 0.00085825 | 819.3453 | 0.01441 | 633.7692 | -0.001038 | 818.6689 | 0.28695 | 819.3453 | 0.03432 | 547.2315 | 0.26134
| 545.599 | 0.0006079 | 634.0002 | 0.00039394 | 545.599 | 0.00194 | 634.0002 | -0.00028178 | 634.3849 | -0.00026502 | 634.0002 | -0.000248 | 547.3495 | 7.5383e-06 | 628.8 | -0.0019393 | 545.599 | 0.219 | 628.8 | -0.0017461 | 628.8 | 0.00098612 | 547.3495 | 8.5606e-06 | 547.3495 | 6.8411e-06 | 634.0002 | 0.13855 | 634.0002 | -0.00011652 | 819.5116 | 0.01308 | 634.0002 | -0.00066489 | 818.8353 | 0.28054 | 819.5116 | 0.03435 | 547.3495 | 0.26207
| 545.7147 | 0 | 634.2312 | 0.00057167 | 545.7147 | 0 | 634.2312 | 0.00030126 | 634.6156 | 0.00073521 | 634.2312 | 0.00067742 | 547.4676 | 6.9334e-06 | 629.03 | -0.0018381 | 545.7147 | 0.218 | 629.03 | -0.0010681 | 629.03 | 0.00082357 | 547.4676 | 8.3381e-06 | 547.4676 | 1.0377e-05 | 634.2312 | 0.14618 | 634.2312 | 0.0018263 | 819.678 | 0.01601 | 634.2312 | 0.00038616 | 819.0018 | 0.28949 | 819.678 | 0.03411 | 547.4676 | 0.26179
| 545.8303 | 0.00163 | 634.4622 | 0.00016968 | 545.8303 | 0.00067626 | 634.4622 | -8.133e-05 | 634.8463 | -0.00011273 | 634.4622 | -0.00031643 | 547.5857 | 7.8519e-06 | 629.26 | -0.00072515 | 545.8303 | 0.21616 | 629.26 | 2.9596e-05 | 629.26 | -0.0013871 | 547.5857 | 9.6731e-06 | 547.5857 | 8.9823e-06 | 634.4623 | 0.14509 | 634.4622 | 0.0001305 | 819.8443 | 0.01619 | 634.4622 | -0.00077597 | 819.1683 | 0.29118 | 819.8443 | 0.03401 | 547.5857 | 0.26181
| 545.946 | 0 | 634.6933 | 0.0005911 | 545.946 | 0 | 634.6933 | 0.00070368 | 635.077 | 0.00085081 | 634.6933 | 0.00064375 | 547.7037 | 8.4456e-06 | 629.49 | 0.00048905 | 545.946 | 0.21121 | 629.49 | -0.002521 | 629.49 | 0.00088859 | 547.7037 | 1.0388e-05 | 547.7037 | 1.0586e-05 | 634.6933 | 0.14883 | 634.6933 | 0.0012218 | 820.0107 | 0.01781 | 634.6933 | 0.00021024 | 819.3348 | 0.29395 | 820.0107 | 0.03369 | 547.7037 | 0.26067
| 546.0617 | 0 | 634.9243 | 0.00044673 | 546.0617 | 0.00041617 | 634.9243 | -0.00070455 | 635.3077 | -3.2659e-05 | 634.9243 | -0.00015655 | 547.8218 | 9.3865e-06 | 629.72 | -0.0013997 | 546.0617 | 0.21174 | 629.72 | -0.0016493 | 629.72 | -0.0012895 | 547.8218 | 1.0516e-05 | 547.8218 | 9.4106e-06 | 634.9244 | 0.15294 | 634.9243 | 0.00079762 | 820.177 | 0.01461 | 634.9243 | -0.0010785 | 819.5013 | 0.29362 | 820.177 | 0.0337 | 547.8218 | 0.26001
| 546.1775 | 0 | 635.1554 | 0.00063833 | 546.1775 | 0 | 635.1554 | 0.00064849 | 635.5384 | 0.00080423 | 635.1554 | 0.00070039 | 547.9399 | 8.916e-06 | 629.95 | -0.0011299 | 546.1775 | 0.21366 | 629.95 | 6.1882e-05 | 629.95 | -0.0018422 | 547.9399 | 9.8371e-06 | 547.9399 | 1.0267e-05 | 635.1554 | 0.15686 | 635.1554 | 0.0015169 | 820.3434 | 0.01677 | 635.1554 | 0.0016514 | 819.6678 | 0.29747 | 820.3434 | 0.03343 | 547.9399 | 0.25849
| 546.2932 | 0.00076961 | 635.3865 | 0.00051175 | 546.2932 | 0.00039883 | 635.3865 | -0.00027033 | 635.7691 | -0.00055084 | 635.3865 | -0.00012993 | 548.058 | 8.6248e-06 | 630.18 | -5.0592e-05 | 546.2932 | 0.21168 | 630.18 | -2.6905e-06 | 630.18 | -0.00054182 | 548.058 | 1.0903e-05 | 548.058 | 6.2042e-06 | 635.3865 | 0.15827 | 635.3865 | 0.00089995 | 820.5097 | 0.01528 | 635.3865 | -0.00089014 | 819.8343 | 0.29898 | 820.5097 | 0.03334 | 548.058 | 0.25839
| 546.4089 | 0 | 635.6176 | 0.00046756 | 546.4089 | 0 | 635.6176 | 0.00074838 | 635.9999 | 0.00122 | 635.6176 | 0.00078598 | 548.1761 | 7.2471e-06 | 630.41 | 0.0001855 | 546.4089 | 0.21377 | 630.41 | 0.00015874 | 630.41 | -0.001127 | 548.1761 | 1.0516e-05 | 548.1761 | 4.2825e-06 | 635.6176 | 0.16243 | 635.6176 | 0.0013432 | 820.6761 | 0.01784 | 635.6176 | 0.001246 | 820.0009 | 0.30621 | 820.6761 | 0.03289 | 548.1761 | 0.25824
| 546.5246 | 0.00057197 | 635.8487 | 0.00047166 | 546.5246 | 0.00186 | 635.8487 | -0.00036693 | 636.2306 | -0.00034521 | 635.8487 | -0.00020245 | 548.2941 | 7.6727e-06 | 630.65 | -0.00052277 | 546.5246 | 0.21245 | 630.65 | -0.0030376 | 630.65 | -0.00047681 | 548.2941 | 1.0036e-05 | 548.2941 | 7.1595e-06 | 635.8487 | 0.16689 | 635.8487 | 0.00072046 | 820.8425 | 0.01732 | 635.8487 | -0.00011 | 820.1674 | 0.30616 | 820.8425 | 0.03289 | 548.2941 | 0.259
| 546.6403 | 0 | 636.0798 | 0.00020909 | 546.6403 | 0 | 636.0798 | 0.0003432 | 636.4614 | 0.00046688 | 636.0798 | 0.00057832 | 548.4122 | 7.2471e-06 | 630.88 | -0.00075887 | 546.6403 | 0.21147 | 630.88 | -0.0012941 | 630.88 | 0.0002384 | 548.4122 | 8.1858e-06 | 548.4122 | 9.4106e-06 | 636.0798 | 0.17158 | 636.0798 | 0.0012174 | 821.0088 | 0.01494 | 636.0798 | 0.00040399 | 820.3339 | 0.31381 | 821.0088 | 0.03256 | 548.4122 | 0.25811
| 546.7561 | 0.00073368 | 636.3109 | 0.00040297 | 546.7561 | 0.0012 | 636.3109 | -0.00049292 | 636.6921 | -0.00020207 | 636.3109 | -0.00023824 | 548.5303 | 9.0729e-06 | 631.11 | -0.00096123 | 546.7561 | 0.21196 | 631.11 | 0.0004816 | 631.11 | -0.00063934 | 548.5303 | 9.2164e-06 | 548.5303 | 1.0586e-05 | 636.3109 | 0.17306 | 636.3109 | 0.0010416 | 821.1752 | 0.01751 | 636.3109 | -0.00016487 | 820.5004 | 0.30506 | 821.1752 | 0.03283 | 548.5303 | 0.25831
| 546.8718 | 0 | 636.542 | 0.00059221 | 546.8718 | 0 | 636.542 | 0.00055376 | 636.9229 | 0.00065668 | 636.542 | 0.00066538 | 548.6484 | 9.2073e-06 | 631.34 | -0.00072515 | 546.8718 | 0.21042 | 631.34 | 0.00051389 | 631.34 | 0.00062851 | 548.6484 | 8.9705e-06 | 548.6484 | 7.0607e-06 | 636.542 | 0.17624 | 636.542 | 0.0011621 | 821.3416 | 0.01596 | 636.542 | -0.00028019 | 820.667 | 0.31829 | 821.3416 | 0.03258 | 548.6484 | 0.25729
| 546.9876 | 0.00106 | 636.7732 | 0.00030269 | 546.9876 | 0.00149 | 636.7732 | -0.00025722 | 637.1537 | 8.023e-06 | 636.7732 | -0.00025265 | 548.7665 | 9.8009e-06 | 631.57 | -0.00059023 | 546.9876 | 0.2104 | 631.57 | 0.00019102 | 631.57 | -0.00073687 | 548.7665 | 1.0598e-05 | 548.7665 | 6.9509e-06 | 636.7732 | 0.17953 | 636.7732 | 0.0012454 | 821.508 | 0.01762 | 636.7732 | -1.4068e-06 | 820.8335 | 0.31174 | 821.508 | 0.03293 | 548.7665 | 0.25832
| 547.1033 | 0 | 637.0043 | 0.0007091 | 547.1033 | 0 | 637.0043 | 0.00020291 | 637.3845 | 0.00088572 | 637.0043 | 0.00071657 | 548.8846 | 8.6024e-06 | 631.8 | 0.0030523 | 547.1033 | 0.20869 | 631.8 | 0.00041703 | 631.8 | -0.00089942 | 548.8846 | 1.0013e-05 | 548.8846 | 5.2379e-06 | 637.0043 | 0.18485 | 637.0043 | 0.0029337 | 821.6744 | 0.0174 | 637.0043 | 0.0013053 | 821 | 0.31941 | 821.6744 | 0.03266 | 548.8846 | 0.25749
| 547.2191 | 0.0005001 | 637.2355 | 0.00042506 | 547.2191 | 0.00060691 | 637.2355 | -0.00070591 | 637.6153 | -0.00012916 | 637.2355 | -0.00025868 | 549.0027 | 8.972e-06 | 632.03 | -8.4319e-05 | 547.2191 | 0.20583 | 632.03 | -0.0016493 | 632.03 | -0.00028175 | 549.0027 | 1.1207e-05 | 549.0027 | 5.2379e-06 | 637.2355 | 0.18647 | 637.2355 | 0.0020998 | 821.8408 | 0.01734 | 637.2355 | -0.0008715 | 821.1666 | 0.32264 | 821.8408 | 0.03319 | 549.0027 | 0.25847
| 547.3348 | 0 | 637.4667 | 0.00048926 | 547.3348 | 0 | 637.4667 | 0.0008028 | 637.8461 | 0.00129 | 637.4667 | 0.00064158 | 549.1209 | 7.7959e-06 | 632.26 | 0.00011805 | 547.3348 | 0.20679 | 632.26 | 0.00057846 | 632.26 | 0.0002384 | 549.1209 | 8.7245e-06 | 549.1209 | 4.1727e-06 | 637.4667 | 0.19304 | 637.4667 | 0.0028746 | 822.0072 | 0.01457 | 637.4667 | 0.0010368 | 821.3331 | 0.32701 | 822.0072 | 0.03289 | 549.1209 | 0.25754
| 547.4506 | 0 | 637.6978 | 0.00045245 | 547.4506 | 0.00132 | 637.6978 | -0.00051606 | 638.077 | 2.7042e-05 | 637.6978 | -0.00014299 | 549.239 | 8.0536e-06 | 632.5 | -0.0014672 | 547.4506 | 0.2018 | 632.5 | -0.0028116 | 632.5 | -0.0015171 | 549.239 | 8.5606e-06 | 549.239 | 3.7445e-06 | 637.6979 | 0.19461 | 637.6978 | 0.00026014 | 822.1735 | 0.01649 | 637.6978 | -0.00033502 | 821.4996 | 0.32694 | 822.1735 | 0.03332 | 549.239 | 0.2575
| 547.5664 | 0 | 637.929 | 0.00040298 | 547.5664 | 0 | 637.929 | 0.000716 | 638.3078 | 0.00092238 | 637.929 | 0.00050529 | 549.3571 | 8.5576e-06 | 632.73 | 0.00015177 | 547.5664 | 0.20156 | 632.73 | 0.00093361 | 632.73 | -0.0011595 | 549.3571 | 8.0922e-06 | 549.3571 | 5.1281e-06 | 637.929 | 0.1979 | 637.929 | 0.0018216 | 822.34 | 0.01375 | 637.929 | 0.000727 | 821.6662 | 0.33389 | 822.34 | 0.03291 | 549.3571 | 0.25596
| 547.6821 | 0.00102 | 638.1602 | 0.00052212 | 547.6821 | 0.00076297 | 638.1602 | -9.1201e-05 | 638.5386 | -5.7721e-06 | 638.1602 | -0.00014948 | 549.4752 | 8.916e-06 | 632.96 | -0.00042159 | 547.6821 | 0.20248 | 632.96 | -0.0018108 | 632.96 | -0.00076939 | 549.4752 | 9.7551e-06 | 549.4752 | 6.5226e-06 | 638.1603 | 0.20154 | 638.1602 | 0.00050227 | 822.5064 | 0.01554 | 638.1602 | -0.00062879 | 821.8328 | 0.33736 | 822.5064 | 0.03335 | 549.4752 | 0.25638
| 547.7979 | 0 | 638.3915 | 0.00061594 | 547.7979 | 0 | 638.3915 | 0.00035626 | 638.7695 | 0.00073381 | 638.3915 | 0.00069525 | 549.5933 | 9.5993e-06 | 633.19 | 0.00015177 | 547.7979 | 0.19702 | 633.19 | 0.00041703 | 633.19 | 0.00079106 | 549.5933 | 1.0141e-05 | 549.5933 | 7.6976e-06 | 638.3915 | 0.20561 | 638.3915 | 0.0013953 | 822.6728 | 0.01406 | 638.3915 | 0.0014445 | 821.9993 | 0.34411 | 822.6728 | 0.03299 | 549.5933 | 0.25648
| 547.9137 | 0.00024855 | 638.6227 | 0.00035981 | 547.9137 | 0.00158 | 638.6227 | -0.00053151 | 639.0004 | -0.00034058 | 638.6227 | -0.00026288 | 549.7115 | 5.8693e-06 | 633.42 | -0.0025465 | 547.9137 | 0.2024 | 633.42 | -0.0029085 | 633.42 | -0.00073687 | 549.7115 | 6.9328e-06 | 549.7115 | 4.6998e-06 | 638.6227 | 0.21036 | 638.6227 | 0.0015791 | 822.8392 | 0.01554 | 638.6227 | 0.00022394 | 822.1659 | 0.33906 | 822.8392 | 0.03322 | 549.7115 | 0.2572
| 548.0295 | 0 | 638.8539 | 0.00050437 | 548.0295 | 0 | 638.8539 | 7.6193e-05 | 639.2313 | -0.00045625 | 638.8539 | -0.00011208 | 549.8296 | 1.6589e-05 | 633.65 | -0.0012985 | 548.0295 | 0.19969 | 633.65 | -0.0014878 | 633.65 | -0.0018096 | 549.8296 | 1.8901e-05 | 549.8296 | 1.5077e-05 | 638.8539 | 0.21301 | 638.8539 | 0.0017548 | 823.0056 | 0.01575 | 638.8539 | 0.00064008 | 822.3325 | 0.34863 | 823.0056 | 0.0338 | 549.8296 | 0.2573
| 548.1453 | 0.00076961 | 639.0852 | 0.00055502 | 548.1453 | 0.00213 | 639.0852 | 0.0004205 | 639.4622 | 0.00083544 | 639.0852 | 0.00072704 | 549.9477 | 1.3094e-05 | 633.88 | 0.0017032 | 548.1453 | 0.19533 | 633.88 | 0.0015793 | 633.88 | 0.0017338 | 549.9477 | 1.5657e-05 | 549.9477 | 1.3045e-05 | 639.0852 | 0.22125 | 639.0852 | 0.0014094 | 823.172 | 0.01375 | 639.0852 | 0.0024987 | 822.499 | 0.35914 | 823.172 | 0.03415 | 549.9477 | 0.25677
| 548.2611 | 0 | 639.3164 | 0.00040636 | 548.2611 | 0 | 639.3164 | -0.00069294 | 639.6931 | 8.412e-05 | 639.3164 | -0.00015828 | 550.0658 | 2.5639e-05 | 634.11 | -0.00052277 | 548.2611 | 0.19495 | 634.11 | -2.6905e-06 | 634.11 | -0.001192 | 550.0658 | 3.1408e-05 | 550.0658 | 2.6091e-05 | 639.3164 | 0.2227 | 639.3164 | 0.0014898 | 823.3384 | 0.01579 | 639.3164 | -0.00061954 | 822.6656 | 0.36333 | 823.3384 | 0.03517 | 550.0658 | 0.25697
| 548.3769 | 0.00042823 | 639.5477 | 0.00058855 | 548.3769 | 0.00142 | 639.5477 | 0.00048348 | 639.924 | 0.00072028 | 639.5477 | 0.00059066 | 550.184 | 1.2668e-05 | 634.35 | -0.00035414 | 548.3769 | 0.1905 | 634.35 | -0.00097128 | 634.35 | -0.0010945 | 550.184 | 1.6255e-05 | 550.184 | 1.3045e-05 | 639.5477 | 0.22978 | 639.5477 | 0.0037408 | 823.5049 | 0.01352 | 639.5477 | 0.0017761 | 822.8322 | 0.36674 | 823.5049 | 0.0347 | 550.184 | 0.25628
| 548.4927 | 0 | 639.779 | 0.00050154 | 548.4927 | 0 | 639.779 | -0.00070005 | 640.1549 | -0.00016128 | 639.779 | -0.00017877 | 550.3021 | 2.4194e-05 | 634.58 | -0.00079259 | 548.4927 | 0.18955 | 634.58 | -0.00032556 | 634.58 | -0.0018096 | 550.3021 | 3.0834e-05 | 550.3021 | 2.6091e-05 | 639.779 | 0.232 | 639.779 | 0.0011464 | 823.6713 | 0.01607 | 639.779 | -0.00019113 | 822.9988 | 0.37159 | 823.6713 | 0.03569 | 550.3021 | 0.25723
| 548.6085 | 0.00030245 | 640.0103 | 0.00076629 | 548.6085 | 0.00165 | 640.0103 | 0.00044618 | 640.3859 | 0.00103 | 640.0103 | 0.00073072 | 550.4203 | 1.1705e-05 | 634.81 | 0.0015008 | 548.6085 | 0.18869 | 634.81 | 0.00038475 | 634.81 | 0.00033593 | 550.4203 | 1.5107e-05 | 550.4203 | 1.3045e-05 | 640.0103 | 0.23562 | 640.0103 | 0.00194 | 823.8377 | 0.01366 | 640.0103 | 0.00083114 | 823.1654 | 0.37162 | 823.8377 | 0.03503 | 550.4203 | 0.25728
| 548.7243 | 0 | 640.2416 | 0.00037453 | 548.7243 | 0 | 640.2416 | -0.00052193 | 640.6168 | -0.00028687 | 640.2416 | -0.00034351 | 550.5384 | 2.5841e-05 | 635.04 | -0.0014672 | 548.7243 | 0.18739 | 635.04 | -9.9549e-05 | 635.04 | -0.0019722 | 550.5384 | 2.964e-05 | 550.5384 | 2.8012e-05 | 640.2416 | 0.24066 | 640.2416 | 0.00094218 | 824.0042 | 0.01586 | 640.2416 | -0.00030759 | 823.332 | 0.37525 | 824.0042 | 0.03611 | 550.5384 | 0.25767
| 548.8402 | 0.00106 | 640.4729 | 0.00045325 | 548.8402 | 0.00125 | 640.4729 | 0.00036683 | 640.8478 | 0.00078732 | 640.4729 | 0.00053781 | 550.6566 | 1.4315e-05 | 635.27 | 0.001231 | 548.8402 | 0.18506 | 635.27 | -0.00013183 | 635.27 | 0.00049847 | 550.6566 | 1.5025e-05 | 550.6566 | 1.5186e-05 | 640.4729 | 0.24362 | 640.4729 | 0.0028747 | 824.1706 | 0.01498 | 640.4729 | 0.00099808 | 823.4986 | 0.37986 | 824.1706 | 0.03565 | 550.6566 | 0.2561
| 548.956 | 0 | 640.7042 | 0.00057895 | 548.956 | 0 | 640.7042 | -0.00082 | 641.0788 | -0.00020492 | 640.7042 | -0.00026557 | 550.7747 | 2.6726e-05 | 635.5 | -0.0011299 | 548.956 | 0.1818 | 635.5 | -0.00080984 | 635.5 | -0.0014521 | 550.7747 | 3.1362e-05 | 550.7747 | 2.8232e-05 | 640.7042 | 0.24886 | 640.7042 | 0.0010937 | 824.337 | 0.0161 | 640.7042 | -0.00083335 | 823.6652 | 0.38629 | 824.337 | 0.03679 | 550.7747 | 0.25578
| 549.0719 | 0.0006079 | 640.9356 | 0.00042986 | 549.0719 | 0.00101 | 640.9356 | 0.00061815 | 641.3097 | 0.0006033 | 640.9356 | 0.00057116 | 550.8929 | 1.2489e-05 | 635.73 | -0.00062396 | 549.0719 | 0.17796 | 635.73 | 0.0022573 | 635.73 | -0.00050931 | 550.8929 | 1.6664e-05 | 550.8929 | 1.3254e-05 | 640.9356 | 0.25344 | 640.9356 | 0.0021891 | 824.5035 | 0.01447 | 640.9356 | 0.0014945 | 823.8318 | 0.39304 | 824.5035 | 0.03614 | 550.8929 | 0.25568
| 549.1877 | 0 | 641.1669 | 1.9596e-05 | 549.1877 | 0 | 641.1669 | -0.00053392 | 641.5407 | -9.535e-05 | 641.1669 | -0.00024282 | 551.011 | 2.3914e-05 | 635.96 | -0.0034908 | 549.1877 | 0.17695 | 635.96 | -0.0011327 | 635.96 | 0.0002384 | 551.011 | 3.0998e-05 | 551.011 | 2.5454e-05 | 641.1669 | 0.25911 | 641.1669 | 0.0018238 | 824.6699 | 0.01586 | 641.1669 | -6.3891e-05 | 823.9984 | 0.39457 | 824.6699 | 0.03705 | 551.011 | 0.25727
| 549.3035 | 0.00075165 | 641.3983 | 0.00069381 | 549.3035 | 0.00135 | 641.3983 | 0.00056501 | 641.7717 | 0.00095887 | 641.3983 | 0.00070164 | 551.1292 | 1.1548e-05 | 636.2 | 0.00082632 | 549.3035 | 0.172 | 636.2 | -0.00051927 | 636.2 | 0.00053099 | 551.1292 | 1.4334e-05 | 551.1292 | 1.2408e-05 | 641.3983 | 0.26115 | 641.3983 | 0.002328 | 824.8364 | 0.01373 | 641.3983 | 0.0013755 | 824.165 | 0.39878 | 824.8364 | 0.03635 | 551.1292 | 0.25758
| 549.4194 | 0 | 641.6296 | 0.00044177 | 549.4194 | 0 | 641.6296 | -0.00054385 | 642.0028 | -0.00035001 | 641.6296 | -0.00021441 | 551.2474 | 2.5068e-05 | 636.43 | -0.0005565 | 549.4194 | 0.17138 | 636.43 | -0.00058385 | 636.43 | 0.00036844 | 551.2474 | 3.005e-05 | 551.2474 | 2.6091e-05 | 641.6296 | 0.26575 | 641.6296 | 0.001638 | 825.0029 | 0.01596 | 641.6296 | -0.00042729 | 824.3316 | 0.40541 | 825.0029 | 0.03736 | 551.2474 | 0.25798
| 549.5353 | 0.00106 | 641.861 | 0.00059266 | 549.5353 | 0.00163 | 641.861 | 0.0003439 | 642.2338 | 0.00113 | 641.861 | 0.00073623 | 551.3655 | 1.3643e-05 | 636.66 | 0.0020742 | 549.5353 | 0.16734 | 636.66 | 0.00073989 | 636.66 | 0.00088859 | 551.3655 | 1.581e-05 | 551.3655 | 1.4539e-05 | 641.861 | 0.27081 | 641.861 | 0.0017037 | 825.1693 | 0.01449 | 641.861 | 0.0011069 | 824.4982 | 0.41194 | 825.1693 | 0.03705 | 551.3655 | 0.25774
| 549.6511 | 0 | 642.0924 | -2.6544e-06 | 549.6511 | 0 | 642.0924 | -0.00043545 | 642.4648 | -8.3268e-05 | 642.0924 | -0.00016526 | 551.4837 | 2.8014e-05 | 636.89 | -0.00015177 | 549.6511 | 0.16781 | 636.89 | 0.0007076 | 636.89 | 0.00040094 | 551.4837 | 3.1865e-05 | 551.4837 | 2.8869e-05 | 642.0924 | 0.27509 | 642.0924 | 0.00094251 | 825.3358 | 0.01624 | 642.0924 | -0.00043263 | 824.6648 | 0.41227 | 825.3358 | 0.0381 | 551.4837 | 0.25748
| 549.767 | 5.091e-05 | 642.3238 | 0.00070501 | 549.767 | 0.00118 | 642.3238 | 0.00098009 | 642.6959 | 0.00094098 | 642.3238 | 0.00068227 | 551.6019 | 1.4573e-05 | 637.12 | 0.00035414 | 549.767 | 0.16632 | 637.12 | -0.0013587 | 637.12 | -0.0017446 | 551.6019 | 1.6219e-05 | 551.6019 | 1.5186e-05 | 642.3238 | 0.27908 | 642.3238 | 0.0027748 | 825.5023 | 0.01468 | 642.3238 | 0.0024267 | 824.8315 | 0.41752 | 825.5023 | 0.03773 | 551.6019 | 0.25658
| 549.8829 | 0 | 642.5552 | 0.00046783 | 549.8829 | 0 | 642.5552 | -0.00054677 | 642.9269 | -0.00019514 | 642.5552 | -0.00020556 | 551.7201 | 2.7252e-05 | 637.35 | -0.0010624 | 549.8829 | 0.16255 | 637.35 | -0.0022627 | 637.35 | -0.00050931 | 551.7201 | 3.0589e-05 | 551.7201 | 2.6091e-05 | 642.5552 | 0.28437 | 642.5552 | 0.0023888 | 825.6687 | 0.01612 | 642.5552 | 0.00029219 | 824.9981 | 0.42284 | 825.6687 | 0.0384 | 551.7201 | 0.25604
| 549.9987 | 0.00041025 | 642.7866 | 0.00026582 | 549.9987 | 0.00154 | 642.7866 | 0.00076036 | 643.158 | 0.00070992 | 642.7866 | 0.00062484 | 551.8382 | 1.2825e-05 | 637.58 | -0.00052277 | 549.9987 | 0.16431 | 637.58 | -0.00097128 | 637.58 | -0.00093193 | 551.8382 | 1.4861e-05 | 551.8382 | 1.198e-05 | 642.7866 | 0.29035 | 642.7866 | 0.0030513 | 825.8352 | 0.01509 | 642.7866 | 0.0011617 | 825.1647 | 0.43358 | 825.8352 | 0.03811 | 551.8382 | 0.2557
| 550.1146 | 0 | 643.0181 | 0.00035315 | 550.1146 | 0 | 643.0181 | -0.0006887 | 643.3891 | -0.00031801 | 643.0181 | -0.00022328 | 551.9564 | 2.5874e-05 | 637.82 | -0.00086005 | 550.1146 | 0.15957 | 637.82 | -0.0013264 | 637.82 | -0.00044429 | 551.9564 | 2.9722e-05 | 551.9564 | 2.5025e-05 | 643.0181 | 0.29347 | 643.0181 | 0.0023216 | 826.0017 | 0.01631 | 643.0181 | 0.00066075 | 825.3314 | 0.42946 | 826.0017 | 0.03895 | 551.9564 | 0.25567
| 550.2305 | 0.00149 | 643.2495 | 0.00045605 | 550.2305 | 0.00102 | 643.2495 | 1.15e-05 | 643.6202 | 0.0005463 | 643.2495 | 0.00057679 | 552.0746 | 1.3195e-05 | 638.05 | 0.0016358 | 550.2305 | 0.15954 | 638.05 | 0.00041703 | 638.05 | -0.00099695 | 552.0746 | 1.5376e-05 | 552.0746 | 1.3254e-05 | 643.2495 | 0.30037 | 643.2495 | 0.0032822 | 826.1682 | 0.01463 | 643.2495 | 0.00065873 | 825.498 | 0.44012 | 826.1682 | 0.03896 | 552.0746 | 0.25509
| 550.3464 | 0 | 643.4809 | 0.00039298 | 550.3464 | 0 | 643.4809 | -0.00089185 | 643.8513 | -1.4611e-05 | 643.4809 | -0.00031682 | 552.1928 | 2.6916e-05 | 638.28 | -0.00038786 | 550.3464 | 0.15778 | 638.28 | -0.0014878 | 638.28 | -0.0014196 | 552.1928 | 2.9617e-05 | 552.1928 | 2.4169e-05 | 643.481 | 0.30837 | 643.4809 | 0.0019118 | 826.3347 | 0.01558 | 643.4809 | -0.00038462 | 825.6647 | 0.44136 | 826.3347 | 0.0398 | 552.1928 | 0.25541
| 550.4623 | 0 | 643.7124 | 0.00077554 | 550.4623 | 0.00151 | 643.7124 | 0.00033098 | 644.0824 | 0.00083262 | 643.7124 | 0.00077041 | 552.311 | 1.3789e-05 | 638.51 | 0.00086005 | 550.4623 | 0.15965 | 638.51 | 0.00073989 | 638.51 | -0.0018096 | 552.311 | 1.4674e-05 | 552.311 | 1.1124e-05 | 643.7124 | 0.31457 | 643.7124 | 0.0029374 | 826.5011 | 0.01489 | 643.7124 | -0.00088039 | 825.8313 | 0.44878 | 826.5011 | 0.03985 | 552.311 | 0.25593
| 550.5782 | 0 | 643.9439 | 0.00041686 | 550.5782 | 0 | 643.9439 | -0.00055795 | 644.3135 | 9.4577e-05 | 643.9439 | -0.0001939 | 552.4292 | 2.8003e-05 | 638.74 | -0.0010624 | 550.5782 | 0.15313 | 638.74 | -0.0018108 | 638.74 | 0.00098612 | 552.4292 | 2.9886e-05 | 552.4292 | 2.4169e-05 | 643.9439 | 0.31676 | 643.9439 | 0.0024198 | 826.6676 | 0.01594 | 643.9439 | 0.0007118 | 825.998 | 0.44968 | 826.6676 | 0.04042 | 552.4292 | 0.25692
| 550.6941 | 0.00053603 | 644.1754 | 0.00052984 | 550.6941 | 0.00081498 | 644.1754 | 0.0004978 | 644.5447 | 0.00051428 | 644.1754 | 0.00063905 | 552.5474 | 1.4259e-05 | 638.97 | -1.6864e-05 | 550.6941 | 0.15718 | 638.97 | 0.0010628 | 638.97 | -0.0010945 | 552.5474 | 1.5318e-05 | 552.5474 | 1.3045e-05 | 644.1754 | 0.32154 | 644.1754 | 0.00331 | 826.8341 | 0.0151 | 644.1754 | 0.00017819 | 826.1646 | 0.45524 | 826.8341 | 0.04054 | 552.5474 | 0.25645
| 550.81 | 0 | 644.4069 | 0.00033825 | 550.81 | 0 | 644.4069 | -0.00069963 | 644.7758 | -0.00022799 | 644.4069 | -0.00028761 | 552.6656 | 2.7431e-05 | 639.21 | -0.0023104 | 550.81 | 0.15585 | 639.21 | -0.0034573 | 639.21 | 0.0016038 | 552.6656 | 3.0998e-05 | 552.6656 | 2.4806e-05 | 644.4069 | 0.32804 | 644.4069 | 0.0020883 | 827.0006 | 0.01607 | 644.4069 | -0.0015911 | 826.3313 | 0.4619 | 827.0006 | 0.04108 | 552.6656 | 0.25655
| 550.926 | 0 | 644.6384 | 0.00052371 | 550.926 | 0.00184 | 644.6384 | 0.00039903 | 645.007 | 0.00047878 | 644.6384 | 0.00071408 | 552.7838 | 1.3195e-05 | 639.44 | -0.00069142 | 550.926 | 0.15468 | 639.44 | 0.00015874 | 639.44 | 0.00082357 | 552.7838 | 1.5845e-05 | 552.7838 | 1.1761e-05 | 644.6384 | 0.33209 | 644.6384 | 0.0021852 | 827.1671 | 0.01482 | 644.6384 | 0.00027265 | 826.498 | 0.46544 | 827.1671 | 0.04131 | 552.7838 | 0.25614
| 551.0419 | 0 | 644.8699 | 0.00019909 | 551.0419 | 0 | 644.8699 | -0.00054344 | 645.2381 | -0.00056627 | 644.8699 | -0.00028183 | 552.902 | 2.7196e-05 | 639.67 | -0.0013322 | 551.0419 | 0.15301 | 639.67 | -6.7263e-05 | 639.67 | -0.0018422 | 552.902 | 3.005e-05 | 552.902 | 2.2236e-05 | 644.8699 | 0.33886 | 644.8699 | 0.0023761 | 827.3336 | 0.01487 | 644.8699 | -0.0016858 | 826.6646 | 0.4683 | 827.3336 | 0.04173 | 552.902 | 0.25744
| 551.1578 | 0.00023058 | 645.1014 | 0.00055174 | 551.1578 | 0.00064159 | 645.1014 | 0.0002603 | 645.4693 | 0.00086793 | 645.1014 | 0.00073383 | 553.0202 | 1.4449e-05 | 639.9 | 0.00062396 | 551.1578 | 0.15568 | 639.9 | 0.0009659 | 639.9 | 0.00043346 | 553.0202 | 1.4416e-05 | 553.0202 | 1.0476e-05 | 645.1014 | 0.34381 | 645.1014 | 0.0028773 | 827.5001 | 0.01505 | 645.1014 | 0.00042176 | 826.8313 | 0.47208 | 827.5001 | 0.04204 | 553.0202 | 0.25733
| 551.2738 | 0 | 645.333 | 0.00028519 | 551.2738 | 0 | 645.333 | -0.00065649 | 645.7005 | -0.00040901 | 645.333 | -0.0003538 | 553.1385 | 2.6681e-05 | 640.13 | -0.0018719 | 551.2738 | 0.15299 | 640.13 | -0.00032556 | 640.13 | 0.00062851 | 553.1385 | 2.9863e-05 | 553.1385 | 2.3521e-05 | 645.3329 | 0.3507 | 645.333 | 0.0019639 | 827.6667 | 0.01587 | 645.333 | -0.00066386 | 826.998 | 0.48502 | 827.6667 | 0.04245 | 553.1385 | 0.25785
| 551.3897 | 0.000554 | 645.5645 | 0.00048717 | 551.3897 | 0.00029479 | 645.5645 | 0.00056574 | 645.9317 | 0.00061101 | 645.5645 | 0.00051135 | 553.2567 | 1.2702e-05 | 640.36 | -0.0011636 | 551.3897 | 0.14515 | 640.36 | -0.001165 | 640.36 | -0.00076939 | 553.2567 | 1.5657e-05 | 553.2567 | 1.3045e-05 | 645.5645 | 0.35723 | 645.5645 | 0.0031481 | 827.8332 | 0.01482 | 645.5645 | 0.00059553 | 827.1647 | 0.47874 | 827.8332 | 0.0428 | 553.2567 | 0.25623
| 551.5057 | 0 | 645.7961 | 0.00035547 | 551.5057 | 0 | 645.7961 | -0.00070331 | 646.1629 | -0.00053313 | 645.7961 | -0.0002784 | 553.3749 | 2.621e-05 | 640.59 | -0.00045532 | 551.5057 | 0.14586 | 640.59 | -0.00097128 | 640.59 | -0.0026549 | 553.3749 | 3.1303e-05 | 553.3749 | 2.6091e-05 | 645.7961 | 0.36409 | 645.7961 | 0.002033 | 827.9997 | 0.01477 | 645.7961 | -0.0009362 | 827.3314 | 0.48252 | 827.9997 | 0.04321 | 553.3749 | 0.25611
| 551.6216 | 0.00085945 | 646.0276 | 0.00049865 | 551.6216 | 0.0016 | 646.0276 | 2.3676e-05 | 646.3941 | 0.00073712 | 646.0276 | 0.00056697 | 553.4931 | 1.4214e-05 | 640.83 | 0.00045532 | 551.6216 | 0.14671 | 640.83 | -0.00048698 | 640.83 | 0.0019289 | 553.4931 | 1.5891e-05 | 553.4931 | 1.3045e-05 | 646.0276 | 0.36968 | 646.0276 | 0.0024258 | 828.1662 | 0.01444 | 646.0276 | 0.00059907 | 827.4981 | 0.48708 | 828.1662 | 0.0437 | 553.4931 | 0.25519
| 551.7376 | 0 | 646.2592 | 0.00057218 | 551.7376 | 0 | 646.2592 | -0.00063072 | 646.6254 | -0.00011199 | 646.2592 | -0.00013631 | 553.6113 | 2.723e-05 | 641.06 | -1.6864e-05 | 551.7376 | 0.14401 | 641.06 | -0.0016815 | 641.06 | -0.0001192 | 553.6113 | 3.0998e-05 | 553.6113 | 2.6091e-05 | 646.2592 | 0.37174 | 646.2592 | 0.0018589 | 828.3328 | 0.01487 | 646.2592 | -0.00062026 | 827.6648 | 0.48658 | 828.3328 | 0.044 | 553.6113 | 0.25533
| 551.8535 | 0.00058994 | 646.4908 | 0.00052699 | 551.8535 | 0.00074563 | 646.4908 | 0.00025587 | 646.8566 | 0.00057866 | 646.4908 | 0.00063206 | 553.7296 | 1.3296e-05 | 641.29 | -0.00048905 | 551.8535 | 0.1393 | 641.29 | -0.00064841 | 641.29 | 0.00027091 | 553.7296 | 1.5318e-05 | 553.7296 | 1.3045e-05 | 646.4908 | 0.38113 | 646.4908 | 0.0039754 | 828.4993 | 0.01257 | 646.4908 | 0.0015816 | 827.8315 | 0.49284 | 828.4993 | 0.04432 | 553.7296 | 0.25478
| 551.9695 | 0 | 646.7224 | 0.00054822 | 551.9695 | 0 | 646.7224 | -0.00051776 | 647.0879 | 6.2267e-05 | 646.7224 | -0.00015979 | 553.8478 | 2.714e-05 | 641.52 | -8.4319e-05 | 551.9695 | 0.14302 | 641.52 | 0.0018376 | 641.52 | 0.00062851 | 553.8478 | 2.9781e-05 | 553.8478 | 2.9945e-05 | 646.7224 | 0.38696 | 646.7224 | 0.0039518 | 828.6658 | 0.01457 | 646.7224 | -0.00020626 | 827.9982 | 0.49818 | 828.6658 | 0.0446 | 553.8478 | 0.25574
| 552.0855 | 0.00028449 | 646.954 | 0.00057134 | 552.0855 | 0.00158 | 646.954 | 0.00029828 | 647.3191 | 0.00061298 | 646.954 | 0.00062914 | 553.966 | 1.4236e-05 | 641.75 | -5.0592e-05 | 552.0855 | 0.14231 | 641.75 | 0.00061074 | 641.75 | -0.00076939 | 553.966 | 1.4802e-05 | 553.966 | 1.6899e-05 | 646.954 | 0.39355 | 646.954 | 0.0026717 | 828.8324 | 0.01449 | 646.954 | 0.0016499 | 828.1649 | 0.50217 | 828.8324 | 0.04557 | 553.966 | 0.25572
| 552.2015 | 0 | 647.1856 | 0.0003774 | 552.2015 | 0 | 647.1856 | -0.00058697 | 647.5504 | 3.9593e-05 | 647.1856 | -0.0002722 | 554.0843 | 2.7532e-05 | 641.98 | -0.0010624 | 552.2015 | 0.14149 | 641.98 | -0.002069 | 641.98 | 0.0026441 | 554.0843 | 2.9066e-05 | 554.0843 | 3.0582e-05 | 647.1856 | 0.40105 | 647.1856 | 0.0029044 | 828.9989 | 0.01526 | 647.1856 | 0.0005211 | 828.3316 | 0.49954 | 828.9989 | 0.04637 | 554.0843 | 0.25635
| 552.3174 | 0.00131 | 647.4173 | 0.00069175 | 552.3174 | 0.00161 | 647.4173 | 0.00046364 | 647.7817 | 0.00096825 | 647.4173 | 0.00059286 | 554.2025 | 1.3453e-05 | 642.22 | -0.00075887 | 552.3174 | 0.14149 | 642.22 | 0.0022251 | 642.22 | 0.00069354 | 554.2025 | 1.4428e-05 | 554.2025 | 1.3682e-05 | 647.4173 | 0.40767 | 647.4173 | 0.0039882 | 829.1654 | 0.01226 | 647.4173 | 0.00073427 | 828.4983 | 0.50523 | 829.1654 | 0.04745 | 554.2025 | 0.25639
| 552.4334 | 0 | 647.6489 | 0.00060559 | 552.4334 | 0 | 647.6489 | -8.7304e-05 | 648.013 | -4.3215e-05 | 647.6489 | -0.00017 | 554.3208 | 2.658e-05 | 642.45 | -0.00079259 | 552.4334 | 0.13658 | 642.45 | -0.0030376 | 642.45 | -0.0018096 | 554.3208 | 3.012e-05 | 554.3208 | 2.6091e-05 | 647.6489 | 0.41714 | 647.6489 | 0.0037111 | 829.332 | 0.01445 | 647.6489 | -0.00033757 | 828.665 | 0.50808 | 829.332 | 0.04787 | 554.3208 | 0.25759
| 552.5494 | 0.00094928 | 647.8806 | 0.0005352 | 552.5494 | 0.00106 | 647.8806 | 0.00058392 | 648.2443 | 0.00129 | 647.8806 | 0.00068345 | 554.439 | 1.3307e-05 | 642.68 | -1.6864e-05 | 552.5494 | 0.1313 | 642.68 | 0.0013211 | 642.68 | 0.00017338 | 554.439 | 1.6032e-05 | 554.439 | 1.2408e-05 | 647.8806 | 0.42765 | 647.8806 | 0.0037697 | 829.4985 | 0.01456 | 647.8806 | -0.0007765 | 828.8317 | 0.51567 | 829.4985 | 0.0483 | 554.439 | 0.25772
| 552.6654 | 0 | 648.1122 | 0.00039877 | 552.6654 | 0 | 648.1122 | -0.000585 | 648.4756 | -0.00052496 | 648.1122 | -0.00030224 | 554.5573 | 2.8014e-05 | 642.91 | 0.00086005 | 552.6654 | 0.13195 | 642.91 | -0.0019721 | 642.91 | -0.0013546 | 554.5573 | 3.1596e-05 | 554.5573 | 2.6727e-05 | 648.1122 | 0.43088 | 648.1122 | 0.0028864 | 829.6651 | 0.01324 | 648.1122 | -0.0013241 | 828.9985 | 0.5099 | 829.6651 | 0.04826 | 554.5573 | 0.25781
| 552.7814 | 0.00041025 | 648.3439 | 0.00064802 | 552.7814 | 0.00058956 | 648.3439 | 0.00032732 | 648.7069 | 0.00070784 | 648.3439 | 0.00070554 | 554.6755 | 1.4886e-05 | 643.14 | -0.00052277 | 552.7814 | 0.13203 | 643.14 | 0.001773 | 643.14 | -0.0017121 | 554.6755 | 1.5786e-05 | 554.6755 | 1.433e-05 | 648.3439 | 0.44449 | 648.3439 | 0.0045016 | 829.8316 | 0.01222 | 648.3439 | 0.00087275 | 829.1652 | 0.51751 | 829.8316 | 0.04841 | 554.6755 | 0.25698
| 552.8975 | 0 | 648.5756 | 0.00035985 | 552.8975 | 0 | 648.5756 | -0.00062277 | 648.9383 | -0.00048959 | 648.5756 | -0.00030573 | 554.7938 | 2.7846e-05 | 643.37 | -0.00028669 | 552.8975 | 0.12917 | 643.37 | -0.0024887 | 643.37 | -0.00015171 | 554.7938 | 3.2767e-05 | 554.7938 | 2.8012e-05 | 648.5756 | 0.45229 | 648.5756 | 0.0033963 | 829.9982 | 0.01181 | 648.5756 | -0.0015246 | 829.3319 | 0.5226 | 829.9982 | 0.04832 | 554.7938 | 0.25746
| 553.0135 | 0.00113 | 648.8073 | 0.00045194 | 553.0135 | 0.00137 | 648.8073 | 0.00019912 | 649.1696 | 0.00017677 | 648.8073 | 0.00049938 | 554.9121 | 1.3251e-05 | 643.61 | -0.00086005 | 553.0135 | 0.12661 | 643.61 | 0.00012645 | 643.61 | 0.00072604 | 554.9121 | 1.7285e-05 | 554.9121 | 1.3682e-05 | 648.8073 | 0.46123 | 648.8073 | 0.0039748 | 830.1648 | 0.01264 | 648.8073 | 0.00082187 | 829.4986 | 0.52507 | 830.1648 | 0.04857 | 554.9121 | 0.25719
| 553.1295 | 0 | 649.039 | 0.00031355 | 553.1295 | 0 | 649.039 | -0.00042784 | 649.401 | -0.000221 | 649.039 | -0.00033227 | 555.0303 | 2.5818e-05 | 643.84 | -0.00089378 | 553.1295 | 0.12479 | 643.84 | 0.0002556 | 643.84 | -0.00089942 | 555.0303 | 3.2474e-05 | 555.0303 | 2.6091e-05 | 649.039 | 0.46483 | 649.039 | 0.0030831 | 830.3314 | 0.01178 | 649.039 | -0.00017938 | 829.6654 | 0.51826 | 830.3314 | 0.04895 | 555.0303 | 0.25794
| 553.2455 | 0.00037433 | 649.2707 | 0.00039636 | 553.2455 | 0.0012 | 649.2707 | 0.0003029 | 649.6323 | 0.00078453 | 649.2707 | 0.00060399 | 555.1486 | 1.2904e-05 | 644.07 | -0.00062396 | 553.2455 | 0.13039 | 644.07 | -0.0027148 | 644.07 | -0.0011595 | 555.1486 | 1.5329e-05 | 555.1486 | 1.2408e-05 | 649.2707 | 0.47551 | 649.2707 | 0.0044379 | 830.4979 | 0.01004 | 649.2707 | 0.0012529 | 829.8321 | 0.52657 | 830.4979 | 0.04955 | 555.1486 | 0.2581
| 553.3615 | 0 | 649.5025 | 0.0004514 | 553.3615 | 0 | 649.5025 | -0.00051051 | 649.8637 | -1.7197e-05 | 649.5025 | -0.00025748 | 555.2669 | 2.6423e-05 | 644.3 | -0.00062396 | 553.3615 | 0.12724 | 644.3 | -0.001843 | 644.3 | -0.00037928 | 555.2669 | 3.053e-05 | 555.2669 | 2.7375e-05 | 649.5024 | 0.48112 | 649.5025 | 0.0035286 | 830.6645 | 0.01259 | 649.5025 | -0.0010851 | 829.9989 | 0.52058 | 830.6645 | 0.04984 | 555.2669 | 0.2583
| 553.4776 | 0.00053603 | 649.7342 | 0.00045063 | 553.4776 | 0.00191 | 649.7342 | 0.00079736 | 650.0951 | 0.00091642 | 649.7342 | 0.00066348 | 555.3851 | 1.3744e-05 | 644.53 | 0.00089378 | 553.4776 | 0.13045 | 644.53 | -0.0012296 | 644.53 | 0.0010186 | 555.3851 | 1.554e-05 | 555.3851 | 1.4967e-05 | 649.7342 | 0.49876 | 649.7342 | 0.0031052 | 830.8311 | 0.01352 | 649.7342 | 1.6128e-05 | 830.1656 | 0.53017 | 830.8311 | 0.04986 | 555.3851 | 0.25803
| 553.5936 | 0 | 649.9659 | 0.00037288 | 553.5936 | 0 | 649.9659 | -0.00051385 | 650.3265 | 9.278e-05 | 649.9659 | -0.00028485 | 555.5034 | 2.8271e-05 | 644.76 | -5.0592e-05 | 553.5936 | 0.12423 | 644.76 | -6.7263e-05 | 644.76 | 0.00079106 | 555.5034 | 2.9523e-05 | 555.5034 | 2.6727e-05 | 649.9659 | 0.50435 | 649.9659 | 0.004697 | 830.9977 | 0.00937 | 649.9659 | -0.00039338 | 830.3324 | 0.5262 | 830.9977 | 0.04984 | 555.5034 | 0.25835
| 553.7097 | 0.0005001 | 650.1977 | 0.00051267 | 553.7097 | 0.00032946 | 650.1977 | 0.00015267 | 650.5579 | 0.00088562 | 650.1977 | 0.00065596 | 555.6217 | 1.4741e-05 | 645 | 0.00045532 | 553.7097 | 0.1248 | 645 | -0.00058385 | 645 | 0.0023191 | 555.6217 | 1.4311e-05 | 555.6217 | 1.198e-05 | 650.1977 | 0.51555 | 650.1977 | 0.0053638 | 831.1642 | 0.01053 | 650.1977 | 0.00075949 | 830.4992 | 0.52385 | 831.1642 | 0.04989 | 555.6217 | 0.25898
| 553.8257 | 0 | 650.4295 | 0.00049299 | 553.8257 | 0 | 650.4295 | -0.00078741 | 650.7894 | 7.1908e-05 | 650.4295 | -0.00012685 | 555.74 | 2.6804e-05 | 645.23 | -0.0015346 | 553.8257 | 0.12292 | 645.23 | -0.00029326 | 645.23 | 0.0009536 | 555.74 | 2.9418e-05 | 555.74 | 2.4378e-05 | 650.4295 | 0.52014 | 650.4295 | 0.0032929 | 831.3308 | 0.00819 | 650.4295 | -0.0013281 | 830.6659 | 0.53182 | 831.3308 | 0.05014 | 555.74 | 0.26122
| 553.9418 | 0.00131 | 650.6613 | 0.00054595 | 553.9418 | 0.0006936 | 650.6613 | 0.00043378 | 651.0208 | 0.0011 | 650.6613 | 0.00066687 | 555.8583 | 1.2209e-05 | 645.46 | 0.00035414 | 553.9418 | 0.12446 | 645.46 | -0.00061613 | 645.46 | 0.00066102 | 555.8583 | 1.5482e-05 | 555.8583 | 1.2837e-05 | 650.6613 | 0.53369 | 650.6613 | 0.0058043 | 831.4974 | 0.0089 | 650.6613 | -1.2315e-06 | 830.8327 | 0.53105 | 831.4974 | 0.05046 | 555.8583 | 0.26185
| 554.0579 | 0 | 650.893 | 0.00042218 | 554.0579 | 0 | 650.893 | -0.00085058 | 651.2523 | 4.6632e-05 | 650.893 | -0.00026708 | 555.9765 | 2.658e-05 | 645.69 | -0.00082632 | 554.0579 | 0.1209 | 645.69 | -0.0026501 | 645.69 | -2.1673e-05 | 555.9765 | 2.9581e-05 | 555.9765 | 2.3741e-05 | 650.8931 | 0.54051 | 650.893 | 0.0044569 | 831.664 | 0.01051 | 650.893 | -0.0017193 | 830.9995 | 0.53036 | 831.664 | 0.0509 | 555.9765 | 0.26357
| 554.1739 | 0.00205 | 651.1249 | 0.00039201 | 554.1739 | 0.00060691 | 651.1249 | 0.00033921 | 651.4837 | 0.00089552 | 651.1249 | 0.00063749 | 556.0948 | 1.4494e-05 | 645.92 | 0.0005565 | 554.1739 | 0.11901 | 645.92 | -0.0011004 | 645.92 | -0.00063934 | 556.0948 | 1.4369e-05 | 556.0948 | 1.1651e-05 | 651.1249 | 0.55539 | 651.1249 | 0.0051488 | 831.8306 | 0.00993 | 651.1249 | 0.00082277 | 831.1662 | 0.53247 | 831.8306 | 0.05114 | 556.0948 | 0.26284
| 554.29 | 0 | 651.3567 | 0.00028613 | 554.29 | 0 | 651.3567 | -0.00011707 | 651.7152 | -0.00021857 | 651.3567 | -0.0002396 | 556.2131 | 2.7902e-05 | 646.16 | -0.00075887 | 554.29 | 0.12337 | 646.16 | 0.00090132 | 646.16 | -0.0018096 | 556.2131 | 2.9769e-05 | 556.2131 | 2.3203e-05 | 651.3567 | 0.56396 | 651.3567 | 0.0042305 | 831.9972 | 0.01074 | 651.3567 | -0.0014982 | 831.333 | 0.53004 | 831.9972 | 0.05148 | 556.2131 | 0.26273
| 554.4061 | 0.00035636 | 651.5885 | 0.00050909 | 554.4061 | 0.00039883 | 651.5885 | 0.00071764 | 651.9466 | 0.00069011 | 651.5885 | 0.00058863 | 556.3314 | 1.3408e-05 | 646.39 | -0.00086005 | 554.4061 | 0.1204 | 646.39 | -0.00087442 | 646.39 | -0.00018422 | 556.3314 | 1.5646e-05 | 556.3314 | 1.2079e-05 | 651.5885 | 0.57253 | 651.5885 | 0.0051049 | 832.1638 | 0.01046 | 651.5885 | 0.00051195 | 831.4998 | 0.53431 | 832.1638 | 0.05161 | 556.3314 | 0.26084
| 554.5222 | 0 | 651.8203 | 0.00025901 | 554.5222 | 0 | 651.8203 | -0.00045525 | 652.1781 | -0.0001063 | 651.8203 | -0.0002809 | 556.4497 | 2.8473e-05 | 646.62 | 0.00069142 | 554.5222 | 0.11875 | 646.62 | -0.0011973 | 646.62 | -0.0023949 | 556.4497 | 2.9991e-05 | 556.4497 | 2.2884e-05 | 651.8203 | 0.58142 | 651.8203 | 0.0041166 | 832.3304 | 0.00828 | 651.8203 | -0.00031192 | 831.6666 | 0.53584 | 832.3304 | 0.05193 | 556.4497 | 0.26026
| 554.6383 | 0.00176 | 652.0522 | 0.00050855 | 554.6383 | 0.0016 | 652.0522 | 0.00065527 | 652.4096 | 0.0005779 | 652.0522 | 0.00060503 | 556.568 | 1.5133e-05 | 646.85 | -0.0021416 | 554.6383 | 0.11932 | 646.85 | -0.001165 | 646.85 | -0.0022648 | 556.568 | 1.4533e-05 | 556.568 | 1.1332e-05 | 652.0522 | 0.59403 | 652.0522 | 0.0054238 | 832.497 | 0.00964 | 652.0522 | 2.7669e-05 | 831.8334 | 0.53847 | 832.497 | 0.05198 | 556.568 | 0.26013
| 554.7544 | 0 | 652.284 | 0.0004946 | 554.7544 | 0 | 652.284 | -0.00059611 | 652.6412 | 8.7958e-05 | 652.284 | -0.00031359 | 556.6863 | 2.8899e-05 | 647.08 | -0.001366 | 554.7544 | 0.11347 | 647.08 | -0.0033282 | 647.08 | -0.0024598 | 556.6863 | 2.841e-05 | 556.6863 | 2.3093e-05 | 652.284 | 0.61038 | 652.284 | 0.0043563 | 832.6636 | 0.00812 | 652.284 | 0.00090775 | 832.0002 | 0.53826 | 832.6636 | 0.05243 | 556.6863 | 0.26013
| 554.8705 | 0.00032042 | 652.5159 | 0.0004432 | 554.8705 | 0.00125 | 652.5159 | 0.00016284 | 652.8727 | 0.00061862 | 652.5159 | 0.00057325 | 556.8047 | 1.3844e-05 | 647.31 | -0.0010961 | 554.8705 | 0.11424 | 647.31 | 0.00077218 | 647.31 | 0.0010836 | 556.8047 | 1.3959e-05 | 556.8047 | 1.198e-05 | 652.5159 | 0.62049 | 652.5159 | 0.0063589 | 832.8303 | 0.00754 | 652.5159 | 0.00073101 | 832.167 | 0.53909 | 832.8303 | 0.05273 | 556.8047 | 0.25978
| 554.9866 | 0 | 652.7478 | 0.00036062 | 554.9866 | 0 | 652.7478 | -0.00080841 | 653.1042 | -0.0001175 | 652.7478 | -0.00022195 | 556.923 | 2.7409e-05 | 647.55 | -0.0019057 | 554.9866 | 0.11599 | 647.55 | -0.0012296 | 647.55 | -0.0022973 | 556.923 | 2.9523e-05 | 556.923 | 2.4169e-05 | 652.7478 | 0.62479 | 652.7478 | 0.0059327 | 832.9969 | 0.0099 | 652.7478 | -0.00055694 | 832.3338 | 0.54312 | 832.9969 | 0.0533 | 556.923 | 0.25966
| 555.1027 | 0.00098522 | 652.9797 | 0.00062143 | 555.1027 | 0.00036414 | 652.9797 | 0.00043886 | 653.3357 | 0.00090751 | 652.9797 | 0.00061135 | 557.0413 | 1.3844e-05 | 647.78 | 0.001366 | 555.1027 | 0.11214 | 647.78 | -0.0014233 | 647.78 | 0.0030668 | 557.0413 | 1.5599e-05 | 557.0413 | 1.2408e-05 | 652.9796 | 0.64015 | 652.9797 | 0.0049489 | 833.1635 | 0.01187 | 652.9797 | 0.00070224 | 832.5006 | 0.54621 | 833.1635 | 0.05335 | 557.0413 | 0.25981
| 555.2188 | 0 | 653.2115 | 0.00026359 | 555.2188 | 0 | 653.2115 | -0.00066384 | 653.5673 | 1.2067e-05 | 653.2115 | -0.00032911 | 557.1596 | 2.6502e-05 | 648.01 | -0.0023281 | 555.2188 | 0.11577 | 648.01 | -0.00035539 | 648.01 | -0.00063499 | 557.1596 | 3.005e-05 | 557.1596 | 2.4169e-05 | 653.2115 | 0.64221 | 653.2115 | 0.0060475 | 833.3302 | 0.00897 | 653.2115 | -0.00057845 | 832.6674 | 0.54554 | 833.3302 | 0.05359 | 557.1596 | 0.26096
| 555.335 | 0 | 653.4435 | 0.00049353 | 555.335 | 0.00149 | 653.4435 | 0.00040473 | 653.7989 | 0.00095543 | 653.4435 | 0.0006426 | 557.2779 | 1.3116e-05 | 648.24 | 0.00025536 | 555.335 | 0.1133 | 648.24 | -0.00058939 | 648.24 | 0.00024068 | 557.2779 | 1.4533e-05 | 557.2779 | 1.1761e-05 | 653.4435 | 0.65366 | 653.4435 | 0.0060158 | 833.4968 | 0.00904 | 653.4435 | 0.0015986 | 832.8342 | 0.55501 | 833.4968 | 0.05339 | 557.2779 | 0.26131
| 555.4511 | 0 | 653.6754 | 0.00019248 | 555.4511 | 0 | 653.6754 | -0.00051415 | 654.0304 | -0.00040904 | 653.6754 | -0.0003789 | 557.3963 | 2.6569e-05 | 648.47 | -0.0015092 | 555.4511 | 0.10944 | 648.47 | -0.0023402 | 648.47 | -0.0014274 | 557.3963 | 2.9441e-05 | 557.3963 | 2.6091e-05 | 653.6754 | 0.67162 | 653.6754 | 0.0053763 | 833.6634 | 0.00812 | 653.6754 | -0.00122 | 833.001 | 0.553 | 833.6634 | 0.05353 | 557.3963 | 0.26219
| 555.5672 | 0.00073368 | 653.9073 | 0.00041147 | 555.5672 | 0.0018 | 653.9073 | 0.00062253 | 654.262 | 0.00090865 | 653.9073 | 0.00077068 | 557.5146 | 1.3901e-05 | 648.71 | -0.00018528 | 555.5672 | 0.11129 | 648.71 | 0.0016419 | 648.71 | 0.00023813 | 557.5146 | 1.499e-05 | 557.5146 | 1.433e-05 | 653.9073 | 0.68592 | 653.9073 | 0.0066499 | 833.8301 | 0.01025 | 653.9073 | -0.00039373 | 833.1679 | 0.55153 | 833.8301 | 0.05336 | 557.5146 | 0.26297
| 555.6834 | 0 | 654.1392 | 0.00030219 | 555.6834 | 0 | 654.1392 | -0.00084531 | 654.4936 | -0.00015043 | 654.1392 | -0.00039488 | 557.6329 | 2.7543e-05 | 648.94 | -0.0019468 | 555.6834 | 0.10986 | 648.94 | -0.0012991 | 648.94 | 0.00014142 | 557.6329 | 2.9312e-05 | 557.6329 | 2.9945e-05 | 654.1392 | 0.68699 | 654.1392 | 0.0058675 | 833.9967 | 0.00733 | 654.1392 | -0.00032523 | 833.3347 | 0.548 | 833.9967 | 0.05373 | 557.6329 | 0.26404
| 555.7995 | 0.00032042 | 654.3712 | 0.00013192 | 555.7995 | 0.00192 | 654.3712 | 0.00030063 | 654.7252 | 0.00029318 | 654.3712 | 0.00052655 | 557.7513 | 1.3901e-05 | 649.17 | -8.468e-05 | 555.7995 | 0.1078 | 649.17 | -0.0009106 | 649.17 | 0.00017412 | 557.7513 | 1.4451e-05 | 557.7513 | 1.5615e-05 | 654.3712 | 0.69062 | 654.3712 | 0.0056312 | 834.1633 | 0.00774 | 654.3712 | 0.001228 | 833.5015 | 0.55291 | 834.1633 | 0.05387 | 557.7513 | 0.26456
| 555.9157 | 0 | 654.6032 | 0.00042454 | 555.9157 | 0 | 654.6032 | -0.00098322 | 654.9568 | 3.7185e-05 | 654.6032 | -0.00042142 | 557.8696 | 2.6726e-05 | 649.4 | 1.6807e-05 | 555.9157 | 0.10191 | 649.4 | -0.0020298 | 649.4 | -0.00011879 | 557.8696 | 2.7427e-05 | 557.8696 | 2.6727e-05 | 654.6032 | 0.71552 | 654.6032 | 0.0063035 | 834.33 | 0.00782 | 654.6032 | -8.092e-05 | 833.6684 | 0.55474 | 834.33 | 0.05432 | 557.8696 | 0.26483
| 556.0318 | 0.00075165 | 654.8351 | 0.00044912 | 556.0318 | 0.00081498 | 654.8351 | 0.00011458 | 655.1885 | 0.00116 | 654.8351 | 0.00054882 | 557.9879 | 1.2825e-05 | 649.63 | -0.00099422 | 556.0318 | 0.10368 | 649.63 | 0.00096517 | 649.63 | 0.0025446 | 557.9879 | 1.3057e-05 | 557.9879 | 1.1124e-05 | 654.8351 | 0.72558 | 654.8351 | 0.0070389 | 834.4966 | 0.00746 | 654.8351 | 0.00063125 | 833.8352 | 0.55789 | 834.4966 | 0.05445 | 557.9879 | 0.26424
| 556.148 | 0 | 655.0671 | 0.00012654 | 556.148 | 0 | 655.0671 | -0.0011503 | 655.4201 | -0.00024027 | 655.0671 | -0.00041176 | 558.1063 | 2.6703e-05 | 649.87 | -0.00018682 | 556.148 | 0.10313 | 649.87 | -0.00036038 | 649.87 | -0.0024773 | 558.1063 | 2.6935e-05 | 558.1063 | 2.1599e-05 | 655.0671 | 0.74203 | 655.0671 | 0.0045251 | 834.6633 | 0.00529 | 655.0671 | 0.00063306 | 834.002 | 0.5574 | 834.6633 | 0.05485 | 558.1063 | 0.26417
| 556.2642 | 0.00094928 | 655.2991 | 0.00043828 | 556.2642 | 0.00127 | 655.2991 | 0.00037364 | 655.6517 | 0.00101 | 655.2991 | 0.00053037 | 558.2246 | 1.408e-05 | 650.1 | -0.00025241 | 556.2642 | 0.10178 | 650.1 | -0.00045371 | 650.1 | -0.00034601 | 558.2246 | 1.3994e-05 | 558.2246 | 1.0476e-05 | 655.2991 | 0.75079 | 655.2991 | 0.0079108 | 834.83 | 0.00679 | 655.2991 | 0.00088426 | 834.1689 | 0.56507 | 834.83 | 0.05496 | 558.2246 | 0.26222
| 556.3803 | 0 | 655.5311 | 0.00010344 | 556.3803 | 0 | 655.5311 | -0.00038476 | 655.8834 | -0.00048069 | 655.5311 | -0.0004805 | 558.343 | 2.7723e-05 | 650.33 | -0.00073813 | 556.3803 | 0.10183 | 650.33 | -0.0006935 | 650.33 | -0.0006535 | 558.343 | 2.8984e-05 | 558.343 | 2.2236e-05 | 655.5311 | 0.76143 | 655.5311 | 0.0063695 | 834.9966 | 0.00705 | 655.5311 | -0.001424 | 834.3357 | 0.55534 | 834.9966 | 0.05535 | 558.343 | 0.26186
| 556.4965 | 0.00094928 | 655.7631 | 0.00050957 | 556.4965 | 0.00196 | 655.7631 | 0.00041173 | 656.1151 | 0.00077832 | 655.7631 | 0.00054114 | 558.4613 | 1.3901e-05 | 650.56 | 0.00090859 | 556.4965 | 0.10138 | 650.56 | 0.0011992 | 650.56 | 0.0015074 | 558.4613 | 1.5166e-05 | 558.4613 | 1.1761e-05 | 655.7631 | 0.76951 | 655.7631 | 0.0077235 | 835.1633 | 0.00856 | 655.7631 | 0.001624 | 834.5026 | 0.56853 | 835.1633 | 0.05548 | 558.4613 | 0.26198
| 556.6127 | 0 | 655.9951 | 0.00023348 | 556.6127 | 0 | 655.9951 | -0.00051023 | 656.3468 | -0.0008511 | 655.9951 | -0.0003715 | 558.5797 | 2.6255e-05 | 650.79 | 0.00060879 | 556.6127 | 0.10038 | 650.79 | -0.0018612 | 650.79 | 0.0019137 | 558.5797 | 2.9581e-05 | 558.5797 | 2.8012e-05 | 655.9951 | 0.78313 | 655.9951 | 0.0075051 | 835.33 | 0.00722 | 655.9951 | -0.00092211 | 834.6694 | 0.56712 | 835.33 | 0.05585 | 558.5797 | 0.26402
| 556.7289 | 0.00094928 | 656.2272 | 0.00021453 | 556.7289 | 0.00088435 | 656.2272 | -0.00025512 | 656.5784 | 0.00038525 | 656.2272 | 0.00052318 | 558.698 | 1.2624e-05 | 651.03 | 0.0038956 | 556.7289 | 0.10493 | 651.03 | 0.00065439 | 651.03 | 0.0015329 | 558.698 | 1.4615e-05 | 558.698 | 1.6252e-05 | 656.2272 | 0.79299 | 656.2272 | 0.0081143 | 835.4966 | 0.0064 | 656.2272 | 9.9573e-05 | 834.8363 | 0.56971 | 835.4966 | 0.05578 | 558.698 | 0.26628
| 556.8451 | 0 | 656.4592 | 4.8258e-05 | 556.8451 | 0 | 656.4592 | -0.00047898 | 656.8102 | -0.00032336 | 656.4592 | -0.00031854 | 558.8164 | 2.4564e-05 | 651.26 | -0.00048303 | 556.8451 | 0.10208 | 651.26 | -0.0020922 | 651.26 | 0.00014945 | 558.8164 | 3.0647e-05 | 558.8164 | 2.8012e-05 | 656.4592 | 0.80543 | 656.4592 | 0.0068336 | 835.6633 | 0.00642 | 656.4592 | -0.0010887 | 835.0032 | 0.57304 | 835.6633 | 0.05593 | 558.8164 | 0.26794
| 556.9613 | 0.00080555 | 656.6913 | 0.000317 | 556.9613 | 0.0017 | 656.6913 | -0.00016945 | 657.0419 | 0.00052383 | 656.6913 | 0.00061333 | 558.9348 | 1.2075e-05 | 651.49 | 0.0019238 | 556.9613 | 0.10036 | 651.49 | 0.00053341 | 651.49 | -0.00052809 | 558.9348 | 1.6301e-05 | 558.9348 | 1.1761e-05 | 656.6913 | 0.81803 | 656.6913 | 0.0085617 | 835.83 | 0.00717 | 656.6913 | 0.00027963 | 835.17 | 0.57229 | 835.83 | 0.05576 | 558.9348 | 0.26771
| 557.0775 | 0 | 656.9233 | 0.00022449 | 557.0775 | 0 | 656.9233 | -0.00088454 | 657.2736 | -0.00040924 | 656.9233 | -0.0003701 | 559.0531 | 2.4777e-05 | 651.72 | 0.0013799 | 557.0775 | 0.10072 | 651.72 | -0.00011158 | 651.72 | -0.0030123 | 559.0531 | 3.135e-05 | 559.0531 | 2.4806e-05 | 656.9233 | 0.83468 | 656.9233 | 0.0072017 | 835.9967 | 0.00809 | 656.9233 | -0.00089954 | 835.3369 | 0.5684 | 835.9967 | 0.05625 | 559.0531 | 0.26715
| 557.1937 | 0.0012 | 657.1554 | 0.00031482 | 557.1937 | 0.00156 | 657.1554 | 0.00022521 | 657.5053 | 0.00053744 | 657.1554 | 0.00047923 | 559.1715 | 1.278e-05 | 651.95 | -0.00090196 | 557.1937 | 0.09721 | 651.95 | 0.0022525 | 651.95 | 0.0021409 | 559.1715 | 1.5166e-05 | 559.1715 | 1.3045e-05 | 657.1554 | 0.84865 | 657.1554 | 0.0083133 | 836.1634 | 0.00795 | 657.1554 | 0.001392 | 835.5038 | 0.58139 | 836.1634 | 0.05637 | 559.1715 | 0.26566
| 557.3099 | 0 | 657.3875 | -0.00013227 | 557.3099 | 0 | 657.3875 | -0.00046308 | 657.7371 | -0.00036222 | 657.3875 | -0.00047839 | 559.2899 | 2.6882e-05 | 652.19 | -0.0019296 | 557.3099 | 0.0964 | 652.19 | -0.0012113 | 652.19 | -0.0030129 | 559.2899 | 3.0507e-05 | 559.2899 | 2.3741e-05 | 657.3875 | 0.85341 | 657.3875 | 0.0075235 | 836.33 | 0.0077 | 657.3875 | -0.00038569 | 835.6707 | 0.57368 | 836.33 | 0.05687 | 559.2899 | 0.26559
| 557.4262 | 0 | 657.6196 | 0.00015841 | 557.4262 | 0.00187 | 657.6196 | 6.5853e-06 | 657.9688 | 0.00067041 | 657.6196 | 0.00048305 | 559.4083 | 1.4192e-05 | 652.42 | -0.00059931 | 557.4262 | 0.09619 | 652.42 | -0.00048967 | 652.42 | 0.00099193 | 559.4083 | 1.5681e-05 | 559.4083 | 1.0695e-05 | 657.6196 | 0.86478 | 657.6196 | 0.0089776 | 836.4967 | 0.0064 | 657.6196 | 0.00026351 | 835.8375 | 0.57701 | 836.4967 | 0.05683 | 559.4083 | 0.26538
| 557.5424 | 0 | 657.8517 | 1.2456e-05 | 557.5424 | 0 | 657.8517 | -0.00043926 | 658.2006 | -0.00022072 | 657.8517 | -0.00034779 | 559.5266 | 2.7611e-05 | 652.65 | -0.0021427 | 557.5424 | 0.0978 | 652.65 | -0.0027952 | 652.65 | -0.0011339 | 559.5266 | 3.1244e-05 | 559.5266 | 2.4378e-05 | 657.8517 | 0.8701 | 657.8517 | 0.0074169 | 836.6634 | 0.00652 | 657.8517 | -0.00081896 | 836.0044 | 0.57576 | 836.6634 | 0.05728 | 559.5266 | 0.26641
| 557.6586 | 0.00127 | 658.0838 | 0.00017575 | 557.6586 | 0.00144 | 658.0838 | 0.00048334 | 658.4324 | 0.0001658 | 658.0838 | 0.00037583 | 559.645 | 1.3553e-05 | 652.88 | -0.0014237 | 557.6586 | 0.09587 | 652.88 | 0.00016963 | 652.88 | -0.00085692 | 559.645 | 1.581e-05 | 559.645 | 1.5186e-05 | 658.0838 | 0.87397 | 658.0838 | 0.0083184 | 836.8301 | 0.00663 | 658.0838 | -0.00012762 | 836.1713 | 0.58569 | 836.8301 | 0.05748 | 559.645 | 0.26865
| 557.7749 | 0 | 658.3159 | 7.1196e-05 | 557.7749 | 0 | 658.3159 | -0.0005799 | 658.6641 | -0.00043058 | 658.3159 | -0.00032544 | 559.7634 | 2.7073e-05 | 653.12 | -0.00055668 | 557.7749 | 0.0943 | 653.12 | 0.0014411 | 653.12 | 0.0021924 | 559.7634 | 2.9663e-05 | 559.7634 | 2.6947e-05 | 658.316 | 0.87257 | 658.3159 | 0.0083711 | 836.9968 | 0.00686 | 658.3159 | 0.00057835 | 836.3382 | 0.5826 | 836.9968 | 0.05808 | 559.7634 | 0.27103
| 557.8911 | 0 | 658.5481 | 0.0001263 | 557.8911 | 0.00111 | 658.5481 | -0.00026387 | 658.8959 | 0.00056445 | 658.5481 | 0.00036691 | 559.8818 | 1.3688e-05 | 653.35 | 0.00016076 | 557.8911 | 0.09196 | 653.35 | -0.00075524 | 653.35 | -0.0022613 | 559.8818 | 1.41e-05 | 559.8818 | 1.3474e-05 | 658.5481 | 0.89569 | 658.5481 | 0.0097535 | 837.1635 | 0.00707 | 658.5481 | 0.00031243 | 836.5051 | 0.59055 | 837.1635 | 0.05825 | 559.8818 | 0.27179
| 558.0074 | 0 | 658.7802 | 2.855e-05 | 558.0074 | 0 | 658.7802 | -0.00071923 | 659.1277 | -0.00035505 | 658.7802 | -0.00038323 | 560.0002 | 2.7353e-05 | 653.58 | 0.0019665 | 558.0074 | 0.09141 | 653.58 | 0.0016591 | 653.58 | -0.00077412 | 560.0002 | 2.9172e-05 | 560.0002 | 2.6947e-05 | 658.7802 | 0.90557 | 658.7802 | 0.0091407 | 837.3302 | 0.0065 | 658.7802 | -1.6996e-05 | 836.672 | 0.58538 | 837.3302 | 0.05864 | 560.0002 | 0.27096
| 558.1236 | 0.000554 | 659.0124 | 0.00025549 | 558.1236 | 0.00095371 | 659.0124 | 0.00057066 | 659.3596 | 0.00039303 | 659.0124 | 0.00051593 | 560.1186 | 1.3789e-05 | 653.81 | 0.0010791 | 558.1236 | 0.09077 | 653.81 | 0.0010133 | 653.81 | 0.00025009 | 560.1186 | 1.5072e-05 | 560.1186 | 1.5505e-05 | 659.0124 | 0.9171 | 659.0124 | 0.0094415 | 837.4969 | 0.00631 | 659.0124 | 0.0018522 | 836.8389 | 0.58767 | 837.4969 | 0.0587 | 560.1186 | 0.26807
| 558.2399 | 0 | 659.2446 | -2.1022e-05 | 558.2399 | 0 | 659.2446 | -0.00087346 | 659.5914 | -0.00072979 | 659.2446 | -0.00052992 | 560.237 | 2.6603e-05 | 654.04 | -0.00080375 | 558.2399 | 0.0905 | 654.04 | 0.00013393 | 654.04 | 0.0014232 | 560.237 | 3.0261e-05 | 560.237 | 3.0263e-05 | 659.2446 | 0.91645 | 659.2446 | 0.0090869 | 837.6637 | 0.00624 | 659.2446 | -0.00090763 | 837.0058 | 0.59276 | 837.6637 | 0.05915 | 560.237 | 0.26621
| 558.3561 | 0.00127 | 659.4767 | 0.00028955 | 558.3561 | 0.00095371 | 659.4767 | 0.00035482 | 659.8232 | 0.00037216 | 659.4767 | 0.00041728 | 560.3554 | 1.2937e-05 | 654.28 | -0.0017015 | 558.3561 | 0.08957 | 654.28 | -0.0014773 | 654.28 | -0.0010934 | 560.3554 | 1.5247e-05 | 560.3554 | 1.5285e-05 | 659.4767 | 0.93186 | 659.4767 | 0.01103 | 837.8304 | 0.00499 | 659.4767 | 0.0012496 | 837.1727 | 0.59521 | 837.8304 | 0.05927 | 560.3554 | 0.26445
| 558.4724 | 0 | 659.7089 | 5.2404e-05 | 558.4724 | 0 | 659.7089 | -0.00010061 | 660.0551 | -0.00027708 | 659.7089 | -0.00031147 | 560.4738 | 2.6815e-05 | 654.51 | -0.00080166 | 558.4724 | 0.0899 | 654.51 | -0.0002757 | 654.51 | -0.0021178 | 560.4738 | 3.0202e-05 | 560.4738 | 3.0582e-05 | 659.7089 | 0.94596 | 659.7089 | 0.0087473 | 837.9971 | 0.00731 | 659.7089 | 0.0011271 | 837.3397 | 0.59596 | 837.9971 | 0.05966 | 560.4738 | 0.26577
| 558.5887 | 0.00058994 | 659.9411 | 0.0002353 | 558.5887 | 0.0016 | 659.9411 | 0.00016333 | 660.287 | 0.00035677 | 659.9411 | 0.00045552 | 560.5922 | 1.4024e-05 | 654.74 | 0.0011298 | 558.5887 | 0.09139 | 654.74 | -0.0013761 | 654.74 | -0.00036875 | 560.5922 | 1.5002e-05 | 560.5922 | 1.5823e-05 | 659.9411 | 0.95567 | 659.9411 | 0.010519 | 838.1638 | 0.0052 | 659.9411 | 0.0011641 | 837.5066 | 0.59945 | 838.1638 | 0.05973 | 560.5922 | 0.26733
| 558.705 | 0 | 660.1733 | 0.00021288 | 558.705 | 0 | 660.1733 | -0.00033164 | 660.5188 | -9.5935e-05 | 660.1733 | -0.00032223 | 560.7106 | 2.6625e-05 | 654.97 | 0.0016814 | 558.705 | 0.08695 | 654.97 | 0.00013271 | 654.97 | -0.0017968 | 560.7106 | 2.9769e-05 | 560.7106 | 2.6947e-05 | 660.1733 | 0.95903 | 660.1733 | 0.010612 | 838.3306 | 0.00538 | 660.1733 | 0.00029415 | 837.6735 | 0.59762 | 838.3306 | 0.06034 | 560.7106 | 0.27042
| 558.8213 | 0.00138 | 660.4056 | 0.00013172 | 558.8213 | 0.00102 | 660.4056 | 0.00046391 | 660.7507 | 0.00044129 | 660.4056 | 0.0004138 | 560.829 | 1.2747e-05 | 655.2 | -0.0010193 | 558.8213 | 0.08923 | 655.2 | -0.00037945 | 655.2 | 0.00063201 | 560.829 | 1.4826e-05 | 560.829 | 1.1552e-05 | 660.4056 | 0.96295 | 660.4056 | 0.010327 | 838.4973 | 0.0079 | 660.4056 | 3.3204e-05 | 837.8405 | 0.60407 | 838.4973 | 0.06058 | 560.829 | 0.2721
| 558.9376 | 0 | 660.6378 | 0.00021051 | 558.9376 | 0 | 660.6378 | -0.00030324 | 660.9826 | -0.0004332 | 660.6378 | -0.00030295 | 560.9474 | 2.5662e-05 | 655.44 | -0.0015747 | 558.9376 | 0.0859 | 655.44 | -0.00034156 | 655.44 | 0.0013757 | 560.9474 | 2.8902e-05 | 560.9474 | 2.5662e-05 | 660.6378 | 0.97307 | 660.6378 | 0.011544 | 838.664 | 0.00466 | 660.6378 | -0.00056779 | 838.0074 | 0.6029 | 838.664 | 0.06129 | 560.9474 | 0.2734
| 559.0539 | 0.00187 | 660.87 | 0.00016503 | 559.0539 | 0.00071094 | 660.87 | 0.00051477 | 661.2145 | 0.00040901 | 660.87 | 0.00046718 | 561.0659 | 1.3016e-05 | 655.67 | 0.00040733 | 559.0539 | 0.08549 | 655.67 | -0.0018337 | 655.67 | -0.0018663 | 561.0659 | 1.417e-05 | 561.0659 | 1.4758e-05 | 660.87 | 0.97948 | 660.87 | 0.011693 | 838.8308 | 0.00615 | 660.87 | 0.00062042 | 838.1743 | 0.60899 | 838.8308 | 0.06137 | 561.0659 | 0.27238
| 559.1702 | 0 | 661.1023 | 2.3622e-06 | 559.1702 | 0 | 661.1023 | -0.00061701 | 661.4464 | -0.00035825 | 661.1023 | -0.00039732 | 561.1843 | 2.4306e-05 | 655.9 | -0.0010374 | 559.1702 | 0.08567 | 655.9 | -0.0005751 | 655.9 | -0.00056496 | 561.1843 | 2.923e-05 | 561.1843 | 2.7584e-05 | 661.1023 | 0.99724 | 661.1023 | 0.011431 | 838.9975 | 0.00439 | 661.1023 | -0.00087371 | 838.3413 | 0.6064 | 838.9975 | 0.062 | 561.1843 | 0.27168
| 559.2865 | 0.00125 | 661.3346 | 0.00023836 | 559.2865 | 0.00147 | 661.3346 | 7.4098e-05 | 661.6783 | 0.00049726 | 661.3346 | 0.00041141 | 561.3027 | 1.156e-05 | 656.13 | 0.0010798 | 559.2865 | 0.0827 | 656.13 | 0.0022286 | 656.13 | -0.00018722 | 561.3027 | 1.5166e-05 | 561.3027 | 1.3254e-05 | 661.3346 | 0.98804 | 661.3346 | 0.012216 | 839.1642 | 0.00586 | 661.3346 | -0.00017319 | 838.5082 | 0.61431 | 839.1642 | 0.0621 | 561.3027 | 0.27081
| 559.4028 | 0 | 661.5668 | 8.6323e-05 | 559.4028 | 0 | 661.5668 | -0.00060168 | 661.9103 | -0.0003556 | 661.5668 | -0.00032893 | 561.4211 | 2.5583e-05 | 656.37 | -0.0014106 | 559.4028 | 0.08442 | 656.37 | -0.0032242 | 656.37 | 0.00056793 | 561.4211 | 2.9289e-05 | 561.4211 | 2.5454e-05 | 661.5668 | 0.99419 | 661.5668 | 0.011357 | 839.331 | 0.00471 | 661.5668 | -0.001089 | 838.6752 | 0.60778 | 839.331 | 0.06278 | 561.4211 | 0.27123
| 559.5191 | 0.00051807 | 661.7991 | 0.00029124 | 559.5191 | 0.00123 | 661.7991 | 9.0127e-05 | 662.1422 | 0.00056693 | 661.7991 | 0.00044868 | 561.5396 | 1.4348e-05 | 656.6 | 0.00028428 | 559.5191 | 0.08458 | 656.6 | -6.6701e-05 | 656.6 | 0.00084893 | 561.5396 | 1.4311e-05 | 561.5396 | 1.2408e-05 | 661.7991 | 0.99233 | 661.7991 | 0.013224 | 839.4977 | 0.0052 | 661.7991 | 0.0018722 | 838.8421 | 0.61541 | 839.4977 | 0.06298 | 561.5396 | 0.27137
| 559.6355 | 0 | 662.0314 | 0.00027252 | 559.6355 | 0 | 662.0314 | -0.00095409 | 662.3742 | -0.00040497 | 662.0314 | -0.00038821 | 561.658 | 2.7308e-05 | 656.83 | -0.00074274 | 559.6355 | 0.08184 | 656.83 | 0.002083 | 656.83 | -0.0017394 | 561.658 | 2.9359e-05 | 561.658 | 2.6727e-05 | 662.0314 | 0.9942 | 662.0314 | 0.012146 | 839.6645 | 0.00459 | 662.0314 | -0.00063178 | 839.0091 | 0.61412 | 839.6645 | 0.06353 | 561.658 | 0.27259
| 559.7518 | 0.00089539 | 662.2637 | 0.00024682 | 559.7518 | 0.00088435 | 662.2637 | 0.00043575 | 662.6061 | 0.00060648 | 662.2637 | 0.00043882 | 561.7764 | 1.3251e-05 | 657.06 | 0.0015423 | 559.7518 | 0.08407 | 657.06 | -0.00095512 | 657.06 | -0.00046887 | 561.7764 | 1.5166e-05 | 561.7764 | 1.433e-05 | 662.2637 | 0.99874 | 662.2637 | 0.013617 | 839.8312 | 0.00679 | 662.2637 | 0.0016024 | 839.176 | 0.62651 | 839.8312 | 0.06354 | 561.7764 | 0.27487
| 559.8682 | 0 | 662.496 | 0.00024557 | 559.8682 | 0 | 662.496 | -0.00073286 | 662.8381 | -0.00045394 | 662.496 | -0.00035787 | 561.8949 | 2.6603e-05 | 657.3 | -0.00111 | 559.8682 | 0.08025 | 657.3 | -0.0010493 | 657.3 | 0.00077712 | 561.8949 | 2.9535e-05 | 561.8949 | 2.5454e-05 | 662.496 | 1 | 662.496 | 0.012267 | 839.998 | 0.0051 | 662.496 | -0.00033698 | 839.343 | 0.62168 | 839.998 | 0.0639 | 561.8949 | 0.2769
| 559.9845 | 0.00057197 | 662.7284 | 6.0702e-05 | 559.9845 | 0.00019074 | 662.7284 | -0.0001715 | 663.0701 | 0.00051464 | 662.7284 | 0.00048271 | 562.0133 | 1.3464e-05 | 657.53 | -0.00022045 | 559.9845 | 0.07845 | 657.53 | -0.0015936 | 657.53 | -0.00015255 | 562.0133 | 1.4475e-05 | 562.0133 | 1.1124e-05 | 662.7283 | 0.99768 | 662.7284 | 0.014607 | 840.1648 | 0.00408 | 662.7284 | -0.00044771 | 839.51 | 0.62719 | 840.1648 | 0.06399 | 562.0133 | 0.27703
| 560.1009 | 0 | 662.9607 | 0.00011188 | 560.1009 | 0 | 662.9607 | -0.00063225 | 663.3021 | -0.00090484 | 662.9607 | -0.00038478 | 562.1318 | 2.6524e-05 | 657.76 | -0.0024601 | 560.1009 | 0.07974 | 657.76 | -0.002374 | 657.76 | -0.0024749 | 562.1318 | 2.964e-05 | 562.1318 | 2.2884e-05 | 662.9607 | 0.99848 | 662.9607 | 0.013671 | 840.3315 | 0.00468 | 662.9607 | 7.5235e-05 | 839.6769 | 0.6239 | 840.3315 | 0.06439 | 562.1318 | 0.27652
| 560.2172 | 0.00106 | 663.193 | 0.00026932 | 560.2172 | 0.0016 | 663.193 | 0.00051493 | 663.5341 | 0.00055729 | 663.193 | 0.00043259 | 562.2502 | 1.3116e-05 | 657.99 | -0.00018621 | 560.2172 | 0.07765 | 657.99 | -0.0013316 | 657.99 | 0.0011857 | 562.2502 | 1.5353e-05 | 562.2502 | 1.2408e-05 | 663.193 | 0.99928 | 663.193 | 0.014183 | 840.4983 | 0.00526 | 663.193 | 0.00065979 | 839.8439 | 0.62893 | 840.4983 | 0.06438 | 562.2502 | 0.27505
| 560.3336 | 0 | 663.4254 | -0.00010307 | 560.3336 | 0 | 663.4254 | -0.00063811 | 663.7661 | -0.00052208 | 663.4254 | -0.00031422 | 562.3687 | 2.7073e-05 | 658.22 | -0.0030066 | 560.3336 | 0.07454 | 658.22 | 0.0022737 | 658.22 | -0.0002183 | 562.3687 | 3.0542e-05 | 562.3687 | 2.6091e-05 | 663.4254 | 0.99059 | 663.4254 | 0.013927 | 840.6651 | 0.0054 | 663.4254 | -0.00057775 | 840.0109 | 0.63224 | 840.6651 | 0.06455 | 562.3687 | 0.2755
| 560.4499 | 0.00087741 | 663.6578 | 0.00021041 | 560.4499 | 0.00095371 | 663.6578 | -0.00012251 | 663.9982 | 0.00057926 | 663.6578 | 0.000425 | 562.4871 | 1.4057e-05 | 658.46 | 0.0023764 | 560.4499 | 0.07731 | 658.46 | -3.4956e-05 | 658.46 | 0.0012454 | 562.4871 | 1.5353e-05 | 562.4871 | 1.433e-05 | 663.6577 | 0.99808 | 663.6578 | 0.014479 | 840.8319 | 0.00649 | 663.6578 | 0.0016646 | 840.1779 | 0.63461 | 840.8319 | 0.06458 | 562.4871 | 0.2752
| 560.5663 | 0 | 663.8901 | 0.00013111 | 560.5663 | 0 | 663.8901 | -0.00063006 | 664.2302 | -0.0003621 | 663.8901 | -0.00029541 | 562.6056 | 2.6423e-05 | 658.69 | -0.0025465 | 560.5663 | 0.07386 | 658.69 | 0.0013533 | 658.69 | 7.5855e-05 | 562.6056 | 3.1362e-05 | 562.6056 | 2.6299e-05 | 663.8901 | 0.97948 | 663.8901 | 0.013404 | 840.9986 | 0.00599 | 663.8901 | -0.00063068 | 840.3448 | 0.63102 | 840.9986 | 0.06506 | 562.6056 | 0.27688
| 560.6827 | 0.00033839 | 664.1225 | 0.00026129 | 560.6827 | 0.00172 | 664.1225 | -0.0001243 | 664.4622 | 0.00071294 | 664.1225 | 0.00053765 | 562.724 | 1.2433e-05 | 658.92 | 5.0592e-05 | 560.6827 | 0.07555 | 658.92 | 0.0014502 | 658.92 | 0.0020589 | 562.724 | 1.6173e-05 | 562.724 | 1.2617e-05 | 664.1225 | 0.97543 | 664.1225 | 0.015853 | 841.1654 | 0.0063 | 664.1225 | -0.00013269 | 840.5118 | 0.64017 | 841.1654 | 0.06538 | 562.724 | 0.27783
| 560.7991 | 0 | 664.3549 | 0.0001826 | 560.7991 | 0 | 664.3549 | -0.00024639 | 664.6943 | -0.0002907 | 664.3549 | -0.00035988 | 562.8425 | 2.4754e-05 | 659.15 | -5.0592e-05 | 560.7991 | 0.07446 | 659.15 | -0.0022627 | 659.15 | -0.001127 | 562.8425 | 3.2474e-05 | 562.8425 | 2.1808e-05 | 664.3549 | 0.96811 | 664.3549 | 0.015018 | 841.3322 | 0.00452 | 664.3549 | -0.0006777 | 840.6788 | 0.63462 | 841.3322 | 0.06589 | 562.8425 | 0.27989
| 560.9155 | 0.00124 | 664.5873 | 0.00018641 | 560.9155 | 0.00088435 | 664.5873 | 0.00032407 | 664.9264 | 4.3817e-05 | 664.5873 | 0.00035185 | 562.961 | 1.2433e-05 | 659.39 | -0.0027826 | 560.9155 | 0.07243 | 659.39 | -0.0027148 | 659.39 | 0.00030341 | 562.961 | 1.6325e-05 | 562.961 | 9.4106e-06 | 664.5873 | 0.95891 | 664.5873 | 0.015913 | 841.499 | 0.00489 | 664.5873 | -0.00043515 | 840.8458 | 0.64675 | 841.499 | 0.06604 | 562.961 | 0.27973
| 561.0319 | 0 | 664.8197 | 0.00024877 | 561.0319 | 0 | 664.8197 | -0.000369 | 665.1585 | -0.00064987 | 664.8197 | -0.00026941 | 563.0794 | 2.5482e-05 | 659.62 | -0.0011973 | 561.0319 | 0.07165 | 659.62 | -0.00080984 | 659.62 | -0.0025248 | 563.0794 | 3.1385e-05 | 563.0794 | 2.3093e-05 | 664.8197 | 0.95038 | 664.8197 | 0.015797 | 841.6658 | 0.00548 | 664.8197 | -0.00042372 | 841.0128 | 0.64502 | 841.6658 | 0.06636 | 563.0794 | 0.27975
| 561.1483 | 0.00174 | 665.0522 | 0.00027292 | 561.1483 | 0.00123 | 665.0522 | 0.00026702 | 665.3905 | 0.00029068 | 665.0522 | 0.0005103 | 563.1979 | 1.3139e-05 | 659.85 | -0.0017707 | 561.1483 | 0.06919 | 659.85 | 0.0013856 | 659.85 | 0.0014413 | 563.1979 | 1.5084e-05 | 563.1979 | 1.3902e-05 | 665.0522 | 0.94135 | 665.0522 | 0.017022 | 841.8326 | 0.0048 | 665.0522 | 0.00044886 | 841.1798 | 0.64475 | 841.8326 | 0.06645 | 563.1979 | 0.27764
| 561.2647 | 0 | 665.2846 | 7.6277e-06 | 561.2647 | 0 | 665.2846 | -0.00028366 | 665.6226 | -0.00066961 | 665.2846 | -0.00041462 | 563.3164 | 2.6412e-05 | 660.08 | -0.00028669 | 561.2647 | 0.07102 | 660.08 | -0.0006807 | 660.08 | -0.0032725 | 563.3164 | 2.9148e-05 | 563.3164 | 2.4806e-05 | 665.2846 | 0.929 | 665.2846 | 0.017149 | 841.9994 | 0.00524 | 665.2846 | -0.001093 | 841.3468 | 0.65002 | 841.9994 | 0.0668 | 563.3164 | 0.27797
| 561.3811 | 0.00084148 | 665.5171 | -5.9363e-05 | 561.3811 | 0.00057222 | 665.5171 | -2.1697e-05 | 665.8548 | 0.00043128 | 665.5171 | 0.00039832 | 563.4349 | 1.3374e-05 | 660.32 | -0.00072515 | 561.3811 | 0.07226 | 660.32 | -0.0019399 | 660.32 | -0.0012895 | 563.4349 | 1.4076e-05 | 563.4349 | 1.1124e-05 | 665.5171 | 0.92138 | 665.5171 | 0.017616 | 842.1662 | 0.00519 | 665.5171 | 0.00081372 | 841.5139 | 0.65685 | 842.1662 | 0.06685 | 563.4349 | 0.27775
| 561.4975 | 0 | 665.7495 | 0.00011753 | 561.4975 | 0 | 665.7495 | -0.00022673 | 666.0869 | -7.9821e-05 | 665.7495 | -0.00038681 | 563.5534 | 2.77e-05 | 660.55 | -0.0016358 | 561.4975 | 0.07202 | 660.55 | -0.00097128 | 660.55 | 0.0020589 | 563.5534 | 2.8785e-05 | 563.5534 | 2.2236e-05 | 665.7495 | 0.90669 | 665.7495 | 0.017329 | 842.333 | 0.0054 | 665.7495 | -0.0011195 | 841.6809 | 0.65842 | 842.333 | 0.0674 | 563.5534 | 0.27964
| 561.614 | 0.00125 | 665.982 | 0.00025974 | 561.614 | 0.00114 | 665.982 | 0.00044121 | 666.319 | 0.00038876 | 665.982 | 0.00040865 | 563.6718 | 1.4416e-05 | 660.78 | 0.0011299 | 561.614 | 0.06783 | 660.78 | 0.00057846 | 660.78 | 0.00098612 | 563.6718 | 1.4697e-05 | 563.6718 | 1.1124e-05 | 665.982 | 0.89405 | 665.982 | 0.018605 | 842.4998 | 0.00512 | 665.982 | 0.0013392 | 841.8479 | 0.65265 | 842.4998 | 0.06761 | 563.6718 | 0.28017
| 561.7304 | 0 | 666.2145 | 0.00015385 | 561.7304 | 0 | 666.2145 | -0.0007787 | 666.5512 | -0.00015401 | 666.2145 | -0.00035763 | 563.7903 | 2.6054e-05 | 661.01 | -0.00035414 | 561.7304 | 0.06662 | 661.01 | -0.0029085 | 661.01 | 0.00020589 | 563.7903 | 2.8785e-05 | 563.7903 | 2.2236e-05 | 666.2145 | 0.87625 | 666.2145 | 0.016695 | 842.6666 | 0.00457 | 666.2145 | -0.000156 | 842.0149 | 0.66496 | 842.6666 | 0.06838 | 563.7903 | 0.28151
| 561.8468 | 0.00073368 | 666.447 | 0.00028877 | 561.8468 | 0.00137 | 666.447 | 0.00041746 | 666.7833 | 0.0006036 | 666.447 | 0.00041362 | 563.9088 | 1.1683e-05 | 661.25 | -0.0005565 | 561.8468 | 0.06848 | 661.25 | -9.9549e-05 | 661.25 | 0.0009536 | 563.9088 | 1.4076e-05 | 563.9088 | 1.1124e-05 | 666.447 | 0.86291 | 666.447 | 0.018927 | 842.8334 | 0.00563 | 666.447 | 0.00016727 | 842.1819 | 0.66385 | 842.8334 | 0.06868 | 563.9088 | 0.28104
| 561.9633 | 0 | 666.6795 | -2.0758e-05 | 561.9633 | 0 | 666.6795 | -0.00038714 | 667.0155 | -0.00069633 | 666.6795 | -0.00040283 | 564.0273 | 2.5662e-05 | 661.48 | -0.0005565 | 561.9633 | 0.06847 | 661.48 | -0.00097128 | 661.48 | -5.4182e-05 | 564.0273 | 2.8539e-05 | 564.0273 | 1.9776e-05 | 666.6795 | 0.84562 | 666.6795 | 0.017554 | 843.0002 | 0.00617 | 666.6795 | -1.5864e-05 | 842.349 | 0.66498 | 843.0002 | 0.06952 | 564.0273 | 0.28004
| 562.0797 | 0.00033839 | 666.912 | 0.000126 | 562.0797 | 0.00168 | 666.912 | 0.00024109 | 667.2477 | 0.00047497 | 666.912 | 0.00032372 | 564.1458 | 1.4001e-05 | 661.71 | -0.00086005 | 562.0797 | 0.0688 | 661.71 | -0.00055155 | 661.71 | 0.00082357 | 564.1458 | 1.4533e-05 | 564.1458 | 8.6639e-06 | 666.912 | 0.82819 | 666.912 | 0.01923 | 843.1671 | 0.00477 | 666.912 | 0.00056695 | 842.516 | 0.67271 | 843.1671 | 0.06985 | 564.1458 | 0.27841
| 562.1962 | 0 | 667.1445 | 0.00012211 | 562.1962 | 0 | 667.1445 | -0.00039488 | 667.4798 | -0.00052708 | 667.1445 | -0.00032223 | 564.2643 | 2.7062e-05 | 661.94 | -0.00011805 | 562.1962 | 0.06728 | 661.94 | -0.00077756 | 661.94 | 1.0836e-05 | 564.2643 | 2.8492e-05 | 564.2643 | 2.0424e-05 | 667.1445 | 0.80965 | 667.1445 | 0.019615 | 843.3339 | 0.00369 | 667.1445 | -0.00071225 | 842.683 | 0.6696 | 843.3339 | 0.07048 | 564.2643 | 0.27764
| 562.3126 | 0.00111 | 667.377 | 0.00017683 | 562.3126 | 0.00156 | 667.377 | 0.00010658 | 667.712 | 0.00025471 | 667.377 | 0.00045456 | 564.3828 | 1.3094e-05 | 662.18 | 0.0017032 | 562.3126 | 0.06641 | 662.18 | -0.00035784 | 662.18 | 0.00046596 | 564.3828 | 1.4065e-05 | 564.3828 | 1.1761e-05 | 667.377 | 0.78966 | 667.377 | 0.021158 | 843.5007 | 0.00464 | 667.377 | 0.00064778 | 842.8501 | 0.66779 | 843.5007 | 0.07051 | 564.3828 | 0.27824
| 562.4291 | 0 | 667.6096 | 4.7547e-06 | 562.4291 | 0 | 667.6096 | -0.0009702 | 667.9442 | -0.00048157 | 667.6096 | -0.0005066 | 564.5013 | 2.7219e-05 | 662.41 | -0.0019731 | 562.4291 | 0.06779 | 662.41 | -0.0033282 | 662.41 | -0.0014521 | 564.5013 | 2.9535e-05 | 564.5013 | 2.0962e-05 | 667.6096 | 0.76971 | 667.6096 | 0.018404 | 843.6675 | 0.00563 | 667.6096 | -0.00091011 | 843.0171 | 0.67418 | 843.6675 | 0.07067 | 564.5013 | 0.27975
| 562.5456 | 0.00057197 | 667.8421 | 0.0001079 | 562.5456 | 0.00109 | 667.8421 | 0.00047078 | 668.1765 | 0.00054041 | 667.8421 | 0.00031104 | 564.6198 | 1.4158e-05 | 662.64 | 0.0010961 | 562.5456 | 0.06445 | 662.64 | -0.0010036 | 662.64 | 0.00059601 | 564.6198 | 1.5575e-05 | 564.6198 | 9.191e-06 | 667.8421 | 0.75013 | 667.8421 | 0.020055 | 843.8344 | 0.00563 | 667.8421 | 0.00092943 | 843.1842 | 0.68239 | 843.8344 | 0.07058 | 564.6198 | 0.28176
| 562.6621 | 0 | 668.0747 | 3.4099e-05 | 562.6621 | 0 | 668.0747 | -0.00041626 | 668.4087 | -0.0008304 | 668.0747 | -0.00038617 | 564.7383 | 2.7297e-05 | 662.87 | 0.0018381 | 562.6621 | 0.06509 | 662.87 | -0.00019641 | 662.87 | 0.00085607 | 564.7383 | 2.964e-05 | 564.7383 | 2.2884e-05 | 668.0747 | 0.72831 | 668.0747 | 0.020968 | 844.0012 | 0.00443 | 668.0747 | -0.00012399 | 843.3512 | 0.6824 | 844.0012 | 0.07099 | 564.7383 | 0.28363
| 562.7785 | 0.00094928 | 668.3072 | 0.00026299 | 562.7785 | 0.00137 | 668.3072 | -0.00011467 | 668.6409 | 0.00016489 | 668.3072 | 0.00034216 | 564.8569 | 1.3172e-05 | 663.11 | -0.0011299 | 562.7785 | 0.06664 | 663.11 | -0.0015202 | 663.11 | -0.0001192 | 564.8569 | 1.41e-05 | 564.8569 | 1.3682e-05 | 668.3072 | 0.70945 | 668.3072 | 0.021901 | 844.168 | 0.00666 | 668.3072 | 0.00092827 | 843.5183 | 0.68809 | 844.168 | 0.07128 | 564.8569 | 0.28358
| 562.895 | 0 | 668.5398 | 3.2617e-05 | 562.895 | 0 | 668.5398 | -0.00064924 | 668.8732 | -0.00042073 | 668.5398 | -0.00043738 | 564.9754 | 2.4821e-05 | 663.34 | -0.00045532 | 562.895 | 0.06296 | 663.34 | 0.0012888 | 663.34 | -0.00057433 | 564.9754 | 2.8633e-05 | 564.9754 | 2.4806e-05 | 668.5398 | 0.68851 | 668.5398 | 0.02007 | 844.3349 | 0.0054 | 668.5398 | -0.00096123 | 843.6853 | 0.69326 | 844.3349 | 0.07178 | 564.9754 | 0.28279
| 563.0115 | 0 | 668.7724 | 0.00020919 | 563.0115 | 0.00139 | 668.7724 | 0.00042201 | 669.1054 | 0.00024616 | 668.7724 | 0.00033482 | 565.0939 | 1.184e-05 | 663.57 | -0.0016358 | 563.0115 | 0.06556 | 663.57 | 0.00054618 | 663.57 | 0.00056349 | 565.0939 | 1.4639e-05 | 565.0939 | 1.1124e-05 | 668.7724 | 0.66866 | 668.7724 | 0.022515 | 844.5017 | 0.00477 | 668.7724 | 0.00057847 | 843.8524 | 0.69873 | 844.5017 | 0.07196 | 565.0939 | 0.28057
| 563.128 | 0 | 669.005 | 8.7983e-05 | 563.128 | 0 | 669.005 | -0.0006246 | 669.3377 | -0.00030114 | 669.005 | -0.00024992 | 565.2124 | 2.4273e-05 | 663.8 | -0.00089378 | 563.128 | 0.06452 | 663.8 | 0.00093361 | 663.8 | 7.5855e-05 | 565.2124 | 2.9254e-05 | 565.2124 | 2.2236e-05 | 669.005 | 0.64742 | 669.005 | 0.022265 | 844.6686 | 0.00381 | 669.005 | -0.0012773 | 844.0195 | 0.70286 | 844.6686 | 0.0724 | 565.2124 | 0.27963
| 563.2445 | 0.00096726 | 669.2376 | 0.00032597 | 563.2445 | 0.00182 | 669.2376 | 0.00023803 | 669.57 | 0.00045742 | 669.2376 | 0.00046808 | 565.3309 | 1.2624e-05 | 664.04 | -0.00038786 | 563.2445 | 0.05994 | 664.04 | -0.00022869 | 664.04 | 0.0010836 | 565.3309 | 1.4756e-05 | 565.3309 | 1.1124e-05 | 669.2376 | 0.62688 | 669.2376 | 0.023564 | 844.8355 | 0.00573 | 669.2376 | 0.0011054 | 844.1866 | 0.71195 | 844.8355 | 0.07267 | 565.3309 | 0.27915
| 563.361 | 0 | 669.4703 | 0.0001162 | 563.361 | 0 | 669.4703 | -0.00080933 | 669.8023 | -0.00033474 | 669.4703 | -0.00045964 | 565.4495 | 2.3881e-05 | 664.27 | -0.0011299 | 563.361 | 0.06157 | 664.27 | -0.0012296 | 664.27 | -0.0024274 | 565.4495 | 2.9745e-05 | 565.4495 | 2.1599e-05 | 669.4703 | 0.60535 | 669.4703 | 0.023354 | 845.0023 | 0.00413 | 669.4703 | -0.00088314 | 844.3536 | 0.70442 | 845.0023 | 0.07306 | 565.4495 | 0.27983
| 563.4776 | 0.00080555 | 669.7029 | 0.0002332 | 563.4776 | 0.00225 | 669.7029 | 4.7436e-05 | 670.0346 | 0.00041794 | 669.7029 | 0.00041736 | 565.568 | 1.1481e-05 | 664.5 | 0.0016358 | 563.4776 | 0.06286 | 664.5 | -0.0010681 | 664.5 | 0.0017663 | 565.568 | 1.5107e-05 | 565.568 | 1.0476e-05 | 669.7029 | 0.58502 | 669.7029 | 0.024305 | 845.1692 | 0.0035 | 669.7029 | 9.2876e-05 | 844.5207 | 0.71547 | 845.1692 | 0.07321 | 565.568 | 0.28079
| 563.5941 | 0 | 669.9355 | 0.00012018 | 563.5941 | 0 | 669.9355 | -0.0004448 | 670.2669 | -0.00053086 | 669.9355 | -0.00039355 | 565.6865 | 2.3858e-05 | 664.73 | 0.00096123 | 563.5941 | 0.06217 | 664.73 | -0.00016412 | 664.73 | 0.0002384 | 565.6865 | 2.8656e-05 | 565.6865 | 2.1599e-05 | 669.9355 | 0.56512 | 669.9355 | 0.023372 | 845.336 | 0.00432 | 669.9355 | -7.5525e-05 | 844.6878 | 0.71458 | 845.336 | 0.07353 | 565.6865 | 0.28294
| 563.7106 | 0.00023058 | 670.1682 | 0.00014218 | 563.7106 | 0.00147 | 670.1682 | 0.00015696 | 670.4992 | 0.00047406 | 670.1682 | 0.00030033 | 565.8051 | 1.2433e-05 | 664.97 | 0.00042159 | 563.7106 | 0.06017 | 664.97 | 0.00064304 | 664.97 | 0.0011812 | 565.8051 | 1.3608e-05 | 565.8051 | 1.1124e-05 | 670.1682 | 0.54455 | 670.1682 | 0.026038 | 845.5029 | 0.00686 | 670.1682 | -0.00030774 | 844.8549 | 0.72345 | 845.5029 | 0.07385 | 565.8051 | 0.28487
| 563.8271 | 0 | 670.4009 | 9.3597e-06 | 563.8271 | 0 | 670.4009 | -0.001065 | 670.7315 | -0.00035706 | 670.4009 | -0.00039835 | 565.9236 | 2.5068e-05 | 665.2 | -0.003592 | 563.8271 | 0.0633 | 665.2 | -0.00039012 | 665.2 | -0.0029475 | 565.9236 | 2.7813e-05 | 565.9236 | 2.3521e-05 | 670.4009 | 0.52324 | 670.4009 | 0.024214 | 845.6698 | 0.00439 | 670.4009 | -0.0018009 | 845.022 | 0.72186 | 845.6698 | 0.07439 | 565.9236 | 0.28591
| 563.9437 | 0.00058994 | 670.6335 | 0.00019813 | 563.9437 | 0.00104 | 670.6335 | 0.00030538 | 670.9639 | 0.00054516 | 670.6335 | 0.00033034 | 566.0421 | 1.2724e-05 | 665.43 | -0.0020405 | 563.9437 | 0.05767 | 665.43 | 0.0034842 | 665.43 | 0.00010836 | 566.0421 | 1.4229e-05 | 566.0421 | 1.2408e-05 | 670.6335 | 0.50602 | 670.6335 | 0.026312 | 845.8366 | 0.00485 | 670.6335 | 0.00047871 | 845.1891 | 0.72727 | 845.8366 | 0.07475 | 566.0421 | 0.28494
| 564.0602 | 0 | 670.8662 | -8.3852e-05 | 564.0602 | 0 | 670.8662 | -0.0003317 | 671.1962 | -0.00023137 | 670.8662 | -0.00045317 | 566.1607 | 2.6345e-05 | 665.67 | -0.0023441 | 564.0602 | 0.06083 | 665.67 | -0.0024564 | 665.67 | 0.0012462 | 566.1607 | 2.6396e-05 | 566.1607 | 2.6091e-05 | 670.8662 | 0.4864 | 670.8662 | 0.026395 | 846.0035 | 0.0048 | 670.8662 | -0.0008981 | 845.3562 | 0.7311 | 846.0035 | 0.07527 | 566.1607 | 0.28286
| 564.1768 | 0.00037433 | 671.0989 | 0.00021904 | 564.1768 | 0.00137 | 671.0989 | -1.5494e-05 | 671.4286 | 0.00052424 | 671.0989 | 0.00040661 | 566.2792 | 1.371e-05 | 665.9 | 0.00082632 | 564.1768 | 0.06051 | 665.9 | 0.0002556 | 665.9 | 0.0013763 | 566.2792 | 1.2191e-05 | 566.2792 | 1.3682e-05 | 671.0989 | 0.46944 | 671.0989 | 0.026029 | 846.1704 | 0.00533 | 671.0989 | -0.00015762 | 845.5233 | 0.73579 | 846.1704 | 0.07554 | 566.2792 | 0.281
| 564.2934 | 0 | 671.3316 | 3.4301e-05 | 564.2934 | 0 | 671.3316 | -0.00067539 | 671.661 | -0.00047117 | 671.3316 | -0.00035039 | 566.3978 | 2.658e-05 | 666.13 | -0.0017707 | 564.2934 | 0.05856 | 666.13 | -0.00077756 | 666.13 | -0.0016472 | 566.3978 | 2.7052e-05 | 566.3978 | 2.6727e-05 | 671.3316 | 0.45045 | 671.3316 | 0.027517 | 846.3373 | 0.00401 | 671.3316 | 0.00086272 | 845.6904 | 0.7431 | 846.3373 | 0.07605 | 566.3978 | 0.2806
| 564.4099 | 0.00048213 | 671.5643 | 0.00014816 | 564.4099 | 0.00127 | 671.5643 | 0.00038695 | 671.8934 | 0.00064934 | 671.5643 | 0.00036912 | 566.5163 | 1.3228e-05 | 666.36 | -0.0011973 | 564.4099 | 0.05588 | 666.36 | -0.0017139 | 666.36 | -0.00070437 | 566.5163 | 1.4861e-05 | 566.5163 | 1.3045e-05 | 671.5643 | 0.43378 | 671.5643 | 0.026574 | 846.5041 | 0.00468 | 671.5643 | -6.9414e-05 | 845.8575 | 0.74985 | 846.5041 | 0.07635 | 566.5163 | 0.28083
| 564.5265 | 0 | 671.7971 | 0.00011424 | 564.5265 | 0 | 671.7971 | -0.00032256 | 672.1258 | -0.00065898 | 671.7971 | -0.00040514 | 566.6349 | 2.649e-05 | 666.6 | -0.0025465 | 564.5265 | 0.05791 | 666.6 | -0.00084214 | 666.6 | -0.0024274 | 566.6349 | 2.8211e-05 | 566.6349 | 2.2236e-05 | 671.7971 | 0.41596 | 671.7971 | 0.028506 | 846.671 | 0.00497 | 671.7971 | -0.0008803 | 846.0246 | 0.7543 | 846.671 | 0.07712 | 566.6349 | 0.28264
| 564.6431 | 0.00058994 | 672.0298 | 0.0001686 | 564.6431 | 0.00036414 | 672.0298 | -0.00012324 | 672.3582 | 0.0006688 | 672.0298 | 0.00030009 | 566.7535 | 1.3587e-05 | 666.83 | -0.00035414 | 564.6431 | 0.05441 | 666.83 | 0.0017085 | 666.83 | 4.3346e-05 | 566.7535 | 1.3421e-05 | 566.7535 | 9.191e-06 | 672.0298 | 0.40087 | 672.0298 | 0.029679 | 846.8379 | 0.00422 | 672.0298 | 0.00052608 | 846.1917 | 0.76455 | 846.8379 | 0.07759 | 566.7535 | 0.28302
| 564.7596 | 0 | 672.2625 | -8.4843e-05 | 564.7596 | 0 | 672.2625 | -0.00048789 | 672.5906 | -0.00040721 | 672.2625 | -0.00040337 | 566.872 | 2.4833e-05 | 667.06 | 0.00099496 | 564.7596 | 0.05518 | 667.06 | -0.0019076 | 667.06 | -0.00034676 | 566.872 | 2.7298e-05 | 566.872 | 2.0315e-05 | 672.2625 | 0.38457 | 672.2625 | 0.03001 | 847.0048 | 0.00439 | 672.2625 | -0.00067429 | 846.3588 | 0.76568 | 847.0048 | 0.07832 | 566.872 | 0.28479
| 564.8762 | 0.00156 | 672.4953 | 0.0001014 | 564.8762 | 0.00146 | 672.4953 | 0.00028476 | 672.823 | 0.00053965 | 672.4953 | 0.00041938 | 566.9906 | 1.1582e-05 | 667.29 | 0.001231 | 564.8762 | 0.0571 | 667.29 | -0.0010358 | 667.29 | 0.00010836 | 566.9906 | 1.3994e-05 | 566.9906 | 1.1124e-05 | 672.4953 | 0.37079 | 672.4953 | 0.030625 | 847.1717 | 0.00445 | 672.4953 | -0.0017208 | 846.526 | 0.77919 | 847.1717 | 0.07858 | 566.9906 | 0.28496
| 564.9928 | 0 | 672.7281 | 7.1438e-05 | 564.9928 | 0 | 672.7281 | -0.00051029 | 673.0554 | -0.00058617 | 672.7281 | -0.00043193 | 567.1092 | 2.3466e-05 | 667.53 | 0.00045532 | 564.9928 | 0.0528 | 667.53 | 0.00032017 | 667.53 | -0.00067186 | 567.1092 | 2.827e-05 | 567.1092 | 2.4169e-05 | 672.7281 | 0.35459 | 672.7281 | 0.030027 | 847.3386 | 0.00394 | 672.7281 | -0.0023801 | 846.6931 | 0.7815 | 847.3386 | 0.0791 | 567.1092 | 0.28601
| 565.1094 | 0.00030245 | 672.9608 | 0.00016431 | 565.1094 | 0.00192 | 672.9608 | 0.00034465 | 673.2879 | 0.00034795 | 672.9608 | 0.00022413 | 567.2277 | 1.1963e-05 | 667.76 | 0.0024453 | 565.1094 | 0.05398 | 667.76 | 0.0014824 | 667.76 | 0.0010836 | 567.2277 | 1.4533e-05 | 567.2277 | 1.3045e-05 | 672.9608 | 0.34291 | 672.9608 | 0.030879 | 847.5055 | 0.00452 | 672.9608 | 0.0010358 | 846.8602 | 0.78731 | 847.5055 | 0.07942 | 567.2277 | 0.28644
| 565.226 | 0 | 673.1936 | 3.1542e-05 | 565.226 | 0 | 673.1936 | -0.00066235 | 673.5203 | -0.00037788 | 673.1936 | -0.00036383 | 567.3463 | 2.4855e-05 | 667.99 | -0.0009275 | 565.226 | 0.05464 | 667.99 | -0.00087442 | 667.99 | 0.0010511 | 567.3463 | 2.8211e-05 | 567.3463 | 2.4806e-05 | 673.1936 | 0.32759 | 673.1936 | 0.032208 | 847.6724 | 0.00515 | 673.1936 | -0.001329 | 847.0273 | 0.79188 | 847.6724 | 0.07988 | 567.3463 | 0.28751
| 565.3426 | 0 | 673.4264 | 0.00014348 | 565.3426 | 0.00153 | 673.4264 | 9.5087e-05 | 673.7528 | 0.00020019 | 673.4264 | 0.00034312 | 567.4649 | 1.3094e-05 | 668.23 | 0.0029174 | 565.3426 | 0.05619 | 668.23 | 0.00019102 | 668.23 | 0.00036844 | 567.4649 | 1.3854e-05 | 567.4649 | 1.1761e-05 | 673.4264 | 0.31452 | 673.4264 | 0.033102 | 847.8393 | 0.00434 | 673.4264 | 0.00038602 | 847.1945 | 0.80245 | 847.8393 | 0.08027 | 567.4649 | 0.28708
| 565.4593 | 0 | 673.6592 | 9.4987e-05 | 565.4593 | 0 | 673.6592 | -0.00084322 | 673.9853 | -0.00014741 | 673.6592 | -0.00036862 | 567.5835 | 2.6703e-05 | 668.46 | 8.4319e-05 | 565.4593 | 0.05098 | 668.46 | 0.0013533 | 668.46 | -0.0015822 | 567.5835 | 2.8785e-05 | 567.5835 | 2.6091e-05 | 673.6592 | 0.30227 | 673.6592 | 0.033683 | 848.0062 | 0.0041 | 673.6592 | -0.00060708 | 847.3616 | 0.80708 | 848.0062 | 0.08068 | 567.5835 | 0.28719
| 565.5759 | 0.00158 | 673.892 | 0.00020104 | 565.5759 | 0.00158 | 673.892 | -0.00012624 | 674.2178 | 0.00042144 | 673.892 | 0.00040928 | 567.7021 | 1.38e-05 | 668.69 | -0.00045532 | 565.5759 | 0.05143 | 668.69 | -0.0004547 | 668.69 | 0.0014088 | 567.7021 | 1.5107e-05 | 567.7021 | 1.433e-05 | 673.8921 | 0.28916 | 673.892 | 0.033584 | 848.1731 | 0.00434 | 673.892 | 0.00094204 | 847.5288 | 0.81689 | 848.1731 | 0.08076 | 567.7021 | 0.28624
| 565.6925 | 0 | 674.1249 | 1.0223e-06 | 565.6925 | 0 | 674.1249 | -0.00078437 | 674.4503 | -0.0005823 | 674.1249 | -0.00050519 | 567.8207 | 2.6625e-05 | 668.92 | -0.0012648 | 565.6925 | 0.05257 | 668.92 | 9.4169e-05 | 668.92 | 0.0032292 | 567.8207 | 2.7134e-05 | 567.8207 | 2.3521e-05 | 674.1249 | 0.27803 | 674.1249 | 0.034203 | 848.3401 | 0.00619 | 674.1249 | -0.00074347 | 847.6959 | 0.82128 | 848.3401 | 0.08099 | 567.8207 | 0.28662
| 565.8091 | 0.00066181 | 674.3577 | 0.0002793 | 565.8091 | 0.00111 | 674.3577 | 0.00042005 | 674.6828 | 0.00041405 | 674.3577 | 0.00036646 | 567.9392 | 1.2982e-05 | 669.16 | -0.00079259 | 565.8091 | 0.0535 | 669.16 | -0.00093899 | 669.16 | -0.00050931 | 567.9392 | 1.2074e-05 | 567.9392 | 1.0047e-05 | 674.3577 | 0.26652 | 674.3577 | 0.036949 | 848.507 | 0.00496 | 674.3577 | 0.00010344 | 847.8631 | 0.82801 | 848.507 | 0.08116 | 567.9392 | 0.28684
| 565.9258 | 0 | 674.5906 | 0.0001823 | 565.9258 | 0 | 674.5906 | -0.0003296 | 674.9153 | -0.00048703 | 674.5906 | -0.00046444 | 568.0578 | 2.5762e-05 | 669.39 | -0.0018381 | 565.9258 | 0.05212 | 669.39 | -0.001843 | 669.39 | 0.00062851 | 568.0578 | 2.5682e-05 | 568.0578 | 1.9249e-05 | 674.5906 | 0.25588 | 674.5906 | 0.037112 | 848.6739 | 0.00559 | 674.5906 | -3.754e-05 | 848.0302 | 0.83706 | 848.6739 | 0.0818 | 568.0578 | 0.28754
| 566.0424 | 0.00124 | 674.8234 | 9.2268e-05 | 566.0424 | 0.0007803 | 674.8234 | 0.00049497 | 675.1478 | 0.00054201 | 674.8234 | 0.00038564 | 568.1764 | 1.2904e-05 | 669.62 | 0.0015346 | 566.0424 | 0.05092 | 669.62 | 0.0011919 | 669.62 | -0.00050931 | 568.1764 | 1.3713e-05 | 568.1764 | 1.0904e-05 | 674.8234 | 0.24654 | 674.8234 | 0.036861 | 848.8408 | 0.00403 | 674.8234 | 0.00075501 | 848.1974 | 0.84912 | 848.8408 | 0.08223 | 568.1764 | 0.28806
| 566.1591 | 0 | 675.0563 | -4.1082e-05 | 566.1591 | 0 | 675.0563 | -0.00018575 | 675.3804 | -0.00051863 | 675.0563 | -0.00048505 | 568.295 | 2.5684e-05 | 669.86 | -0.0018044 | 566.1591 | 0.04763 | 669.86 | -2.6905e-06 | 669.86 | -0.00060684 | 568.295 | 2.6724e-05 | 568.295 | 2.2456e-05 | 675.0563 | 0.23653 | 675.0563 | 0.036877 | 849.0078 | 0.00555 | 675.0563 | -0.0011546 | 848.3646 | 0.8482 | 849.0078 | 0.08302 | 568.295 | 0.28882
| 566.2757 | 0 | 675.2892 | 4.2355e-05 | 566.2757 | 0.00224 | 675.2892 | 0.00029772 | 675.6129 | 0.00041685 | 675.2892 | 0.00032754 | 568.4136 | 1.2993e-05 | 670.09 | -0.00079259 | 566.2757 | 0.04779 | 670.09 | -0.0013587 | 670.09 | 0.0011162 | 568.4136 | 1.3081e-05 | 568.4136 | 1.3254e-05 | 675.2892 | 0.22786 | 675.2892 | 0.03795 | 849.1747 | 0.00339 | 675.2892 | 0.00082187 | 848.5317 | 0.85928 | 849.1747 | 0.08355 | 568.4136 | 0.28979
| 566.3924 | 0 | 675.522 | -0.00014759 | 566.3924 | 0 | 675.522 | -0.00055239 | 675.8455 | -0.00074616 | 675.522 | -0.00045932 | 568.5322 | 2.6233e-05 | 670.32 | -0.0022092 | 566.3924 | 0.04536 | 670.32 | 0.00090132 | 670.32 | -0.00054182 | 568.5322 | 2.7895e-05 | 568.5322 | 2.2236e-05 | 675.5221 | 0.21864 | 675.522 | 0.038142 | 849.3416 | 0.00519 | 675.522 | -0.00014004 | 848.6989 | 0.85984 | 849.3416 | 0.0843 | 568.5322 | 0.29127
| 566.5091 | 0.00046416 | 675.7549 | 1.2742e-05 | 566.5091 | 0.0018 | 675.7549 | 0.0004914 | 676.078 | -4.0664e-05 | 675.7549 | 0.00032715 | 568.6508 | 1.3453e-05 | 670.55 | 0.00045532 | 566.5091 | 0.04864 | 670.55 | -0.00013183 | 670.55 | -0.0021673 | 568.6508 | 1.4884e-05 | 568.6508 | 9.8388e-06 | 675.755 | 0.2112 | 675.7549 | 0.040958 | 849.5086 | 0.0057 | 675.7549 | -0.00090378 | 848.8661 | 0.87136 | 849.5086 | 0.0846 | 568.6508 | 0.29086
| 566.6258 | 0 | 675.9879 | -1.944e-05 | 566.6258 | 0 | 675.9879 | -0.00034117 | 676.3106 | -0.00025177 | 675.9879 | -0.00048605 | 568.7695 | 2.6311e-05 | 670.79 | -0.0010624 | 566.6258 | 0.04556 | 670.79 | -0.0015524 | 670.79 | -0.0024274 | 568.7695 | 2.9453e-05 | 568.7695 | 2.2884e-05 | 675.9879 | 0.20276 | 675.9879 | 0.040293 | 849.6755 | 0.00443 | 675.9879 | -0.00084027 | 849.0333 | 0.8803 | 849.6755 | 0.08527 | 568.7695 | 0.29099
| 566.7424 | 0.00062587 | 676.2208 | 0.00021275 | 566.7424 | 0.00024276 | 676.2208 | 0.00038015 | 676.5432 | 0.00052118 | 676.2208 | 0.00031976 | 568.8881 | 1.3016e-05 | 671.02 | 0.001737 | 566.7424 | 0.04683 | 671.02 | -6.7263e-05 | 671.02 | 0.00059601 | 568.8881 | 1.4592e-05 | 568.8881 | 1.3364e-05 | 676.2208 | 0.19621 | 676.2208 | 0.044008 | 849.8425 | 0.00498 | 676.2208 | 0.00056426 | 849.2004 | 0.88452 | 849.8425 | 0.08578 | 568.8881 | 0.29039
| 566.8591 | 0 | 676.4537 | -3.1054e-06 | 566.8591 | 0 | 676.4537 | -0.00065172 | 676.7758 | -0.00026673 | 676.4537 | -0.00047173 | 569.0067 | 2.6681e-05 | 671.25 | -0.0016695 | 566.8591 | 0.04692 | 671.25 | -0.0026824 | 671.25 | -0.00298 | 569.0067 | 2.8305e-05 | 569.0067 | 2.4487e-05 | 676.4537 | 0.18791 | 676.4537 | 0.043307 | 850.0094 | 0.00338 | 676.4537 | -0.00051971 | 849.3676 | 0.88854 | 850.0094 | 0.08644 | 569.0067 | 0.29105
| 566.9758 | 0.00147 | 676.6866 | 2.3623e-05 | 566.9758 | 0.0016 | 676.6866 | 0.00021428 | 677.0084 | 0.00024878 | 676.6866 | 0.00030785 | 569.1253 | 1.3688e-05 | 671.49 | -0.0001855 | 566.9758 | 0.04632 | 671.49 | 0.0019345 | 671.49 | -0.00063934 | 569.1253 | 1.3749e-05 | 569.1253 | 1.1651e-05 | 676.6866 | 0.18085 | 676.6866 | 0.043285 | 850.1764 | 0.00531 | 676.6866 | 0.00075383 | 849.5348 | 0.90236 | 850.1764 | 0.08675 | 569.1253 | 0.29047
| 567.0925 | 0 | 676.9196 | -0.0001046 | 567.0925 | 0 | 676.9196 | -0.00092411 | 677.2411 | -0.00040215 | 676.9196 | -0.00046141 | 569.2439 | 2.6255e-05 | 671.72 | -0.0023104 | 567.0925 | 0.04482 | 671.72 | -0.00019641 | 671.72 | -0.0012895 | 569.2439 | 2.6584e-05 | 569.2439 | 2.3741e-05 | 676.9196 | 0.17262 | 676.9196 | 0.043592 | 850.3433 | 0.00438 | 676.9196 | -0.0011794 | 849.702 | 0.90352 | 850.3433 | 0.08714 | 569.2439 | 0.2906
| 567.2092 | 0 | 677.1525 | 0.0001331 | 567.2092 | 0.00173 | 677.1525 | 0.00024474 | 677.4737 | 0.00027352 | 677.1525 | 0.00035007 | 569.3625 | 1.2646e-05 | 671.95 | -0.0001855 | 567.2092 | 0.0451 | 671.95 | -0.00061613 | 671.95 | 0.0014413 | 569.3625 | 1.287e-05 | 569.3625 | 1.2617e-05 | 677.1526 | 0.1667 | 677.1525 | 0.045789 | 850.5103 | 0.0058 | 677.1525 | 0.001238 | 849.8692 | 0.91398 | 850.5103 | 0.08744 | 569.3625 | 0.29013
| 567.3259 | 0 | 677.3855 | 9.6125e-05 | 567.3259 | 0 | 677.3855 | -0.00070231 | 677.7063 | -0.00064417 | 677.3855 | -0.00034823 | 569.4812 | 2.537e-05 | 672.18 | 0.0009275 | 567.3259 | 0.0461 | 672.18 | -0.0023596 | 672.18 | 0.00062851 | 569.4812 | 2.7919e-05 | 569.4812 | 2.2236e-05 | 677.3855 | 0.15923 | 677.3855 | 0.045738 | 850.6772 | 0.00436 | 677.3855 | -0.0010945 | 850.0364 | 0.92067 | 850.6772 | 0.08814 | 569.4812 | 0.29047
| 567.4426 | 0.00085945 | 677.6185 | 9.7294e-05 | 567.4426 | 0.0012 | 677.6185 | 0.00013918 | 677.939 | 0.00020118 | 677.6185 | 0.00038433 | 569.5998 | 1.2825e-05 | 672.42 | 0.0019393 | 567.4426 | 0.04166 | 672.42 | -0.00019641 | 672.42 | 0.00072604 | 569.5998 | 1.5318e-05 | 569.5998 | 1.0476e-05 | 677.6185 | 0.15491 | 677.6185 | 0.04725 | 850.8442 | 0.0058 | 677.6185 | 0.00068294 | 850.2036 | 0.9269 | 850.8442 | 0.08837 | 569.5998 | 0.29004
| 567.5594 | 0 | 677.8515 | 7.4185e-06 | 567.5594 | 0 | 677.8515 | -0.00097435 | 678.1716 | -0.00065315 | 677.8515 | -0.00046465 | 569.7184 | 2.5303e-05 | 672.65 | 0.0013322 | 567.5594 | 0.04198 | 672.65 | -0.0021013 | 672.65 | -0.00028175 | 569.7184 | 2.8785e-05 | 569.7184 | 2.0315e-05 | 677.8515 | 0.14779 | 677.8515 | 0.048818 | 851.0112 | 0.00297 | 677.8515 | 0.00054897 | 850.3708 | 0.93585 | 851.0112 | 0.08869 | 569.7184 | 0.29075
| 567.6761 | 0.0016 | 678.0845 | 0.00026708 | 567.6761 | 0.00189 | 678.0845 | 0.00044217 | 678.4043 | 0.00061774 | 678.0845 | 0.00037063 | 569.8371 | 1.2624e-05 | 672.88 | 0.0011636 | 567.6761 | 0.04192 | 672.88 | -0.00019641 | 672.88 | 0.0010186 | 569.8371 | 1.3737e-05 | 569.8371 | 1.0476e-05 | 678.0845 | 0.14375 | 678.0845 | 0.049668 | 851.1781 | 0.00524 | 678.0845 | -0.00022424 | 850.538 | 0.93966 | 851.1781 | 0.08859 | 569.8371 | 0.29071
| 567.7928 | 0 | 678.3175 | -0.00010887 | 567.7928 | 0 | 678.3175 | -0.00010642 | 678.637 | -0.00053005 | 678.3175 | -0.00052393 | 569.9557 | 2.611e-05 | 673.12 | -0.001231 | 567.7928 | 0.03971 | 673.12 | -0.001617 | 673.12 | -0.00047681 | 569.9557 | 2.6584e-05 | 569.9557 | 2.3521e-05 | 678.3175 | 0.13744 | 678.3175 | 0.0501 | 851.3451 | 0.00492 | 678.3175 | -9.8249e-05 | 850.7052 | 0.94515 | 851.3451 | 0.08908 | 569.9557 | 0.29155
| 567.9096 | 0.00073368 | 678.5505 | 0.00032916 | 567.9096 | 0.0018 | 678.5505 | 8.9639e-06 | 678.8697 | 0.00010879 | 678.5505 | 0.00045201 | 570.0743 | 1.3587e-05 | 673.35 | 0.00072515 | 567.9096 | 0.0409 | 673.35 | 0.0030968 | 673.35 | 0.00072604 | 570.0743 | 1.3116e-05 | 570.0743 | 1.3682e-05 | 678.5505 | 0.13344 | 678.5505 | 0.051539 | 851.5121 | 0.0039 | 678.5505 | 0.00058769 | 850.8725 | 0.95194 | 851.5121 | 0.08941 | 570.0743 | 0.29143
| 568.0263 | 0 | 678.7835 | 3.1779e-05 | 568.0263 | 0 | 678.7835 | -0.00055365 | 679.1024 | -0.00060407 | 678.7835 | -0.00045986 | 570.193 | 2.6255e-05 | 673.58 | 0.00086005 | 568.0263 | 0.03923 | 673.58 | 0.00054618 | 673.58 | 0.0019939 | 570.193 | 2.6806e-05 | 570.193 | 2.6091e-05 | 678.7835 | 0.12774 | 678.7835 | 0.051285 | 851.6791 | 0.00343 | 678.7835 | -0.00055929 | 851.0397 | 0.95555 | 851.6791 | 0.09006 | 570.193 | 0.29277
| 568.1431 | 0.00058994 | 679.0166 | 0.00014388 | 568.1431 | 0.00132 | 679.0166 | 0.000105 | 679.3351 | 0.00018099 | 679.0166 | 0.00042528 | 570.3116 | 1.2758e-05 | 673.82 | -0.0009275 | 568.1431 | 0.04149 | 673.82 | -0.001165 | 673.82 | -0.0015822 | 570.3116 | 1.3901e-05 | 570.3116 | 1.2408e-05 | 679.0166 | 0.12333 | 679.0166 | 0.052888 | 851.8461 | 0.00244 | 679.0166 | -0.00019968 | 851.2069 | 0.95888 | 851.8461 | 0.09052 | 570.3116 | 0.29251
| 568.2598 | 0 | 679.2496 | -5.2198e-05 | 568.2598 | 0 | 679.2496 | -0.00046774 | 679.5679 | -0.00079914 | 679.2496 | -0.00050239 | 570.4303 | 2.6804e-05 | 674.05 | -0.00052277 | 568.2598 | 0.03897 | 674.05 | 0.0014179 | 674.05 | -0.0034026 | 570.4303 | 2.6993e-05 | 570.4303 | 2.5344e-05 | 679.2496 | 0.11801 | 679.2496 | 0.053496 | 852.013 | 0.00439 | 679.2496 | -0.00071341 | 851.3741 | 0.96213 | 852.013 | 0.09112 | 570.4303 | 0.29256
| 568.3766 | 0.00111 | 679.4827 | 9.4888e-05 | 568.3766 | 0.0013 | 679.4827 | 0.00035113 | 679.8006 | 0.0007551 | 679.4827 | 0.00033506 | 570.5489 | 1.4113e-05 | 674.28 | 0.00075887 | 568.3766 | 0.03953 | 674.28 | -0.0009067 | 674.28 | -0.0019072 | 570.5489 | 1.328e-05 | 570.5489 | 1.2935e-05 | 679.4827 | 0.11474 | 679.4827 | 0.055169 | 852.18 | 0.00447 | 679.4827 | -0.00033688 | 851.5414 | 0.96914 | 852.18 | 0.09132 | 570.5489 | 0.29063
| 568.4934 | 0 | 679.7158 | 9.2996e-05 | 568.4934 | 0 | 679.7158 | -0.00053487 | 680.0333 | -1.0283e-05 | 679.7158 | -0.00039953 | 570.6676 | 2.6782e-05 | 674.51 | 0.00082632 | 568.4934 | 0.03781 | 674.51 | -0.0043613 | 674.51 | -0.0034351 | 570.6676 | 2.7204e-05 | 570.6676 | 2.4059e-05 | 679.7158 | 0.10956 | 679.7158 | 0.056434 | 852.347 | 0.00415 | 679.7158 | -0.00040363 | 851.7086 | 0.96827 | 852.347 | 0.09141 | 570.6676 | 0.29098
| 568.6101 | 0 | 679.9488 | 0.00019941 | 568.6101 | 0.00186 | 679.9488 | 0.00059726 | 680.2661 | 0.00029253 | 679.9488 | 0.00033733 | 570.7863 | 1.3072e-05 | 674.75 | -1.6864e-05 | 568.6101 | 0.03837 | 674.75 | 0.00044931 | 674.75 | 0.00010836 | 570.7863 | 1.4229e-05 | 570.7863 | 1.1124e-05 | 679.9488 | 0.10649 | 679.9488 | 0.057155 | 852.514 | 0.0045 | 679.9488 | 4.5781e-05 | 851.8759 | 0.98164 | 852.514 | 0.09129 | 570.7863 | 0.29079
| 568.7269 | 0 | 680.1819 | -4.0589e-05 | 568.7269 | 0 | 680.1819 | -0.00054354 | 680.4989 | -0.00035783 | 680.1819 | -0.00046032 | 570.9049 | 2.6737e-05 | 674.98 | 0.00045532 | 568.7269 | 0.03741 | 674.98 | -0.0011327 | 674.98 | -0.00050931 | 570.9049 | 2.6771e-05 | 570.9049 | 2.4806e-05 | 680.1819 | 0.10147 | 680.1819 | 0.057618 | 852.681 | 0.00381 | 680.1819 | 0.00021748 | 852.0431 | 0.97629 | 852.681 | 0.09165 | 570.9049 | 0.29264
| 568.8437 | 0.00113 | 680.415 | 0.00014743 | 568.8437 | 0.00128 | 680.415 | 0.00010526 | 680.7316 | 0.00030653 | 680.415 | 0.00035334 | 571.0236 | 1.4035e-05 | 675.21 | 0.0010624 | 568.8437 | 0.03794 | 675.21 | -0.00084214 | 675.21 | -0.0019722 | 571.0236 | 1.2671e-05 | 571.0236 | 1.3682e-05 | 680.415 | 0.0991 | 680.415 | 0.059596 | 852.848 | 0.00515 | 680.415 | 0.00034055 | 852.2104 | 0.98368 | 852.848 | 0.09189 | 571.0236 | 0.2927
| 568.9605 | 0 | 680.6481 | 3.5023e-05 | 568.9605 | 0 | 680.6481 | -0.00062934 | 680.9644 | -0.0003748 | 680.6481 | -0.00047648 | 571.1422 | 2.6625e-05 | 675.45 | -0.00052277 | 568.9605 | 0.0403 | 675.45 | 0.0016439 | 675.45 | 0.0023515 | 571.1422 | 2.4042e-05 | 571.1422 | 2.6727e-05 | 680.6481 | 0.0936 | 680.6481 | 0.05945 | 853.015 | 0.00411 | 680.6481 | 0.00086072 | 852.3776 | 0.98855 | 853.015 | 0.09262 | 571.1422 | 0.29308
| 569.0773 | 0.00058994 | 680.8813 | 5.1289e-05 | 569.0773 | 0.00098839 | 680.8813 | 0.00010204 | 681.1972 | 0.00057728 | 680.8813 | 0.000464 | 571.2609 | 1.2937e-05 | 675.68 | -0.00052277 | 569.0773 | 0.03542 | 675.68 | -0.0021336 | 675.68 | -0.00054182 | 571.2609 | 1.164e-05 | 571.2609 | 1.3045e-05 | 680.8813 | 0.0917 | 680.8813 | 0.061273 | 853.182 | 0.00338 | 680.8813 | 0.0018812 | 852.5449 | 0.9891 | 853.182 | 0.09297 | 571.2609 | 0.29224
| 569.1941 | 0 | 681.1144 | -0.00010397 | 569.1941 | 0 | 681.1144 | -0.00081496 | 681.43 | -0.00083205 | 681.1144 | -0.00047379 | 571.3796 | 2.602e-05 | 675.91 | -0.00011805 | 569.1941 | 0.035 | 675.91 | -0.0036188 | 675.91 | -0.00047681 | 571.3796 | 2.4675e-05 | 571.3796 | 2.2774e-05 | 681.1144 | 0.08797 | 681.1144 | 0.061748 | 853.349 | 0.00431 | 681.1144 | 7.306e-05 | 852.7121 | 0.99259 | 853.349 | 0.09388 | 571.3796 | 0.29188
| 569.3109 | 0.00129 | 681.3475 | 0.0001824 | 569.3109 | 0.0014 | 681.3475 | 0.00016385 | 681.6629 | 0.00017571 | 681.3475 | 0.00031882 | 571.4983 | 1.3139e-05 | 676.15 | -8.4319e-05 | 569.3109 | 0.03542 | 676.15 | -0.00029326 | 676.15 | -0.00054182 | 571.4983 | 1.3222e-05 | 571.4983 | 9.729e-06 | 681.3475 | 0.08551 | 681.3475 | 0.06426 | 853.516 | 0.0042 | 681.3475 | 0.0004338 | 852.8794 | 0.9943 | 853.516 | 0.09462 | 571.4983 | 0.29117
| 569.4277 | 0 | 681.5807 | 4.42e-05 | 569.4277 | 0 | 681.5807 | -0.00048559 | 681.8957 | -0.00055518 | 681.5807 | -0.00052136 | 571.6169 | 2.5975e-05 | 676.38 | -0.0011636 | 569.4277 | 0.03758 | 676.38 | -0.00071299 | 676.38 | 0.00072604 | 571.6169 | 2.5248e-05 | 571.6169 | 2.2774e-05 | 681.5807 | 0.08086 | 681.5807 | 0.065061 | 853.6831 | 0.00413 | 681.5807 | -0.00085102 | 853.0467 | 0.98749 | 853.6831 | 0.09569 | 571.6169 | 0.29131
| 569.5446 | 0.0016 | 681.8138 | 0.000143 | 569.5446 | 0.00127 | 681.8138 | 0.00027809 | 682.1285 | 0.00036454 | 681.8138 | 0.00039879 | 571.7356 | 1.2904e-05 | 676.61 | 0.0012985 | 569.5446 | 0.03383 | 676.61 | -0.00093899 | 676.61 | 0.0010511 | 571.7356 | 1.2214e-05 | 571.7356 | 1.3045e-05 | 681.8138 | 0.07907 | 681.8138 | 0.066008 | 853.8501 | 0.00517 | 681.8138 | 0.00071409 | 853.2139 | 1 | 853.8501 | 0.09605 | 571.7356 | 0.29128
| 569.6614 | 0.00010798 | 682.047 | 7.9711e-05 | 569.6614 | 0 | 682.047 | -0.00039308 | 682.3614 | -0.00033811 | 682.047 | -0.00055211 | 571.8543 | 2.4833e-05 | 676.85 | -0.0012985 | 569.6614 | 0.03693 | 676.85 | -0.0019399 | 676.85 | -0.0015171 | 571.8543 | 2.4616e-05 | 571.8543 | 2.4169e-05 | 682.047 | 0.07543 | 682.047 | 0.066937 | 854.0171 | 0.00538 | 682.047 | 0.00039551 | 853.3812 | 0.98749 | 854.0171 | 0.09655 | 571.8543 | 0.29187
| 569.7782 | 0.00019465 | 682.2802 | 0.00021946 | 569.7782 | 0.00123 | 682.2802 | 0.00026939 | 682.5942 | 0.00073807 | 682.2802 | 0.00046593 | 571.973 | 1.2176e-05 | 677.08 | 0.0010961 | 569.7782 | 0.03394 | 677.08 | -0.00022869 | 677.08 | 0.00066102 | 571.973 | 1.2484e-05 | 571.973 | 1.1124e-05 | 682.2802 | 0.07429 | 682.2802 | 0.068717 | 854.1841 | 0.00478 | 682.2802 | 0.00046324 | 853.5485 | 0.99604 | 854.1841 | 0.09673 | 571.973 | 0.29114
| 569.8951 | 0 | 682.5134 | -7.7805e-05 | 569.8951 | 0 | 682.5134 | -0.00093513 | 682.8271 | -0.00065727 | 682.5134 | -0.00036425 | 572.0917 | 2.3813e-05 | 677.31 | -0.00038786 | 569.8951 | 0.03236 | 677.31 | -0.00084214 | 677.31 | -0.0014196 | 572.0917 | 2.334e-05 | 572.0917 | 2.2884e-05 | 682.5134 | 0.07019 | 682.5134 | 0.067525 | 854.3511 | 0.00394 | 682.5134 | -0.0010347 | 853.7158 | 0.99737 | 854.3511 | 0.09747 | 572.0917 | 0.29104
| 570.0119 | 0.00127 | 682.7466 | 4.4906e-05 | 570.0119 | 0.00010404 | 682.7466 | 0.00036147 | 683.06 | 0.00053009 | 682.7466 | 0.0002817 | 572.2104 | 1.1817e-05 | 677.54 | 0.00042159 | 570.0119 | 0.03488 | 677.54 | -0.00077756 | 677.54 | 1.0836e-05 | 572.2104 | 1.0903e-05 | 572.2104 | 1.1761e-05 | 682.7466 | 0.06781 | 682.7466 | 0.07211 | 854.5182 | 0.00503 | 682.7466 | 0.001377 | 853.8831 | 0.99932 | 854.5182 | 0.09815 | 572.2104 | 0.28935
| 570.1288 | 0 | 682.9798 | -5.8877e-05 | 570.1288 | 0 | 682.9798 | -0.00062779 | 683.2929 | -0.00049583 | 682.9798 | -0.00048381 | 572.3291 | 2.4486e-05 | 677.78 | -0.0025465 | 570.1288 | 0.03358 | 677.78 | 0.00090132 | 677.78 | 0.00082357 | 572.3291 | 2.2602e-05 | 572.3291 | 2.2884e-05 | 682.9798 | 0.06525 | 682.9798 | 0.071463 | 854.6852 | 0.00383 | 682.9798 | -0.0011158 | 854.0503 | 0.99373 | 854.6852 | 0.09936 | 572.3291 | 0.28859
| 570.2456 | 0.00019465 | 683.213 | 2.7923e-05 | 570.2456 | 0.00097105 | 683.213 | 0.00010375 | 683.5258 | 0.0005915 | 683.213 | 0.00035907 | 572.4478 | 1.2836e-05 | 678.01 | 0.0012985 | 570.2456 | 0.03275 | 678.01 | 0.0022573 | 678.01 | 0.0030668 | 572.4478 | 1.1746e-05 | 572.4478 | 1.1124e-05 | 683.213 | 0.06438 | 683.213 | 0.075108 | 854.8523 | 0.00607 | 683.213 | 0.0010622 | 854.2176 | 0.99946 | 854.8523 | 0.10012 | 572.4478 | 0.28689
| 570.3625 | 0 | 683.4462 | -0.0002136 | 570.3625 | 0 | 683.4462 | -0.00061689 | 683.7587 | -0.00047101 | 683.4462 | -0.00059381 | 572.5665 | 2.6255e-05 | 678.24 | -0.0035582 | 570.3625 | 0.03227 | 678.24 | -0.003425 | 678.24 | -0.001062 | 572.5665 | 2.375e-05 | 572.5665 | 2.5772e-05 | 683.4462 | 0.06087 | 683.4462 | 0.074896 | 855.0193 | 0.00371 | 683.4462 | -0.00037557 | 854.3849 | 0.99519 | 855.0193 | 0.1009 | 572.5665 | 0.28636
| 570.4794 | 0.00084148 | 683.6795 | 0.00011786 | 570.4794 | 0.00243 | 683.6795 | 0.0003131 | 683.9916 | 0.00060861 | 683.6795 | 0.00038637 | 572.6852 | 1.3632e-05 | 678.48 | -0.0010624 | 570.4794 | 0.03366 | 678.48 | -0.00048698 | 678.48 | 0.00079106 | 572.6852 | 1.2003e-05 | 572.6852 | 1.4648e-05 | 683.6795 | 0.05985 | 683.6795 | 0.077807 | 855.1863 | 0.00489 | 683.6795 | 0.00023441 | 854.5522 | 0.9904 | 855.1863 | 0.10113 | 572.6852 | 0.28542
| 570.5962 | 0 | 683.9127 | -0.00011509 | 570.5962 | 0 | 683.9127 | -0.0006111 | 684.2245 | -0.00047811 | 683.9127 | -0.0005229 | 572.8039 | 2.602e-05 | 678.71 | 0.001231 | 570.5962 | 0.03156 | 678.71 | -0.0022627 | 678.71 | -0.001062 | 572.8039 | 2.3305e-05 | 572.8039 | 2.6409e-05 | 683.9127 | 0.05694 | 683.9127 | 0.076584 | 855.3534 | 0.00388 | 683.9127 | -0.00089876 | 854.7195 | 0.98943 | 855.3534 | 0.1016 | 572.8039 | 0.28512
| 570.7131 | 0.00080555 | 684.146 | -0.00014149 | 570.7131 | 0.00076297 | 684.146 | 0.00024735 | 684.4575 | -6.5325e-05 | 684.146 | 0.00040116 | 572.9226 | 1.2624e-05 | 678.94 | 0.0017707 | 570.7131 | 0.03465 | 678.94 | -0.00087442 | 678.94 | -0.00086692 | 572.9226 | 1.1313e-05 | 572.9226 | 1.1761e-05 | 684.146 | 0.05509 | 684.146 | 0.080103 | 855.5204 | 0.00506 | 684.146 | -0.00044308 | 854.8868 | 0.99016 | 855.5204 | 0.10169 | 572.9226 | 0.28437
| 570.83 | 0 | 684.3793 | -1.7568e-05 | 570.83 | 0 | 684.3793 | -0.00083044 | 684.6904 | -0.000614 | 684.3793 | -0.00042474 | 573.0413 | 2.5191e-05 | 679.18 | 0.0020068 | 570.83 | 0.03113 | 679.18 | -0.00051927 | 679.18 | 0.0016038 | 573.0413 | 2.3223e-05 | 573.0413 | 2.2236e-05 | 684.3793 | 0.05213 | 684.3793 | 0.078895 | 855.6875 | 0.00348 | 684.3793 | -3.2615e-05 | 855.0541 | 0.98371 | 855.6875 | 0.10187 | 573.0413 | 0.28399
| 570.9469 | 0.00206 | 684.6125 | 1.8018e-05 | 570.9469 | 0.00101 | 684.6125 | 0.00024002 | 684.9234 | 0.00037803 | 684.6125 | 0.00039636 | 573.16 | 1.2803e-05 | 679.41 | 0.0011299 | 570.9469 | 0.03332 | 679.41 | 0.00077218 | 679.41 | -0.00015171 | 573.16 | 1.1922e-05 | 573.16 | 1.0695e-05 | 684.6125 | 0.05078 | 684.6125 | 0.082436 | 855.8545 | 0.00513 | 684.6125 | 0.0015189 | 855.2215 | 0.98182 | 855.8545 | 0.10188 | 573.16 | 0.28432
| 571.0638 | 0 | 684.8458 | -0.00019799 | 571.0638 | 0 | 684.8458 | -0.00072147 | 685.1563 | -0.00034706 | 684.8458 | -0.00046454 | 573.2787 | 2.5606e-05 | 679.64 | -0.00069142 | 571.0638 | 0.03074 | 679.64 | 0.0011273 | 679.64 | -0.0008344 | 573.2787 | 2.3937e-05 | 573.2787 | 2.0534e-05 | 684.8458 | 0.04839 | 684.8458 | 0.083372 | 856.0216 | 0.00366 | 684.8458 | -0.0012234 | 855.3888 | 0.97403 | 856.0216 | 0.10237 | 573.2787 | 0.28578
| 571.1807 | 0.00156 | 685.0791 | 0.0001611 | 571.1807 | 0.00111 | 685.0791 | 0.00016016 | 685.3893 | 8.7655e-05 | 685.0791 | 0.00047686 | 573.3975 | 1.2825e-05 | 679.88 | 0.00089378 | 571.1807 | 0.03054 | 679.88 | -0.00016412 | 679.88 | 0.0019939 | 573.3975 | 1.2027e-05 | 573.3975 | 1.0047e-05 | 685.0791 | 0.04795 | 685.0791 | 0.087191 | 856.1887 | 0.00545 | 685.0791 | 0.0015699 | 855.5561 | 0.97484 | 856.1887 | 0.10287 | 573.3975 | 0.28658
| 571.2976 | 0 | 685.3124 | 5.2747e-05 | 571.2976 | 0 | 685.3124 | -0.00083825 | 685.6223 | -0.00056208 | 685.3124 | -0.00051289 | 573.5162 | 2.6188e-05 | 680.11 | -0.002108 | 571.2976 | 0.0325 | 680.11 | -0.0015524 | 680.11 | -0.0021998 | 573.5162 | 2.4464e-05 | 573.5162 | 1.9678e-05 | 685.3124 | 0.04486 | 685.3124 | 0.087278 | 856.3557 | 0.00388 | 685.3124 | -1.801e-05 | 855.7234 | 0.97075 | 856.3557 | 0.10364 | 573.5162 | 0.28682
| 571.4145 | 0.00046416 | 685.5458 | 6.6106e-05 | 571.4145 | 0.00158 | 685.5458 | 0.00051875 | 685.8553 | 0.00047859 | 685.5458 | 0.00040028 | 573.6349 | 1.3374e-05 | 680.34 | -0.0005565 | 571.4145 | 0.03065 | 680.34 | -0.00061613 | 680.34 | -0.0014196 | 573.6349 | 1.2437e-05 | 573.6349 | 9.8388e-06 | 685.5458 | 0.04414 | 685.5458 | 0.090357 | 856.5228 | 0.00513 | 685.5458 | 0.0013791 | 855.8908 | 0.97376 | 856.5228 | 0.10398 | 573.6349 | 0.28576
| 571.5315 | 0 | 685.7791 | -4.8432e-05 | 571.5315 | 0 | 685.7791 | -0.0011717 | 686.0883 | -0.00056445 | 685.7791 | -0.00051598 | 573.7537 | 2.6703e-05 | 680.58 | -5.0592e-05 | 571.5315 | 0.02983 | 680.58 | 0.00012645 | 680.58 | 0.0014088 | 573.7537 | 2.1969e-05 | 573.7537 | 2.2884e-05 | 685.7791 | 0.04227 | 685.7791 | 0.091013 | 856.6898 | 0.00473 | 685.7791 | -0.00095185 | 856.0581 | 0.96157 | 856.6898 | 0.10454 | 573.7537 | 0.28642
| 571.6484 | 0.00158 | 686.0124 | 0.00012464 | 571.6484 | 0.0014 | 686.0124 | 0.0001995 | 686.3214 | 0.00041132 | 686.0124 | 0.00038683 | 573.8724 | 1.3352e-05 | 680.81 | -0.0014334 | 571.6484 | 0.03093 | 680.81 | -0.0017461 | 680.81 | -0.00076939 | 573.8724 | 9.5209e-06 | 573.8724 | 1.3045e-05 | 686.0124 | 0.04188 | 686.0124 | 0.090532 | 856.8569 | 0.00475 | 686.0124 | -0.00019144 | 856.2254 | 0.95188 | 856.8569 | 0.10491 | 573.8724 | 0.28621
| 571.7654 | 0 | 686.2458 | 1.2327e-05 | 571.7654 | 0 | 686.2458 | -0.0010518 | 686.5544 | -0.00050815 | 686.2458 | -0.00052264 | 573.9911 | 2.5482e-05 | 681.04 | -0.00032042 | 571.7654 | 0.02946 | 681.04 | -0.0029407 | 681.04 | -0.0014521 | 573.9911 | 2.1267e-05 | 573.9911 | 2.2884e-05 | 686.2458 | 0.0396 | 686.2458 | 0.093411 | 857.024 | 0.00482 | 686.2458 | -0.0001176 | 856.3927 | 0.94765 | 857.024 | 0.10567 | 573.9911 | 0.28692
| 571.8823 | 0 | 686.4791 | 0.00015984 | 571.8823 | 0.0018 | 686.4791 | -5.925e-05 | 686.7874 | 0.00030259 | 686.4791 | 0.0003461 | 574.1099 | 1.2153e-05 | 681.28 | -0.0010624 | 571.8823 | 0.02985 | 681.28 | -0.0006807 | 681.28 | -0.0014521 | 574.1099 | 1.1781e-05 | 574.1099 | 1.0047e-05 | 686.4791 | 0.03919 | 686.4791 | 0.096433 | 857.1911 | 0.00571 | 686.4791 | 0.00083014 | 856.5601 | 0.94398 | 857.1911 | 0.10608 | 574.1099 | 0.28631
| 571.9992 | 0 | 686.7125 | -2.3762e-05 | 571.9992 | 0 | 686.7125 | -0.000549 | 687.0205 | -0.00104 | 686.7125 | -0.00064812 | 574.2286 | 2.4306e-05 | 681.51 | -0.0014334 | 571.9992 | 0.02767 | 681.51 | 0.00012645 | 681.51 | 0.0010511 | 574.2286 | 2.2684e-05 | 574.2286 | 1.9886e-05 | 686.7125 | 0.03699 | 686.7125 | 0.095802 | 857.3582 | 0.00563 | 686.7125 | -0.002097 | 856.7274 | 0.93235 | 857.3582 | 0.10675 | 574.2286 | 0.2859
| 572.1162 | 0.00069774 | 686.9459 | 0.0004588 | 572.1162 | 0.0007803 | 686.9459 | 0.00034932 | 687.2536 | 9.8434e-06 | 686.9459 | 0.0004221 | 574.3474 | 1.2176e-05 | 681.74 | 8.4319e-05 | 572.1162 | 0.0273 | 681.74 | -0.00080984 | 681.74 | 7.5855e-05 | 574.3474 | 1.0938e-05 | 574.3474 | 1.0047e-05 | 686.9459 | 0.03718 | 686.9459 | 0.099342 | 857.5252 | 0.00577 | 686.9459 | 0.0019504 | 856.8948 | 0.9317 | 857.5252 | 0.10706 | 574.3474 | 0.28492
| 572.2332 | 0 | 687.1793 | -3.771e-05 | 572.2332 | 0 | 687.1793 | -0.00032058 | 687.4866 | -0.00028763 | 687.1793 | -0.00054971 | 574.4661 | 2.5225e-05 | 681.98 | -0.0013997 | 572.2332 | 0.02776 | 681.98 | -0.0041031 | 681.98 | 4.3346e-05 | 574.4661 | 2.1923e-05 | 574.4661 | 2.2236e-05 | 687.1793 | 0.03478 | 687.1793 | 0.10219 | 857.6923 | 0.0039 | 687.1793 | 0.00079369 | 857.0621 | 0.92715 | 857.6923 | 0.10775 | 574.4661 | 0.28414
| 572.3501 | 0 | 687.4127 | 0.00014303 | 572.3501 | 0.00208 | 687.4127 | 0.00023429 | 687.7197 | 0.00067385 | 687.4127 | 0.00045047 | 574.5848 | 1.3116e-05 | 682.21 | -0.0001855 | 572.3501 | 0.02988 | 682.21 | -0.0019721 | 682.21 | -0.00063934 | 574.5848 | 1.102e-05 | 574.5848 | 1.2408e-05 | 687.4127 | 0.03427 | 687.4127 | 0.10271 | 857.8594 | 0.00466 | 687.4127 | 0.00068689 | 857.2295 | 0.91324 | 857.8594 | 0.10808 | 574.5848 | 0.28365
| 572.4671 | 0 | 687.6461 | -0.00018334 | 572.4671 | 0 | 687.6461 | -0.00053232 | 687.9528 | -0.00059241 | 687.6461 | -0.00062207 | 574.7036 | 2.5348e-05 | 682.44 | -0.00015177 | 572.4671 | 0.02776 | 682.44 | -0.0013264 | 682.44 | -0.00067186 | 574.7036 | 2.3258e-05 | 574.7036 | 2.2884e-05 | 687.6461 | 0.03288 | 687.6461 | 0.10477 | 858.0265 | 0.00397 | 687.6461 | -0.00073428 | 857.3969 | 0.90116 | 858.0265 | 0.10904 | 574.7036 | 0.28463
| 572.5841 | 0.00046416 | 687.8795 | 0.000126 | 572.5841 | 0.00192 | 687.8795 | -0.00042792 | 688.1859 | 0.00057987 | 687.8795 | 0.00034593 | 574.8224 | 1.2288e-05 | 682.68 | 0.0016695 | 572.5841 | 0.02815 | 682.68 | 0.0016761 | 682.68 | 0.0015062 | 574.8224 | 1.2238e-05 | 574.8224 | 1.0476e-05 | 687.8795 | 0.03254 | 687.8795 | 0.10543 | 858.1936 | 0.00475 | 687.8795 | 0.00033048 | 857.5642 | 0.9024 | 858.1936 | 0.10972 | 574.8224 | 0.28469
| 572.7011 | 0 | 688.1129 | 4.0881e-05 | 572.7011 | 0 | 688.1129 | -0.00084883 | 688.419 | -0.00029137 | 688.1129 | -0.00058784 | 574.9411 | 2.3399e-05 | 682.91 | -0.00072515 | 572.7011 | 0.0256 | 682.91 | -0.0016493 | 682.91 | -0.0027524 | 574.9411 | 2.3726e-05 | 574.9411 | 2.1808e-05 | 688.1129 | 0.03046 | 688.1129 | 0.1079 | 858.3607 | 0.0039 | 688.1129 | -0.0014503 | 857.7316 | 0.88704 | 858.3607 | 0.1106 | 574.9411 | 0.28444
| 572.8181 | 0 | 688.3464 | 0.00016853 | 572.8181 | 0.00139 | 688.3464 | 0.00016532 | 688.6522 | 0.00085931 | 688.3464 | 0.00041762 | 575.0599 | 1.1324e-05 | 683.14 | -0.00045532 | 572.8181 | 0.02696 | 683.14 | 0.0022896 | 683.14 | 0.0028392 | 575.0599 | 1.15e-05 | 575.0599 | 1.1332e-05 | 688.3464 | 0.03062 | 688.3464 | 0.11 | 858.5278 | 0.00455 | 688.3464 | 0.0005193 | 857.899 | 0.87472 | 858.5278 | 0.11081 | 575.0599 | 0.28252
| 572.9351 | 0 | 688.5798 | -3.6083e-06 | 572.9351 | 0 | 688.5798 | -0.00059543 | 688.8853 | -0.00037002 | 688.5798 | -0.00062632 | 575.1786 | 2.238e-05 | 683.38 | 0.00052277 | 572.9351 | 0.02588 | 683.38 | -0.0030053 | 683.38 | -0.001127 | 575.1786 | 1.9826e-05 | 575.1786 | 2.3741e-05 | 688.5798 | 0.02841 | 688.5798 | 0.10952 | 858.6949 | 0.00308 | 688.5798 | 0.0001335 | 858.0663 | 0.86726 | 858.6949 | 0.11141 | 575.1786 | 0.28146
| 573.0521 | 0.00026652 | 688.8133 | 0.00013815 | 573.0521 | 0.00088435 | 688.8133 | 0.00035605 | 689.1184 | 0.0001844 | 688.8133 | 0.00047614 | 575.2974 | 1.1246e-05 | 683.61 | 0.00079259 | 573.0521 | 0.02616 | 683.61 | -0.0013909 | 683.61 | 0.00027091 | 575.2974 | 8.3381e-06 | 575.2974 | 1.2617e-05 | 688.8133 | 0.02893 | 688.8133 | 0.1142 | 858.862 | 0.00209 | 688.8133 | 0.0012047 | 858.2337 | 0.8528 | 858.862 | 0.11194 | 575.2974 | 0.28062
| 573.1691 | 0 | 689.0468 | -0.00020611 | 573.1691 | 0 | 689.0468 | -0.00052602 | 689.3516 | -0.00010121 | 689.0468 | -0.00058096 | 575.4162 | 2.3701e-05 | 683.84 | -0.0013997 | 573.1691 | 0.02631 | 683.84 | -3.4977e-05 | 683.84 | 1.0836e-05 | 575.4162 | 1.8234e-05 | 575.4162 | 2.5662e-05 | 689.0467 | 0.02703 | 689.0468 | 0.11704 | 859.0291 | 0.00294 | 689.0468 | 0.00028195 | 858.4011 | 0.84916 | 859.0291 | 0.11287 | 575.4162 | 0.28032
| 573.2861 | 0.00151 | 689.2802 | -3.4799e-05 | 573.2861 | 0.00123 | 689.2802 | 0.00012909 | 689.5848 | 0.00033461 | 689.2802 | 0.00042035 | 575.5349 | 1.2668e-05 | 684.08 | 0.00025296 | 573.2861 | 0.02438 | 684.08 | -0.0010036 | 684.08 | -0.00021673 | 575.5349 | 9.8956e-06 | 575.5349 | 1.3254e-05 | 689.2802 | 0.02727 | 689.2802 | 0.11864 | 859.1962 | 0.00478 | 689.2802 | 0.0011982 | 858.5685 | 0.83794 | 859.1962 | 0.11339 | 575.5349 | 0.2793
| 573.4031 | 0 | 689.5137 | 0.00010228 | 573.4031 | 0 | 689.5137 | -0.00063279 | 689.8179 | -8.1914e-05 | 689.5137 | -0.00044148 | 575.6537 | 2.5684e-05 | 684.31 | 0.00048905 | 573.4031 | 0.02523 | 684.31 | 0.00012645 | 684.31 | -0.0012895 | 575.6537 | 1.9112e-05 | 575.6537 | 2.1599e-05 | 689.5137 | 0.02539 | 689.5137 | 0.12117 | 859.3633 | 0.00381 | 689.5137 | -0.00023128 | 858.7359 | 0.81722 | 859.3633 | 0.11404 | 575.6537 | 0.27823
| 573.5202 | 0.00113 | 689.7472 | -1.5703e-07 | 573.5202 | 0.00081498 | 689.7472 | -4.8609e-05 | 690.0511 | 0.00037591 | 689.7472 | 0.00042426 | 575.7725 | 1.3072e-05 | 684.54 | 0.00015177 | 573.5202 | 0.02469 | 684.54 | -0.0010358 | 684.54 | 0.0022214 | 575.7725 | 9.2164e-06 | 575.7725 | 8.5541e-06 | 689.7472 | 0.02553 | 689.7472 | 0.12286 | 859.5305 | 0.00366 | 689.7472 | 0.0010927 | 858.9033 | 0.82021 | 859.5305 | 0.11449 | 575.7725 | 0.2755
| 573.6372 | 0 | 689.9807 | -0.00010253 | 573.6372 | 0 | 689.9807 | -0.001347 | 690.2843 | -0.00068839 | 689.9807 | -0.0005163 | 575.8913 | 2.6972e-05 | 684.78 | -1.6864e-05 | 573.6372 | 0.0246 | 684.78 | -0.00029326 | 684.78 | -0.00099695 | 575.8913 | 1.9791e-05 | 575.8913 | 1.9249e-05 | 689.9807 | 0.02403 | 689.9807 | 0.1253 | 859.6976 | 0.00323 | 689.9807 | -0.0012621 | 859.0707 | 0.79742 | 859.6976 | 0.11537 | 575.8913 | 0.27385
| 573.7542 | 0.00134 | 690.2142 | 6.2525e-06 | 573.7542 | 0.00153 | 690.2142 | 4.1899e-06 | 690.5175 | 0.00081055 | 690.2142 | 0.00034342 | 576.0101 | 1.3945e-05 | 685.01 | 0.0011299 | 573.7542 | 0.02307 | 685.01 | 0.0012242 | 685.01 | -0.0015822 | 576.0101 | 1.061e-05 | 576.0101 | 1.0695e-05 | 690.2142 | 0.02454 | 690.2142 | 0.12679 | 859.8647 | 0.00622 | 690.2142 | 0.00021596 | 859.2381 | 0.78829 | 859.8647 | 0.11589 | 576.0101 | 0.27194
| 573.8713 | 0 | 690.4478 | -9.4725e-05 | 573.8713 | 0 | 690.4478 | -0.00091038 | 690.7507 | -0.00080159 | 690.4478 | -0.00060304 | 576.1289 | 2.6076e-05 | 685.25 | 0.00075887 | 573.8713 | 0.02571 | 685.25 | -0.0004547 | 685.25 | -0.00054182 | 576.1289 | 1.9405e-05 | 576.1289 | 2.1171e-05 | 690.4478 | 0.02251 | 690.4478 | 0.12735 | 860.0318 | 0.0042 | 690.4478 | -0.0014664 | 859.4055 | 0.77262 | 860.0318 | 0.11655 | 576.1289 | 0.27244
| 573.9883 | 0.00024855 | 690.6813 | 0.0001244 | 573.9883 | 0.00142 | 690.6813 | 0.00028551 | 690.984 | 0.00052051 | 690.6813 | 0.00031304 | 576.2476 | 1.2153e-05 | 685.48 | -0.0014334 | 573.9883 | 0.02174 | 685.48 | -0.0021982 | 685.48 | -0.001127 | 576.2476 | 8.8299e-06 | 576.2476 | 1.0476e-05 | 690.6813 | 0.02301 | 690.6813 | 0.13075 | 860.199 | 0.00538 | 690.6813 | 7.9152e-05 | 859.5729 | 0.76811 | 860.199 | 0.11674 | 576.2476 | 0.27221
| 574.1054 | 0 | 690.9149 | 6.5431e-05 | 574.1054 | 0 | 690.9149 | -0.00095074 | 691.2172 | -0.00043259 | 690.9149 | -0.00051677 | 576.3664 | 2.6188e-05 | 685.71 | -0.00035414 | 574.1054 | 0.02333 | 685.71 | 0.00019102 | 685.71 | -0.00063934 | 576.3664 | 1.9252e-05 | 576.3664 | 2.2236e-05 | 690.9149 | 0.02123 | 690.9149 | 0.13338 | 860.3661 | 0.00345 | 690.9149 | 0.0013778 | 859.7403 | 0.74248 | 860.3661 | 0.11767 | 576.3664 | 0.2735
| 574.2225 | 0.00032042 | 691.1484 | -9.1829e-06 | 574.2225 | 0.00116 | 691.1484 | -0.00014466 | 691.4505 | 0.00036584 | 691.1484 | 0.00047738 | 576.4852 | 1.4102e-05 | 685.95 | 0.00096123 | 574.2225 | 0.02367 | 685.95 | 0.00073989 | 685.95 | -0.00063934 | 576.4852 | 1.0469e-05 | 576.4852 | 1.1761e-05 | 691.1484 | 0.02142 | 691.1484 | 0.13674 | 860.5332 | 0.00248 | 691.1484 | -0.00012981 | 859.9077 | 0.73797 | 860.5332 | 0.11832 | 576.4852 | 0.27358
| 574.3395 | 0 | 691.382 | 1.4404e-05 | 574.3395 | 0 | 691.382 | -0.0012649 | 691.6837 | -0.00095194 | 691.382 | -0.00066845 | 576.604 | 2.8092e-05 | 686.18 | -0.0019393 | 574.3395 | 0.02117 | 686.18 | 2.9596e-05 | 686.18 | -0.0023624 | 576.604 | 2.0798e-05 | 576.604 | 2.3203e-05 | 691.382 | 0.01982 | 691.382 | 0.13655 | 860.7004 | 0.00411 | 691.382 | -0.0005238 | 860.0751 | 0.71924 | 860.7004 | 0.11939 | 576.604 | 0.27455
| 574.4566 | 0.00035636 | 691.6156 | 0.00021112 | 574.4566 | 0.0002601 | 691.6156 | 0.00043277 | 691.917 | 0.00053996 | 691.6156 | 0.00043104 | 576.7228 | 1.408e-05 | 686.41 | 0.00096123 | 574.4566 | 0.02333 | 686.41 | -0.0006807 | 686.41 | -0.00018422 | 576.7228 | 1.0329e-05 | 576.7228 | 1.1442e-05 | 691.6156 | 0.0203 | 691.6156 | 0.14203 | 860.8675 | 0.00464 | 691.6156 | -0.00024606 | 860.2425 | 0.71429 | 860.8675 | 0.11995 | 576.7228 | 0.27414
| 574.5737 | 0 | 691.8491 | -0.00010964 | 574.5737 | 0 | 691.8491 | -0.00087851 | 692.1503 | -0.00042798 | 691.8491 | -0.00057164 | 576.8416 | 2.5628e-05 | 686.65 | -0.0022092 | 574.5737 | 0.02009 | 686.65 | -3.4977e-05 | 686.65 | -0.00080189 | 576.8416 | 1.9979e-05 | 576.8416 | 2.2566e-05 | 691.8492 | 0.01857 | 691.8491 | 0.14041 | 861.0347 | 0.00371 | 691.8491 | 6.75e-05 | 860.41 | 0.70052 | 861.0347 | 0.12086 | 576.8416 | 0.27464
| 574.6908 | 0.00161 | 692.0827 | 0.00012841 | 574.6908 | 0.00102 | 692.0827 | 7.164e-05 | 692.3835 | 0.00080706 | 692.0827 | 0.00036948 | 576.9604 | 1.1817e-05 | 686.88 | 0.00072515 | 574.6908 | 0.02168 | 686.88 | 0.0012888 | 686.88 | -0.0030125 | 576.9604 | 9.6731e-06 | 576.9604 | 1.1124e-05 | 692.0827 | 0.01935 | 692.0827 | 0.14585 | 861.2018 | 0.00614 | 692.0827 | -0.00014306 | 860.5774 | 0.68885 | 861.2018 | 0.12166 | 576.9604 | 0.27454
| 574.8079 | 0 | 692.3164 | -0.00014362 | 574.8079 | 0 | 692.3164 | -0.00079753 | 692.6168 | -0.00070933 | 692.3164 | -0.00051565 | 577.0792 | 2.4934e-05 | 687.11 | -0.0012648 | 574.8079 | 0.02194 | 687.11 | -0.002069 | 687.11 | -0.0032725 | 577.0792 | 1.6992e-05 | 577.0792 | 2.0534e-05 | 692.3164 | 0.01779 | 692.3164 | 0.14613 | 861.369 | 0.00571 | 692.3164 | 0.00081392 | 860.7448 | 0.66786 | 861.369 | 0.12285 | 577.0792 | 0.2746
| 574.925 | 0.00136 | 692.55 | 4.4426e-05 | 574.925 | 0.00175 | 692.55 | 0.00051514 | 692.8501 | 0.00028225 | 692.55 | 0.00046306 | 577.198 | 1.3352e-05 | 687.35 | -0.0019057 | 574.925 | 0.02191 | 687.35 | -0.0004547 | 687.35 | 0.0011162 | 577.198 | 7.3544e-06 | 577.198 | 9.4106e-06 | 692.55 | 0.0179 | 692.55 | 0.15066 | 861.5361 | 0.0038 | 692.55 | -0.00030444 | 860.9123 | 0.65977 | 861.5361 | 0.12359 | 577.198 | 0.27383
| 575.0421 | 0 | 692.7836 | -3.4021e-05 | 575.0421 | 0 | 692.7836 | -0.0011822 | 693.0835 | -0.00086701 | 692.7836 | -0.00044693 | 577.3169 | 2.5628e-05 | 687.58 | -0.0012648 | 575.0421 | 0.02287 | 687.58 | 9.4169e-05 | 687.58 | -5.4182e-05 | 577.3169 | 1.6161e-05 | 577.3169 | 2.3093e-05 | 692.7836 | 0.01672 | 692.7836 | 0.15245 | 861.7033 | 0.00496 | 692.7836 | -0.00030161 | 861.0797 | 0.64346 | 861.7033 | 0.12446 | 577.3169 | 0.27351
| 575.1592 | 0.00109 | 693.0172 | 0.00024047 | 575.1592 | 0.00194 | 693.0172 | 0.00090312 | 693.3168 | 0.00051905 | 693.0172 | 0.00047177 | 577.4357 | 1.2467e-05 | 687.81 | 0.00285 | 575.1592 | 0.02213 | 687.81 | -0.00019641 | 687.81 | 0.00046596 | 577.4357 | 8.8299e-06 | 577.4357 | 1.3682e-05 | 693.0172 | 0.0175 | 693.0172 | 0.15641 | 861.8704 | 0.00515 | 693.0172 | 0.00083301 | 861.2471 | 0.63259 | 861.8704 | 0.12481 | 577.4357 | 0.27262
| 575.2763 | 0 | 693.2509 | -0.0001154 | 575.2763 | 0 | 693.2509 | -0.00092452 | 693.5501 | -0.00056189 | 693.2509 | -0.00058957 | 577.5545 | 2.6367e-05 | 688.05 | -0.00069142 | 575.2763 | 0.02094 | 688.05 | -0.0016815 | 688.05 | -0.0013871 | 577.5545 | 1.6383e-05 | 577.5545 | 2.4806e-05 | 693.2509 | 0.01617 | 693.2509 | 0.15906 | 862.0376 | 0.00339 | 693.2509 | -0.00044022 | 861.4146 | 0.61478 | 862.0376 | 0.12586 | 577.5545 | 0.27275
| 575.3935 | 0.00087741 | 693.4845 | -0.00014337 | 575.3935 | 0.00098839 | 693.4845 | 0.00037678 | 693.7835 | 0.00047582 | 693.4845 | 0.00041121 | 577.6733 | 1.3956e-05 | 688.28 | -1.6864e-05 | 575.3935 | 0.02089 | 688.28 | 2.9596e-05 | 688.28 | -0.001127 | 577.6733 | 7.5534e-06 | 577.6733 | 1.1124e-05 | 693.4845 | 0.01625 | 693.4845 | 0.16299 | 862.2047 | 0.0058 | 693.4845 | 0.001117 | 861.582 | 0.60939 | 862.2047 | 0.12629 | 577.6733 | 0.27232
| 575.5106 | 0 | 693.7182 | -3.248e-05 | 575.5106 | 0 | 693.7182 | -0.00079403 | 694.0168 | -0.00084238 | 693.7182 | -0.00049928 | 577.7921 | 2.7017e-05 | 688.52 | -0.0020405 | 575.5106 | 0.0202 | 688.52 | -0.0024887 | 688.52 | -0.00060684 | 577.7921 | 1.6664e-05 | 577.7921 | 2.0315e-05 | 693.7182 | 0.01487 | 693.7182 | 0.16405 | 862.3719 | 0.00475 | 693.7182 | -0.0007483 | 861.7495 | 0.59508 | 862.3719 | 0.12732 | 577.7921 | 0.27185
| 575.6278 | 0.00085945 | 693.9519 | 0.00019818 | 575.6278 | 0.00083232 | 693.9519 | 0.00028876 | 694.2502 | 0.00047431 | 693.9519 | 0.00040925 | 577.911 | 1.3116e-05 | 688.75 | 0.0023441 | 575.6278 | 0.02421 | 688.75 | 0.0018699 | 688.75 | -0.0001192 | 577.911 | 9.111e-06 | 577.911 | 9.191e-06 | 693.9519 | 0.01533 | 693.9519 | 0.1665 | 862.5391 | 0.00529 | 693.9519 | 4.9258e-05 | 861.9169 | 0.57817 | 862.5391 | 0.12801 | 577.911 | 0.27013
| 575.7449 | 0 | 694.1856 | -0.00018629 | 575.7449 | 0 | 694.1856 | -0.00074541 | 694.4836 | -0.00112 | 694.1856 | -0.00070035 | 578.0298 | 2.5505e-05 | 688.98 | 0.00038786 | 575.7449 | 0.02157 | 688.98 | 6.1882e-05 | 688.98 | 0.0019939 | 578.0298 | 1.54e-05 | 578.0298 | 2.0315e-05 | 694.1856 | 0.01368 | 694.1856 | 0.1666 | 862.7062 | 0.00434 | 694.1856 | 9.6331e-05 | 862.0844 | 0.56298 | 862.7062 | 0.12917 | 578.0298 | 0.26795
| 575.8621 | 0.00015871 | 694.4193 | -0.00018479 | 575.8621 | 0.00153 | 694.4193 | 0.00018354 | 694.717 | 0.00018684 | 694.4193 | 0.00041418 | 578.1486 | 1.2444e-05 | 689.22 | 0.00086005 | 575.8621 | 0.02174 | 689.22 | -0.00077756 | 689.22 | 0.0011812 | 578.1486 | 6.277e-06 | 578.1486 | 1.1124e-05 | 694.4193 | 0.01451 | 694.4193 | 0.17326 | 862.8734 | 0.00464 | 694.4193 | -0.00014061 | 862.2519 | 0.54893 | 862.8734 | 0.12978 | 578.1486 | 0.2664
| 575.9792 | 0 | 694.653 | -0.00015296 | 575.9792 | 0 | 694.653 | -0.00068267 | 694.9504 | -0.00044949 | 694.653 | -0.00059176 | 578.2675 | 2.5034e-05 | 689.45 | -0.0010624 | 575.9792 | 0.02225 | 689.45 | -0.00055155 | 689.45 | -2.1673e-05 | 578.2675 | 1.3795e-05 | 578.2675 | 1.7646e-05 | 694.653 | 0.01286 | 694.653 | 0.17385 | 863.0406 | 0.00541 | 694.653 | -0.0011619 | 862.4193 | 0.53288 | 863.0406 | 0.13046 | 578.2675 | 0.26624
| 576.0964 | 0 | 694.8867 | 8.9788e-05 | 576.0964 | 0.00203 | 694.8867 | -2.4637e-05 | 695.1838 | 0.00045482 | 694.8867 | 0.00040169 | 578.3863 | 1.2646e-05 | 689.68 | 0.00089378 | 576.0964 | 0.02103 | 689.68 | 0.00041703 | 689.68 | 0.0023191 | 578.3863 | 7.5183e-06 | 578.3863 | 6.7313e-06 | 694.8867 | 0.01346 | 694.8867 | 0.17656 | 863.2078 | 0.00373 | 694.8867 | 0.0018601 | 862.5868 | 0.52295 | 863.2078 | 0.13081 | 578.3863 | 0.26604
| 576.2136 | 0 | 695.1204 | -0.00018129 | 576.2136 | 0 | 695.1204 | -0.00085847 | 695.4172 | -0.00086024 | 695.1204 | -0.00056396 | 578.5051 | 2.499e-05 | 689.92 | -0.00069142 | 576.2136 | 0.01984 | 689.92 | -0.00093899 | 689.92 | 0.0013763 | 578.5051 | 1.4392e-05 | 578.5051 | 1.7855e-05 | 695.1204 | 0.01253 | 695.1204 | 0.17812 | 863.375 | 0.00425 | 695.1204 | -0.00020648 | 862.7543 | 0.50628 | 863.375 | 0.13161 | 578.5051 | 0.26653
| 576.3307 | 0.00091335 | 695.3541 | -1.9747e-05 | 576.3307 | 0.00083232 | 695.3541 | -0.00019576 | 695.6506 | -0.0001405 | 695.3541 | 0.00039083 | 578.624 | 1.2411e-05 | 690.15 | 0.00028669 | 576.3307 | 0.01981 | 690.15 | -0.0033604 | 690.15 | -0.00086692 | 578.624 | 6.8742e-06 | 578.624 | 1.1332e-05 | 695.3541 | 0.01283 | 695.3541 | 0.18309 | 863.5422 | 0.00469 | 695.3541 | -3.1999e-05 | 862.9217 | 0.49798 | 863.5422 | 0.13177 | 578.624 | 0.2657
| 576.4479 | 0 | 695.5879 | 0.00010691 | 576.4479 | 0.00015642 | 695.5879 | -0.0010132 | 695.8841 | -0.00043126 | 695.5879 | -0.00063449 | 578.7428 | 2.4116e-05 | 690.38 | -0.00032042 | 576.4479 | 0.01836 | 690.38 | -0.00080984 | 690.38 | -0.00037928 | 578.7428 | 1.2894e-05 | 578.7428 | 2.2236e-05 | 695.5879 | 0.01148 | 695.5879 | 0.18673 | 863.7093 | 0.00341 | 695.5879 | -0.00026042 | 863.0892 | 0.48026 | 863.7093 | 0.13229 | 578.7428 | 0.26489
| 576.5651 | 0.0016 | 695.8216 | -0.00010307 | 576.5651 | 0.00065893 | 695.8216 | 0.00013555 | 696.1175 | 0.00045113 | 695.8216 | 0.0004581 | 578.8617 | 1.1761e-05 | 690.62 | 0.00096123 | 576.5651 | 0.02009 | 690.62 | 0.00028789 | 690.62 | 0.0015387 | 578.8617 | 6.0193e-06 | 578.8617 | 1.1124e-05 | 695.8216 | 0.01204 | 695.8216 | 0.19032 | 863.8765 | 0.00501 | 695.8216 | 0.00098012 | 863.2567 | 0.47548 | 863.8765 | 0.13223 | 578.8617 | 0.26275
| 576.6823 | 0 | 696.0554 | -0.00015643 | 576.6823 | 0 | 696.0554 | -0.0011415 | 696.351 | -0.00056751 | 696.0554 | -0.0006691 | 578.9805 | 2.3321e-05 | 690.85 | 0.0013322 | 576.6823 | 0.01779 | 690.85 | -0.0019399 | 690.85 | -0.00047681 | 578.9805 | 1.232e-05 | 578.9805 | 1.9678e-05 | 696.0554 | 0.01105 | 696.0554 | 0.19338 | 864.0437 | 0.00494 | 696.0554 | -0.00040518 | 863.4242 | 0.45902 | 864.0437 | 0.1328 | 578.9805 | 0.26175
| 576.7995 | 0.00239 | 696.2892 | -4.6138e-05 | 576.7995 | 0.00137 | 696.2892 | 0.00020339 | 696.5844 | 0.00053449 | 696.2892 | 0.00046066 | 579.0994 | 1.1604e-05 | 691.09 | -0.00028669 | 576.7995 | 0.01998 | 691.09 | 0.0007076 | 691.09 | 0.0010836 | 579.0994 | 6.3004e-06 | 579.0994 | 8.5541e-06 | 696.2892 | 0.01153 | 696.2892 | 0.19646 | 864.2109 | 0.00461 | 696.2892 | 0.00049654 | 863.5917 | 0.4556 | 864.2109 | 0.13307 | 579.0994 | 0.26098
| 576.9167 | 0 | 696.523 | -0.00012411 | 576.9167 | 0 | 696.523 | -0.00054799 | 696.8179 | -0.00060841 | 696.523 | -0.00054748 | 579.2183 | 2.49e-05 | 691.32 | 8.4319e-05 | 576.9167 | 0.01768 | 691.32 | -0.00087442 | 691.32 | -0.00028175 | 579.2183 | 1.2085e-05 | 579.2183 | 1.8393e-05 | 696.523 | 0.01064 | 696.523 | 0.19838 | 864.3781 | 0.00429 | 696.523 | -0.0002154 | 863.7592 | 0.4305 | 864.3781 | 0.13375 | 579.2183 | 0.26102
| 577.0339 | 0.00023058 | 696.7567 | 0.00013464 | 577.0339 | 0.00213 | 696.7567 | -4.7224e-06 | 697.0514 | 0.00060452 | 696.7567 | 0.00038237 | 579.3371 | 1.3352e-05 | 691.55 | -0.00038786 | 577.0339 | 0.02018 | 691.55 | 0.002451 | 691.55 | 0.00040094 | 579.3371 | 5.7851e-06 | 579.3371 | 9.8388e-06 | 696.7568 | 0.01128 | 696.7567 | 0.20242 | 864.5453 | 0.00506 | 696.7567 | -0.00086627 | 863.9267 | 0.42748 | 864.5453 | 0.13434 | 579.3371 | 0.26082
| 577.1512 | 0 | 696.9905 | -5.269e-06 | 577.1512 | 0 | 696.9905 | -0.00063645 | 697.2849 | -0.00107 | 696.9905 | -0.00053289 | 579.456 | 2.6132e-05 | 691.79 | -0.0013322 | 577.1512 | 0.01813 | 691.79 | -0.0034897 | 691.79 | -0.0015496 | 579.456 | 1.2074e-05 | 579.456 | 2.0853e-05 | 696.9905 | 0.00965 | 696.9905 | 0.20206 | 864.7125 | 0.00397 | 696.9905 | 0.00095143 | 864.0942 | 0.40851 | 864.7125 | 0.13559 | 579.456 | 0.26039
| 577.2684 | 0 | 697.2244 | -1.0672e-05 | 577.2684 | 0.00154 | 697.2244 | -0.00022413 | 697.5184 | 0.00049322 | 697.2244 | 0.00028674 | 579.5748 | 1.2836e-05 | 692.02 | 0.0005565 | 577.2684 | 0.01927 | 692.02 | 0.00090132 | 692.02 | 0.00098612 | 579.5748 | 6.277e-06 | 579.5748 | 1.1014e-05 | 697.2244 | 0.0102 | 697.2244 | 0.2098 | 864.8797 | 0.00494 | 697.2244 | 0.00096382 | 864.2617 | 0.39932 | 864.8797 | 0.13679 | 579.5748 | 0.25918
| 577.3856 | 0 | 697.4582 | -0.00015849 | 577.3856 | 0 | 697.4582 | -0.00036346 | 697.7519 | -0.00055292 | 697.4582 | -0.00068965 | 579.6937 | 2.5583e-05 | 692.25 | -0.00062396 | 577.3856 | 0.01805 | 692.25 | 0.00032017 | 692.25 | -0.0012895 | 579.6937 | 1.1266e-05 | 579.6937 | 2.149e-05 | 697.4582 | 0.0088 | 697.4582 | 0.21213 | 865.047 | 0.00473 | 697.4582 | -8.1455e-06 | 864.4292 | 0.38791 | 865.047 | 0.13852 | 579.6937 | 0.25822
| 577.5029 | 0.00041025 | 697.692 | 0.00015741 | 577.5029 | 0.00095371 | 697.692 | -0.00018841 | 697.9855 | 0.00057097 | 697.692 | 0.00047387 | 579.8126 | 1.2758e-05 | 692.49 | 0.00096123 | 577.5029 | 0.02057 | 692.49 | -0.0014878 | 692.49 | -0.0013546 | 579.8126 | 4.9888e-06 | 579.8126 | 1.0476e-05 | 697.692 | 0.00946 | 697.692 | 0.21652 | 865.2142 | 0.00301 | 697.692 | 0.00039016 | 864.5967 | 0.37574 | 865.2142 | 0.13968 | 579.8126 | 0.25734
| 577.6201 | 0 | 697.9259 | -0.00012547 | 577.6201 | 0 | 697.9259 | -0.0011411 | 698.219 | -0.00056156 | 697.9259 | -0.00073178 | 579.9315 | 2.6782e-05 | 692.72 | -0.00079259 | 577.6201 | 0.01873 | 692.72 | -0.00084214 | 692.72 | -0.0027199 | 579.9315 | 1.15e-05 | 579.9315 | 1.9678e-05 | 697.9259 | 0.00862 | 697.9259 | 0.22021 | 865.3814 | 0.00408 | 697.9259 | -0.00038583 | 864.7642 | 0.36413 | 865.3814 | 0.14108 | 579.9315 | 0.25872
| 577.7374 | 0.00066181 | 698.1597 | 0.00010238 | 577.7374 | 0.0012 | 698.1597 | 0.00048852 | 698.4526 | 0.00019386 | 698.1597 | 0.00045903 | 580.0503 | 1.5939e-05 | 692.96 | 0.00099496 | 577.7374 | 0.01935 | 692.96 | 0.00022331 | 692.96 | 0.0016363 | 580.0503 | 6.6751e-06 | 580.0503 | 1.0047e-05 | 698.1597 | 0.00952 | 698.1597 | 0.22636 | 865.5486 | 0.00413 | 698.1597 | 0.00045107 | 864.9318 | 0.35798 | 865.5486 | 0.14222 | 580.0503 | 0.25774
| 577.8546 | 0 | 698.3936 | 4.5009e-05 | 577.8546 | 0 | 698.3936 | 9.1422e-05 | 698.6861 | 0.00044977 | 698.3936 | 0.00055396 | 580.1692 | 1.7922e-05 | 693.19 | -5.0592e-05 | 577.8546 | 0.01782 | 693.19 | -0.0023919 | 693.19 | 0.0016363 | 580.1692 | 6.8391e-06 | 580.1692 | 1.2617e-05 | 698.3936 | 0.00849 | 698.3936 | 0.22578 | 865.7158 | 0.00533 | 698.3936 | 0.0014324 | 865.0993 | 0.33793 | 865.7158 | 0.14339 | 580.1692 | 0.25669
| 577.9719 | 6.8875e-05 | 698.6274 | -0.00025634 | 577.9719 | 0.0014 | 698.6274 | -0.00098001 | 698.9197 | -0.00073066 | 698.6274 | -0.0006543 | 580.2881 | 6.7318e-06 | 693.42 | -0.001602 | 577.9719 | 0.01864 | 693.42 | -0.0015524 | 693.42 | -0.00050931 | 580.2881 | 7.1436e-07 | 580.2881 | 5.8857e-06 | 698.6274 | 0.00727 | 698.6274 | 0.23018 | 865.8831 | 0.00327 | 698.6274 | 0.00060999 | 865.2668 | 0.32422 | 865.8831 | 0.14443 | 580.2881 | 0.25352
| 578.0892 | 0 | 698.8613 | 0.00013641 | 578.0892 | 0 | 698.8613 | 0.00036227 | 699.1533 | 0.0006847 | 698.8613 | 0.0003768 | 580.407 | 7.6167e-06 | 693.66 | 0.00021923 | 578.0892 | 0.01683 | 693.66 | -0.00039012 | 693.66 | 0.0038469 | 580.407 | 5.5041e-07 | 580.407 | 5.3477e-06 | 698.8613 | 0.00816 | 698.8613 | 0.23321 | 866.0503 | 0.00445 | 698.8613 | 0.00087891 | 865.4343 | 0.32105 | 866.0503 | 0.14475 | 580.407 | 0.25224
| 578.2065 | 0.00026652 | 699.0952 | 0.00016671 | 578.2065 | 0.00182 | 699.0952 | -0.00046958 | 699.3869 | -0.00062871 | 699.0952 | -0.00054948 | 580.5259 | 8.3224e-06 | 693.89 | -0.0020068 | 578.2065 | 0.01791 | 693.89 | -0.0020367 | 693.89 | -0.0012895 | 580.5259 | 4.6843e-07 | 580.5259 | 4.601e-06 | 699.0952 | 0.0071 | 699.0952 | 0.24067 | 866.2175 | 0.0032 | 699.0952 | -0.0011545 | 865.6019 | 0.30574 | 866.2175 | 0.14499 | 580.5259 | 0.2528
| 578.3237 | 0 | 699.3291 | 7.0311e-05 | 578.3237 | 0 | 699.3291 | 0.00018722 | 699.6205 | 0.00053463 | 699.3291 | 0.00032904 | 580.6448 | 8.6808e-06 | 694.12 | 0.0013322 | 578.3237 | 0.01751 | 694.12 | -0.0004547 | 694.12 | -0.0016472 | 580.6448 | 1.6395e-07 | 580.6448 | 2.5695e-06 | 699.3291 | 0.00786 | 699.3291 | 0.24443 | 866.3848 | 0.0049 | 699.3291 | -0.00053042 | 865.7694 | 0.29341 | 866.3848 | 0.14518 | 580.6448 | 0.25225
| 578.441 | 0.00127 | 699.563 | -0.00016086 | 578.441 | 0.00166 | 699.563 | -0.0010032 | 699.8541 | -0.00089478 | 699.563 | -0.00079546 | 580.7637 | 9.3081e-06 | 694.36 | 0.00021923 | 578.441 | 0.01751 | 694.36 | -0.0027792 | 694.36 | -0.0034351 | 580.7637 | 5.1527e-07 | 580.7637 | 3.3162e-06 | 699.563 | 0.0064 | 699.563 | 0.24989 | 866.552 | 0.00429 | 699.563 | 0.00072249 | 865.937 | 0.2901 | 866.552 | 0.14612 | 580.7637 | 0.25203
| 578.5583 | 0 | 699.7969 | 4.8636e-05 | 578.5583 | 0 | 699.7969 | 0.00016458 | 700.0877 | 0.0004224 | 699.7969 | 0.00053994 | 580.8826 | 8.6024e-06 | 694.59 | 0.0015346 | 578.5583 | 0.01904 | 694.59 | -0.00061613 | 694.59 | 0.0014737 | 580.8826 | 4.333e-07 | 580.8826 | 3.7445e-06 | 699.7969 | 0.00756 | 699.7969 | 0.24961 | 866.7192 | 0.0041 | 699.7969 | -0.00038649 | 866.1045 | 0.28181 | 866.7192 | 0.14713 | 580.8826 | 0.25004
| 578.6756 | 0.00057197 | 700.0309 | 7.0063e-05 | 578.6756 | 0.00163 | 700.0309 | -0.00048926 | 700.3213 | -0.00076108 | 700.0309 | -0.00055315 | 581.0015 | 7.5047e-06 | 694.83 | 0.00035414 | 578.6756 | 0.02018 | 694.83 | -0.0014556 | 694.83 | -0.00054182 | 581.0015 | 3.8646e-07 | 581.0015 | 3.5248e-06 | 700.0309 | 0.00618 | 700.0309 | 0.25511 | 866.8865 | 0.00396 | 700.0309 | 0.00058949 | 866.272 | 0.27476 | 866.8865 | 0.14823 | 581.0015 | 0.25059
| 578.7929 | 0 | 700.2648 | 9.7733e-05 | 578.7929 | 0 | 700.2648 | 0.00044703 | 700.555 | 0.0003664 | 700.2648 | 0.00038027 | 581.1204 | 5.7685e-06 | 695.06 | 0.00069142 | 578.7929 | 0.01646 | 695.06 | 0.0004816 | 695.06 | -0.0017771 | 581.1204 | 4.6843e-08 | 581.1204 | 3.5248e-06 | 700.2648 | 0.00722 | 700.2648 | 0.26136 | 867.0537 | 0.00533 | 700.2648 | 0.00016872 | 866.4396 | 0.26509 | 867.0537 | 0.14835 | 581.1204 | 0.25017
| 578.9103 | 0 | 700.4988 | -0.00021902 | 578.9103 | 0.0006936 | 700.4988 | -0.001321 | 700.7886 | -0.00087098 | 700.4988 | -0.00054096 | 581.2393 | 6.8774e-06 | 695.29 | -0.0020742 | 578.9103 | 0.01683 | 695.29 | -0.00013183 | 695.29 | -0.00021673 | 581.2393 | 4.6843e-08 | 581.2393 | 2.6684e-06 | 700.4988 | 0.00541 | 700.4988 | 0.26596 | 867.221 | 0.00515 | 700.4988 | -0.0012573 | 866.6071 | 0.2515 | 867.221 | 0.14858 | 581.2393 | 0.25043
| 579.0276 | 0 | 700.7327 | 5.2082e-05 | 579.0276 | 8.6901e-05 | 700.7327 | -0.00019525 | 701.0223 | 0.00039622 | 700.7327 | 0.000436 | 581.3582 | 7.9527e-06 | 695.53 | 0.00052277 | 579.0276 | 0.01671 | 695.53 | -3.4977e-05 | 695.53 | 0.00027091 | 581.3582 | 0 | 581.3582 | 4.601e-06 | 700.7327 | 0.00681 | 700.7327 | 0.26961 | 867.3882 | 0.00513 | 700.7327 | -0.00079379 | 866.7747 | 0.24723 | 867.3882 | 0.1487 | 581.3582 | 0.2488
| 579.1449 | 0.00048213 | 700.9667 | -0.00016056 | 579.1449 | 0.0014 | 700.9667 | -0.00070646 | 701.2559 | -0.00074818 | 700.9667 | -0.00055152 | 581.4771 | 8.8152e-06 | 695.76 | -0.00052277 | 579.1449 | 0.01623 | 695.76 | -0.0022627 | 695.76 | -0.0022323 | 581.4771 | 1.4053e-07 | 581.4771 | 5.0292e-06 | 700.9667 | 0.00541 | 700.9667 | 0.27416 | 867.5555 | 0.00513 | 700.9667 | -0.00099698 | 866.9423 | 0.24194 | 867.5555 | 0.14985 | 581.4771 | 0.24797
| 579.2622 | 0 | 701.2007 | 8.7383e-05 | 579.2622 | 0 | 701.2007 | 0.00023796 | 701.4896 | 0.00075037 | 701.2007 | 0.00048795 | 581.596 | 7.5607e-06 | 696 | 0.00052277 | 579.2622 | 0.01725 | 696 | -3.4977e-05 | 696 | -0.00073687 | 581.596 | 1.4053e-07 | 581.596 | 4.0629e-06 | 701.2007 | 0.00647 | 701.2007 | 0.27515 | 867.7227 | 0.00311 | 701.2007 | 0.00086265 | 867.1098 | 0.23397 | 867.7227 | 0.15055 | 581.596 | 0.24631
| 579.3796 | 0.00066181 | 701.4347 | -0.00019904 | 579.3796 | 0.00097105 | 701.4347 | -0.00047697 | 701.7233 | -0.00057575 | 701.4347 | -0.00074078 | 581.7149 | 6.3622e-06 | 696.23 | 0.00045532 | 579.3796 | 0.01612 | 696.23 | 0.0007076 | 696.23 | -0.0020047 | 581.7149 | 1.4053e-07 | 581.7149 | 2.4597e-06 | 701.4347 | 0.00513 | 701.4347 | 0.28333 | 867.89 | 0.00348 | 701.4347 | 0.00044768 | 867.2774 | 0.22318 | 867.89 | 0.15098 | 581.7149 | 0.24547
| 579.4969 | 0 | 701.6686 | -9.8202e-05 | 579.4969 | 0 | 701.6686 | 0.00015531 | 701.957 | 0.00051823 | 701.6686 | 0.00042818 | 581.8338 | 5.4997e-06 | 696.46 | 0.0011973 | 579.4969 | 0.0162 | 696.46 | 0.0028707 | 696.46 | -0.00028175 | 581.8338 | 0 | 581.8338 | 2.5695e-06 | 701.6686 | 0.00569 | 701.6686 | 0.29059 | 868.0573 | 0.00561 | 701.6686 | 0.0010038 | 867.445 | 0.22131 | 868.0573 | 0.15085 | 581.8338 | 0.24405
| 579.6143 | 0.00118 | 701.9027 | -0.00020576 | 579.6143 | 0.00168 | 701.9027 | -0.00071446 | 702.1907 | -0.00074809 | 701.9027 | -0.00068419 | 581.9528 | 6.519e-06 | 696.7 | -0.00089378 | 579.6143 | 0.01813 | 696.7 | 0.00032017 | 696.7 | 4.3346e-05 | 581.9528 | 0 | 581.9528 | 4.4912e-06 | 701.9027 | 0.00453 | 701.9027 | 0.2933 | 868.2245 | 0.0042 | 701.9027 | -0.0014063 | 867.6125 | 0.2137 | 868.2245 | 0.15169 | 581.9528 | 0.24392
| 579.7317 | 0 | 702.1367 | -6.3297e-05 | 579.7317 | 0 | 702.1367 | 0.0004508 | 702.4244 | -2.6994e-05 | 702.1367 | 0.0004398 | 582.0717 | 6.911e-06 | 696.93 | 0.0001855 | 579.7317 | 0.01521 | 696.93 | -0.0014556 | 696.93 | -0.00093193 | 582.0717 | 0 | 582.0717 | 4.2825e-06 | 702.1367 | 0.0053 | 702.1367 | 0.29947 | 868.3918 | 0.00397 | 702.1367 | -0.0027946 | 867.7801 | 0.20441 | 868.3918 | 0.15306 | 582.0717 | 0.24279
| 579.849 | 0.00115 | 702.3707 | -6.99e-05 | 579.849 | 0.00079764 | 702.3707 | -0.0009145 | 702.6582 | -0.00068517 | 702.3707 | -0.0005724 | 582.1906 | 7.2247e-06 | 697.17 | -0.0017707 | 579.849 | 0.01569 | 697.17 | -0.0028116 | 697.17 | -0.00067186 | 582.1906 | 4.6843e-08 | 582.1906 | 3.2064e-06 | 702.3707 | 0.00425 | 702.3707 | 0.30033 | 868.5591 | 0.00273 | 702.3707 | -0.0012834 | 867.9477 | 0.19448 | 868.5591 | 0.15523 | 582.1906 | 0.2425
| 579.9664 | 8.9983e-05 | 702.6047 | 0.00014122 | 579.9664 | 0 | 702.6047 | 0.00059169 | 702.8919 | -0.000132 | 702.6047 | 0.0003713 | 582.3095 | 6.631e-06 | 697.4 | -0.0015346 | 579.9664 | 0.01691 | 697.4 | -0.00087442 | 697.4 | 0.0031642 | 582.3095 | 4.6843e-08 | 582.3095 | 2.2401e-06 | 702.6047 | 0.00542 | 702.6047 | 0.30272 | 868.7263 | 0.00563 | 702.6047 | 0.00039421 | 868.1153 | 0.19013 | 868.7263 | 0.15665 | 582.3095 | 0.24125
| 580.0838 | 0.00057197 | 702.8388 | -0.0001934 | 580.0838 | 0.00154 | 702.8388 | -0.00053011 | 703.1257 | -0.00090627 | 702.8388 | -0.00070853 | 582.4285 | 7.3479e-06 | 697.63 | 0.0012985 | 580.0838 | 0.01515 | 697.63 | -0.0009067 | 697.63 | -0.0013546 | 582.4285 | 5.8554e-08 | 582.4285 | 2.3499e-06 | 702.8388 | 0.00402 | 702.8388 | 0.31054 | 868.8936 | 0.00362 | 702.8388 | -0.0011766 | 868.2829 | 0.1838 | 868.8936 | 0.15814 | 582.4285 | 0.24181
| 580.2012 | 0 | 703.0728 | 7.6201e-05 | 580.2012 | 0 | 703.0728 | 0.00057527 | 703.3594 | 0.00064355 | 703.0728 | 0.00043913 | 582.5474 | 7.0679e-06 | 697.87 | -0.00032042 | 580.2012 | 0.01697 | 697.87 | -0.0011004 | 697.87 | 1.0836e-05 | 582.5474 | 2.3422e-08 | 582.5474 | 2.9978e-06 | 703.0728 | 0.00498 | 703.0728 | 0.31613 | 869.0609 | 0.00408 | 703.0728 | 0.00068277 | 868.4505 | 0.18113 | 869.0609 | 0.15893 | 582.5474 | 0.24136
| 580.3186 | 0.00134 | 703.3069 | -0.00014937 | 580.3186 | 0.00168 | 703.3069 | -0.001736 | 703.5932 | -0.00093841 | 703.3069 | -0.00061738 | 582.6663 | 6.799e-06 | 698.1 | -0.0018044 | 580.3186 | 0.01546 | 698.1 | 0.00086903 | 698.1 | -0.00060684 | 582.6663 | 1.8737e-07 | 582.6663 | 2.6684e-06 | 703.3069 | 0.00399 | 703.3069 | 0.32199 | 869.2282 | 0.00357 | 703.3069 | -0.00016043 | 868.6181 | 0.17004 | 869.2282 | 0.16048 | 582.6663 | 0.24106
| 580.436 | 0 | 703.541 | 0.00013335 | 580.436 | 0 | 703.541 | 0.00066711 | 703.827 | 0.00026736 | 703.541 | 0.00051942 | 582.7853 | 6.0262e-06 | 698.34 | -0.00015177 | 580.436 | 0.01441 | 698.34 | -0.0014556 | 698.34 | 0.0015712 | 582.7853 | 1.6395e-07 | 582.7853 | 2.7781e-06 | 703.541 | 0.00471 | 703.541 | 0.32503 | 869.3955 | 0.00432 | 703.541 | -0.00051181 | 868.7857 | 0.17197 | 869.3955 | 0.16138 | 582.7853 | 0.23884
| 580.5534 | 0.00037433 | 703.7751 | -6.6221e-05 | 580.5534 | 0.00186 | 703.7751 | -0.0007159 | 704.0608 | -0.00109 | 703.7751 | -0.00069556 | 582.9042 | 6.5414e-06 | 698.57 | -0.0014672 | 580.5534 | 0.01737 | 698.57 | -0.00032556 | 698.57 | -0.00037928 | 582.9042 | 1.6395e-07 | 582.9042 | 2.3499e-06 | 703.7751 | 0.0032 | 703.7751 | 0.33039 | 869.5627 | 0.00364 | 703.7751 | -0.0028543 | 868.9533 | 0.16435 | 869.5627 | 0.16259 | 582.9042 | 0.23818
| 580.6708 | 0 | 704.0092 | 8.3172e-06 | 580.6708 | 0 | 704.0092 | -0.00028952 | 704.2946 | 0.00042673 | 704.0092 | 0.00052025 | 583.0232 | 6.3398e-06 | 698.8 | 0.00025296 | 580.6708 | 0.01649 | 698.8 | -0.001617 | 698.8 | -0.0030125 | 583.0232 | 0 | 583.0232 | 2.5695e-06 | 704.0091 | 0.00463 | 704.0092 | 0.33693 | 869.73 | 0.00545 | 704.0092 | 0.002286 | 869.1209 | 0.15933 | 869.73 | 0.16301 | 583.0232 | 0.23595
| 580.7882 | 0.00194 | 704.2433 | -0.00010944 | 580.7882 | 0.00109 | 704.2433 | -0.001181 | 704.5284 | -0.00015849 | 704.2433 | -0.00079429 | 583.1421 | 6.3398e-06 | 699.04 | 5.0592e-05 | 580.7882 | 0.01833 | 699.04 | -0.0031667 | 699.04 | -0.00086692 | 583.1421 | 1.4053e-07 | 583.1421 | 2.5695e-06 | 704.2433 | 0.00323 | 704.2433 | 0.33867 | 869.8973 | 0.00306 | 704.2433 | -0.00083591 | 869.2885 | 0.15307 | 869.8973 | 0.16461 | 583.1421 | 0.23514
| 580.9056 | 0 | 704.4774 | -8.1528e-05 | 580.9056 | 0 | 704.4774 | 0.00015288 | 704.7622 | 0.00059297 | 704.4774 | 0.00038908 | 583.261 | 6.2614e-06 | 699.27 | 0.00045532 | 580.9056 | 0.01617 | 699.27 | 0.00019102 | 699.27 | -2.1673e-05 | 583.261 | 1.4053e-07 | 583.261 | 2.9978e-06 | 704.4774 | 0.00433 | 704.4774 | 0.35043 | 870.0646 | 0.00438 | 704.4774 | 7.7147e-05 | 869.4561 | 0.14671 | 870.0646 | 0.16604 | 583.261 | 0.23292
| 581.0231 | 0.00122 | 704.7115 | 4.1441e-06 | 581.0231 | 0.0016 | 704.7115 | -0.0011022 | 704.996 | -0.00070672 | 704.7115 | -0.0006669 | 583.38 | 7.7511e-06 | 699.51 | 0.001231 | 581.0231 | 0.0141 | 699.51 | -0.0004547 | 699.51 | 0.0014088 | 583.38 | 3.0448e-07 | 583.38 | 1.9217e-06 | 704.7115 | 0.00332 | 704.7115 | 0.35505 | 870.2319 | 0.00327 | 704.7115 | -0.0014868 | 869.6237 | 0.13989 | 870.2319 | 0.16771 | 583.38 | 0.23274
| 581.1405 | 0 | 704.9456 | 7.5055e-05 | 581.1405 | 0 | 704.9456 | 9.6233e-05 | 705.2299 | 0.00035469 | 704.9456 | 0.00043136 | 583.499 | 7.5047e-06 | 699.74 | 0.0015008 | 581.1405 | 0.01464 | 699.74 | 0.001773 | 699.74 | 0.0019614 | 583.499 | 1.6395e-07 | 583.499 | 1.6032e-06 | 704.9456 | 0.00399 | 704.9456 | 0.35658 | 870.3992 | 0.00403 | 704.9456 | 0.00068343 | 869.7913 | 0.14103 | 870.3992 | 0.16805 | 583.499 | 0.23163
| 581.2579 | 0.00023058 | 705.1798 | -0.0002529 | 581.2579 | 0.00154 | 705.1798 | -0.0017466 | 705.4637 | -0.00026212 | 705.1798 | -0.00067187 | 583.6179 | 7.2023e-06 | 699.97 | 0.0013322 | 581.2579 | 0.01467 | 699.97 | -0.0017139 | 699.97 | -0.00086692 | 583.6179 | 2.1079e-07 | 583.6179 | 1.0651e-06 | 705.1798 | 0.00313 | 705.1798 | 0.36709 | 870.5665 | 0.00295 | 705.1798 | 0.0007422 | 869.959 | 0.13013 | 870.5665 | 0.16839 | 583.6179 | 0.23147
| 581.3754 | 0 | 705.4139 | 0.00010136 | 581.3754 | 0 | 705.4139 | -0.00033618 | 705.6976 | 0.00027551 | 705.4139 | 0.00047959 | 583.7369 | 5.5781e-06 | 700.21 | 0.0027488 | 581.3754 | 0.01521 | 700.21 | 0.0024188 | 700.21 | 0.00079106 | 583.7369 | 4.6843e-08 | 583.7369 | 1.0651e-06 | 705.4139 | 0.00397 | 705.4139 | 0.37207 | 870.7338 | 0.00506 | 705.4139 | 0.00071774 | 870.1266 | 0.12689 | 870.7338 | 0.16847 | 583.7369 | 0.2302
| 581.4928 | 0.00127 | 705.6481 | -9.4995e-05 | 581.4928 | 0.00090168 | 705.6481 | -0.0012455 | 705.9314 | -0.00092319 | 705.6481 | -0.00056492 | 583.8559 | 5.4997e-06 | 700.44 | 0.00032042 | 581.4928 | 0.01544 | 700.44 | -2.6905e-06 | 700.44 | -0.0010945 | 583.8559 | 1.4053e-07 | 583.8559 | 1.6032e-06 | 705.6481 | 0.00316 | 705.6481 | 0.37429 | 870.9011 | 0.00336 | 705.6481 | -0.0011414 | 870.2942 | 0.12339 | 870.9011 | 0.16916 | 583.8559 | 0.22966
| 581.6103 | 0 | 705.8822 | -8.6362e-06 | 581.6103 | 0 | 705.8822 | 0.00016722 | 706.1653 | 0.00076427 | 705.8822 | 0.00043302 | 583.9748 | 5.7573e-06 | 700.68 | -0.00032042 | 581.6103 | 0.01475 | 700.68 | -0.0011004 | 700.68 | 0.0016688 | 583.9748 | 1.054e-07 | 583.9748 | 1.4934e-06 | 705.8822 | 0.00355 | 705.8822 | 0.37886 | 871.0684 | 0.00536 | 705.8822 | 0.00012224 | 870.4619 | 0.12269 | 871.0684 | 0.16994 | 583.9748 | 0.22765
| 581.7278 | 0.00116 | 706.1164 | -0.00023001 | 581.7278 | 0.00121 | 706.1164 | -0.0010034 | 706.3992 | -0.00065099 | 706.1164 | -0.00068344 | 584.0938 | 5.8469e-06 | 700.91 | -0.0010624 | 581.7278 | 0.01447 | 700.91 | 0.00077218 | 700.91 | 0.00010836 | 584.0938 | 1.4053e-07 | 584.0938 | 2.4597e-06 | 706.1164 | 0.00256 | 706.1164 | 0.38777 | 871.2358 | 0.00452 | 706.1164 | -0.00065604 | 870.6295 | 0.11559 | 871.2358 | 0.17103 | 584.0938 | 0.22702
| 581.8453 | 0 | 706.3506 | 2.49e-05 | 581.8453 | 0 | 706.3506 | 0.00062752 | 706.6331 | 0.00015996 | 706.3506 | 0.00027171 | 584.2128 | 6.0038e-06 | 701.14 | 0.0017707 | 581.8453 | 0.01311 | 701.14 | 0.00038475 | 701.14 | 0.0016038 | 584.2128 | 4.6843e-08 | 584.2128 | 1.8228e-06 | 706.3506 | 0.00329 | 706.3506 | 0.39492 | 871.4031 | 0.00468 | 706.3506 | -0.00042398 | 870.7971 | 0.11117 | 871.4031 | 0.17219 | 584.2128 | 0.2255
| 581.9628 | 0.00087741 | 706.5848 | -4.1409e-05 | 581.9628 | 0.00055488 | 706.5848 | -0.00083393 | 706.867 | -0.00023146 | 706.5848 | -0.00072117 | 584.3317 | 7.4375e-06 | 701.38 | -0.00052277 | 581.9628 | 0.01305 | 701.38 | -0.00013183 | 701.38 | 0.00069354 | 584.3317 | 3.7475e-07 | 584.3317 | 1.4934e-06 | 706.5848 | 0.00223 | 706.5848 | 0.4009 | 871.5704 | 0.00399 | 706.5848 | -0.0015295 | 870.9648 | 0.10473 | 871.5704 | 0.17344 | 584.3317 | 0.22592
| 582.0802 | 0 | 706.819 | 0.00016634 | 582.0802 | 0 | 706.819 | 0.00047995 | 707.1009 | 4.6478e-05 | 706.819 | 0.0003349 | 584.4507 | 8.916e-06 | 701.61 | -8.4319e-05 | 582.0802 | 0.01498 | 701.61 | 0.0010628 | 701.61 | 0.00014088 | 584.4507 | 3.279e-07 | 584.4507 | 7.467e-07 | 706.819 | 0.00336 | 706.819 | 0.40823 | 871.7377 | 0.00406 | 706.819 | 0.0015909 | 871.1324 | 0.10555 | 871.7377 | 0.17467 | 584.4507 | 0.22489
| 582.1977 | 0 | 707.0532 | -6.5756e-05 | 582.1977 | 0.00208 | 707.0532 | -0.0012636 | 707.3349 | -0.00031717 | 707.0532 | -0.00071019 | 584.5697 | 9.0505e-06 | 701.85 | -0.0014334 | 582.1977 | 0.01441 | 701.85 | 0.00041703 | 701.85 | -0.00080189 | 584.5697 | 5.7383e-07 | 584.5697 | 1.4934e-06 | 707.0533 | 0.00242 | 707.0532 | 0.40801 | 871.905 | 0.00392 | 707.0532 | -0.0011552 | 871.3001 | 0.09903 | 871.905 | 0.17627 | 584.5697 | 0.22453
| 582.3152 | 0 | 707.2875 | -4.0175e-05 | 582.3152 | 0 | 707.2875 | 0.00043593 | 707.5688 | 0.00014041 | 707.2875 | 0.00035716 | 584.6887 | 8.3672e-06 | 702.08 | -0.00011805 | 582.3152 | 0.01311 | 702.08 | -0.0011004 | 702.08 | 0.002384 | 584.6887 | 2.4593e-07 | 584.6887 | 1.2848e-06 | 707.2875 | 0.00352 | 707.2875 | 0.41601 | 872.0724 | 0.00538 | 707.2875 | 7.419e-05 | 871.4677 | 0.10055 | 872.0724 | 0.17766 | 584.6887 | 0.22246
| 582.4328 | 0.00037433 | 707.5217 | -0.00014131 | 582.4328 | 0.00086701 | 707.5217 | -0.00043694 | 707.8027 | -0.00085725 | 707.5217 | -0.00064852 | 584.8077 | 7.1127e-06 | 702.32 | 0.00042159 | 582.4328 | 0.01422 | 702.32 | -0.00035784 | 702.32 | -0.0010945 | 584.8077 | 1.0891e-06 | 584.8077 | 8.5651e-07 | 707.5217 | 0.00196 | 707.5217 | 0.42686 | 872.2397 | 0.00399 | 707.5217 | 1.1785e-05 | 871.6354 | 0.08985 | 872.2397 | 0.17899 | 584.8077 | 0.22193
| 582.5503 | 0 | 707.756 | -5.7859e-05 | 582.5503 | 0 | 707.756 | 0.00013329 | 708.0367 | 0.00023045 | 707.756 | 0.00040939 | 584.9266 | 6.519e-06 | 702.55 | 0.00021923 | 582.5503 | 0.01322 | 702.55 | -0.00084214 | 702.55 | 0.00027091 | 584.9266 | 8.4318e-07 | 584.9266 | 2.0864e-07 | 707.756 | 0.00287 | 707.756 | 0.43147 | 872.407 | 0.00599 | 707.756 | -0.00011155 | 871.803 | 0.09115 | 872.407 | 0.17965 | 584.9266 | 0.22131
| 582.6678 | 0.00091335 | 707.9902 | -0.00031783 | 582.6678 | 0.00062425 | 707.9902 | -0.0011658 | 708.2707 | -0.00049959 | 707.9902 | -0.00082362 | 585.0456 | 6.6534e-06 | 702.78 | -0.0010624 | 582.6678 | 0.01419 | 702.78 | 0.00015874 | 702.78 | -0.001257 | 585.0456 | 4.169e-06 | 585.0456 | 6.3689e-07 | 707.9902 | 0.00171 | 707.9902 | 0.43918 | 872.5744 | 0.00287 | 707.9902 | -0.0022427 | 871.9707 | 0.08273 | 872.5744 | 0.1806 | 585.0456 | 0.22133
| 582.7853 | 0 | 708.2245 | 0.00013712 | 582.7853 | 0 | 708.2245 | -0.00025692 | 708.5047 | 0.00070049 | 708.2245 | 0.00034185 | 585.1646 | 7.3815e-06 | 703.02 | -0.0010624 | 582.7853 | 0.01492 | 703.02 | 0.0007076 | 703.02 | -0.001062 | 585.1646 | 3.3259e-06 | 585.1646 | 1.175e-06 | 708.2245 | 0.00327 | 708.2245 | 0.44088 | 872.7417 | 0.00457 | 708.2245 | -0.00080478 | 872.1384 | 0.08479 | 872.7417 | 0.18168 | 585.1646 | 0.21959
| 582.9028 | 0.00019465 | 708.4588 | 1.7982e-05 | 582.9028 | 0.00168 | 708.4588 | -0.0013848 | 708.7387 | -0.00043252 | 708.4588 | -0.00068242 | 585.2836 | 8.1656e-06 | 703.25 | -0.00065769 | 582.9028 | 0.01308 | 703.25 | -0.0012619 | 703.25 | -0.0016147 | 585.2836 | 2.6747e-05 | 585.2836 | 9.6631e-07 | 708.4588 | 0.00183 | 708.4588 | 0.45002 | 872.909 | 0.00317 | 708.4588 | -0.00182 | 872.3061 | 0.07919 | 872.909 | 0.18282 | 585.2836 | 0.21813
| 583.0204 | 0 | 708.693 | 0.00026792 | 583.0204 | 0 | 708.693 | 0.00012143 | 708.9726 | 0.00069953 | 708.693 | 0.00058118 | 585.4026 | 8.5016e-06 | 703.49 | 0.0010624 | 583.0204 | 0.01424 | 703.49 | 9.4169e-05 | 703.49 | -0.00024923 | 585.4026 | 2.3422e-05 | 585.4026 | 1.3946e-06 | 708.693 | 0.00324 | 708.693 | 0.45859 | 873.0764 | 0.00494 | 708.693 | 0.00040467 | 872.4737 | 0.07843 | 873.0764 | 0.18369 | 585.4026 | 0.21574
| 583.1379 | 0.00096726 | 708.9273 | -0.00027261 | 583.1379 | 0.00199 | 708.9273 | -0.0011939 | 709.2066 | -0.00036564 | 708.9273 | -0.00080476 | 585.5216 | 8.7592e-06 | 703.72 | -0.00035414 | 583.1379 | 0.01353 | 703.72 | -0.0014233 | 703.72 | -0.0019397 | 585.5216 | 3.9992e-05 | 585.5216 | 1.0651e-06 | 708.9273 | 0.00126 | 708.9273 | 0.46173 | 873.2437 | 0.00343 | 708.9273 | -0.0016186 | 872.6414 | 0.07247 | 873.2437 | 0.18472 | 585.5216 | 0.21472
| 583.2555 | 0 | 709.1616 | -0.0001184 | 583.2555 | 0 | 709.1616 | -0.00011247 | 709.4407 | 8.2464e-05 | 709.1616 | 0.00032284 | 585.6406 | 8.9496e-06 | 703.96 | -0.00099496 | 583.2555 | 0.01316 | 703.96 | 0.0002556 | 703.96 | 0.00098612 | 585.6406 | 1.6571e-05 | 585.6406 | 1.0651e-06 | 709.1617 | 0.00253 | 709.1616 | 0.46663 | 873.4111 | 0.00448 | 709.1616 | 0.00065437 | 872.8091 | 0.07333 | 873.4111 | 0.18554 | 585.6406 | 0.21389
| 583.3731 | 0.00149 | 709.396 | -0.00016569 | 583.3731 | 0.00064159 | 709.396 | -0.0011849 | 709.6747 | -0.00047612 | 709.396 | -0.00072337 | 585.7596 | 8.3896e-06 | 704.19 | -0.0010961 | 583.3731 | 0.01263 | 704.19 | -0.002747 | 704.19 | -0.00057433 | 585.7596 | 0.00014651 | 585.7596 | 1.9217e-06 | 709.396 | 0.00179 | 709.396 | 0.47383 | 873.5784 | 0.00299 | 709.396 | -0.00075767 | 872.9768 | 0.06813 | 873.5784 | 0.18692 | 585.7596 | 0.21526
| 583.4906 | 0 | 709.6303 | 3.6673e-05 | 583.4906 | 0 | 709.6303 | -8.5826e-05 | 709.9087 | 0.00062594 | 709.6303 | 0.00043397 | 585.8786 | 7.7399e-06 | 704.42 | 0.00052277 | 583.4906 | 0.01271 | 704.42 | -0.00058385 | 704.42 | 0.00088859 | 585.8786 | 0.00013042 | 585.8786 | 1.8228e-06 | 709.6303 | 0.00257 | 709.6303 | 0.4821 | 873.7458 | 0.00429 | 709.6303 | 0.0018247 | 873.1445 | 0.06191 | 873.7458 | 0.18785 | 585.8786 | 0.21566
| 583.6082 | 0.00084148 | 709.8646 | -5.6791e-05 | 583.6082 | 0.00109 | 709.8646 | -0.00039341 | 710.1428 | -0.00059167 | 709.8646 | -0.00065742 | 585.9977 | 7.0119e-06 | 704.66 | 0.0020742 | 583.6082 | 0.01299 | 704.66 | 0.0002556 | 704.66 | 0.0013763 | 585.9977 | 0.00045595 | 585.9977 | 2.3499e-06 | 709.8646 | 0.00172 | 709.8646 | 0.48885 | 873.9131 | 0.00366 | 709.8646 | -0.00049849 | 873.3121 | 0.06473 | 873.9131 | 0.18974 | 585.9977 | 0.21656
| 583.7258 | 0 | 710.099 | -1.6117e-05 | 583.7258 | 0 | 710.099 | 0.00065272 | 710.3768 | 0.00109 | 710.099 | 0.00039552 | 586.1167 | 6.4182e-06 | 704.89 | 0.0011973 | 583.7258 | 0.01166 | 704.89 | -0.0012619 | 704.89 | 4.3346e-05 | 586.1167 | 0.00045541 | 586.1167 | 6.3689e-07 | 710.099 | 0.00237 | 710.099 | 0.49213 | 874.0805 | 0.00563 | 710.099 | 0.00049935 | 873.4799 | 0.05967 | 874.0805 | 0.19099 | 586.1167 | 0.21545
| 583.8434 | 0.00010482 | 710.3333 | -7.0721e-06 | 583.8434 | 0.00095371 | 710.3333 | -0.00144 | 710.6109 | -0.0006673 | 710.3333 | -0.00064185 | 586.2357 | 6.4742e-06 | 705.13 | -0.0011636 | 583.8434 | 0.01339 | 705.13 | 0.00035245 | 705.13 | -8.6692e-05 | 586.2357 | 0.00111 | 586.2357 | 5.3806e-07 | 710.3333 | 0.0016 | 710.3333 | 0.50081 | 874.2479 | 0.00338 | 710.3333 | -0.00097719 | 873.6476 | 0.05043 | 874.2479 | 0.19252 | 586.2357 | 0.21497
| 583.961 | 0 | 710.5677 | 0.00022372 | 583.961 | 0 | 710.5677 | 0.00015768 | 710.845 | 0.00071255 | 710.5677 | 0.00061984 | 586.3547 | 7.4599e-06 | 705.36 | -0.00025296 | 583.961 | 0.01384 | 705.36 | -0.00077756 | 705.36 | -0.00021673 | 586.3547 | 0.00085516 | 586.3547 | 4.2825e-07 | 710.5677 | 0.00247 | 710.5677 | 0.50901 | 874.4152 | 0.00526 | 710.5677 | -0.00057999 | 873.8152 | 0.05521 | 874.4152 | 0.1931 | 586.3547 | 0.21223
| 584.0786 | 0.00115 | 710.802 | -0.0009479 | 584.0786 | 0.00125 | 710.802 | -0.00083608 | 711.0791 | -0.00071063 | 710.802 | -0.00070352 | 586.4737 | 7.9079e-06 | 705.6 | -0.0014672 | 584.0786 | 0.01243 | 705.6 | -0.0014878 | 705.6 | -0.0012245 | 586.4737 | 0.00155 | 586.4737 | 4.2825e-07 | 710.8021 | 0.00109 | 710.802 | 0.51557 | 874.5826 | 0.00309 | 710.802 | -0.0015369 | 873.9829 | 0.04877 | 874.5826 | 0.19426 | 586.4737 | 0.21071
| 584.1962 | 0 | 711.0364 | 0.00057579 | 584.1962 | 0 | 711.0364 | 6.4877e-05 | 711.3132 | -3.8592e-06 | 711.0364 | 0.00038717 | 586.5928 | 7.6167e-06 | 705.83 | -0.00038786 | 584.1962 | 0.01174 | 705.83 | -0.00013183 | 705.83 | -0.00060684 | 586.5928 | 0.00128 | 586.5928 | 4.2825e-07 | 711.0364 | 0.00242 | 711.0364 | 0.52396 | 874.75 | 0.00527 | 711.0364 | 0.00080497 | 874.1507 | 0.05205 | 874.75 | 0.19454 | 586.5928 | 0.20904
| 584.3138 | 0.0014 | 711.2708 | -0.00055375 | 584.3138 | 0.00031212 | 711.2708 | -0.0010367 | 711.5473 | -0.00048821 | 711.2708 | -0.00069139 | 586.7118 | 7.7399e-06 | 706.06 | 0.00028669 | 584.3138 | 0.01229 | 706.06 | -0.00064841 | 706.06 | -0.0020047 | 586.7118 | 0.00216 | 586.7118 | 2.0864e-07 | 711.2708 | 0.00142 | 711.2708 | 0.53026 | 874.9173 | 0.00376 | 711.2708 | 0.00019056 | 874.3184 | 0.05361 | 874.9173 | 0.19533 | 586.7118 | 0.20862
| 584.4314 | 0 | 711.5052 | -0.00033726 | 584.4314 | 0 | 711.5052 | 4.4872e-06 | 711.7814 | 0.00015761 | 711.5052 | 0.0004654 | 586.8308 | 7.2695e-06 | 706.3 | 0.0025801 | 584.4314 | 0.01035 | 706.3 | 2.9596e-05 | 706.3 | 0.00066102 | 586.8308 | 0.00249 | 586.8308 | 2.0864e-07 | 711.5052 | 0.00213 | 711.5052 | 0.53427 | 875.0847 | 0.00401 | 711.5052 | 0.0001434 | 874.4861 | 0.05351 | 875.0847 | 0.19547 | 586.8308 | 0.20824
| 584.549 | 0.00066181 | 711.7396 | 0.00031238 | 584.549 | 0.00109 | 711.7396 | -0.00066359 | 712.0155 | -0.00042859 | 711.7396 | -0.00063875 | 586.9498 | 7.5943e-06 | 706.53 | -0.0010287 | 584.549 | 0.01251 | 706.53 | -0.00077756 | 706.53 | -0.00067186 | 586.9498 | 0.00319 | 586.9498 | 1.713e-06 | 711.7396 | 0.00119 | 711.7396 | 0.53913 | 875.2521 | 0.00424 | 711.7396 | 0.0013863 | 874.6538 | 0.05151 | 875.2521 | 0.19672 | 586.9498 | 0.2069
| 584.6667 | 0 | 711.9741 | -0.0001592 | 584.6667 | 0 | 711.9741 | 0.00036601 | 712.2497 | 0.00026262 | 711.9741 | 0.00031141 | 587.0689 | 7.5159e-06 | 706.77 | -0.0014334 | 584.6667 | 0.01129 | 706.77 | -0.00039012 | 706.77 | -0.00073687 | 587.0689 | 0.00297 | 587.0689 | 1.4934e-06 | 711.9741 | 0.00231 | 711.9741 | 0.54907 | 875.4195 | 0.00483 | 711.9741 | -0.00039718 | 874.8215 | 0.04715 | 875.4195 | 0.19779 | 587.0689 | 0.2055
| 584.7843 | 0.00037433 | 712.2085 | 9.6385e-05 | 584.7843 | 0.00144 | 712.2085 | -0.00059165 | 712.4838 | -0.00077301 | 712.2085 | -0.00072382 | 587.1879 | 7.5831e-06 | 707 | 0.00052277 | 584.7843 | 0.01214 | 707 | -0.00077756 | 707 | -0.00054182 | 587.1879 | 0.00305 | 587.1879 | 1.4934e-06 | 712.2085 | 0.00197 | 712.2085 | 0.55175 | 875.5869 | 0.00306 | 712.2085 | -0.00060294 | 874.9893 | 0.04089 | 875.5869 | 0.19921 | 587.1879 | 0.20418
| 584.902 | 0 | 712.4429 | 0.00062742 | 584.902 | 0 | 712.4429 | 4.0699e-06 | 712.718 | 0.00047209 | 712.4429 | 0.0004312 | 587.307 | 7.7735e-06 | 707.24 | 5.0592e-05 | 584.902 | 0.01294 | 707.24 | -9.9549e-05 | 707.24 | 0.0002384 | 587.307 | 0.00291 | 587.307 | 0 | 712.4429 | 0.00199 | 712.4429 | 0.55864 | 875.7542 | 0.0045 | 712.4429 | 0.00040107 | 875.157 | 0.03479 | 875.7542 | 0.19991 | 587.307 | 0.20351
| 585.0196 | 6.8875e-05 | 712.6774 | -0.00047957 | 585.0196 | 0 | 712.6774 | -0.00077499 | 712.9521 | -0.00089922 | 712.6774 | -0.00070023 | 587.426 | 8.2104e-06 | 707.47 | -0.0018719 | 585.0196 | 0.01021 | 707.47 | -0.0013264 | 707.47 | -0.0012895 | 587.426 | 0.00369 | 587.426 | 0 | 712.6774 | 0.00106 | 712.6774 | 0.56351 | 875.9216 | 0.00441 | 712.6774 | 0.00060648 | 875.3247 | 0.02869 | 875.9216 | 0.20068 | 587.426 | 0.20316
| 585.1373 | 0 | 712.9118 | 0.0001648 | 585.1373 | 0 | 712.9118 | -0.00026669 | 713.1863 | 0.00077271 | 712.9118 | 0.00050185 | 587.5451 | 8.1096e-06 | 707.7 | 0.0014672 | 585.1373 | 0.01084 | 707.7 | 0.00019102 | 707.7 | 0.0023515 | 587.5451 | 0.00352 | 587.5451 | 0 | 712.9118 | 0.00204 | 712.9118 | 0.5708 | 876.089 | 0.00413 | 712.9118 | 0.00025328 | 875.4925 | 0.04089 | 876.089 | 0.20088 | 587.5451 | 0.20204
| 585.2549 | 1.4969e-05 | 713.1463 | -0.00020616 | 585.2549 | 0.00058956 | 713.1463 | -0.0010991 | 713.4205 | -0.00079446 | 713.1463 | -0.00067984 | 587.6641 | 7.4263e-06 | 707.94 | -0.0012985 | 585.2549 | 0.01209 | 707.94 | -0.0020367 | 707.94 | -0.0021673 | 587.6641 | 0.00428 | 587.6641 | 6.3689e-07 | 713.1463 | 0.00114 | 713.1463 | 0.58249 | 876.2564 | 0.00345 | 713.1463 | -0.00076605 | 875.6602 | 0.02605 | 876.2564 | 0.20176 | 587.6641 | 0.20141
| 585.3726 | 0 | 713.3808 | -0.0011856 | 585.3726 | 0 | 713.3808 | 0.00031921 | 713.6547 | 0.00076012 | 713.3808 | 0.00047615 | 587.7832 | 6.6198e-06 | 708.17 | 0.00025296 | 585.3726 | 0.01183 | 708.17 | 0.00093361 | 708.17 | -0.0011595 | 587.7832 | 0.00406 | 587.7832 | 7.467e-07 | 713.3808 | 0.00149 | 713.3808 | 0.58836 | 876.4238 | 0.00599 | 713.3808 | 0.0017762 | 875.8279 | 0.02687 | 876.4238 | 0.20265 | 587.7832 | 0.20023
| 585.4903 | 0.00039229 | 713.6153 | 0.00020133 | 585.4903 | 0.0014 | 713.6153 | -0.0010792 | 713.8889 | -0.00050239 | 713.6153 | -0.00056023 | 587.9022 | 6.127e-06 | 708.41 | -0.0012985 | 585.4903 | 0.00931 | 708.41 | -0.001843 | 708.41 | -0.0024274 | 587.9022 | 0.00483 | 587.9022 | 7.467e-07 | 713.6152 | 0.00106 | 713.6153 | 0.59442 | 876.5912 | 0.00334 | 713.6153 | 0.00040892 | 875.9957 | 0.02287 | 876.5912 | 0.20406 | 587.9022 | 0.19983
| 585.608 | 0 | 713.8497 | 0.00052527 | 585.608 | 0 | 713.8497 | 0.0007016 | 714.1231 | 0.00086808 | 713.8497 | 0.00041646 | 588.0213 | 7.0343e-06 | 708.64 | 0.00032042 | 585.608 | 0.01027 | 708.64 | 0.00057846 | 708.64 | -0.00050931 | 588.0213 | 0.00465 | 588.0213 | 2.0864e-07 | 713.8497 | 0.00183 | 713.8497 | 0.59786 | 876.7586 | 0.00483 | 713.8497 | 0.00043001 | 876.1634 | 0.02835 | 876.7586 | 0.20553 | 588.0213 | 0.19903
| 585.7257 | 0 | 714.0843 | -0.0007574 | 585.7257 | 0.00060691 | 714.0843 | -0.0012298 | 714.3573 | -0.00091063 | 714.0843 | -0.00058964 | 588.1403 | 6.9671e-06 | 708.88 | -1.6864e-05 | 585.7257 | 0.01282 | 708.88 | -0.00077756 | 708.88 | 0.0009211 | 588.1403 | 0.00549 | 588.1403 | 1.0981e-07 | 714.0842 | 0.00104 | 714.0843 | 0.6077 | 876.926 | 0.00371 | 714.0843 | -0.00010888 | 876.3312 | 0.02905 | 876.926 | 0.2072 | 588.1403 | 0.19882
| 585.8434 | 0 | 714.3188 | 6.487e-05 | 585.8434 | 0 | 714.3188 | 0.00030924 | 714.5916 | 0.00022397 | 714.3188 | 0.00029685 | 588.2594 | 7.0343e-06 | 709.11 | -0.0010287 | 585.8434 | 0.01163 | 709.11 | 0.0015148 | 709.11 | -0.0011595 | 588.2594 | 0.00534 | 588.2594 | 1.0981e-07 | 714.3188 | 0.00157 | 714.3188 | 0.61232 | 877.0934 | 0.00524 | 714.3188 | 0.00030658 | 876.4989 | 0.03025 | 877.0934 | 0.2085 | 588.2594 | 0.19685
| 585.9611 | 0.00041025 | 714.5533 | -0.0014035 | 585.9611 | 0.00128 | 714.5533 | -0.00078973 | 714.8258 | -0.00068877 | 714.5533 | -0.00067129 | 588.3785 | 6.911e-06 | 709.35 | -0.00072515 | 585.9611 | 0.01115 | 709.35 | -0.00093899 | 709.35 | -0.0010295 | 588.3785 | 0.00636 | 588.3785 | 2.0864e-07 | 714.5533 | 0.0004927 | 714.5533 | 0.61511 | 877.2608 | 0.00424 | 714.5533 | -0.0013274 | 876.6667 | 0.02787 | 877.2608 | 0.20949 | 588.3785 | 0.19524
| 586.0788 | 0 | 714.7878 | -0.00036898 | 586.0788 | 0 | 714.7878 | 5.6429e-05 | 715.0601 | 0.00056225 | 714.7878 | 0.00039402 | 588.4975 | 6.799e-06 | 709.58 | 0.0022092 | 586.0788 | 0.01052 | 709.58 | 0.00032017 | 709.58 | -0.0010945 | 588.4975 | 0.0061 | 588.4975 | 2.0864e-07 | 714.7878 | 0.00195 | 714.7878 | 0.62418 | 877.4282 | 0.00643 | 714.7878 | -0.00021466 | 876.8345 | 0.02389 | 877.4282 | 0.21001 | 588.4975 | 0.19254
| 586.1965 | 0.00046416 | 715.0224 | -0.00085908 | 586.1965 | 0.00158 | 715.0224 | -0.00098918 | 715.2943 | -0.00083831 | 715.0224 | -0.00066691 | 588.6166 | 8.2888e-06 | 709.81 | -0.0018044 | 586.1965 | 0.01101 | 709.81 | 0.00028789 | 709.81 | -0.00018422 | 588.6166 | 0.00701 | 588.6166 | 2.0864e-07 | 715.0224 | 0.00063818 | 715.0224 | 0.63066 | 877.5956 | 0.00322 | 715.0224 | 0.00020564 | 877.0022 | 0.02953 | 877.5956 | 0.211 | 588.6166 | 0.19181
| 586.3142 | 0 | 715.2569 | 0.00025562 | 586.3142 | 0 | 715.2569 | 0.0011553 | 715.5286 | 0.00041981 | 715.2569 | 0.00030947 | 588.7357 | 7.8967e-06 | 710.05 | 0.00075887 | 586.3142 | 0.00913 | 710.05 | -0.0006807 | 710.05 | 0.00027091 | 588.7357 | 0.00676 | 588.7357 | 0 | 715.2569 | 0.00167 | 715.2569 | 0.63687 | 877.7631 | 0.00392 | 715.2569 | -0.0002685 | 877.17 | 0.02297 | 877.7631 | 0.21205 | 588.7357 | 0.19115
| 586.432 | 0.00064383 | 715.4915 | 0.00012718 | 586.432 | 0.00111 | 715.4915 | -0.00079363 | 715.7629 | -0.0012 | 715.4915 | -0.00064256 | 588.8547 | 7.6391e-06 | 710.28 | -0.00052277 | 586.432 | 0.00996 | 710.28 | -0.002069 | 710.28 | -2.1673e-05 | 588.8547 | 0.00796 | 588.8547 | 0 | 715.4915 | 0.00075064 | 715.4915 | 0.64531 | 877.9305 | 0.00378 | 715.4915 | -0.0017045 | 877.3378 | 0.02297 | 877.9305 | 0.21378 | 588.8547 | 0.19234
| 586.5497 | 0 | 715.726 | 0.00073701 | 586.5497 | 0 | 715.726 | 0.00053818 | 715.9972 | 0.00038977 | 715.726 | 0.00044786 | 588.9738 | 6.183e-06 | 710.52 | 0.0001855 | 586.5497 | 0.0093 | 710.52 | -0.0017461 | 710.52 | -0.001322 | 588.9738 | 0.00785 | 588.9738 | 0 | 715.726 | 0.0017 | 715.726 | 0.64884 | 878.0979 | 0.00408 | 715.726 | 0.0010757 | 877.5055 | 0.02179 | 878.0979 | 0.21535 | 588.9738 | 0.19254
| 586.6675 | 0.00093132 | 715.9606 | -0.00035952 | 586.6675 | 0.00173 | 715.9606 | -0.00057216 | 716.2315 | -0.00049098 | 715.9606 | -0.00044484 | 589.0929 | 6.8326e-06 | 710.75 | 0.00045532 | 586.6675 | 0.01078 | 710.75 | 0.00093361 | 710.75 | 0.0017663 | 589.0929 | 0.00882 | 589.0929 | 2.0864e-07 | 715.9606 | 0.00035475 | 715.9606 | 0.6543 | 878.2653 | 0.00702 | 715.9606 | -0.00061463 | 877.6733 | 0.01829 | 878.2653 | 0.2167 | 589.0929 | 0.1929
| 586.7852 | 0 | 716.1952 | -0.00076082 | 586.7852 | 0 | 716.1952 | 1.7325e-05 | 716.4658 | 0.00062838 | 716.1952 | 0.00048155 | 589.212 | 7.1463e-06 | 710.99 | -0.00011805 | 586.7852 | 0.00936 | 710.99 | 0.00028789 | 710.99 | 0.0009211 | 589.212 | 0.00854 | 589.212 | 2.0864e-07 | 716.1952 | 0.00156 | 716.1952 | 0.66062 | 878.4328 | 0.00295 | 716.1952 | 0.0018796 | 877.8411 | 0.01735 | 878.4328 | 0.21753 | 589.212 | 0.19169
| 586.903 | 0.00032042 | 716.4298 | -0.00061889 | 586.903 | 0.00091902 | 716.4298 | -0.00067979 | 716.7001 | -0.00082644 | 716.4298 | -0.00076099 | 589.3311 | 8.2104e-06 | 711.22 | -0.0024789 | 586.903 | 0.00973 | 711.22 | -0.0021336 | 711.22 | -0.00024923 | 589.3311 | 0.00964 | 589.3311 | 2.0864e-07 | 716.4298 | 0.00065065 | 716.4298 | 0.66406 | 878.6002 | 0.00294 | 716.4298 | 0.00030167 | 878.0089 | 0.01431 | 878.6002 | 0.21865 | 589.3311 | 0.19098
| 587.0207 | 0 | 716.6644 | -0.00063471 | 587.0207 | 0 | 716.6644 | -9.1107e-06 | 716.9345 | 0.00043168 | 716.6644 | 0.00024818 | 589.4502 | 8.2888e-06 | 711.46 | 0.0024789 | 587.0207 | 0.008 | 711.46 | -0.00022869 | 711.46 | -0.00037928 | 589.4502 | 0.0095 | 589.4502 | 0 | 716.6644 | 0.00163 | 716.6644 | 0.66738 | 878.7676 | 0.00448 | 716.6644 | 0.0008796 | 878.1767 | 0.01475 | 878.7676 | 0.22004 | 589.4502 | 0.18899
| 587.1385 | 0.00106 | 716.899 | -4.9879e-05 | 587.1385 | 0.00153 | 716.899 | -0.0011105 | 717.1688 | -0.00107 | 716.899 | -0.00058301 | 589.5693 | 8.8712e-06 | 711.69 | -0.0018044 | 587.1385 | 0.00882 | 711.69 | -0.00051927 | 711.69 | 0.0011162 | 589.5693 | 0.01059 | 589.5693 | 0 | 716.899 | 0.00056218 | 716.899 | 0.67038 | 878.9351 | 0.00383 | 716.899 | 5.8536e-05 | 878.3445 | 0.01027 | 878.9351 | 0.22227 | 589.5693 | 0.18831
| 587.2563 | 0 | 717.1337 | -0.0011234 | 587.2563 | 0 | 717.1337 | 0.00047611 | 717.4032 | 0.0003594 | 717.1337 | 0.00045329 | 589.6884 | 8.7144e-06 | 711.92 | 0.00048905 | 587.2563 | 0.00916 | 711.92 | -0.00022869 | 711.92 | 0.0010186 | 589.6884 | 0.01031 | 589.6884 | 0 | 717.1337 | 0.0015 | 717.1337 | 0.68019 | 879.1025 | 0.00441 | 717.1337 | -0.00063089 | 878.5123 | 0.01073 | 879.1025 | 0.22374 | 589.6884 | 0.1866
| 587.3741 | 0.00089539 | 717.3683 | -0.00041126 | 587.3741 | 0.00038148 | 717.3683 | -0.00028781 | 717.6375 | -0.00123 | 717.3683 | -0.0006758 | 589.8075 | 7.6391e-06 | 712.16 | -0.00086005 | 587.3741 | 0.01075 | 712.16 | -0.0010036 | 712.16 | -0.00050931 | 589.8075 | 0.01157 | 589.8075 | 6.3689e-07 | 717.3683 | 6.9695e-05 | 717.3683 | 0.6894 | 879.2699 | 0.00309 | 717.3683 | 0.0015459 | 878.6801 | 0.01109 | 879.2699 | 0.22534 | 589.8075 | 0.18733
| 587.4918 | 0 | 717.603 | 8.3982e-05 | 587.4918 | 0 | 717.603 | -0.00020448 | 717.8719 | 0.00065197 | 717.603 | 0.00035206 | 589.9266 | 6.7094e-06 | 712.39 | 0.001231 | 587.4918 | 0.00891 | 712.39 | -0.0021982 | 712.39 | -0.0023949 | 589.9266 | 0.01136 | 589.9266 | 6.3689e-07 | 717.6029 | 0.00139 | 717.603 | 0.69169 | 879.4374 | 0.00515 | 717.603 | 0.0011711 | 878.8479 | 0.01123 | 879.4374 | 0.22559 | 589.9266 | 0.18675
| 587.6096 | 0.00064383 | 717.8376 | 1.6946e-05 | 587.6096 | 0.00036414 | 717.8376 | -0.00094749 | 718.1063 | -0.00067634 | 717.8376 | -0.00070145 | 590.0457 | 6.2614e-06 | 712.63 | -0.0029849 | 587.6096 | 0.01203 | 712.63 | -0.0011327 | 712.63 | 0.00040094 | 590.0457 | 0.0124 | 590.0457 | 6.3689e-07 | 717.8376 | 0.00050187 | 717.8376 | 0.69849 | 879.6048 | 0.00246 | 717.8376 | 0.0005027 | 879.0157 | 0.00547 | 879.6048 | 0.22651 | 590.0457 | 0.18701
| 587.7275 | 0 | 718.0723 | 0.00057701 | 587.7275 | 0 | 718.0723 | 0.00010255 | 718.3407 | 0.0005237 | 718.0723 | 0.00043153 | 590.1648 | 6.071e-06 | 712.86 | -0.0030861 | 587.7275 | 0.01098 | 712.86 | -0.0004547 | 712.86 | -0.001322 | 590.1648 | 0.01176 | 590.1648 | 0 | 718.0723 | 0.00151 | 718.0723 | 0.70407 | 879.7723 | 0.00441 | 718.0723 | -0.00022231 | 879.1835 | 0.00715 | 879.7723 | 0.22678 | 590.1648 | 0.185
| 587.8453 | 1.4969e-05 | 718.3069 | -0.00088351 | 587.8453 | 0.00090168 | 718.3069 | -0.00058384 | 718.5751 | -0.00019305 | 718.3069 | -0.00067592 | 590.2839 | 6.6534e-06 | 713.1 | 0.0015008 | 587.8453 | 0.00996 | 713.1 | -0.0014878 | 713.1 | 0.00040094 | 590.2839 | 0.01278 | 590.2839 | 0 | 718.307 | 0.00012011 | 718.3069 | 0.70729 | 879.9397 | 0.00389 | 718.3069 | -0.00019098 | 879.3513 | 0.00459 | 879.9397 | 0.22788 | 590.2839 | 0.18364
| 587.9631 | 0 | 718.5416 | 7.7067e-05 | 587.9631 | 0 | 718.5416 | 3.0242e-05 | 718.8095 | 0.00057931 | 718.5416 | 0.00037062 | 590.403 | 7.2807e-06 | 713.33 | -0.0024789 | 587.9631 | 0.01049 | 713.33 | -0.0022305 | 713.33 | -0.0028825 | 590.403 | 0.01267 | 590.403 | 0 | 718.5416 | 0.00108 | 718.5416 | 0.71203 | 880.1072 | 0.00464 | 718.5416 | 0.00045784 | 879.5191 | 0.00643 | 880.1072 | 0.22862 | 590.403 | 0.18191
| 588.0809 | 0.00098522 | 718.7763 | -0.00019836 | 588.0809 | 0.0012 | 718.7763 | -0.00098431 | 719.0439 | -0.0008901 | 718.7763 | -0.00072709 | 590.5221 | 8.1432e-06 | 713.57 | -1.6864e-05 | 588.0809 | 0.00874 | 713.57 | -0.0024887 | 713.57 | 0.00040094 | 590.5221 | 0.0141 | 590.5221 | 0 | 718.7763 | 0.00057563 | 718.7763 | 0.71817 | 880.2746 | 0.00329 | 718.7763 | -0.00046094 | 879.687 | 0.00287 | 880.2746 | 0.23017 | 590.5221 | 0.18088
| 588.1988 | 0.00043191 | 719.011 | 0.00050832 | 588.1988 | 0 | 719.011 | 0.00026435 | 719.2783 | 0.00073916 | 719.011 | 0.00050136 | 590.6412 | 8.188e-06 | 713.8 | 0.0019731 | 588.1988 | 0.0093 | 713.8 | -0.00058385 | 713.8 | 0.0014088 | 590.6412 | 0.01383 | 590.6412 | 0 | 719.011 | 0.00191 | 719.011 | 0.72596 | 880.4421 | 0.0054 | 719.011 | -0.00022059 | 879.8548 | 0.00365 | 880.4421 | 0.23101 | 590.6412 | 0.17972
| 588.3166 | 0.00066181 | 719.2457 | -0.00012108 | 588.3166 | 0.00114 | 719.2457 | -0.00097498 | 719.5128 | -0.00028073 | 719.2457 | -0.00059525 | 590.7603 | 7.6727e-06 | 714.04 | -0.0032884 | 588.3166 | 0.01024 | 714.04 | -0.0021336 | 714.04 | -0.0020372 | 590.7603 | 0.01513 | 590.7603 | 0 | 719.2457 | 0.00011452 | 719.2457 | 0.72802 | 880.6096 | 0.00255 | 719.2457 | -0.0012432 | 880.0226 | 0 | 880.6096 | 0.23216 | 590.7603 | 0.1796
| 588.4344 | 0 | 719.4805 | 0.00040876 | 588.4344 | 0 | 719.4805 | 8.4539e-05 | 719.7472 | 0.00020972 | 719.4805 | 0.00038931 | 590.8794 | 8.6024e-06 | 714.27 | -0.0013322 | 588.4344 | 0.00834 | 714.27 | 0.00012645 | 714.27 | 0.0014088 | 590.8794 | 0.0151 | 590.8794 | 0 | 719.4805 | 0.00147 | 719.4805 | 0.73133 | 880.777 | 0.00657 | 719.4805 | 0.00095447 | 880.1904 | 0.00353 | 880.777 | 0.23273 | 590.8794 | 0.17915
| 588.5523 | 0.00163 | 719.7152 | -0.0002129 | 588.5523 | 0.00125 | 719.7152 | -0.00082076 | 719.9817 | -0.00053955 | 719.7152 | -0.000653 | 590.9986 | 7.6391e-06 | 714.51 | -0.0015684 | 588.5523 | 0.00874 | 714.51 | -0.00022869 | 714.51 | 0.00059601 | 590.9986 | 0.01643 | 590.9986 | 0 | 719.7152 | 0.00032954 | 719.7152 | 0.73567 | 880.9445 | 0.00426 | 719.7152 | -0.00079455 | 880.3583 | 0.00034999 | 880.9445 | 0.23431 | 590.9986 | 0.17926
| 588.6701 | 0 | 719.9499 | 0.00021852 | 588.6701 | 0 | 719.9499 | 0.00033473 | 720.2162 | 0.00051057 | 719.9499 | 0.00036129 | 591.1177 | 6.9558e-06 | 714.74 | -0.00065769 | 588.6701 | 0.00967 | 714.74 | -0.00042241 | 714.74 | 0.0016688 | 591.1177 | 0.01605 | 591.1177 | 0 | 719.9499 | 0.00112 | 719.9499 | 0.74468 | 881.1119 | 0.00457 | 719.9499 | 0.0017051 | 880.5261 | 2.6669e-05 | 881.1119 | 0.23573 | 591.1177 | 0.17755
| 588.788 | 0 | 720.1847 | -0.0011013 | 588.788 | 0.00163 | 720.1847 | -0.0011469 | 720.4506 | -0.00021108 | 720.1847 | -0.0005868 | 591.2368 | 5.3989e-06 | 714.97 | -0.0011299 | 588.788 | 0.00879 | 714.97 | 2.9596e-05 | 714.97 | -0.0001192 | 591.2368 | 0.01769 | 591.2368 | 0 | 720.1847 | 0.00061464 | 720.1847 | 0.74592 | 881.2794 | 0.00301 | 720.1847 | 4.0686e-05 | 880.6939 | 0 | 881.2794 | 0.23756 | 591.2368 | 0.1769
| 588.9059 | 0 | 720.4194 | 0.0010617 | 588.9059 | 0 | 720.4194 | 0.0001817 | 720.6851 | 0.00069054 | 720.4194 | 0.00042356 | 591.3559 | 7.1239e-06 | 715.21 | 0.00021923 | 588.9059 | 0.00834 | 715.21 | -0.00039012 | 715.21 | 0.00017338 | 591.3559 | 0.01755 | 591.3559 | 0 | 720.4194 | 0.00112 | 720.4194 | 0.75124 | 881.4469 | 0.00506 | 720.4194 | -0.00030876 | 880.8618 | 0 | 881.4469 | 0.23882 | 591.3559 | 0.17508
| 589.0238 | 0.0004462 | 720.6542 | -0.0005178 | 589.0238 | 0.00050287 | 720.6542 | -0.00070032 | 720.9196 | -0.00093535 | 720.6542 | -0.0005557 | 591.4751 | 7.6615e-06 | 715.44 | -0.00086005 | 589.0238 | 0.00868 | 715.44 | -0.0024242 | 715.44 | -0.00099695 | 591.4751 | 0.01935 | 591.4751 | 0 | 720.6542 | 4.6427e-05 | 720.6542 | 0.7593 | 881.6144 | 0.0045 | 720.6542 | -0.00030447 | 881.0296 | 0 | 881.6144 | 0.24024 | 591.4751 | 0.17491
| 589.1417 | 0 | 720.889 | 0.00032298 | 589.1417 | 0 | 720.889 | 0.00038862 | 721.1541 | 0.00052312 | 720.889 | 0.0004774 | 591.5942 | 7.6951e-06 | 715.68 | 0.00096123 | 589.1417 | 0.00902 | 715.68 | 0.00054618 | 715.68 | 0.0024165 | 591.5942 | 0.01919 | 591.5942 | 0 | 720.889 | 0.00094066 | 720.889 | 0.7623 | 881.7818 | 0.00406 | 720.889 | -0.00050936 | 881.1975 | 0 | 881.7818 | 0.24093 | 591.5942 | 0.17364
| 589.2595 | 0.001 | 721.1238 | 0.00028131 | 589.2595 | 0.00065893 | 721.1238 | -0.0006509 | 721.3887 | -0.00060745 | 721.1238 | -0.00051673 | 591.7133 | 6.3846e-06 | 715.91 | -0.0010961 | 589.2595 | 0.00783 | 715.91 | -0.0010036 | 715.91 | -0.0027849 | 591.7133 | 0.02106 | 591.7133 | 0 | 721.1238 | 0.00045388 | 721.1238 | 0.76834 | 881.9493 | 0.00338 | 721.1238 | -0.0015074 | 881.3653 | 0 | 881.9493 | 0.24192 | 591.7133 | 0.17361
| 589.3774 | 0 | 721.3586 | 0.00050788 | 589.3774 | 0 | 721.3586 | -0.00014069 | 721.6232 | 0.00047985 | 721.3586 | 0.00056572 | 591.8325 | 7.2023e-06 | 716.15 | 0.00072515 | 589.3774 | 0.00817 | 716.15 | 0.0002556 | 716.15 | 0.00072604 | 591.8325 | 0.02143 | 591.8325 | 0 | 721.3586 | 0.00146 | 721.3586 | 0.77491 | 882.1168 | 0.00605 | 721.3586 | 0.00055731 | 881.5332 | 0 | 882.1168 | 0.24285 | 591.8325 | 0.17236
| 589.4954 | 0.00131 | 721.5934 | -7.5269e-05 | 589.4954 | 0.00067626 | 721.5934 | -0.00057965 | 721.8577 | -0.00024669 | 721.5934 | -0.0005594 | 591.9516 | 8.468e-06 | 716.38 | -0.0010961 | 589.4954 | 0.008 | 716.38 | -0.0020045 | 716.38 | 0.00033593 | 591.9516 | 0.02273 | 591.9516 | 0 | 721.5934 | -7.5232e-05 | 721.5934 | 0.78666 | 882.2843 | 0.0035 | 721.5934 | -0.0011638 | 881.7011 | 0 | 882.2843 | 0.245 | 591.9516 | 0.17236
| 589.6133 | 0 | 721.8282 | -0.00053253 | 589.6133 | 0 | 721.8282 | -9.6897e-05 | 722.0923 | 0.00031797 | 721.8282 | 0.00028024 | 592.0708 | 7.9303e-06 | 716.62 | 0.0022428 | 589.6133 | 0.00663 | 716.62 | -0.00061613 | 716.62 | -0.0011595 | 592.0708 | 0.02295 | 592.0708 | 0 | 721.8282 | 0.00062318 | 721.8282 | 0.78538 | 882.4518 | 0.00519 | 721.8282 | 0.00071401 | 881.8689 | 0 | 882.4518 | 0.24709 | 592.0708 | 0.17134
| 589.7312 | 0.00075165 | 722.063 | -0.0016382 | 589.7312 | 0.00139 | 722.063 | -0.00064824 | 722.3268 | -0.00040471 | 722.063 | -0.00056178 | 592.1899 | 7.3479e-06 | 716.85 | -0.0019731 | 589.7312 | 0.00755 | 716.85 | -0.0018752 | 716.85 | -0.00099695 | 592.1899 | 0.02365 | 592.1899 | 0 | 722.063 | 0.00045001 | 722.063 | 0.78888 | 882.6193 | 0.00295 | 722.063 | 0.00049357 | 882.0368 | 0 | 882.6193 | 0.25 | 592.1899 | 0.1709
| 589.8491 | 0 | 722.2978 | 0.00066312 | 589.8491 | 0 | 722.2978 | -0.00019517 | 722.5614 | 0.00112 | 722.2978 | 0.00043498 | 592.3091 | 7.5159e-06 | 717.09 | 0.0015346 | 589.8491 | 0.00899 | 717.09 | -6.7263e-05 | 717.09 | 0.002384 | 592.3091 | 0.02375 | 592.3091 | 0 | 722.2979 | 0.0011 | 722.2978 | 0.79155 | 882.7868 | 0.00436 | 722.2978 | 0.0014926 | 882.2047 | 0 | 882.7868 | 0.25224 | 592.3091 | 0.16963
| 589.967 | 0.00091335 | 722.5327 | -0.00069633 | 589.967 | 0.00113 | 722.5327 | -0.00059388 | 722.796 | -0.00084406 | 722.5327 | -0.00065714 | 592.4282 | 9.2633e-06 | 717.32 | 0.00069142 | 589.967 | 0.00896 | 717.32 | -0.0010358 | 717.32 | -0.0016472 | 592.4282 | 0.02409 | 592.4282 | 0 | 722.5327 | -3.5066e-05 | 722.5327 | 0.80152 | 882.9543 | 0.00535 | 722.5327 | 0.0015709 | 882.3725 | 0 | 882.9543 | 0.25437 | 592.4282 | 0.16933
| 590.085 | 0 | 722.7675 | 7.5558e-05 | 590.085 | 0 | 722.7675 | -3.7056e-05 | 723.0306 | 0.0004934 | 722.7675 | 0.00034095 | 592.5474 | 9.4873e-06 | 717.56 | -0.0025465 | 590.085 | 0.00902 | 717.56 | -0.002521 | 717.56 | -0.0014521 | 592.5474 | 0.02433 | 592.5474 | 0 | 722.7675 | 0.00082221 | 722.7675 | 0.80352 | 883.1218 | 0.0045 | 722.7675 | 0.001308 | 882.5404 | 0 | 883.1218 | 0.25528 | 592.5474 | 0.16842
| 590.2029 | 0.00124 | 723.0024 | -0.0010595 | 590.2029 | 0.00083232 | 723.0024 | -0.0013049 | 723.2652 | -0.00111 | 723.0024 | -0.0007015 | 592.6666 | 9.7785e-06 | 717.79 | 0.0001855 | 590.2029 | 0.00942 | 717.79 | 0.00073989 | 717.79 | 0.00040094 | 592.6666 | 0.02432 | 592.6666 | 0 | 723.0024 | 4.8164e-05 | 723.0024 | 0.80951 | 883.2893 | 0.00306 | 723.0024 | -0.00098159 | 882.7083 | 0 | 883.2893 | 0.25627 | 592.6666 | 0.16742
| 590.3209 | 0 | 723.2373 | 0.0002204 | 590.3209 | 0 | 723.2373 | -8.7945e-05 | 723.4998 | 0.00015141 | 723.2373 | 0.00031165 | 592.7857 | 8.7816e-06 | 718.03 | 0.00086005 | 590.3209 | 0.00885 | 718.03 | -0.0031022 | 718.03 | 0.00053099 | 592.7857 | 0.02456 | 592.7857 | 0 | 723.2373 | 0.00115 | 723.2373 | 0.81229 | 883.4568 | 0.00555 | 723.2373 | -3.9925e-05 | 882.8762 | 0 | 883.4568 | 0.25695 | 592.7857 | 0.16598
| 590.4388 | 0.00051807 | 723.4722 | -0.00044292 | 590.4388 | 0.00165 | 723.4722 | -0.00088675 | 723.7344 | -0.00061651 | 723.4722 | -0.00055226 | 592.9049 | 8.916e-06 | 718.26 | -0.001737 | 590.4388 | 0.00806 | 718.26 | -0.0033928 | 718.26 | 0.0015062 | 592.9049 | 0.02385 | 592.9049 | 0 | 723.4722 | 4.1998e-05 | 723.4722 | 0.8097 | 883.6243 | 0.00498 | 723.4722 | 0.0011692 | 883.044 | 0 | 883.6243 | 0.25832 | 592.9049 | 0.16557
| 590.5568 | 0 | 723.707 | -0.00053687 | 590.5568 | 0 | 723.707 | 0.00040747 | 723.969 | 0.00010763 | 723.707 | 0.00028157 | 593.024 | 7.4263e-06 | 718.5 | 0.00062396 | 590.5568 | 0.00581 | 718.5 | 6.1882e-05 | 718.5 | 0.0009211 | 593.024 | 0.0244 | 593.024 | 0 | 723.707 | 0.00106 | 723.707 | 0.8178 | 883.7918 | 0.00541 | 723.707 | 0.0017296 | 883.2119 | 0 | 883.7918 | 0.25922 | 593.024 | 0.16487
| 590.6748 | 0 | 723.9419 | -0.0014419 | 590.6748 | 0.00142 | 723.9419 | -0.00087207 | 724.2037 | -0.00038738 | 723.9419 | -0.00061932 | 593.1432 | 7.5159e-06 | 718.73 | -0.0018044 | 590.6748 | 0.00669 | 718.73 | -0.00064841 | 718.73 | -0.00070437 | 593.1432 | 0.02358 | 593.1432 | 0 | 723.9419 | -0.00016953 | 723.9419 | 0.82563 | 883.9593 | 0.00411 | 723.9419 | -0.00095855 | 883.3798 | 0 | 883.9593 | 0.26082 | 593.1432 | 0.16491
| 590.7928 | 0 | 724.1769 | 0.00057792 | 590.7928 | 0 | 724.1769 | -0.00042796 | 724.4383 | 0.00034754 | 724.1769 | 0.00033004 | 593.2624 | 6.911e-06 | 718.97 | 0.00015177 | 590.7928 | 0.0076 | 718.97 | 0.00044931 | 718.97 | 0.00010836 | 593.2624 | 0.02477 | 593.2624 | 0 | 724.1768 | 0.00144 | 724.1769 | 0.82758 | 884.1268 | 0.0049 | 724.1769 | 0.0014519 | 883.5477 | 0 | 884.1268 | 0.26181 | 593.2624 | 0.16455
| 590.9108 | 0.00057197 | 724.4118 | -0.0005952 | 590.9108 | 0.00097105 | 724.4118 | -0.0010079 | 724.673 | -0.00058807 | 724.4118 | -0.00058524 | 593.3815 | 7.9079e-06 | 719.2 | 8.4319e-05 | 590.9108 | 0.00772 | 719.2 | -0.00064841 | 719.2 | -0.00015171 | 593.3815 | 0.02371 | 593.3815 | 0 | 724.4118 | -0.00013025 | 724.4118 | 0.83273 | 884.2943 | 0.00382 | 724.4118 | 5.2555e-05 | 883.7156 | 0 | 884.2943 | 0.26393 | 593.3815 | 0.16465
| 591.0287 | 0 | 724.6467 | 0.00043641 | 591.0287 | 0 | 724.6467 | 0.00038731 | 724.9076 | 0.00022996 | 724.6467 | 0.00034002 | 593.5007 | 8.3672e-06 | 719.44 | 5.0592e-05 | 591.0287 | 0.00891 | 719.44 | -0.0004547 | 719.44 | -0.0020372 | 593.5007 | 0.02529 | 593.5007 | 0 | 724.6467 | 0.00113 | 724.6467 | 0.8425 | 884.4618 | 0.00388 | 724.6467 | 0.0010154 | 883.8835 | 0 | 884.4618 | 0.2654 | 593.5007 | 0.16366
| 591.1467 | 0 | 724.8816 | -0.00053679 | 591.1467 | 0.00091902 | 724.8816 | -0.00065772 | 725.1423 | -0.00045606 | 724.8816 | -0.00057545 | 593.6199 | 1.0148e-05 | 719.67 | 0.00059023 | 591.1467 | 0.00854 | 719.67 | -0.00064841 | 719.67 | -0.00054182 | 593.6199 | 0.02455 | 593.6199 | 0 | 724.8816 | -0.00018521 | 724.8816 | 0.84574 | 884.6294 | 0.00389 | 724.8816 | 0.0007038 | 884.0514 | 0 | 884.6294 | 0.2676 | 593.6199 | 0.16323
| 591.2648 | 0 | 725.1166 | -0.00034741 | 591.2648 | 0 | 725.1166 | 0.00019272 | 725.377 | 0.00024897 | 725.1166 | 0.00046208 | 593.7391 | 1.0305e-05 | 719.91 | -0.0015346 | 591.2648 | 0.00692 | 719.91 | -0.0021013 | 719.91 | -0.00060684 | 593.7391 | 0.02614 | 593.7391 | 0 | 725.1166 | 0.00106 | 725.1166 | 0.84948 | 884.7969 | 0.00512 | 725.1166 | 0.0011435 | 884.2193 | 0 | 884.7969 | 0.26883 | 593.7391 | 0.16294
| 591.3828 | 0.00199 | 725.3515 | -0.00040848 | 591.3828 | 0.00208 | 725.3515 | -0.00076015 | 725.6117 | -0.00059051 | 725.3515 | -0.00059895 | 593.8583 | 9.7785e-06 | 720.14 | -0.0009275 | 591.3828 | 0.00885 | 720.14 | 0.0002556 | 720.14 | -0.0012245 | 593.8583 | 0.02553 | 593.8583 | 0 | 725.3515 | 0.0001569 | 725.3515 | 0.85541 | 884.9644 | 0.00672 | 725.3515 | -0.00052908 | 884.3873 | 0 | 884.9644 | 0.27015 | 593.8583 | 0.163
| 591.5008 | 0 | 725.5865 | -0.00048978 | 591.5008 | 0 | 725.5865 | 0.00010484 | 725.8464 | -4.1456e-05 | 725.5865 | 0.00038914 | 593.9775 | 7.9864e-06 | 720.37 | -0.0014334 | 591.5008 | 0.00961 | 720.37 | -0.00055155 | 720.37 | 0.0017988 | 593.9775 | 0.02633 | 593.9775 | 0 | 725.5865 | 0.00044815 | 725.5865 | 0.861 | 885.1319 | 0.00636 | 725.5865 | 6.0079e-05 | 884.5552 | 0 | 885.1319 | 0.27048 | 593.9775 | 0.16167
| 591.6188 | 0 | 725.8215 | -0.0010086 | 591.6188 | 0.00182 | 725.8215 | -0.00071686 | 726.0811 | -0.00025655 | 725.8215 | -0.00047596 | 594.0966 | 6.6982e-06 | 720.61 | 0.0018719 | 591.6188 | 0.00808 | 720.61 | 0.0014502 | 720.61 | 0.00056349 | 594.0966 | 0.02599 | 594.0966 | 0 | 725.8215 | -0.00032931 | 725.8215 | 0.86443 | 885.2994 | 0.00324 | 725.8215 | 0.0005989 | 884.7231 | 0 | 885.2994 | 0.27151 | 594.0966 | 0.16084
| 591.7369 | 0 | 726.0564 | 0.00083883 | 591.7369 | 0 | 726.0564 | 0.00032392 | 726.3158 | 0.0005449 | 726.0564 | 0.00033441 | 594.2159 | 6.4742e-06 | 720.84 | -0.00011805 | 591.7369 | 0.00709 | 720.84 | -2.6905e-06 | 720.84 | -0.00028175 | 594.2159 | 0.02609 | 594.2159 | 0 | 726.0565 | 0.00089215 | 726.0564 | 0.87171 | 885.467 | 0.00499 | 726.0564 | 0.0012355 | 884.891 | 0 | 885.467 | 0.27206 | 594.2159 | 0.15941
| 591.8549 | 0.00109 | 726.2914 | -0.00049935 | 591.8549 | 0.0003468 | 726.2914 | -0.0013045 | 726.5505 | -0.0006625 | 726.2914 | -0.00047554 | 594.335 | 7.3479e-06 | 721.08 | -0.0012648 | 591.8549 | 0.00763 | 721.08 | -0.0019721 | 721.08 | -0.0011595 | 594.335 | 0.02628 | 594.335 | 0 | 726.2914 | -5.7741e-05 | 726.2914 | 0.87425 | 885.6345 | 0.00368 | 726.2914 | 0.00044994 | 885.0589 | 0 | 885.6345 | 0.27357 | 594.335 | 0.15948
| 591.9729 | 0 | 726.5264 | -1.1624e-05 | 591.9729 | 0 | 726.5264 | 0.00024137 | 726.7853 | 0.00111 | 726.5264 | 0.00047191 | 594.4542 | 8.5576e-06 | 721.31 | 0.0020068 | 591.9729 | 0.00766 | 721.31 | 0.0015148 | 721.31 | 0.0018639 | 594.4542 | 0.02518 | 594.4542 | 0 | 726.5264 | 0.00113 | 726.5264 | 0.87221 | 885.8021 | 0.00499 | 726.5264 | 0.0011353 | 885.2269 | 0 | 885.8021 | 0.27457 | 594.4542 | 0.15893
| 592.091 | 0.00098522 | 726.7615 | -0.00021065 | 592.091 | 0.00109 | 726.7615 | -0.00022897 | 727.02 | -0.0008706 | 726.7615 | -0.00063621 | 594.5734 | 9.7785e-06 | 721.55 | -0.0022092 | 592.091 | 0.00874 | 721.55 | -0.00019641 | 721.55 | -0.0012895 | 594.5734 | 0.02504 | 594.5734 | 0 | 726.7614 | 0.00011901 | 726.7615 | 0.87891 | 885.9696 | 0.00218 | 726.7615 | -0.0006236 | 885.3948 | 0 | 885.9696 | 0.27648 | 594.5734 | 0.15889
| 592.2091 | 0 | 726.9965 | 5.6675e-05 | 592.2091 | 0 | 726.9965 | 0.00028182 | 727.2548 | 7.4692e-05 | 726.9965 | 0.00037173 | 594.6926 | 8.8936e-06 | 721.78 | -0.00021923 | 592.2091 | 0.00732 | 721.78 | 0.00090132 | 721.78 | 0.0011162 | 594.6926 | 0.02353 | 594.6926 | 0 | 726.9965 | 0.00097963 | 726.9965 | 0.88678 | 886.1371 | 0.00455 | 726.9965 | 0.00061207 | 885.5627 | 0 | 886.1371 | 0.27815 | 594.6926 | 0.15767
| 592.3271 | 0.0007157 | 727.2315 | -0.00078495 | 592.3271 | 0.00058956 | 727.2315 | -0.0007016 | 727.4896 | -0.00044188 | 727.2315 | -0.00062404 | 594.8118 | 8.9944e-06 | 722.02 | -0.00025296 | 592.3271 | 0.0078 | 722.02 | -0.0010036 | 722.02 | -0.0001192 | 594.8118 | 0.02401 | 594.8118 | 6.3689e-07 | 727.2315 | 0.00010901 | 727.2315 | 0.89215 | 886.3047 | 0.00575 | 727.2315 | -0.00087703 | 885.7307 | 0 | 886.3047 | 0.28005 | 594.8118 | 0.15661
| 592.4452 | 0 | 727.4665 | 0.00022445 | 592.4452 | 0 | 727.4665 | -0.00023672 | 727.7243 | 0.00025525 | 727.4665 | 0.00030602 | 594.9311 | 7.7511e-06 | 722.25 | 0.00048905 | 592.4452 | 0.00959 | 722.25 | -3.4977e-05 | 722.25 | -0.0010945 | 594.9311 | 0.02335 | 594.9311 | 9.6631e-07 | 727.4665 | 0.00109 | 727.4665 | 0.89479 | 886.4722 | 0.00571 | 727.4665 | 0.00096764 | 885.8986 | 0 | 886.4722 | 0.28169 | 594.9311 | 0.15546
| 592.5633 | 0.00089539 | 727.7016 | -0.00033641 | 592.5633 | 0.00177 | 727.7016 | -0.00076987 | 727.9591 | -0.00076752 | 727.7016 | -0.00065126 | 595.0503 | 7.5159e-06 | 722.49 | -0.0021416 | 592.5633 | 0.0074 | 722.49 | -0.0016815 | 722.49 | -0.0014196 | 595.0503 | 0.02436 | 595.0503 | 3.9454e-05 | 727.7016 | -4.2203e-06 | 727.7016 | 0.9021 | 886.6398 | 0.00295 | 727.7016 | -0.0018011 | 886.0666 | 0 | 886.6398 | 0.28331 | 595.0503 | 0.15455
| 592.6814 | 0 | 727.9366 | -8.4535e-05 | 592.6814 | 0 | 727.9366 | 0.00032472 | 728.1939 | 0.00064083 | 727.9366 | 0.00034332 | 595.1695 | 7.0343e-06 | 722.72 | 0.0017707 | 592.6814 | 0.00737 | 722.72 | 0.0019022 | 722.72 | 0.0014088 | 595.1695 | 0.02426 | 595.1695 | 3.8817e-05 | 727.9366 | 0.0007675 | 727.9366 | 0.9055 | 886.8073 | 0.00494 | 727.9366 | 0.0028993 | 886.2345 | 0 | 886.8073 | 0.2851 | 595.1695 | 0.15323
| 592.7995 | 0.00152 | 728.1717 | -0.00010781 | 592.7995 | 0.00125 | 728.1717 | -0.00058406 | 728.4288 | -0.00052864 | 728.1717 | -0.00066728 | 595.2887 | 6.7766e-06 | 722.96 | 0.00015177 | 592.7995 | 0.00596 | 722.96 | -0.0004547 | 722.96 | 0.00079106 | 595.2887 | 0.02655 | 595.2887 | 7.4209e-05 | 728.1717 | -0.00018231 | 728.1717 | 0.91072 | 886.9749 | 0.00338 | 728.1717 | 0.0015176 | 886.4025 | 0 | 886.9749 | 0.28742 | 595.2887 | 0.15253
| 592.9176 | 0 | 728.4068 | -0.00011329 | 592.9176 | 0 | 728.4068 | 0.00049679 | 728.6636 | 0.00047821 | 728.4068 | 0.00041058 | 595.4079 | 7.3591e-06 | 723.19 | -0.00028669 | 592.9176 | 0.00814 | 723.19 | 0.0030968 | 723.19 | -0.00076939 | 595.4079 | 0.02728 | 595.4079 | 3.571e-05 | 728.4068 | 0.00062979 | 728.4068 | 0.91093 | 887.1424 | 0.00563 | 728.4068 | 0.00066445 | 886.5704 | 0 | 887.1424 | 0.28979 | 595.4079 | 0.15219
| 593.0357 | 0.00102 | 728.6419 | -0.00066392 | 593.0357 | 0.0003468 | 728.6419 | -0.00073178 | 728.8984 | -0.00043626 | 728.6419 | -0.00064506 | 595.5271 | 6.8774e-06 | 723.43 | -0.0018719 | 593.0357 | 0.00743 | 723.43 | 0.00012645 | 723.43 | -0.0014846 | 595.5271 | 0.03036 | 595.5271 | 0.00024776 | 728.6419 | 0.00043566 | 728.6419 | 0.91456 | 887.31 | 0.00431 | 728.6419 | -0.00091887 | 886.7384 | 0 | 887.31 | 0.29213 | 595.5271 | 0.1526
| 593.1538 | 0 | 728.877 | -0.00019414 | 593.1538 | 0 | 728.877 | 0.00016333 | 729.1332 | 0.0003029 | 728.877 | 0.00031992 | 595.6463 | 7.8295e-06 | 723.66 | -0.00021923 | 593.1538 | 0.00584 | 723.66 | -0.0022305 | 723.66 | 0.00069354 | 595.6463 | 0.03005 | 595.6463 | 0.00023503 | 728.877 | 0.00080855 | 728.877 | 0.91747 | 887.4776 | 0.00496 | 728.877 | 0.0022763 | 886.9063 | 0 | 887.4776 | 0.29344 | 595.6463 | 0.15184
| 593.2719 | 0.00033839 | 729.1121 | -0.00021684 | 593.2719 | 0.0013 | 729.1121 | -0.0011058 | 729.3681 | -0.00041524 | 729.1121 | -0.00066801 | 595.7656 | 6.7542e-06 | 723.9 | 0.00096123 | 593.2719 | 0.0084 | 723.9 | 0.00090132 | 723.9 | 7.5855e-05 | 595.7656 | 0.03368 | 595.7656 | 0.00094881 | 729.1121 | -0.00022529 | 729.1121 | 0.91948 | 887.6451 | 0.00468 | 729.1121 | -0.0004524 | 887.0743 | 0 | 887.6451 | 0.29494 | 595.7656 | 0.15113
| 593.3901 | 0 | 729.3472 | 0.0011745 | 593.3901 | 0 | 729.3472 | 0.0004999 | 729.6029 | 0.0006359 | 729.3472 | 0.0003193 | 595.8848 | 7.6727e-06 | 724.13 | 0.0005565 | 593.3901 | 0.00768 | 724.13 | 0.001095 | 724.13 | 0.00098612 | 595.8848 | 0.03332 | 595.8848 | 0.001 | 729.3472 | 0.00088177 | 729.3472 | 0.92326 | 887.8127 | 0.00552 | 729.3472 | 0.00084334 | 887.2423 | 0 | 887.8127 | 0.29585 | 595.8848 | 0.1503
| 593.5082 | 6.8875e-05 | 729.5823 | -0.00023691 | 593.5082 | 0.00156 | 729.5823 | -0.00073053 | 729.8378 | -0.00058978 | 729.5823 | -0.00057356 | 596.004 | 6.9671e-06 | 724.37 | -0.0019393 | 593.5082 | 0.00803 | 724.37 | -0.0036188 | 724.37 | -0.00063934 | 596.004 | 0.03685 | 596.004 | 0.002 | 729.5823 | 7.2512e-05 | 729.5823 | 0.92982 | 887.9803 | 0.00313 | 729.5823 | 0.0011862 | 887.4103 | 0 | 887.9803 | 0.29746 | 596.004 | 0.15062
| 593.6264 | 0 | 729.8174 | 0.00056316 | 593.6264 | 0 | 729.8174 | -0.00018699 | 730.0727 | 0.00088258 | 729.8174 | 0.00037423 | 596.1233 | 7.5047e-06 | 724.6 | 0.00048905 | 593.6264 | 0.0059 | 724.6 | 0.00022331 | 724.6 | -0.0015171 | 596.1233 | 0.03537 | 596.1233 | 0.00179 | 729.8174 | 0.00079509 | 729.8174 | 0.93576 | 888.1478 | 0.00589 | 729.8174 | 0.001364 | 887.5782 | 0 | 888.1478 | 0.29818 | 596.1233 | 0.15033
| 593.7445 | 0.00076961 | 730.0526 | -0.00093176 | 593.7445 | 0.00106 | 730.0526 | -0.0013453 | 730.3076 | -0.00055069 | 730.0526 | -0.00060058 | 596.2425 | 6.9671e-06 | 724.84 | -0.0018719 | 593.7445 | 0.00718 | 724.84 | -0.0010681 | 724.84 | 0.0009536 | 596.2425 | 0.03765 | 596.2425 | 0.00247 | 730.0526 | -0.00021453 | 730.0526 | 0.94113 | 888.3154 | 0.00436 | 730.0526 | -0.00064717 | 887.7462 | 0 | 888.3154 | 0.29992 | 596.2425 | 0.15006
| 593.8627 | 0 | 730.2877 | -6.2994e-05 | 593.8627 | 0 | 730.2877 | 0.00042461 | 730.5425 | 0.00037465 | 730.2877 | 0.00036035 | 596.3617 | 7.3815e-06 | 725.07 | -0.00021923 | 593.8627 | 0.00675 | 725.07 | 0.00012645 | 725.07 | -0.001127 | 596.3617 | 0.03697 | 596.3617 | 0.00205 | 730.2877 | 0.00089064 | 730.2877 | 0.94083 | 888.483 | 0.00466 | 730.2877 | 0.00054893 | 887.9142 | 0 | 888.483 | 0.30107 | 596.3617 | 0.14885
| 593.9808 | 0 | 730.5229 | -0.00024896 | 593.9808 | 0.00123 | 730.5229 | -0.00044009 | 730.7774 | -0.00059649 | 730.5229 | -0.00063039 | 596.481 | 8.5464e-06 | 725.31 | -0.0016358 | 593.9808 | 0.00692 | 725.31 | -0.0014556 | 725.31 | 0.0010186 | 596.481 | 0.03837 | 596.481 | 0.00273 | 730.5229 | -5.7806e-05 | 730.5229 | 0.94265 | 888.6506 | 0.00306 | 730.5229 | 0.00017347 | 888.0822 | 0 | 888.6506 | 0.30358 | 596.481 | 0.14874
| 594.099 | 0.00019796 | 730.758 | 0.00026802 | 594.099 | 0 | 730.758 | 0.00030762 | 731.0123 | 0.00028338 | 730.758 | 0.00039034 | 596.6002 | 7.8183e-06 | 725.54 | 0.0016358 | 594.099 | 0.00672 | 725.54 | 0.00038475 | 725.54 | -8.6692e-05 | 596.6002 | 0.03913 | 596.6002 | 0.003 | 730.758 | 0.00067796 | 730.758 | 0.94858 | 888.8181 | 0.00438 | 730.758 | 0.0012816 | 888.2502 | 0 | 888.8181 | 0.30572 | 596.6002 | 0.14815
| 594.2172 | 0.00024855 | 730.9932 | -0.001546 | 594.2172 | 0.00031212 | 730.9932 | -0.00052202 | 731.2472 | -0.00049368 | 730.9932 | -0.00055393 | 596.7195 | 9.0281e-06 | 725.78 | -0.0010961 | 594.2172 | 0.00706 | 725.78 | -0.00019641 | 725.78 | 0.00075855 | 596.7195 | 0.04001 | 596.7195 | 0.00376 | 730.9932 | -0.00046195 | 730.9932 | 0.95112 | 888.9857 | 0.00297 | 730.9932 | -0.0006169 | 888.4181 | 0 | 888.9857 | 0.30884 | 596.7195 | 0.14841
| 594.3354 | 0 | 731.2284 | 0.00022411 | 594.3354 | 0 | 731.2284 | 0.00013857 | 731.4822 | 0.00073088 | 731.2284 | 0.00027875 | 596.8387 | 9.0505e-06 | 726.01 | 0.00028669 | 594.3354 | 0.00737 | 726.01 | 0.00032017 | 726.01 | -0.0016472 | 596.8387 | 0.04262 | 596.8387 | 0.00368 | 731.2284 | 0.00064284 | 731.2284 | 0.96042 | 889.1533 | 0.00592 | 731.2284 | 0.0023402 | 888.5861 | 0 | 889.1533 | 0.31155 | 596.8387 | 0.14693
| 594.4536 | 0 | 731.4636 | -0.00061525 | 594.4536 | 0.00156 | 731.4636 | -0.0004237 | 731.7171 | -0.00077325 | 731.4636 | -0.00056104 | 596.958 | 9.3641e-06 | 726.25 | 0.00075887 | 594.4536 | 0.00505 | 726.25 | -6.7263e-05 | 726.25 | -0.0010295 | 596.958 | 0.04353 | 596.958 | 0.00419 | 731.4636 | -7.0364e-05 | 731.4636 | 0.95903 | 889.3209 | 0.00318 | 731.4636 | 0.0016264 | 888.7541 | 0 | 889.3209 | 0.3149 | 596.958 | 0.14593
| 594.5718 | 0 | 731.6988 | -7.6257e-05 | 594.5718 | 0 | 731.6988 | 0.00036711 | 731.9521 | 0.00055183 | 731.6988 | 0.0003234 | 597.0772 | 7.1463e-06 | 726.48 | 0.0025127 | 594.5718 | 0.00717 | 726.48 | 0.00077218 | 726.48 | 0.00014088 | 597.0772 | 0.04602 | 597.0772 | 0.0039 | 731.6988 | 0.00082364 | 731.6988 | 0.95765 | 889.4885 | 0.00652 | 731.6988 | 0.00098217 | 888.9221 | 0 | 889.4885 | 0.31744 | 597.0772 | 0.14455
| 594.69 | 0.00037433 | 731.934 | -0.00056935 | 594.69 | 0.00128 | 731.934 | -0.00088647 | 732.187 | -0.00079125 | 731.934 | -0.0006384 | 597.1965 | 6.9558e-06 | 726.72 | -0.0017707 | 594.69 | 0.00939 | 726.72 | -0.0010358 | 726.72 | -0.0022323 | 597.1965 | 0.04673 | 597.1965 | 0.00494 | 731.934 | 0.00020085 | 731.934 | 0.96371 | 889.6561 | 0.00297 | 731.934 | 4.0596e-05 | 889.0901 | 0 | 889.6561 | 0.31971 | 597.1965 | 0.14483
| 594.8082 | 0 | 732.1692 | 0.00078891 | 594.8082 | 0 | 732.1692 | 0.00057616 | 732.422 | 0.00015861 | 732.1692 | 0.00048471 | 597.3157 | 7.3031e-06 | 726.96 | 0.0031535 | 594.8082 | 0.00817 | 726.96 | -0.0015847 | 726.96 | 0.00053099 | 597.3157 | 0.04862 | 597.3157 | 0.00481 | 732.1692 | 0.00091448 | 732.1692 | 0.97666 | 889.8237 | 0.00422 | 732.1692 | 0.0011526 | 889.2582 | 0 | 889.8237 | 0.32039 | 597.3157 | 0.14456
| 594.9264 | 0.00089539 | 732.4045 | -0.0013901 | 594.9264 | 0.00116 | 732.4045 | -0.00097594 | 732.657 | -0.00075214 | 732.4045 | -0.00065301 | 597.435 | 9.5769e-06 | 727.19 | -0.00011805 | 594.9264 | 0.00678 | 727.19 | -0.0020045 | 727.19 | -0.0034351 | 597.435 | 0.04904 | 597.435 | 0.00621 | 732.4045 | -3.9381e-05 | 732.4045 | 0.9717 | 889.9913 | 0.0036 | 732.4045 | -0.00014675 | 889.4262 | 0 | 889.9913 | 0.32112 | 597.435 | 0.14501
| 595.0446 | 0 | 732.6397 | -0.00027667 | 595.0446 | 0 | 732.6397 | -7.6821e-05 | 732.892 | 0.00020671 | 732.6397 | 0.00040154 | 597.5543 | 1.0294e-05 | 727.43 | -8.4319e-05 | 595.0446 | 0.00763 | 727.43 | -0.00071299 | 727.43 | 0.00079106 | 597.5543 | 0.0495 | 597.5543 | 0.00584 | 732.6397 | 0.00089262 | 732.6397 | 0.9722 | 890.1589 | 0.00471 | 732.6397 | 0.0011104 | 889.5942 | 0 | 890.1589 | 0.32137 | 597.5543 | 0.14431
| 595.1629 | 0.00124 | 732.8749 | -0.00047631 | 595.1629 | 0.00093636 | 732.8749 | -0.0010799 | 733.127 | -0.00066984 | 732.8749 | -0.00064821 | 597.6735 | 1.0249e-05 | 727.66 | -5.0592e-05 | 595.1629 | 0.00868 | 727.66 | 0.0011596 | 727.66 | 0.00072604 | 597.6735 | 0.04894 | 597.6735 | 0.0069 | 732.875 | -0.00043861 | 732.8749 | 0.98239 | 890.3265 | 0.00376 | 732.8749 | 4.4272e-05 | 889.7622 | 0 | 890.3265 | 0.32224 | 597.6735 | 0.14462
| 595.2811 | 0 | 733.1102 | -0.000662 | 595.2811 | 0 | 733.1102 | 0.00011417 | 733.362 | 0.00023659 | 733.1102 | 0.0002959 | 597.7928 | 1.0798e-05 | 727.9 | 0.0005565 | 595.2811 | 0.00598 | 727.9 | 0.00032017 | 727.9 | -0.0016797 | 597.7928 | 0.04843 | 597.7928 | 0.00673 | 733.1102 | 0.00051386 | 733.1102 | 0.98105 | 890.4941 | 0.00629 | 733.1102 | 0.0012574 | 889.9302 | 0 | 890.4941 | 0.32238 | 597.7928 | 0.14338
| 595.3994 | 0.00075165 | 733.3455 | 5.06e-06 | 595.3994 | 0.00039883 | 733.3455 | -0.0008623 | 733.597 | -0.00027995 | 733.3455 | -0.00051441 | 597.9121 | 9.8569e-06 | 728.13 | 0.0018044 | 595.3994 | 0.0057 | 728.13 | 0.0084562 | 728.13 | 0.0065452 | 597.9121 | 0.04783 | 597.9121 | 0.00781 | 733.3455 | 0.00032633 | 733.3455 | 0.98563 | 890.6617 | 0.00404 | 733.3455 | 0.00038652 | 890.0982 | 0 | 890.6617 | 0.3232 | 597.9121 | 0.14309
| 595.5176 | 0 | 733.5808 | -0.00046447 | 595.5176 | 0 | 733.5808 | 0.00026762 | 733.832 | 0.0007874 | 733.5808 | 0.00035159 | 598.0313 | 8.7592e-06 | 728.37 | 0.0011973 | 595.5176 | 0.00697 | 728.37 | -0.0010358 | 728.37 | -0.00073687 | 598.0313 | 0.0474 | 598.0313 | 0.00776 | 733.5807 | 0.00073263 | 733.5808 | 0.98118 | 890.8293 | 0.00369 | 733.5808 | 0.0016946 | 890.2663 | 0 | 890.8293 | 0.32371 | 598.0313 | 0.14177
| 595.6359 | 0.00048213 | 733.816 | -8.4593e-06 | 595.6359 | 0.00091902 | 733.816 | -0.00059409 | 734.0671 | -0.00080355 | 733.816 | -0.00066012 | 598.1506 | 7.4375e-06 | 728.6 | 0.00038786 | 595.6359 | 0.0065 | 728.6 | -0.0032636 | 728.6 | -0.0025575 | 598.1506 | 0.04803 | 598.1506 | 0.00844 | 733.816 | -0.00017165 | 733.816 | 0.98839 | 890.9969 | 0.00318 | 733.816 | -0.00065274 | 890.4343 | 0 | 890.9969 | 0.32586 | 598.1506 | 0.14193
| 595.7541 | 0 | 734.0513 | 0.00026189 | 595.7541 | 0 | 734.0513 | 7.1678e-05 | 734.3021 | 0.00026169 | 734.0513 | 0.00034355 | 598.2699 | 7.4823e-06 | 728.84 | 0.00035414 | 595.7541 | 0.00465 | 728.84 | 0.0013856 | 728.84 | 0.00030341 | 598.2699 | 0.04786 | 598.2699 | 0.00839 | 734.0513 | 0.00105 | 734.0513 | 0.99292 | 891.1645 | 0.00482 | 734.0513 | 0.00097216 | 890.6023 | 0 | 891.1645 | 0.32774 | 598.2699 | 0.14118
| 595.8724 | 8.684e-05 | 734.2866 | 1.5041e-05 | 595.8724 | 0.00091902 | 734.2866 | -0.00092464 | 734.5372 | -0.00050681 | 734.2866 | -0.00062814 | 598.3892 | 1.0843e-05 | 729.07 | -0.00079259 | 595.8724 | 0.0057 | 729.07 | -0.00084214 | 729.07 | 0.00066102 | 598.3892 | 0.04911 | 598.3892 | 0.00926 | 734.2866 | -0.00034159 | 734.2866 | 0.99216 | 891.3321 | 0.0061 | 734.2866 | -1.9144e-06 | 890.7704 | 0 | 891.3321 | 0.33114 | 598.3892 | 0.14099
| 595.9907 | 0 | 734.5219 | 5.4509e-05 | 595.9907 | 0 | 734.5219 | 0.00035753 | 734.7723 | 0.00049775 | 734.5219 | 0.00040795 | 598.5085 | 9.5433e-06 | 729.31 | 0.00052277 | 595.9907 | 0.00604 | 729.31 | 6.1882e-05 | 729.31 | -0.0010945 | 598.5085 | 0.04884 | 598.5085 | 0.00938 | 734.5219 | 0.00084907 | 734.5219 | 0.99482 | 891.4998 | 0.00431 | 734.5219 | 0.0031719 | 890.9384 | 0 | 891.4998 | 0.33394 | 598.5085 | 0.14007
| 596.109 | 0.00023058 | 734.7573 | -0.00082933 | 596.109 | 0.00165 | 734.7573 | -0.00054353 | 735.0073 | -0.0004468 | 734.7573 | -0.00056648 | 598.6277 | 1.0619e-05 | 729.54 | -0.0037607 | 596.109 | 0.008 | 729.54 | -0.002069 | 729.54 | 0.00075855 | 598.6277 | 0.05053 | 598.6277 | 0.01036 | 734.7573 | -7.1297e-05 | 734.7573 | 0.99471 | 891.6674 | 0.00383 | 734.7573 | -0.00037335 | 891.1064 | 0 | 891.6674 | 0.33781 | 598.6277 | 0.14021
| 596.2273 | 0 | 734.9926 | 0.00022215 | 596.2273 | 0 | 734.9926 | -0.0001966 | 735.2424 | 0.00022881 | 734.9926 | 0.00036239 | 598.747 | 7.7511e-06 | 729.78 | 0.0018044 | 596.2273 | 0.00629 | 729.78 | 0.0011596 | 729.78 | 4.3346e-05 | 598.747 | 0.05094 | 598.747 | 0.01029 | 734.9926 | 0.000937 | 734.9926 | 0.99453 | 891.835 | 0.00578 | 734.9926 | 0.0011405 | 891.2745 | 0 | 891.835 | 0.34038 | 598.747 | 0.13942
| 596.3456 | 0.001 | 735.2279 | -0.001014 | 596.3456 | 0.00091902 | 735.2279 | 9.2617e-06 | 735.4775 | -0.00068941 | 735.2279 | -0.00064363 | 598.8663 | 9.3305e-06 | 730.01 | -0.00069142 | 596.3456 | 0.00797 | 730.01 | 0.00015874 | 730.01 | -0.00054182 | 598.8663 | 0.05325 | 598.8663 | 0.0112 | 735.2279 | -0.00030823 | 735.2279 | 0.99522 | 892.0026 | 0.00461 | 735.2279 | 0.0011358 | 891.4425 | 0 | 892.0026 | 0.34329 | 598.8663 | 0.13937
| 596.4639 | 0 | 735.4633 | -0.00035492 | 596.4639 | 0 | 735.4633 | -0.00020765 | 735.7126 | 0.00070689 | 735.4633 | 0.00029091 | 598.9856 | 7.9303e-06 | 730.25 | 0.0013322 | 596.4639 | 0.0068 | 730.25 | -0.0028761 | 730.25 | 0.00088859 | 598.9856 | 0.05437 | 598.9856 | 0.01113 | 735.4633 | 0.00037735 | 735.4633 | 1 | 892.1703 | 0.00466 | 735.4633 | 0.0025049 | 891.6106 | 0 | 892.1703 | 0.3447 | 598.9856 | 0.13803
| 596.5822 | 0.00116 | 735.6987 | 0.00020365 | 596.5822 | 0.00083232 | 735.6987 | -0.00076175 | 735.9478 | -0.00064227 | 735.6987 | -0.00057993 | 599.1049 | 7.5607e-06 | 730.48 | -0.00089378 | 596.5822 | 0.00556 | 730.48 | -0.0013264 | 730.48 | -5.4182e-05 | 599.1049 | 0.05672 | 599.1049 | 0.01217 | 735.6987 | -0.00032603 | 735.6987 | 0.99684 | 892.3379 | 0.00315 | 735.6987 | 0.0001843 | 891.7786 | 0 | 892.3379 | 0.34653 | 599.1049 | 0.13828
| 596.7006 | 0 | 735.934 | 0.0001719 | 596.7006 | 0 | 735.934 | -7.5628e-05 | 736.1829 | 0.00069654 | 735.934 | 0.00042856 | 599.2242 | 6.6198e-06 | 730.72 | 0.0018044 | 596.7006 | 0.00802 | 730.72 | -0.00055155 | 730.72 | 0.002449 | 599.2242 | 0.05804 | 599.2242 | 0.01235 | 735.934 | 0.001 | 735.934 | 0.99763 | 892.5055 | 0.00346 | 735.934 | 0.0011782 | 891.9467 | 0 | 892.5055 | 0.34759 | 599.2242 | 0.13766
| 596.8189 | 0.00066181 | 736.1694 | -0.00070614 | 596.8189 | 0.00088435 | 736.1694 | -0.0012311 | 736.418 | -0.00048829 | 736.1694 | -0.00043858 | 599.3435 | 7.9751e-06 | 730.95 | -0.0018381 | 596.8189 | 0.00627 | 730.95 | -0.002521 | 730.95 | -0.00080189 | 599.3435 | 0.0599 | 599.3435 | 0.01345 | 736.1694 | 6.1546e-05 | 736.1694 | 0.99822 | 892.6732 | 0.00489 | 736.1694 | 0.00031171 | 892.1148 | 1.0001e-05 | 892.6732 | 0.34957 | 599.3435 | 0.13834
| 596.9372 | 0 | 736.4048 | 0.00024269 | 596.9372 | 0 | 736.4048 | 0.00023171 | 736.6532 | 0.00038744 | 736.4048 | 0.00037214 | 599.4628 | 8.9944e-06 | 731.19 | 0.0010961 | 596.9372 | 0.00661 | 731.19 | -0.002069 | 731.19 | 0.00072604 | 599.4628 | 0.06086 | 599.4628 | 0.01348 | 736.4048 | 0.00070116 | 736.4048 | 0.99618 | 892.8408 | 0.00508 | 736.4048 | 0.0013329 | 892.2828 | 0 | 892.8408 | 0.35108 | 599.4628 | 0.13739
| 597.0556 | 0.00030245 | 736.6402 | -0.00093018 | 597.0556 | 0.00065893 | 736.6402 | -0.00084701 | 736.8883 | -0.0004985 | 736.6402 | -0.00062215 | 599.5821 | 9.9353e-06 | 731.42 | -1.6864e-05 | 597.0556 | 0.00618 | 731.42 | 0.00028789 | 731.42 | 0.0009536 | 599.5821 | 0.06237 | 599.5821 | 0.0148 | 736.6402 | -0.00033842 | 736.6402 | 0.99225 | 893.0084 | 0.0036 | 736.6402 | 0.00046618 | 892.4509 | 1.0001e-05 | 893.0084 | 0.35306 | 599.5821 | 0.13752
| 597.1739 | 0 | 736.8756 | -0.00077834 | 597.1739 | 0 | 736.8756 | 2.0605e-05 | 737.1235 | 0.00046711 | 736.8756 | 0.00030721 | 599.7014 | 8.636e-06 | 731.66 | -0.00042159 | 597.1739 | 0.00791 | 731.66 | -0.001617 | 731.66 | 0.00059601 | 599.7014 | 0.06341 | 599.7014 | 0.01473 | 736.8756 | 0.00045328 | 736.8756 | 0.98695 | 893.1761 | 0.00545 | 736.8756 | 0.00094645 | 892.619 | 0 | 893.1761 | 0.35447 | 599.7014 | 0.13689
| 597.2923 | 0.00163 | 737.111 | -0.00018154 | 597.2923 | 0.00104 | 737.111 | -0.0010401 | 737.3587 | -0.00086765 | 737.111 | -0.00051301 | 599.8207 | 8.4008e-06 | 731.89 | 0.00285 | 597.2923 | 0.00601 | 731.89 | -0.0021336 | 731.89 | -0.001127 | 599.8207 | 0.06515 | 599.8207 | 0.01601 | 737.111 | -0.0007004 | 737.111 | 0.98832 | 893.3437 | 0.00311 | 737.111 | 0.00067722 | 892.7871 | 0 | 893.3437 | 0.3568 | 599.8207 | 0.13682
| 597.4107 | 0 | 737.3464 | -0.00064355 | 597.4107 | 0 | 737.3464 | 9.3499e-05 | 737.5938 | 0.0005663 | 737.3464 | 0.00028654 | 599.9401 | 8.6248e-06 | 732.13 | 0.0015008 | 597.4107 | 0.00609 | 732.13 | -0.00058385 | 732.13 | -0.00057433 | 599.9401 | 0.06605 | 599.9401 | 0.01582 | 737.3464 | 0.00074303 | 737.3464 | 0.98324 | 893.5114 | 0.00483 | 737.3464 | 0.003458 | 892.9551 | 0 | 893.5114 | 0.35903 | 599.9401 | 0.13561
| 597.529 | 0.00185 | 737.5818 | -0.00086355 | 597.529 | 0.00076297 | 737.5818 | -0.00094343 | 737.829 | -0.00084474 | 737.5818 | -0.00059361 | 600.0594 | 8.7592e-06 | 732.37 | -0.00059023 | 597.529 | 0.00536 | 732.37 | -0.0019721 | 732.37 | -0.00073687 | 600.0594 | 0.06752 | 600.0594 | 0.01755 | 737.5819 | -0.0001388 | 737.5818 | 0.97628 | 893.679 | 0.0038 | 737.5818 | 0.0005521 | 893.1232 | 0 | 893.679 | 0.36208 | 600.0594 | 0.13456
| 597.6474 | 0 | 737.8173 | -0.00032853 | 597.6474 | 0 | 737.8173 | -0.00013853 | 738.0642 | 0.00048306 | 737.8173 | 0.00026557 | 600.1787 | 8.636e-06 | 732.6 | 0.00042159 | 597.6474 | 0.00567 | 732.6 | -0.00039012 | 732.6 | -0.00080189 | 600.1787 | 0.06808 | 600.1787 | 0.01802 | 737.8173 | 0.00068392 | 737.8173 | 0.97829 | 893.8467 | 0.00601 | 737.8173 | 0.0027311 | 893.2913 | 0 | 893.8467 | 0.36434 | 600.1787 | 0.13356
| 597.7658 | 0.00106 | 738.0527 | -0.00021424 | 597.7658 | 0.00108 | 738.0527 | -0.0010302 | 738.2994 | -0.00047903 | 738.0527 | -0.00060373 | 600.298 | 8.636e-06 | 732.84 | -0.0035246 | 597.7658 | 0.00479 | 732.84 | -0.0024887 | 732.84 | -0.0020698 | 600.298 | 0.0695 | 600.298 | 0.01964 | 738.0527 | -8.6911e-05 | 738.0527 | 0.97587 | 894.0143 | 0.00397 | 738.0527 | 0.0016162 | 893.4594 | 1.0001e-05 | 894.0143 | 0.36658 | 600.298 | 0.13333
| 597.8842 | 0 | 738.2882 | 0.00012167 | 597.8842 | 0 | 738.2882 | 7.171e-05 | 738.5347 | 0.000562 | 738.2882 | 0.00047359 | 600.4173 | 9.3417e-06 | 733.07 | -5.0592e-05 | 597.8842 | 0.00607 | 733.07 | -0.00055155 | 733.07 | 0.0015387 | 600.4173 | 0.07015 | 600.4173 | 0.02041 | 738.2882 | 0.00074791 | 738.2882 | 0.97079 | 894.182 | 0.00578 | 738.2882 | 0.002711 | 893.6275 | 0 | 894.182 | 0.36797 | 600.4173 | 0.13285
| 598.0026 | 0.00085945 | 738.5237 | -0.00095451 | 598.0026 | 0.00090168 | 738.5237 | -0.00063832 | 738.7699 | -0.00055984 | 738.5237 | -0.00060662 | 600.5367 | 1.1246e-05 | 733.31 | 1.6864e-05 | 598.0026 | 0.00562 | 733.31 | -0.0017139 | 733.31 | 0.00030341 | 600.5367 | 0.07161 | 600.5367 | 0.02151 | 738.5237 | -6.9634e-05 | 738.5237 | 0.96724 | 894.3496 | 0.00441 | 738.5237 | 0.0012257 | 893.7956 | 0 | 894.3496 | 0.37043 | 600.5367 | 0.13245
| 598.121 | 5.399e-05 | 738.7591 | 0.0013189 | 598.121 | 0 | 738.7591 | 0.00026986 | 739.0051 | 0.00079452 | 738.7591 | 0.00028746 | 600.656 | 1.0059e-05 | 733.54 | -0.00086005 | 598.121 | 0.0049 | 733.54 | 0.00064304 | 733.54 | 1.0836e-05 | 600.656 | 0.07225 | 600.656 | 0.0221 | 738.7591 | 0.00066819 | 738.7591 | 0.95957 | 894.5173 | 0.00483 | 738.7591 | 0.0028919 | 893.9637 | 0 | 894.5173 | 0.37288 | 600.656 | 0.13144
| 598.2394 | 0.00048213 | 738.9946 | -0.00089751 | 598.2394 | 0.00081498 | 738.9946 | -0.00098787 | 739.2404 | -0.00082616 | 738.9946 | -0.0005896 | 600.7753 | 9.5657e-06 | 733.78 | -0.0010961 | 598.2394 | 0.00573 | 733.78 | -0.0028439 | 733.78 | -0.00028175 | 600.7753 | 0.07385 | 600.7753 | 0.02215 | 738.9946 | -0.00057112 | 738.9946 | 0.95867 | 894.685 | 0.00454 | 738.9946 | -0.00071697 | 894.1318 | 0 | 894.685 | 0.37563 | 600.7753 | 0.13106
| 598.3579 | 0 | 739.2301 | 0.00018647 | 598.3579 | 0 | 739.2301 | 3.8663e-05 | 739.4756 | 0.00047065 | 739.2301 | 0.0003736 | 600.8946 | 7.5383e-06 | 734.01 | -0.00021923 | 598.3579 | 0.00541 | 734.01 | -0.0032636 | 734.01 | 0.00085607 | 600.8946 | 0.07448 | 600.8946 | 0.02256 | 739.2301 | 0.00114 | 739.2301 | 0.94403 | 894.8526 | 0.00568 | 739.2301 | 0.0042932 | 894.2999 | 0 | 894.8526 | 0.37641 | 600.8946 | 0.13041
| 598.4763 | 0.00037433 | 739.4656 | -0.00025624 | 598.4763 | 0.00074563 | 739.4656 | -0.0006349 | 739.7109 | -0.00024556 | 739.4656 | -0.00060657 | 601.014 | 8.1656e-06 | 734.25 | -0.0012985 | 598.4763 | 0.00604 | 734.25 | -0.0004547 | 734.25 | -0.00096444 | 601.014 | 0.07577 | 601.014 | 0.02222 | 739.4656 | -0.00034627 | 739.4656 | 0.94459 | 895.0203 | 0.00492 | 739.4656 | 0.0018363 | 894.468 | 3.0002e-05 | 895.0203 | 0.37731 | 601.014 | 0.1309
| 598.5947 | 0 | 739.7011 | -6.7492e-05 | 598.5947 | 0 | 739.7011 | 5.3618e-05 | 739.9462 | 0.00055174 | 739.7011 | 0.00040892 | 601.1333 | 7.4599e-06 | 734.48 | -0.0020742 | 598.5947 | 0.00663 | 734.48 | 0.00061074 | 734.48 | -0.0017121 | 601.1333 | 0.07633 | 601.1333 | 0.02274 | 739.7011 | 0.00067435 | 739.7011 | 0.93614 | 895.188 | 0.00526 | 739.7011 | 0.0029991 | 894.6361 | 0 | 895.188 | 0.37712 | 601.1333 | 0.13067
| 598.7132 | 0.00078757 | 739.9367 | -0.0006837 | 598.7132 | 0.00074563 | 739.9367 | -0.000268 | 740.1815 | -0.0004939 | 739.9367 | -0.0006301 | 601.2527 | 7.4599e-06 | 734.72 | 0.00096123 | 598.7132 | 0.0057 | 734.72 | -0.00061613 | 734.72 | -0.001192 | 601.2527 | 0.0781 | 601.2527 | 0.02212 | 739.9367 | -0.00035968 | 739.9367 | 0.92426 | 895.3556 | 0.00297 | 739.9367 | 0.003083 | 894.8042 | 0 | 895.3556 | 0.37816 | 601.2527 | 0.13063
| 598.8316 | 0 | 740.1722 | 0.0001168 | 598.8316 | 0 | 740.1722 | -0.00038332 | 740.4168 | 0.00026866 | 740.1722 | 0.00036525 | 601.372 | 7.8295e-06 | 734.95 | -0.003221 | 598.8316 | 0.00641 | 734.95 | 0.0029031 | 734.95 | -0.00086692 | 601.372 | 0.07914 | 601.372 | 0.02293 | 740.1722 | 0.00037211 | 740.1722 | 0.91972 | 895.5233 | 0.00461 | 740.1722 | 0.0037708 | 894.9723 | 0 | 895.5233 | 0.37903 | 601.372 | 0.12927
| 598.9501 | 0.000554 | 740.4077 | -0.00017461 | 598.9501 | 0.00149 | 740.4077 | -0.00036937 | 740.6521 | -0.00085634 | 740.4077 | -0.0005534 | 601.4913 | 9.2073e-06 | 735.19 | -0.0022766 | 598.9501 | 0.00457 | 735.19 | -0.00055155 | 735.19 | -0.001257 | 601.4913 | 0.08078 | 601.4913 | 0.02198 | 740.4077 | -0.00055434 | 740.4077 | 0.91112 | 895.691 | 0.00341 | 740.4077 | 0.0032012 | 895.1404 | 0 | 895.691 | 0.38159 | 601.4913 | 0.12847
| 599.0686 | 0 | 740.6433 | 0.00015105 | 599.0686 | 0 | 740.6433 | 0.00024521 | 740.8874 | 0.00018964 | 740.6433 | 0.00038945 | 601.6107 | 9.8569e-06 | 735.43 | -0.00011805 | 599.0686 | 0.0076 | 735.43 | -0.0018108 | 735.43 | -0.00099695 | 601.6107 | 0.08175 | 601.6107 | 0.02329 | 740.6433 | 0.000744 | 740.6433 | 0.9109 | 895.8587 | 0.00482 | 740.6433 | 0.0029321 | 895.3085 | 0 | 895.8587 | 0.38401 | 601.6107 | 0.12777
| 599.187 | 0.0007157 | 740.8788 | -0.0011992 | 599.187 | 0.0014 | 740.8788 | -0.00073247 | 741.1227 | -0.00044047 | 740.8788 | -0.00064037 | 601.73 | 9.8121e-06 | 735.66 | -0.00059023 | 599.187 | 0.00598 | 735.66 | 0.0013533 | 735.66 | -8.6692e-05 | 601.73 | 0.08356 | 601.73 | 0.02263 | 740.8788 | -0.00010946 | 740.8788 | 0.89549 | 896.0263 | 0.00355 | 740.8788 | 0.0036947 | 895.4767 | 0 | 896.0263 | 0.38694 | 601.73 | 0.12824
| 599.3055 | 0 | 741.1144 | -9.8225e-05 | 599.3055 | 0 | 741.1144 | 0.00032433 | 741.3581 | 9.7261e-05 | 741.1144 | 0.00036003 | 601.8494 | 1.0227e-05 | 735.9 | 0.0013997 | 599.3055 | 0.00601 | 735.9 | -0.00071299 | 735.9 | 0.0018964 | 601.8494 | 0.0846 | 601.8494 | 0.02414 | 741.1144 | 0.0002046 | 741.1144 | 0.88612 | 896.194 | 0.00761 | 741.1144 | 0.0031116 | 895.6448 | 0 | 896.194 | 0.38881 | 601.8494 | 0.12821
| 599.424 | 0.00118 | 741.35 | -0.0010585 | 599.424 | 0.00097105 | 741.35 | -0.001059 | 741.5934 | -0.00094131 | 741.35 | -0.00062214 | 601.9688 | 1.0876e-05 | 736.13 | -0.0021416 | 599.424 | 0.00681 | 736.13 | -0.0010358 | 736.13 | -0.0012895 | 601.9688 | 0.08598 | 601.9688 | 0.02343 | 741.35 | -0.00030097 | 741.35 | 0.88183 | 896.3617 | 0.00408 | 741.35 | 0.0042223 | 895.8129 | 0 | 896.3617 | 0.39147 | 601.9688 | 0.12836
| 599.5425 | 0 | 741.5856 | 0.00025232 | 599.5425 | 0 | 741.5856 | 0.00049022 | 741.8288 | 0.00077571 | 741.5856 | 0.00020054 | 602.0881 | 9.7561e-06 | 736.37 | -0.00025296 | 599.5425 | 0.00456 | 736.37 | 0.00090132 | 736.37 | 0.0016038 | 602.0881 | 0.08698 | 602.0881 | 0.02425 | 741.5856 | 0.00047924 | 741.5856 | 0.86441 | 896.5294 | 0.0052 | 741.5856 | 0.0051696 | 895.9811 | 0 | 896.5294 | 0.39398 | 602.0881 | 0.12753
| 599.661 | 0.00111 | 741.8212 | -0.00067976 | 599.661 | 0.00168 | 741.8212 | -0.00067121 | 742.0641 | -0.00046889 | 741.8212 | -0.00061013 | 602.2075 | 8.7592e-06 | 736.6 | -0.00075887 | 599.661 | 0.00533 | 736.6 | -0.0016815 | 736.6 | -0.00021673 | 602.2075 | 0.08859 | 602.2075 | 0.02433 | 741.8212 | -9.5236e-05 | 741.8212 | 0.85613 | 896.6971 | 0.00506 | 741.8212 | 0.0028312 | 896.1492 | 0 | 896.6971 | 0.39744 | 602.2075 | 0.12745
| 599.7795 | 0 | 742.0568 | -0.00029631 | 599.7795 | 0 | 742.0568 | 0.00020948 | 742.2995 | 0.00017641 | 742.0568 | 0.00032249 | 602.3268 | 8.468e-06 | 736.84 | 0.0009275 | 599.7795 | 0.00527 | 736.84 | -0.0011327 | 736.84 | -5.4182e-05 | 602.3268 | 0.08989 | 602.3268 | 0.02413 | 742.0568 | 0.0004419 | 742.0568 | 0.84263 | 896.8648 | 0.00499 | 742.0568 | 0.0046804 | 896.3174 | 6.6672e-06 | 896.8648 | 0.40043 | 602.3268 | 0.12685
| 599.898 | 0.00030245 | 742.2924 | -0.00049097 | 599.898 | 0.00053755 | 742.2924 | -0.00065033 | 742.5349 | -0.00081751 | 742.2924 | -0.00056979 | 602.4462 | 1.0059e-05 | 737.07 | -0.00015177 | 599.898 | 0.00533 | 737.07 | -0.00077756 | 737.07 | -0.0013871 | 602.4462 | 0.09175 | 602.4462 | 0.02435 | 742.2924 | -0.00032158 | 742.2924 | 0.83741 | 897.0325 | 0.00477 | 742.2924 | 0.0036682 | 896.4855 | 1.0001e-05 | 897.0325 | 0.40337 | 602.4462 | 0.12691
| 600.0166 | 0 | 742.528 | 0.00025911 | 600.0166 | 0 | 742.528 | -0.00011285 | 742.7703 | -1.9032e-05 | 742.528 | 0.00029051 | 602.5656 | 1.0294e-05 | 737.31 | 0.0023104 | 600.0166 | 0.00658 | 737.31 | -0.0012941 | 737.31 | -5.4182e-05 | 602.5656 | 0.09326 | 602.5656 | 0.0231 | 742.528 | 0.00087713 | 742.528 | 0.81655 | 897.2002 | 0.00552 | 742.528 | 0.0063196 | 896.6536 | 6.6672e-06 | 897.2002 | 0.40515 | 602.5656 | 0.12644
| 600.1351 | 0.00093132 | 742.7636 | -0.00030676 | 600.1351 | 0.0016 | 742.7636 | -0.0013005 | 743.0057 | -0.00028652 | 742.7636 | -0.00056804 | 602.6849 | 1.1235e-05 | 737.55 | 0.00072515 | 600.1351 | 0.00579 | 737.55 | -0.00035784 | 737.55 | -0.00298 | 602.6849 | 0.09525 | 602.6849 | 0.02359 | 742.7636 | -0.00050247 | 742.7636 | 0.81004 | 897.3679 | 0.00292 | 742.7636 | 0.0035653 | 896.8218 | 0 | 897.3679 | 0.40705 | 602.6849 | 0.12668
| 600.2536 | 0 | 742.9993 | 1.3662e-05 | 600.2536 | 0 | 742.9993 | -0.00013625 | 743.2411 | 0.00019913 | 742.9993 | 0.00019575 | 602.8043 | 9.4649e-06 | 737.78 | -0.00069142 | 600.2536 | 0.00564 | 737.78 | 6.1882e-05 | 737.78 | 0.00040094 | 602.8043 | 0.09652 | 602.8043 | 0.02213 | 742.9993 | 0.00029783 | 742.9993 | 0.79752 | 897.5356 | 0.00455 | 742.9993 | 0.0071584 | 896.99 | 6.6672e-06 | 897.5356 | 0.40813 | 602.8043 | 0.12556
| 600.3722 | 0 | 743.2349 | -0.00037956 | 600.3722 | 0.00147 | 743.2349 | -0.00054558 | 743.4765 | -0.00051853 | 743.2349 | -0.0005077 | 602.9237 | 9.2073e-06 | 738.02 | 0.0019731 | 600.3722 | 0.00479 | 738.02 | -0.00071299 | 738.02 | -0.00024923 | 602.9237 | 0.09835 | 602.9237 | 0.02282 | 743.2349 | -9.0677e-05 | 743.2349 | 0.78544 | 897.7033 | 0.00389 | 743.2349 | 0.0042534 | 897.1581 | 0 | 897.7033 | 0.41063 | 602.9237 | 0.12515
| 600.4907 | 0 | 743.4706 | 0.00045805 | 600.4907 | 0 | 743.4706 | 0.0001117 | 743.712 | 0.00080374 | 743.4706 | 0.0002765 | 603.043 | 7.0679e-06 | 738.25 | 0.00035414 | 600.4907 | 0.00655 | 738.25 | -0.00013183 | 738.25 | -0.0008344 | 603.043 | 0.0998 | 603.043 | 0.02231 | 743.4706 | 0.00052527 | 743.4706 | 0.76891 | 897.871 | 0.00534 | 743.4706 | 0.0060049 | 897.3263 | 6.6672e-06 | 897.871 | 0.41233 | 603.043 | 0.12397
| 600.6093 | 0.00147 | 743.7062 | -0.00085939 | 600.6093 | 0.00116 | 743.7062 | -0.0009659 | 743.9474 | -0.00081417 | 743.7062 | -0.0006464 | 603.1624 | 7.5383e-06 | 738.49 | -0.0013322 | 600.6093 | 0.00567 | 738.49 | -0.0012619 | 738.49 | -0.001322 | 603.1624 | 0.10177 | 603.1624 | 0.02316 | 743.7062 | -0.00018924 | 743.7062 | 0.76171 | 898.0387 | 0.00415 | 743.7062 | 0.0064223 | 897.4944 | 0 | 898.0387 | 0.41503 | 603.1624 | 0.12413
| 600.7278 | 0 | 743.9419 | 0.00042704 | 600.7278 | 0 | 743.9419 | 7.7315e-05 | 744.1828 | 0.00032454 | 743.9419 | 0.00030561 | 603.2818 | 6.3174e-06 | 738.72 | 0.001366 | 600.7278 | 0.0047 | 738.72 | 0.00086903 | 738.72 | -0.00037928 | 603.2818 | 0.10307 | 603.2818 | 0.02276 | 743.9419 | 0.00038583 | 743.9419 | 0.73899 | 898.2064 | 0.00559 | 743.9419 | 0.0051347 | 897.6626 | 6.6672e-06 | 898.2064 | 0.41706 | 603.2818 | 0.12342
| 600.8464 | 0 | 744.1776 | -0.00086672 | 600.8464 | 0.00139 | 744.1776 | -0.00087442 | 744.4183 | -0.00071875 | 744.1776 | -0.00072086 | 603.4012 | 8.0648e-06 | 738.96 | -0.0022092 | 600.8464 | 0.00579 | 738.96 | -3.4977e-05 | 738.96 | -0.0014196 | 603.4012 | 0.10517 | 603.4012 | 0.02557 | 744.1776 | -0.000391 | 744.1776 | 0.73098 | 898.3741 | 0.00317 | 744.1776 | 0.0057994 | 897.8308 | 1.0001e-05 | 898.3741 | 0.4209 | 603.4012 | 0.12359
| 600.965 | 0 | 744.4133 | -0.00017724 | 600.965 | 0 | 744.4133 | 0.00015375 | 744.6538 | 8.5769e-05 | 744.4133 | 0.00027141 | 603.5206 | 9.4649e-06 | 739.19 | 0.00096123 | 600.965 | 0.00649 | 739.19 | 0.0002556 | 739.19 | 0.00040094 | 603.5206 | 0.10675 | 603.5206 | 0.02645 | 744.4133 | 0.00067319 | 744.4133 | 0.71647 | 898.5418 | 0.00557 | 744.4133 | 0.0082886 | 897.9989 | 0 | 898.5418 | 0.42417 | 603.5206 | 0.12299
| 601.0836 | 0.00037433 | 744.649 | -0.00044438 | 601.0836 | 0.00104 | 744.649 | -0.00098607 | 744.8892 | -0.00075237 | 744.649 | -0.00054763 | 603.64 | 9.9577e-06 | 739.43 | -0.0010624 | 601.0836 | 0.00439 | 739.43 | -0.0021336 | 739.43 | -0.00067186 | 603.64 | 0.10872 | 603.64 | 0.02984 | 744.649 | -0.00028408 | 744.649 | 0.7013 | 898.7096 | 0.00362 | 744.649 | 0.0054748 | 898.1671 | 0 | 898.7096 | 0.42816 | 603.64 | 0.12312
| 601.2022 | 0 | 744.8847 | -6.6796e-05 | 601.2022 | 0 | 744.8847 | 2.1882e-05 | 745.1247 | 0.00015833 | 744.8847 | 0.00038925 | 603.7594 | 9.3305e-06 | 739.67 | -0.00086005 | 601.2022 | 0.00652 | 739.67 | 0.0009659 | 739.67 | -0.00028175 | 603.7594 | 0.10973 | 603.7594 | 0.02934 | 744.8847 | 0.00036488 | 744.8847 | 0.68679 | 898.8773 | 0.00636 | 744.8847 | 0.0069293 | 898.3353 | 0 | 898.8773 | 0.43083 | 603.7594 | 0.12238
| 601.3208 | 0 | 745.1204 | -0.0008781 | 601.3208 | 0.00088435 | 745.1204 | -0.0011822 | 745.3602 | -0.00074671 | 745.1204 | -0.000571 | 603.8788 | 7.8743e-06 | 739.9 | -0.0020405 | 601.3208 | 0.00539 | 739.9 | 0.001095 | 739.9 | 0.0033593 | 603.8788 | 0.11156 | 603.8788 | 0.03288 | 745.1204 | -0.0006898 | 745.1204 | 0.67626 | 899.045 | 0.00419 | 745.1204 | 0.0074453 | 898.5035 | 1.0001e-05 | 899.045 | 0.43391 | 603.8788 | 0.12209
| 601.4394 | 0 | 745.3561 | 0.00059739 | 601.4394 | 0 | 745.3561 | -5.301e-05 | 745.5957 | 0.00081805 | 745.3561 | 0.00035857 | 603.9982 | 7.2807e-06 | 740.14 | -0.00042159 | 601.4394 | 0.00541 | 740.14 | 0.00061074 | 740.14 | 0.0020915 | 603.9982 | 0.11346 | 603.9982 | 0.03344 | 745.3561 | 0.00072216 | 745.3561 | 0.65371 | 899.2127 | 0.00497 | 745.3561 | 0.0086413 | 898.6717 | 0 | 899.2127 | 0.4358 | 603.9982 | 0.12183
| 601.558 | 0.00073368 | 745.5919 | 0.00018913 | 601.558 | 0.00161 | 745.5919 | -0.00067248 | 745.8312 | -0.00058942 | 745.5919 | -0.00053983 | 604.1176 | 5.7573e-06 | 740.37 | -0.0012648 | 601.558 | 0.00559 | 740.37 | -0.0023273 | 740.37 | -0.0017771 | 604.1176 | 0.1157 | 604.1176 | 0.03603 | 745.5919 | 3.9682e-05 | 745.5919 | 0.6407 | 899.3804 | 0.00343 | 745.5919 | 0.0078146 | 898.8398 | 1.0001e-05 | 899.3804 | 0.43818 | 604.1176 | 0.12181
| 601.6766 | 0 | 745.8276 | 4.9859e-05 | 601.6766 | 0 | 745.8276 | 0.00044707 | 746.0668 | 0.00036441 | 745.8276 | 0.00042458 | 604.237 | 6.3846e-06 | 740.61 | 0.0013997 | 601.6766 | 0.00428 | 740.61 | -0.0017139 | 740.61 | -0.00028175 | 604.237 | 0.11675 | 604.237 | 0.03521 | 745.8276 | 0.00040935 | 745.8276 | 0.62438 | 899.5482 | 0.00621 | 745.8276 | 0.010486 | 899.008 | 0 | 899.5482 | 0.44009 | 604.237 | 0.12102
| 601.7953 | 0.00064383 | 746.0634 | -0.00098816 | 601.7953 | 0.00134 | 746.0634 | -0.00080148 | 746.3023 | -0.00071272 | 746.0634 | -0.00062356 | 604.3564 | 8.3448e-06 | 740.84 | -0.00075887 | 601.7953 | 0.0051 | 740.84 | -0.00013183 | 740.84 | -8.6692e-05 | 604.3564 | 0.11837 | 604.3564 | 0.03573 | 746.0634 | -0.00019096 | 746.0634 | 0.62148 | 899.7159 | 0.00373 | 746.0634 | 0.0099193 | 899.1762 | 0 | 899.7159 | 0.44259 | 604.3564 | 0.12023
| 601.9139 | 0 | 746.2992 | 0.0004066 | 601.9139 | 0 | 746.2992 | 0.00040157 | 746.5379 | 0.00049412 | 746.2992 | 0.00020061 | 604.4758 | 1.0663e-05 | 741.08 | 0.00086005 | 601.9139 | 0.00385 | 741.08 | 0.0013533 | 741.08 | 0.00075855 | 604.4758 | 0.11967 | 604.4758 | 0.03663 | 746.2992 | 0.00055368 | 746.2992 | 0.60151 | 899.8836 | 0.00306 | 746.2992 | 0.010682 | 899.3444 | 0 | 899.8836 | 0.44397 | 604.4758 | 0.11913
| 602.0326 | 0.00131 | 746.5349 | -0.00072323 | 602.0326 | 0.00027745 | 746.5349 | -0.0007873 | 746.7734 | -0.00102 | 746.5349 | -0.000633 | 604.5952 | 1.0563e-05 | 741.31 | -0.0021754 | 602.0326 | 0.00647 | 741.31 | -0.00064841 | 741.31 | -0.0019397 | 604.5952 | 0.12204 | 604.5952 | 0.0373 | 746.5349 | -0.00044545 | 746.5349 | 0.58659 | 900.0514 | 0.00475 | 746.5349 | 0.011402 | 899.5126 | 0 | 900.0514 | 0.44625 | 604.5952 | 0.11914
| 602.1512 | 0 | 746.7707 | 0.00033658 | 602.1512 | 0 | 746.7707 | 2.5122e-05 | 747.009 | 0.00020654 | 746.7707 | 0.00046308 | 604.7146 | 9.4873e-06 | 741.55 | 0.00089378 | 602.1512 | 0.00467 | 741.55 | -0.0020367 | 741.55 | 0.0009211 | 604.7146 | 0.12326 | 604.7146 | 0.03921 | 746.7707 | 0.00051089 | 746.7707 | 0.57129 | 900.2191 | 0.00403 | 746.7707 | 0.01084 | 899.6808 | 2.6669e-05 | 900.2191 | 0.44827 | 604.7146 | 0.11882
| 602.2699 | 0 | 747.0065 | -2.2276e-05 | 602.2699 | 0.00156 | 747.0065 | -0.00074161 | 747.2445 | -0.0003704 | 747.0065 | -0.00053166 | 604.834 | 7.5047e-06 | 741.79 | -0.0005565 | 602.2699 | 0.0038 | 741.79 | -0.0012296 | 741.79 | -0.0012895 | 604.834 | 0.12562 | 604.834 | 0.04044 | 747.0065 | -5.4662e-05 | 747.0065 | 0.56105 | 900.3868 | 0.00543 | 747.0065 | 0.010016 | 899.8491 | 3.0002e-05 | 900.3868 | 0.45133 | 604.834 | 0.11913
| 602.3885 | 0 | 747.2423 | -0.00029493 | 602.3885 | 0 | 747.2423 | 0.0003359 | 747.4801 | 0.00045102 | 747.2423 | 0.00035605 | 604.9534 | 6.5974e-06 | 742.02 | 0.0015684 | 602.3885 | 0.00476 | 742.02 | 0.0012888 | 742.02 | 0.0017338 | 604.9534 | 0.127 | 604.9534 | 0.04381 | 747.2423 | 0.00060547 | 747.2423 | 0.54425 | 900.5546 | 0.00591 | 747.2423 | 0.012054 | 900.0173 | 0 | 900.5546 | 0.45423 | 604.9534 | 0.11951
| 602.5072 | 0.00026652 | 747.4781 | -0.00019677 | 602.5072 | 0.00081498 | 747.4781 | -0.00054523 | 747.7157 | -0.00024056 | 747.4781 | -0.0005005 | 605.0728 | 7.2807e-06 | 742.26 | -0.0016695 | 602.5072 | 0.00672 | 742.26 | 0.0002556 | 742.26 | -8.6692e-05 | 605.0728 | 0.12975 | 605.0728 | 0.045 | 747.4781 | -0.00010711 | 747.4781 | 0.52891 | 900.7223 | 0.0036 | 747.4781 | 0.010372 | 900.1855 | 1.0001e-05 | 900.7223 | 0.45822 | 605.0728 | 0.11986
| 602.6259 | 0 | 747.7139 | -0.0003353 | 602.6259 | 0 | 747.7139 | -0.00017873 | 747.9513 | 0.0005172 | 747.7139 | 0.00029522 | 605.1923 | 7.5159e-06 | 742.49 | 0.0001855 | 602.6259 | 0.00348 | 742.49 | -0.00080984 | 742.49 | 0.0010836 | 605.1923 | 0.13135 | 605.1923 | 0.04573 | 747.7139 | 0.00044041 | 747.7139 | 0.51193 | 900.8901 | 0.00652 | 747.7139 | 0.012387 | 900.3537 | 0 | 900.8901 | 0.46148 | 605.1923 | 0.11992
| 602.7446 | 0.00046416 | 747.9498 | -7.2412e-07 | 602.7446 | 0.00106 | 747.9498 | -0.00097066 | 748.1869 | -0.00052709 | 747.9498 | -0.0005504 | 605.3117 | 8.4456e-06 | 742.73 | -0.0019057 | 602.7446 | 0.00698 | 742.73 | -0.00016412 | 742.73 | 0.0017013 | 605.3117 | 0.13429 | 605.3117 | 0.04502 | 747.9497 | -3.5896e-05 | 747.9498 | 0.50599 | 901.0578 | 0.00315 | 747.9498 | 0.011682 | 900.5219 | 3.0002e-05 | 901.0578 | 0.46433 | 605.3117 | 0.1197
| 602.8633 | 0 | 748.1856 | 0.0008658 | 602.8633 | 0 | 748.1856 | 0.00064785 | 748.4225 | 0.00083458 | 748.1856 | 0.00034959 | 605.4311 | 8.2664e-06 | 742.96 | -0.00032042 | 602.8633 | 0.00379 | 742.96 | 0.0016439 | 742.96 | -0.00076939 | 605.4311 | 0.13616 | 605.4311 | 0.04441 | 748.1856 | 0.00073615 | 748.1856 | 0.49597 | 901.2256 | 0.0042 | 748.1856 | 0.01245 | 900.6901 | 0 | 901.2256 | 0.46531 | 605.4311 | 0.11889
| 602.982 | 0.00021262 | 748.4214 | -0.001186 | 602.982 | 0.00168 | 748.4214 | -0.0008492 | 748.6582 | -0.00065316 | 748.4214 | -0.00063863 | 605.5505 | 8.7592e-06 | 743.2 | -0.00045532 | 602.982 | 0.00567 | 743.2 | 6.1882e-05 | 743.2 | 0.00072604 | 605.5505 | 0.13895 | 605.5505 | 0.04437 | 748.4214 | -0.00054586 | 748.4214 | 0.47535 | 901.3933 | 0.0032 | 748.4214 | 0.014151 | 900.8583 | 0 | 901.3933 | 0.46733 | 605.5505 | 0.11868
| 603.1007 | 0 | 748.6573 | 0.0002328 | 603.1007 | 0 | 748.6573 | 0.00031551 | 748.8938 | 0.00011805 | 748.6573 | 0.00036116 | 605.67 | 8.0088e-06 | 743.44 | 0.0016358 | 603.1007 | 0.00558 | 743.44 | -9.9549e-05 | 743.44 | 0.0016038 | 605.67 | 0.14073 | 605.67 | 0.04423 | 748.6573 | 0.00057768 | 748.6573 | 0.46619 | 901.5611 | 0.00541 | 748.6573 | 0.014231 | 901.0266 | 6.6672e-06 | 901.5611 | 0.46848 | 605.67 | 0.11775
| 603.2194 | 0.00131 | 748.8931 | 0.00023477 | 603.2194 | 0.0013 | 748.8931 | -0.00062571 | 749.1294 | -0.00073911 | 748.8931 | -0.00048436 | 605.7894 | 7.7959e-06 | 743.67 | -0.0018719 | 603.2194 | 0.004 | 743.67 | -0.0029085 | 743.67 | -0.00050931 | 605.7894 | 0.14349 | 605.7894 | 0.04562 | 748.8931 | -2.1399e-05 | 748.8931 | 0.45786 | 901.7288 | 0.00359 | 748.8931 | 0.013965 | 901.1948 | 0 | 901.7288 | 0.47077 | 605.7894 | 0.11759
| 603.3381 | 0 | 749.129 | -0.00020896 | 603.3381 | 0 | 749.129 | 0.00038081 | 749.3651 | 0.00071266 | 749.129 | 0.00033913 | 605.9088 | 7.3479e-06 | 743.91 | 0.0018381 | 603.3381 | 0.00556 | 743.91 | -0.00077756 | 743.91 | -0.00099695 | 605.9088 | 0.14523 | 605.9088 | 0.04533 | 749.129 | 0.00051317 | 749.129 | 0.44309 | 901.8966 | 0.00345 | 749.129 | 0.014917 | 901.3631 | 0 | 901.8966 | 0.47161 | 605.9088 | 0.11656
| 603.4569 | 0.00010482 | 749.3649 | -0.00051712 | 603.4569 | 0.00149 | 749.3649 | -0.00043762 | 749.6008 | -0.00041463 | 749.3649 | -0.00053443 | 606.0283 | 7.2247e-06 | 744.14 | -0.00089378 | 603.4569 | 0.00715 | 744.14 | -0.0032636 | 744.14 | 0.00046596 | 606.0283 | 0.14765 | 606.0283 | 0.04689 | 749.3649 | -0.00020264 | 749.3649 | 0.4278 | 902.0644 | 0.00427 | 749.3649 | 0.016723 | 901.5313 | 1.0001e-05 | 902.0644 | 0.47321 | 606.0283 | 0.11648
| 603.5756 | 0 | 749.6008 | -8.4027e-05 | 603.5756 | 0 | 749.6008 | -0.00041685 | 749.8364 | 0.00092039 | 749.6008 | 0.00029136 | 606.1477 | 7.7511e-06 | 744.38 | -0.0011973 | 603.5756 | 0.0053 | 744.38 | -0.00013183 | 744.38 | -0.0014846 | 606.1477 | 0.14896 | 606.1477 | 0.04636 | 749.6008 | 0.00049974 | 749.6008 | 0.41646 | 902.2321 | 0.00555 | 749.6008 | 0.017965 | 901.6995 | 0 | 902.2321 | 0.47421 | 606.1477 | 0.11582
| 603.6944 | 0.000554 | 749.8367 | -0.0015473 | 603.6944 | 0.00125 | 749.8367 | -0.00070556 | 750.0721 | -0.00124 | 749.8367 | -0.00067626 | 606.2672 | 7.9864e-06 | 744.61 | -1.6864e-05 | 603.6944 | 0.00584 | 744.61 | -0.00022869 | 744.61 | 0.00033593 | 606.2672 | 0.15121 | 606.2672 | 0.04804 | 749.8367 | -0.00037498 | 749.8367 | 0.4057 | 902.3999 | 0.00424 | 749.8367 | 0.015514 | 901.8678 | 1.0001e-05 | 902.3999 | 0.47642 | 606.2672 | 0.11598
| 603.8131 | 0 | 750.0726 | 0.00062527 | 603.8131 | 0 | 750.0726 | 0.00036973 | 750.3078 | 0.00073784 | 750.0726 | 0.00044255 | 606.3866 | 8.6248e-06 | 744.85 | 0.0015008 | 603.8131 | 0.00453 | 744.85 | -0.0025855 | 744.85 | 0.00036844 | 606.3866 | 0.15292 | 606.3866 | 0.04914 | 750.0726 | 0.00052083 | 750.0726 | 0.39479 | 902.5676 | 0.0039 | 750.0726 | 0.016902 | 902.036 | 0 | 902.5676 | 0.47857 | 606.3866 | 0.11583
| 603.9319 | 0.0017 | 750.3085 | -0.0012608 | 603.9319 | 0.00128 | 750.3085 | -0.00099451 | 750.5435 | -0.00093213 | 750.3085 | -0.0007226 | 606.506 | 9.9577e-06 | 745.09 | -0.002715 | 603.9319 | 0.0055 | 745.09 | 0.00022331 | 745.09 | 0.00072604 | 606.506 | 0.1559 | 606.506 | 0.05195 | 750.3085 | -0.00078006 | 750.3085 | 0.37801 | 902.7354 | 0.00352 | 750.3085 | 0.015747 | 902.2043 | 3.0002e-05 | 902.7354 | 0.48132 | 606.506 | 0.11627
| 604.0507 | 0 | 750.5444 | -0.0008114 | 604.0507 | 0 | 750.5444 | 3.4977e-05 | 750.7792 | 0.00044938 | 750.5444 | 0.00033519 | 606.6255 | 1.0305e-05 | 745.32 | 0.0014334 | 604.0507 | 0.00442 | 745.32 | -0.0012619 | 745.32 | -0.00024923 | 606.6255 | 0.1579 | 606.6255 | 0.05326 | 750.5444 | 0.00033522 | 750.5444 | 0.36846 | 902.9032 | 0.00501 | 750.5444 | 0.018691 | 902.3725 | 0 | 902.9032 | 0.48347 | 606.6255 | 0.11557
| 604.1694 | 0.00082352 | 750.7804 | -0.00073309 | 604.1694 | 0.00060691 | 750.7804 | -0.00052719 | 751.0149 | -0.00064198 | 750.7804 | -0.00060396 | 606.745 | 1.0663e-05 | 745.56 | 0.00089378 | 604.1694 | 0.00544 | 745.56 | -0.0014878 | 745.56 | -0.00093193 | 606.745 | 0.16077 | 606.745 | 0.0551 | 750.7804 | -0.00058377 | 750.7804 | 0.36348 | 903.071 | 0.00543 | 750.7804 | 0.018401 | 902.5408 | 0 | 903.071 | 0.48603 | 606.745 | 0.11523
| 604.2882 | 0 | 751.0163 | 0.00011706 | 604.2882 | 0 | 751.0163 | -3.1618e-05 | 751.2507 | 0.00051397 | 751.0163 | 0.00034915 | 606.8644 | 8.0312e-06 | 745.79 | -0.0018044 | 604.2882 | 0.00564 | 745.79 | 9.4169e-05 | 745.79 | -0.00080189 | 606.8644 | 0.16264 | 606.8644 | 0.05652 | 751.0163 | 0.00075937 | 751.0163 | 0.34891 | 903.2387 | 0.00524 | 751.0163 | 0.020865 | 902.709 | 0 | 903.2387 | 0.48786 | 606.8644 | 0.11444
| 604.407 | 0.00037433 | 751.2523 | -0.00010421 | 604.407 | 0.0017 | 751.2523 | -0.00083229 | 751.4864 | -0.00073372 | 751.2523 | -0.00060131 | 606.9839 | 8.6248e-06 | 746.03 | 0.00075887 | 604.407 | 0.00408 | 746.03 | -0.0015847 | 746.03 | 0.00082357 | 606.9839 | 0.16639 | 606.9839 | 0.0591 | 751.2523 | -0.00041497 | 751.2523 | 0.33469 | 903.4065 | 0.00419 | 751.2523 | 0.019435 | 902.8773 | 1.0001e-05 | 903.4065 | 0.48984 | 606.9839 | 0.11526
| 604.5258 | 0 | 751.4882 | 0.00058274 | 604.5258 | 0 | 751.4882 | -0.00015919 | 751.7222 | 0.00060634 | 751.4882 | 0.00028609 | 607.1033 | 8.468e-06 | 746.27 | 0.0011299 | 604.5258 | 0.00618 | 746.27 | 0.00057846 | 746.27 | -0.0025575 | 607.1033 | 0.16826 | 607.1033 | 0.06003 | 751.4882 | 0.00097336 | 751.4882 | 0.32858 | 903.5743 | 0.00403 | 751.4882 | 0.022955 | 903.0456 | 0 | 903.5743 | 0.49136 | 607.1033 | 0.11463
| 604.6446 | 0.0006079 | 751.7242 | 3.2185e-05 | 604.6446 | 0.0004335 | 751.7242 | -0.00090005 | 751.9579 | -0.00042423 | 751.7242 | -0.00058398 | 607.2228 | 9.0953e-06 | 746.5 | 0.00086005 | 604.6446 | 0.00485 | 746.5 | -0.0006807 | 746.5 | -0.00080189 | 607.2228 | 0.17084 | 607.2228 | 0.0609 | 751.7242 | -0.00015322 | 751.7242 | 0.31886 | 903.7421 | 0.00448 | 751.7242 | 0.021574 | 903.2138 | 3.0002e-05 | 903.7421 | 0.49414 | 607.2228 | 0.11495
| 604.7634 | 0 | 751.9602 | -0.00025477 | 604.7634 | 0 | 751.9602 | 0.00012466 | 752.1937 | 0.00060874 | 751.9602 | 0.0004613 | 607.3422 | 9.1065e-06 | 746.74 | 0.00011805 | 604.7634 | 0.00391 | 746.74 | 0.00054618 | 746.74 | 0.00043346 | 607.3422 | 0.17182 | 607.3422 | 0.06113 | 751.9602 | 0.00034271 | 751.9602 | 0.30781 | 903.9099 | 0.00555 | 751.9602 | 0.021422 | 903.3821 | 6.6672e-06 | 903.9099 | 0.49685 | 607.3422 | 0.11376
| 604.8822 | 0.0005001 | 752.1961 | -0.00013954 | 604.8822 | 0.00097105 | 752.1961 | -0.0011242 | 752.4295 | -0.00056134 | 752.1961 | -0.00064503 | 607.4617 | 9.7001e-06 | 746.97 | -0.0012985 | 604.8822 | 0.00252 | 746.97 | 0.0018376 | 746.97 | -0.001192 | 607.4617 | 0.17485 | 607.4617 | 0.06233 | 752.1961 | -0.00040475 | 752.1961 | 0.29959 | 904.0777 | 0.00557 | 752.1961 | 0.022417 | 903.5504 | 1.0001e-05 | 904.0777 | 0.50127 | 607.4617 | 0.11377
| 605.0011 | 0 | 752.4321 | -0.00065568 | 605.0011 | 0 | 752.4321 | 0.0005533 | 752.6653 | 0.00052939 | 752.4321 | 0.00044602 | 607.5812 | 1.0529e-05 | 747.21 | 0.00038786 | 605.0011 | 0.00598 | 747.21 | -0.0010036 | 747.21 | 0.0018639 | 607.5812 | 0.17698 | 607.5812 | 0.06283 | 752.4321 | 0.00055918 | 752.4321 | 0.28733 | 904.2455 | 0.00417 | 752.4321 | 0.024292 | 903.7187 | 0 | 904.2455 | 0.5048 | 607.5812 | 0.11264
| 605.1199 | 0 | 752.6681 | -0.00082346 | 605.1199 | 0.00125 | 752.6681 | -0.0012264 | 752.9011 | -0.00068912 | 752.6681 | -0.0006347 | 607.7006 | 1.0406e-05 | 747.44 | -0.00045532 | 605.1199 | 0.00496 | 747.44 | -0.00016412 | 747.44 | -0.0014521 | 607.7006 | 0.18041 | 607.7006 | 0.06417 | 752.6681 | -0.00039892 | 752.6681 | 0.28003 | 904.4132 | 0.00371 | 752.6681 | 0.02384 | 903.8869 | 0 | 904.4132 | 0.50949 | 607.7006 | 0.11267
| 605.2387 | 0 | 752.9042 | 0.00088564 | 605.2387 | 0 | 752.9042 | 0.00030786 | 753.1369 | 0.0002741 | 752.9042 | 0.00027432 | 607.8201 | 9.3081e-06 | 747.68 | -0.0022428 | 605.2387 | 0.003 | 747.68 | 0.00012645 | 747.68 | 0.0018314 | 607.8201 | 0.18254 | 607.8201 | 0.06504 | 752.9042 | 0.00081388 | 752.9042 | 0.27139 | 904.581 | 0.00473 | 752.9042 | 0.025853 | 904.0552 | 0 | 904.581 | 0.51255 | 607.8201 | 0.11213
| 605.3576 | 0.00091335 | 753.1402 | -0.00092345 | 605.3576 | 0.00083232 | 753.1402 | -0.0010786 | 753.3727 | -0.00080926 | 753.1402 | -0.00068624 | 607.9396 | 8.0536e-06 | 747.92 | -0.00059023 | 605.3576 | 0.00476 | 747.92 | -0.0011327 | 747.92 | -0.00041178 | 607.9396 | 0.18588 | 607.9396 | 0.06706 | 753.1402 | -0.00075201 | 753.1402 | 0.26274 | 904.7488 | 0.00301 | 753.1402 | 0.023065 | 904.2235 | 1.0001e-05 | 904.7488 | 0.51606 | 607.9396 | 0.11288
| 605.4764 | 0 | 753.3762 | 0.00060498 | 605.4764 | 0 | 753.3762 | 2.5641e-05 | 753.6085 | 0.00055928 | 753.3762 | 0.00039265 | 608.0591 | 6.6982e-06 | 748.15 | 0.00069142 | 605.4764 | 0.00382 | 748.15 | 0.00064304 | 748.15 | -0.00021673 | 608.0591 | 0.18812 | 608.0591 | 0.06811 | 753.3762 | 0.00067111 | 753.3762 | 0.25445 | 904.9166 | 0.00547 | 753.3762 | 0.028132 | 904.3918 | 6.6672e-06 | 904.9166 | 0.51733 | 608.0591 | 0.11257
| 605.5953 | 0 | 753.6122 | -0.0006619 | 605.5953 | 0.00149 | 753.6122 | -0.0013971 | 753.8443 | -0.00052569 | 753.6122 | -0.00063879 | 608.1786 | 6.183e-06 | 748.39 | -0.0011299 | 605.5953 | 0.00454 | 748.39 | -0.00071299 | 748.39 | 0.0015387 | 608.1786 | 0.19202 | 608.1786 | 0.06963 | 753.6123 | -0.0003633 | 753.6122 | 0.24644 | 905.0844 | 0.00457 | 753.6122 | 0.026105 | 904.5601 | 0 | 905.0844 | 0.51841 | 608.1786 | 0.11273
| 605.7142 | 0 | 753.8483 | 0.00074144 | 605.7142 | 0 | 753.8483 | 0.00033729 | 754.0802 | 0.00067128 | 753.8483 | 0.00031619 | 608.298 | 7.7175e-06 | 748.62 | 0.001737 | 605.7142 | 0.0034 | 748.62 | -0.0010681 | 748.62 | 0.00082357 | 608.298 | 0.1951 | 608.298 | 0.07055 | 753.8483 | 0.0006228 | 753.8483 | 0.23749 | 905.2522 | 0.00519 | 753.8483 | 0.027478 | 904.7284 | 6.6672e-06 | 905.2522 | 0.5189 | 608.298 | 0.11144
| 605.8331 | 0.00115 | 754.0844 | -0.0012213 | 605.8331 | 0.00168 | 754.0844 | -0.00060964 | 754.316 | -0.0007044 | 754.0844 | -0.00069385 | 608.4175 | 9.8345e-06 | 748.86 | 0.00038786 | 605.8331 | 0.00488 | 748.86 | -0.0026824 | 748.86 | -0.0015496 | 608.4175 | 0.19921 | 608.4175 | 0.07188 | 754.0843 | -0.00070248 | 754.0844 | 0.23103 | 905.42 | 0.00345 | 754.0844 | 0.028756 | 904.8967 | 1.0001e-05 | 905.42 | 0.52098 | 608.4175 | 0.11115
| 605.952 | 0 | 754.3204 | -0.0002367 | 605.952 | 0 | 754.3204 | 0.00036339 | 754.5519 | 0.00078523 | 754.3204 | 0.00038834 | 608.537 | 1.0327e-05 | 749.1 | 0.0025127 | 605.952 | 0.00516 | 749.1 | 0.00032017 | 749.1 | -0.00028175 | 608.537 | 0.20174 | 608.537 | 0.07307 | 754.3204 | 0.00014518 | 754.3204 | 0.22328 | 905.5878 | 0.00515 | 754.3204 | 0.030631 | 905.065 | 0 | 905.5878 | 0.52304 | 608.537 | 0.11042
| 606.0708 | 0.00145 | 754.5565 | 4.5092e-05 | 606.0708 | 0.00055488 | 754.5565 | -0.0005773 | 754.7878 | -0.00052547 | 754.5565 | -0.00060489 | 608.6565 | 1.0775e-05 | 749.33 | -8.4319e-05 | 606.0708 | 0.00346 | 749.33 | -0.00013183 | 749.33 | -0.00070437 | 608.6565 | 0.20479 | 608.6565 | 0.07451 | 754.5565 | -0.00017532 | 754.5565 | 0.21165 | 905.7556 | 0.00413 | 754.5565 | 0.028657 | 905.2333 | 0 | 905.7556 | 0.52585 | 608.6565 | 0.11082
| 606.1898 | 0 | 754.7926 | -0.00090091 | 606.1898 | 0 | 754.7926 | -0.0001853 | 755.0236 | 0.00073541 | 754.7926 | 0.00043876 | 608.776 | 9.1849e-06 | 749.57 | 8.4319e-05 | 606.1898 | 0.00328 | 749.57 | -0.0019399 | 749.57 | 0.00020589 | 608.776 | 0.20707 | 608.776 | 0.07558 | 754.7926 | 0.0002732 | 754.7926 | 0.21202 | 905.9235 | 0.00638 | 754.7926 | 0.03178 | 905.4016 | 2.6669e-05 | 905.9235 | 0.52839 | 608.776 | 0.11034
| 606.3087 | 0.00127 | 755.0287 | -0.00025272 | 606.3087 | 0.00090168 | 755.0287 | -0.00095395 | 755.2595 | -0.00057722 | 755.0287 | -0.00057213 | 608.8955 | 9.3081e-06 | 749.8 | -0.00048905 | 606.3087 | 0.00405 | 749.8 | -0.0033282 | 749.8 | -0.00099695 | 608.8955 | 0.21128 | 608.8955 | 0.07722 | 755.0287 | -0.00065961 | 755.0287 | 0.20271 | 906.0913 | 0.00501 | 755.0287 | 0.032418 | 905.5699 | 1.0001e-05 | 906.0913 | 0.53238 | 608.8955 | 0.11136
| 606.4276 | 0 | 755.2648 | -0.00043452 | 606.4276 | 0 | 755.2648 | 0.00019057 | 755.4954 | 0.00051226 | 755.2648 | 0.00023778 | 609.015 | 7.5607e-06 | 750.04 | -0.00086005 | 606.4276 | 0.00485 | 750.04 | -0.0012619 | 750.04 | -0.0016472 | 609.015 | 0.2147 | 609.015 | 0.07844 | 755.2648 | 0.00046754 | 755.2648 | 0.19314 | 906.2591 | 0.00533 | 755.2648 | 0.035231 | 905.7382 | 0 | 906.2591 | 0.53556 | 609.015 | 0.11107
| 606.5465 | 0.00091335 | 755.5009 | -0.00046926 | 606.5465 | 0 | 755.5009 | -0.00070201 | 755.7314 | -0.00069847 | 755.5009 | -0.00057589 | 609.1345 | 7.2471e-06 | 750.28 | -0.00099496 | 606.5465 | 0.00471 | 750.28 | 0.001773 | 750.28 | -0.00031426 | 609.1345 | 0.21888 | 609.1345 | 0.08025 | 755.5009 | -0.00022549 | 755.5009 | 0.18875 | 906.4269 | 0.00542 | 755.5009 | 0.030915 | 905.9066 | 0 | 906.4269 | 0.53916 | 609.1345 | 0.11124
| 606.6654 | 0 | 755.737 | -0.00022316 | 606.6654 | 0 | 755.737 | 0.00019881 | 755.9673 | 0.00042032 | 755.737 | 0.00040493 | 609.254 | 7.4823e-06 | 750.51 | 0.00079259 | 606.6654 | 0.00479 | 750.51 | 0.00038475 | 750.51 | -0.0010945 | 609.254 | 0.22177 | 609.254 | 0.0815 | 755.737 | 0.00051827 | 755.737 | 0.1849 | 906.5947 | 0.00462 | 755.737 | 0.035222 | 906.0749 | 0 | 906.5947 | 0.54033 | 609.254 | 0.11018
| 606.7844 | 0.00080555 | 755.9731 | 0.00035851 | 606.7844 | 0.00076297 | 755.9731 | -0.0010677 | 756.2032 | -0.00018954 | 755.9731 | -0.0005308 | 609.3735 | 8.8712e-06 | 750.75 | -0.0015346 | 606.7844 | 0.00638 | 750.75 | -0.0014556 | 750.75 | 0.00069354 | 609.3735 | 0.22618 | 609.3735 | 0.0837 | 755.9731 | -8.7595e-05 | 755.9731 | 0.17779 | 906.7625 | 0.00317 | 755.9731 | 0.035133 | 906.2432 | 3.0002e-05 | 906.7625 | 0.54148 | 609.3735 | 0.1104
| 606.9033 | 0 | 756.2093 | -0.00055859 | 606.9033 | 0 | 756.2093 | 0.00044519 | 756.4391 | 0.00025279 | 756.2093 | 0.00036121 | 609.493 | 1.0014e-05 | 750.98 | 0.0010287 | 606.9033 | 0.00402 | 750.98 | 0.00032017 | 750.98 | -0.00018422 | 609.493 | 0.2292 | 609.493 | 0.08492 | 756.2092 | 0.00043007 | 756.2093 | 0.1715 | 906.9304 | 0.00425 | 756.2093 | 0.035496 | 906.4115 | 6.6672e-06 | 906.9304 | 0.54114 | 609.493 | 0.1102
| 607.0223 | 0.00033839 | 756.4454 | -0.0010873 | 607.0223 | 0.00072829 | 756.4454 | -0.0011017 | 756.6751 | -0.00099728 | 756.4454 | -0.00063736 | 609.6125 | 1.035e-05 | 751.22 | 5.0592e-05 | 607.0223 | 0.0051 | 751.22 | -0.0021658 | 751.22 | -0.00099695 | 609.6125 | 0.23307 | 609.6125 | 0.08684 | 756.4454 | -0.00056602 | 756.4454 | 0.16405 | 907.0982 | 0.00443 | 756.4454 | 0.037788 | 906.5799 | 1.0001e-05 | 907.0982 | 0.54266 | 609.6125 | 0.11045
| 607.1412 | 0 | 756.6816 | 0.00022215 | 607.1412 | 0 | 756.6816 | 0.0001859 | 756.911 | 4.5722e-05 | 756.6816 | 0.00028312 | 609.732 | 9.7561e-06 | 751.46 | 0.00042159 | 607.1412 | 0.00538 | 751.46 | -0.0004547 | 751.46 | -0.00034676 | 609.732 | 0.23536 | 609.732 | 0.08779 | 756.6816 | 0.00054974 | 756.6816 | 0.15992 | 907.266 | 0.00578 | 756.6816 | 0.038323 | 906.7482 | 0 | 907.266 | 0.54426 | 609.732 | 0.10964
| 607.2602 | 6.8875e-05 | 756.9177 | -0.00068704 | 607.2602 | 0.00079764 | 756.9177 | -0.00060348 | 757.147 | -0.00096078 | 756.9177 | -0.00078125 | 609.8515 | 9.3305e-06 | 751.69 | -0.00062396 | 607.2602 | 0.00476 | 751.69 | -0.0019399 | 751.69 | -0.0021998 | 609.8515 | 0.23905 | 609.8515 | 0.09006 | 756.9177 | -0.00074302 | 756.9177 | 0.15461 | 907.4338 | 0.00505 | 756.9177 | 0.038863 | 906.9165 | 3.0002e-05 | 907.4338 | 0.54703 | 609.8515 | 0.10957
| 607.3792 | 0 | 757.1539 | -0.00096561 | 607.3792 | 0 | 757.1539 | 4.4505e-05 | 757.383 | 0.00089609 | 757.1539 | 0.0002868 | 609.971 | 9.3417e-06 | 751.93 | 0.00065769 | 607.3792 | 0.00317 | 751.93 | -0.0027792 | 751.93 | -0.00067186 | 609.971 | 0.2411 | 609.971 | 0.09097 | 757.1539 | 0.00038066 | 757.1539 | 0.1503 | 907.6017 | 0.00571 | 757.1539 | 0.039494 | 907.0849 | 0 | 907.6017 | 0.54901 | 609.971 | 0.10878
| 607.4982 | 0.00154 | 757.3901 | -0.00051836 | 607.4982 | 0 | 757.3901 | -0.00093683 | 757.6189 | -0.00078852 | 757.3901 | -0.00057201 | 610.0906 | 8.8376e-06 | 752.16 | -0.0020405 | 607.4982 | 0.00437 | 752.16 | 0.00041703 | 752.16 | -0.0025575 | 610.0906 | 0.24469 | 610.0906 | 0.09281 | 757.3901 | -0.00059126 | 757.3901 | 0.14657 | 907.7695 | 0.0025 | 757.3901 | 0.041212 | 907.2532 | 3.0002e-05 | 907.7695 | 0.55281 | 610.0906 | 0.1088
| 607.6171 | 0 | 757.6263 | -0.00046569 | 607.6171 | 0 | 757.6263 | 0.00024722 | 757.8549 | 1.6201e-06 | 757.6263 | 0.00014307 | 610.2101 | 8.8712e-06 | 752.4 | -8.4319e-05 | 607.6171 | 0.00431 | 752.4 | -0.0016815 | 752.4 | -0.00080189 | 610.2101 | 0.24736 | 610.2101 | 0.09403 | 757.6263 | 0.00019074 | 757.6263 | 0.1414 | 907.9373 | 0.00492 | 757.6263 | 0.042707 | 907.4216 | 0 | 907.9373 | 0.55765 | 610.2101 | 0.10819
| 607.7361 | 0.00064383 | 757.8624 | -0.00045908 | 607.7361 | 0.00132 | 757.8624 | -0.00070342 | 758.0909 | -0.00070401 | 757.8624 | -0.0005822 | 610.3296 | 9.1289e-06 | 752.64 | -0.0020742 | 607.7361 | 0.00505 | 752.64 | 0.00077218 | 752.64 | -0.00080189 | 610.3296 | 0.25237 | 610.3296 | 0.09649 | 757.8624 | -0.00051067 | 757.8624 | 0.13574 | 908.1052 | 0.00406 | 757.8624 | 0.042948 | 907.5899 | 3.0002e-05 | 908.1052 | 0.56348 | 610.3296 | 0.10909
| 607.8551 | 0 | 758.0987 | 0.00026144 | 607.8551 | 0 | 758.0987 | 0.00025108 | 758.3269 | 0.00032903 | 758.0987 | 0.00039999 | 610.4491 | 9.1513e-06 | 752.87 | 0.0014672 | 607.8551 | 0.0032 | 752.87 | -0.00019641 | 752.87 | 0.0016363 | 610.4491 | 0.25645 | 610.4491 | 0.09821 | 758.0987 | 0.00046188 | 758.0987 | 0.13132 | 908.273 | 0.00577 | 758.0987 | 0.043918 | 907.7583 | 0 | 908.273 | 0.56748 | 610.4491 | 0.10976
| 607.9742 | 0.00015871 | 758.3349 | -0.0011 | 607.9742 | 0 | 758.3349 | -0.00090388 | 758.563 | -0.00069132 | 758.3349 | -0.00068605 | 610.5687 | 6.1494e-06 | 753.11 | -0.00052277 | 607.9742 | 0.00275 | 753.11 | -0.00035784 | 753.11 | -2.1673e-05 | 610.5687 | 0.26163 | 610.5687 | 0.101 | 758.3349 | -0.00083527 | 758.3349 | 0.12441 | 908.4409 | 0.00535 | 758.3349 | 0.045989 | 907.9266 | 1.0001e-05 | 908.4409 | 0.57175 | 610.5687 | 0.10942
| 608.0932 | 0 | 758.5711 | -0.0010996 | 608.0932 | 0 | 758.5711 | -0.00073317 | 758.799 | -0.00059069 | 758.5711 | -0.00062893 | 610.6882 | 1.6746e-05 | 753.34 | -0.00086005 | 608.0932 | 0.00317 | 753.34 | -0.0020367 | 753.34 | 0.0011487 | 610.6882 | 0.2662 | 610.6882 | 0.10312 | 758.5711 | -9.4567e-05 | 758.5711 | 0.11741 | 908.6087 | 0.00545 | 758.5711 | 0.046041 | 908.095 | 0 | 908.6087 | 0.57653 | 610.6882 | 0.1081
| 608.2122 | 0.00116 | 758.8073 | 0.00022009 | 608.2122 | 0.00076297 | 758.8073 | 0.00063969 | 759.035 | 1.9342e-05 | 758.8073 | 0.00039585 | 610.8077 | 1.4035e-05 | 753.58 | -0.0024789 | 608.2122 | 0.0051 | 753.58 | -0.00032556 | 753.58 | 0.0011812 | 610.8077 | 0.27033 | 610.8077 | 0.10486 | 758.8073 | 0.00018614 | 758.8073 | 0.11209 | 908.7766 | 0.00484 | 758.8073 | 0.048448 | 908.2633 | 3.0002e-05 | 908.7766 | 0.58141 | 610.8077 | 0.10652
| 608.3312 | 0 | 759.0436 | -0.00055986 | 608.3312 | 0 | 759.0436 | -0.0010842 | 759.2711 | -0.0005159 | 759.0436 | -0.00079885 | 610.9273 | 2.8742e-05 | 753.82 | -0.0012648 | 608.3312 | 0.00357 | 753.82 | -0.00058385 | 753.82 | -0.001322 | 610.9273 | 0.27412 | 610.9273 | 0.10574 | 759.0436 | -0.00055137 | 759.0436 | 0.10877 | 908.9444 | 0.00422 | 759.0436 | 0.047186 | 908.4317 | 0 | 908.9444 | 0.58551 | 610.9273 | 0.10663
| 608.4503 | 0.00145 | 759.2798 | 0.00065691 | 608.4503 | 0.00118 | 759.2798 | 0.00012408 | 759.5071 | 0.00061678 | 759.2798 | 0.000348 | 611.0468 | 1.4741e-05 | 754.05 | -0.00025296 | 608.4503 | 0.00405 | 754.05 | 0.0017408 | 754.05 | 0.002124 | 611.0468 | 0.27681 | 611.0468 | 0.10703 | 759.2798 | 0.00089693 | 759.2798 | 0.10488 | 909.1122 | 0.00506 | 759.2798 | 0.050647 | 908.6001 | 3.0002e-05 | 909.1122 | 0.58872 | 611.0468 | 0.10661
| 608.5693 | 0 | 759.5161 | -0.00028445 | 608.5693 | 0 | 759.5161 | -0.00031298 | 759.7432 | -0.00028123 | 759.5161 | -0.00062988 | 611.1663 | 2.8641e-05 | 754.29 | -0.0013997 | 608.5693 | 0.00229 | 754.29 | -0.00097128 | 754.29 | -0.0022323 | 611.1663 | 0.28102 | 611.1663 | 0.10957 | 759.5161 | -0.00027861 | 759.5161 | 0.10342 | 909.2801 | 0.00503 | 759.5161 | 0.051517 | 908.7684 | 0 | 909.2801 | 0.59288 | 611.1663 | 0.10709
| 608.6884 | 0.00041025 | 759.7523 | 0.00034142 | 608.6884 | 0 | 759.7523 | -0.00027998 | 759.9793 | 0.00016587 | 759.7523 | 0.0002627 | 611.2859 | 1.3979e-05 | 754.53 | 0.0005565 | 608.6884 | 0.00374 | 754.53 | -0.0010036 | 754.53 | 0.00069354 | 611.2859 | 0.28491 | 611.2859 | 0.11199 | 759.7523 | 0.00047205 | 759.7523 | 0.099625 | 909.4479 | 0.00542 | 759.7523 | 0.05337 | 908.9368 | 5.0004e-05 | 909.4479 | 0.59416 | 611.2859 | 0.10674
| 608.8075 | 0 | 759.9886 | -0.00085999 | 608.8075 | 0 | 759.9886 | -0.0012161 | 760.2154 | -0.00041239 | 759.9886 | -0.00056653 | 611.4054 | 2.9123e-05 | 754.76 | -0.00089378 | 608.8075 | 0.00212 | 754.76 | -0.0022951 | 754.76 | -0.00054182 | 611.4054 | 0.2901 | 611.4054 | 0.11477 | 759.9886 | -0.00049021 | 759.9886 | 0.093142 | 909.6158 | 0.0042 | 759.9886 | 0.05346 | 909.1052 | 0 | 909.6158 | 0.59503 | 611.4054 | 0.10629
| 608.9265 | 0.00109 | 760.2249 | 0.00033972 | 608.9265 | 0.00142 | 760.2249 | -0.00039721 | 760.4515 | 0.00013994 | 760.2249 | 0.00031771 | 611.525 | 1.5457e-05 | 755 | 0.0025465 | 608.9265 | 0.003 | 755 | -0.00093899 | 755 | 0.0012787 | 611.525 | 0.29421 | 611.525 | 0.11698 | 760.2249 | 0.00064937 | 760.2249 | 0.091193 | 909.7837 | 0.00524 | 760.2249 | 0.056406 | 909.2736 | 3.0002e-05 | 909.7837 | 0.59378 | 611.525 | 0.1056
| 609.0456 | 0 | 760.4612 | -0.00019986 | 609.0456 | 0 | 760.4612 | -0.00088058 | 760.6875 | -0.00104 | 760.4612 | -0.00055346 | 611.6445 | 2.9055e-05 | 755.23 | -0.0010287 | 609.0456 | 0.00414 | 755.23 | -0.003877 | 755.23 | -0.00034676 | 611.6445 | 0.29944 | 611.6445 | 0.11965 | 760.4612 | -0.00031469 | 760.4612 | 0.08562 | 909.9515 | 0.00598 | 760.4612 | 0.055055 | 909.442 | 0 | 909.9515 | 0.59498 | 611.6445 | 0.10587
| 609.1647 | 0.00122 | 760.6975 | 0.00024105 | 609.1647 | 0.00246 | 760.6975 | 0.00056923 | 760.9237 | 0.00078313 | 760.6975 | 0.00035731 | 611.7641 | 1.3923e-05 | 755.47 | 0.00015177 | 609.1647 | 0.00349 | 755.47 | 0.00086903 | 755.47 | 0.0011487 | 611.7641 | 0.30309 | 611.7641 | 0.12109 | 760.6975 | 0.00046653 | 760.6975 | 0.088804 | 910.1194 | 0.00434 | 760.6975 | 0.056073 | 909.6103 | 6.9993e-05 | 910.1194 | 0.59619 | 611.7641 | 0.10618
| 609.2838 | 0 | 760.9338 | -0.00086964 | 609.2838 | 0 | 760.9338 | -0.00046707 | 761.1598 | -0.00089545 | 760.9338 | -0.00074921 | 611.8836 | 2.7454e-05 | 755.71 | -0.0018719 | 609.2838 | 0.00394 | 755.71 | 0.00015874 | 755.71 | 0.0017988 | 611.8836 | 0.30806 | 611.8836 | 0.12268 | 760.9338 | -0.00019205 | 760.9338 | 0.08599 | 910.2872 | 0.0039 | 760.9338 | 0.056531 | 909.7787 | 0 | 910.2872 | 0.6001 | 611.8836 | 0.10665
| 609.4029 | 0.00039229 | 761.1701 | 0.00046125 | 609.4029 | 0.00151 | 761.1701 | 0.00011336 | 761.3959 | 0.00024779 | 761.1701 | 0.00047187 | 612.0032 | 1.3945e-05 | 755.94 | -0.00021923 | 609.4029 | 0.00502 | 755.94 | -0.0016815 | 755.94 | 0.00043346 | 612.0032 | 0.31206 | 612.0032 | 0.12408 | 761.1701 | 0.0005026 | 761.1701 | 0.081758 | 910.4551 | 0.00566 | 761.1701 | 0.062947 | 909.9471 | 5.0004e-05 | 910.4551 | 0.60427 | 612.0032 | 0.10629
| 609.522 | 0 | 761.4064 | -0.00035389 | 609.522 | 0 | 761.4064 | -0.00049527 | 761.6321 | -0.00060422 | 761.4064 | -0.00060905 | 612.1227 | 2.7073e-05 | 756.18 | -0.0013997 | 609.522 | 0.00439 | 756.18 | 0.00038475 | 756.18 | -0.0013546 | 612.1227 | 0.3178 | 612.1227 | 0.12652 | 761.4064 | -0.00046321 | 761.4064 | 0.077406 | 910.623 | 0.00506 | 761.4064 | 0.060179 | 910.1155 | 0 | 910.623 | 0.60956 | 612.1227 | 0.10609
| 609.6411 | 0.00041025 | 761.6428 | -0.00038328 | 609.6411 | 0.00186 | 761.6428 | 0.0004909 | 761.8682 | 4.1367e-05 | 761.6428 | 0.00026923 | 612.2423 | 1.3408e-05 | 756.41 | -0.0019393 | 609.6411 | 0.00488 | 756.41 | -0.00042241 | 756.41 | -0.00024923 | 612.2423 | 0.3219 | 612.2423 | 0.128 | 761.6428 | 0.00068324 | 761.6428 | 0.076942 | 910.7908 | 0.00267 | 761.6428 | 0.062516 | 910.2839 | 6.9993e-05 | 910.7908 | 0.61262 | 612.2423 | 0.10545
| 609.7602 | 0 | 761.8791 | -0.00062985 | 609.7602 | 0 | 761.8791 | -0.00072164 | 762.1044 | -0.00031019 | 761.8791 | -0.00069743 | 612.3619 | 2.8327e-05 | 756.65 | -0.00072515 | 609.7602 | 0.00297 | 756.65 | -0.00084214 | 756.65 | 0.00082357 | 612.3619 | 0.32647 | 612.3619 | 0.13029 | 761.8791 | -0.0004194 | 761.8791 | 0.073437 | 910.9587 | 0.00443 | 761.8791 | 0.062268 | 910.4523 | 0 | 910.9587 | 0.61501 | 612.3619 | 0.10562
| 609.8794 | 0.00145 | 762.1155 | 0.00010752 | 609.8794 | 0.00053755 | 762.1155 | 0.00037829 | 762.3405 | 0.00027921 | 762.1155 | 0.00026914 | 612.4814 | 1.52e-05 | 756.89 | 0.00032042 | 609.8794 | 0.00278 | 756.89 | 0.0004816 | 756.89 | 0.00030341 | 612.4814 | 0.33041 | 612.4814 | 0.13169 | 762.1155 | 0.00050266 | 762.1155 | 0.071258 | 911.1266 | 0.00579 | 762.1155 | 0.064495 | 910.6207 | 3.0002e-05 | 911.1266 | 0.6162 | 612.4814 | 0.10548
| 609.9985 | 0 | 762.3518 | -0.00032559 | 609.9985 | 0 | 762.3518 | -0.00056751 | 762.5767 | -0.00083398 | 762.3518 | -0.0006706 | 612.601 | 3.0153e-05 | 757.12 | 0.00025296 | 609.9985 | 0.00266 | 757.12 | -0.0012941 | 757.12 | -0.0018422 | 612.601 | 0.33644 | 612.601 | 0.13407 | 762.3518 | -0.00052499 | 762.3518 | 0.067566 | 911.2945 | 0.00339 | 762.3518 | 0.06507 | 910.7891 | 0 | 911.2945 | 0.61936 | 612.601 | 0.10585
| 610.1177 | 6.8875e-05 | 762.5882 | -0.00038072 | 610.1177 | 0.00179 | 762.5882 | 0.00057153 | 762.8129 | 0.00074842 | 762.5882 | 0.00034139 | 612.7206 | 1.52e-05 | 757.36 | -0.0012648 | 610.1177 | 0.00465 | 757.36 | 0.0007076 | 757.36 | -0.00021673 | 612.7206 | 0.34248 | 612.7206 | 0.13534 | 762.5882 | 0.00025483 | 762.5882 | 0.06718 | 911.4624 | 0.00378 | 762.5882 | 0.067241 | 910.9575 | 5.0004e-05 | 911.4624 | 0.62288 | 612.7206 | 0.10524
| 610.2368 | 0 | 762.8246 | -8.8976e-05 | 610.2368 | 0 | 762.8246 | -0.0011793 | 763.0491 | -0.00074726 | 762.8246 | -0.00060535 | 612.8401 | 2.9022e-05 | 757.6 | -0.00038786 | 610.2368 | 0.00226 | 757.6 | -0.00032556 | 757.6 | -0.00041178 | 612.8401 | 0.34894 | 612.8401 | 0.13813 | 762.8246 | -0.0003243 | 762.8246 | 0.064879 | 911.6302 | 0.00318 | 762.8246 | 0.066049 | 911.1259 | 0 | 911.6302 | 0.62718 | 612.8401 | 0.10508
| 610.356 | 0.00051807 | 763.061 | 0.00020468 | 610.356 | 0.00052021 | 763.061 | 0.00032826 | 763.2853 | 0.00071823 | 763.061 | 0.0003841 | 612.9597 | 1.3956e-05 | 757.83 | 0.0015684 | 610.356 | 0.00533 | 757.83 | -3.4977e-05 | 757.83 | -0.00096444 | 612.9597 | 0.35454 | 612.9597 | 0.14057 | 763.061 | 0.00067457 | 763.061 | 0.063736 | 911.7981 | 0.00459 | 763.061 | 0.067919 | 911.2944 | 6.9993e-05 | 911.7981 | 0.63011 | 612.9597 | 0.10455
| 610.4751 | 0 | 763.2974 | -0.00053419 | 610.4751 | 0 | 763.2974 | -0.0014697 | 763.5215 | -0.00127 | 763.2974 | -0.00075402 | 613.0793 | 2.7857e-05 | 758.07 | 0.0001855 | 610.4751 | 0.00328 | 758.07 | 0.00073989 | 758.07 | -5.4182e-05 | 613.0793 | 0.36139 | 613.0793 | 0.14368 | 763.2974 | -0.00081996 | 763.2974 | 0.058712 | 911.966 | 0.00431 | 763.2974 | 0.069486 | 911.4628 | 0 | 911.966 | 0.63345 | 613.0793 | 0.10503
| 610.5943 | 0.0005001 | 763.5338 | -5.4626e-06 | 610.5943 | 0.00101 | 763.5338 | 0.00024733 | 763.7577 | 0.00049767 | 763.5338 | 0.00035677 | 613.1989 | 1.4102e-05 | 758.3 | 0.0015684 | 610.5943 | 0.003 | 758.3 | 0.00054618 | 758.3 | 0.0017988 | 613.1989 | 0.36731 | 613.1989 | 0.14524 | 763.5338 | 0.0004266 | 763.5338 | 0.061014 | 912.1339 | 0.00672 | 763.5338 | 0.074728 | 911.6312 | 6.9993e-05 | 912.1339 | 0.63536 | 613.1989 | 0.1047
| 610.7135 | 0 | 763.7702 | 0.00012595 | 610.7135 | 0 | 763.7702 | -0.0014071 | 763.994 | -0.00072031 | 763.7702 | -0.00069134 | 613.3184 | 2.6916e-05 | 758.54 | -0.0013322 | 610.7135 | 0.00115 | 758.54 | -0.00093899 | 758.54 | -0.00070437 | 613.3184 | 0.37412 | 613.3184 | 0.14726 | 763.7702 | -0.00070014 | 763.7702 | 0.056463 | 912.3018 | 0.00487 | 763.7702 | 0.074768 | 911.7996 | 0 | 912.3018 | 0.63838 | 613.3184 | 0.1047
| 610.8327 | 0.00076961 | 764.0066 | 0.00017568 | 610.8327 | 0.00146 | 764.0066 | 3.4684e-05 | 764.2302 | 0.00071551 | 764.0066 | 0.0004009 | 613.438 | 1.3172e-05 | 758.78 | 0.0010961 | 610.8327 | 0.00369 | 758.78 | -0.00051927 | 758.78 | 0.00069354 | 613.438 | 0.37947 | 613.438 | 0.14838 | 764.0066 | 0.00079615 | 764.0066 | 0.055896 | 912.4697 | 0.00656 | 764.0066 | 0.07654 | 911.968 | 6.9993e-05 | 912.4697 | 0.6404 | 613.438 | 0.10385
| 610.9519 | 0 | 764.243 | -0.0010666 | 610.9519 | 0 | 764.243 | -0.0011996 | 764.4664 | -0.0006804 | 764.243 | -0.00060053 | 613.5576 | 2.6838e-05 | 759.01 | -0.00052277 | 610.9519 | 0.00195 | 759.01 | -0.0011973 | 759.01 | 0.00036844 | 613.5576 | 0.38597 | 613.5576 | 0.1517 | 764.243 | -0.0005465 | 764.243 | 0.053065 | 912.6376 | 0.0048 | 764.243 | 0.076473 | 912.1365 | 0 | 912.6376 | 0.64427 | 613.5576 | 0.10396
| 611.0711 | 0.00037433 | 764.4795 | 7.46e-06 | 611.0711 | 0.00175 | 764.4795 | 2.2023e-05 | 764.7027 | 0.00032509 | 764.4795 | 0.00050515 | 613.6772 | 1.4102e-05 | 759.25 | -0.0022092 | 611.0711 | 0.0032 | 759.25 | -0.0021658 | 759.25 | -0.001127 | 613.6772 | 0.39041 | 613.6772 | 0.154 | 764.4795 | 0.00064339 | 764.4795 | 0.053796 | 912.8054 | 0.00594 | 764.4795 | 0.07999 | 912.3049 | 6.9993e-05 | 912.8054 | 0.64665 | 613.6772 | 0.10409
| 611.1903 | 0 | 764.7159 | -0.00035983 | 611.1903 | 0 | 764.7159 | -0.00097867 | 764.939 | -0.00106 | 764.7159 | -0.00073228 | 613.7968 | 2.7611e-05 | 759.49 | 0.00021923 | 611.1903 | 0.00158 | 759.49 | -0.0012941 | 759.49 | 0.00033593 | 613.7968 | 0.39558 | 613.7968 | 0.15723 | 764.7159 | -0.00032109 | 764.7159 | 0.049788 | 912.9733 | 0.00469 | 764.7159 | 0.078595 | 912.4733 | 0 | 912.9733 | 0.64982 | 613.7968 | 0.10425
| 611.3095 | 0.00118 | 764.9524 | 0.00019135 | 611.3095 | 0.00147 | 764.9524 | 0.00053543 | 765.1752 | 0.0004652 | 764.9524 | 0.00041833 | 613.9164 | 1.3867e-05 | 759.72 | 0.00099496 | 611.3095 | 0.00369 | 759.72 | 0.0024188 | 759.72 | 0.0029691 | 613.9164 | 0.40088 | 613.9164 | 0.15858 | 764.9524 | 0.0004292 | 764.9524 | 0.048857 | 913.1412 | 0.00513 | 764.9524 | 0.081461 | 912.6418 | 5.0004e-05 | 913.1412 | 0.65172 | 613.9164 | 0.10387
| 611.4288 | 0 | 765.1888 | -0.0011325 | 611.4288 | 0 | 765.1888 | -0.0011918 | 765.4115 | -0.00089689 | 765.1888 | -0.00069681 | 614.036 | 2.6132e-05 | 759.96 | -0.0018044 | 611.4288 | 0.00226 | 759.96 | 0.00015874 | 759.96 | -0.001192 | 614.036 | 0.40844 | 614.036 | 0.16181 | 765.1889 | -0.00052691 | 765.1888 | 0.049311 | 913.3091 | 0.00596 | 765.1888 | 0.082749 | 912.8102 | 0 | 913.3091 | 0.6552 | 614.036 | 0.1038
| 611.548 | 0.00039229 | 765.4253 | -0.00029288 | 611.548 | 0.00128 | 765.4253 | 5.7508e-05 | 765.6478 | 0.00021146 | 765.4253 | 0.0002486 | 614.1556 | 1.2411e-05 | 760.2 | 0.00069142 | 611.548 | 0.00261 | 760.2 | -0.00039012 | 760.2 | 0.0022214 | 614.1556 | 0.41522 | 614.1556 | 0.16381 | 765.4253 | 0.00040791 | 765.4253 | 0.047379 | 913.477 | 0.00424 | 765.4253 | 0.083754 | 912.9787 | 6.9993e-05 | 913.477 | 0.65801 | 614.1556 | 0.10388
| 611.6672 | 0 | 765.6618 | -0.0017702 | 611.6672 | 0 | 765.6618 | -0.00057884 | 765.8841 | -0.00037464 | 765.6618 | -0.00074031 | 614.2752 | 2.6266e-05 | 760.43 | 0.0001855 | 611.6672 | 0.00419 | 760.43 | 0.0015148 | 760.43 | -0.00080189 | 614.2752 | 0.42218 | 614.2752 | 0.16661 | 765.6618 | -0.00056281 | 765.6618 | 0.045002 | 913.6449 | 0.00427 | 765.6618 | 0.08624 | 913.1471 | 0 | 913.6449 | 0.66149 | 614.2752 | 0.10438
| 611.7865 | 0.000554 | 765.8983 | -0.00018326 | 611.7865 | 0.0021 | 765.8983 | 0.00023169 | 766.1204 | 0.00044768 | 765.8983 | 0.00035748 | 614.3948 | 1.3956e-05 | 760.67 | 0.0020742 | 611.7865 | 0.00408 | 760.67 | 0.00032017 | 760.67 | 0.00040094 | 614.3948 | 0.42729 | 614.3948 | 0.16826 | 765.8983 | 0.00046173 | 765.8983 | 0.043902 | 913.8129 | 0.00397 | 765.8983 | 0.086747 | 913.3156 | 6.9993e-05 | 913.8129 | 0.66346 | 614.3948 | 0.10469
| 611.9058 | 0 | 766.1348 | -0.00031493 | 611.9058 | 0 | 766.1348 | -0.0010933 | 766.3568 | -0.00046508 | 766.1348 | -0.00069913 | 614.5144 | 2.9448e-05 | 760.9 | 0.0010624 | 611.9058 | 0.00397 | 760.9 | -0.00064841 | 760.9 | -0.00031426 | 614.5144 | 0.4332 | 614.5144 | 0.17152 | 766.1348 | -0.00060435 | 766.1348 | 0.040205 | 913.9808 | 0.00322 | 766.1348 | 0.090669 | 913.484 | 0 | 913.9808 | 0.6661 | 614.5144 | 0.10498
| 612.025 | 0.00073368 | 766.3713 | -0.00036806 | 612.025 | 0.00139 | 766.3713 | 0.0002531 | 766.5931 | 0.00068323 | 766.3713 | 0.00022808 | 614.634 | 1.5592e-05 | 761.14 | 0.00052277 | 612.025 | 0.00295 | 761.14 | -0.00058385 | 761.14 | 0.00036844 | 614.634 | 0.4381 | 614.634 | 0.17455 | 766.3713 | 0.00040601 | 766.3713 | 0.040171 | 914.1487 | 0.00415 | 766.3713 | 0.09123 | 913.6525 | 5.0004e-05 | 914.1487 | 0.6681 | 614.634 | 0.10445
| 612.1443 | 0 | 766.6078 | -0.00039682 | 612.1443 | 0 | 766.6078 | -0.00072914 | 766.8294 | -0.00058589 | 766.6078 | -0.000728 | 614.7536 | 3.1901e-05 | 761.38 | 0.0001855 | 612.1443 | 0.00283 | 761.38 | -0.0013909 | 761.38 | -0.00080189 | 614.7536 | 0.44407 | 614.7536 | 0.17746 | 766.6078 | -0.00020049 | 766.6078 | 0.039882 | 914.3166 | 0.00452 | 766.6078 | 0.091356 | 913.8209 | 0 | 914.3166 | 0.67155 | 614.7536 | 0.10376
| 612.2636 | 0.00116 | 766.8443 | -0.00018566 | 612.2636 | 0.00076297 | 766.8443 | -0.0001549 | 767.0658 | 0.00029763 | 766.8443 | 0.00044218 | 614.8732 | 1.6398e-05 | 761.61 | 0.0013322 | 612.2636 | 0.00363 | 761.61 | -0.00061613 | 761.61 | 0.0027091 | 614.8732 | 0.4493 | 614.8732 | 0.1794 | 766.8443 | 0.0004589 | 766.8443 | 0.039748 | 914.4845 | 0.00441 | 766.8443 | 0.094328 | 913.9894 | 5.0004e-05 | 914.4845 | 0.67345 | 614.8732 | 0.10281
| 612.3829 | 0 | 767.0809 | -0.00050451 | 612.3829 | 0 | 767.0809 | -0.001132 | 767.3021 | -0.00047032 | 767.0809 | -0.00063855 | 614.9928 | 3.0725e-05 | 761.85 | -0.0029849 | 612.3829 | 0.00365 | 761.85 | -0.00080984 | 761.85 | -0.00018422 | 614.9928 | 0.45664 | 614.9928 | 0.18264 | 767.0809 | -0.0005072 | 767.0809 | 0.036074 | 914.6524 | 0.00455 | 767.0809 | 0.095036 | 914.1579 | 0 | 914.6524 | 0.67649 | 614.9928 | 0.10278
| 612.5022 | 0.00115 | 767.3174 | 0.00010617 | 612.5022 | 0.00111 | 767.3174 | 0.00011918 | 767.5385 | 0.00036295 | 767.3174 | 0.00031026 | 615.1124 | 1.4584e-05 | 762.09 | 0.0010624 | 612.5022 | 0.00351 | 762.09 | 0.0018054 | 762.09 | 0.0019614 | 615.1124 | 0.46318 | 615.1124 | 0.18591 | 767.3174 | 0.00049486 | 767.3174 | 0.036232 | 914.8203 | 0.0035 | 767.3174 | 0.1001 | 914.3263 | 5.0004e-05 | 914.8203 | 0.67781 | 615.1124 | 0.10227
| 612.6215 | 0 | 767.554 | -0.0001873 | 612.6215 | 0 | 767.554 | -0.00047879 | 767.7749 | -0.00054873 | 767.554 | -0.00071259 | 615.2321 | 2.8921e-05 | 762.32 | -0.0016695 | 612.6215 | 0.00289 | 762.32 | 0.001095 | 762.32 | -5.4182e-05 | 615.2321 | 0.47054 | 615.2321 | 0.19 | 767.554 | -0.00041872 | 767.554 | 0.032926 | 914.9882 | 0.00436 | 767.554 | 0.098535 | 914.4948 | 0 | 914.9882 | 0.68096 | 615.2321 | 0.10225
| 612.7408 | 0 | 767.7905 | -0.00015859 | 612.7408 | 0.00101 | 767.7905 | 0.00048609 | 768.0113 | 0.0005262 | 767.7905 | 0.00047768 | 615.3517 | 1.4573e-05 | 762.56 | -0.0005565 | 612.7408 | 0.00499 | 762.56 | -0.0019076 | 762.56 | -0.0014196 | 615.3517 | 0.47575 | 615.3517 | 0.1924 | 767.7905 | 0.00043806 | 767.7905 | 0.033182 | 915.1562 | 0.00529 | 767.7905 | 0.1027 | 914.6633 | 5.0004e-05 | 915.1562 | 0.68269 | 615.3517 | 0.10156
| 612.8601 | 0 | 768.0271 | -0.0011215 | 612.8601 | 0 | 768.0271 | -0.0015988 | 768.2477 | -0.0008752 | 768.0271 | -0.0007843 | 615.4713 | 2.9884e-05 | 762.8 | -0.0018719 | 612.8601 | 0.00294 | 762.8 | -0.0012619 | 762.8 | 1.0836e-05 | 615.4713 | 0.48176 | 615.4713 | 0.19544 | 768.0271 | -0.00023074 | 768.0271 | 0.0313 | 915.3241 | 0.00432 | 768.0271 | 0.1034 | 914.8318 | 0 | 915.3241 | 0.68623 | 615.4713 | 0.10142
| 612.9794 | 0.00076961 | 768.2637 | 0.00061665 | 612.9794 | 0.00151 | 768.2637 | 0.00041526 | 768.4841 | 0.00057877 | 768.2637 | 0.00045857 | 615.5909 | 1.5614e-05 | 763.03 | -0.0009275 | 612.9794 | 0.00459 | 763.03 | -0.0004547 | 763.03 | 0.0027091 | 615.5909 | 0.48627 | 615.5909 | 0.19782 | 768.2637 | 0.00061146 | 768.2637 | 0.031276 | 915.492 | 0.00957 | 768.2637 | 0.10801 | 915.0002 | 1.0001e-05 | 915.492 | 0.68842 | 615.5909 | 0.10085
| 613.0988 | 0 | 768.5003 | -0.00088112 | 613.0988 | 0 | 768.5003 | -0.0011406 | 768.7205 | -0.00075701 | 768.5003 | -0.00078898 | 615.7106 | 2.9257e-05 | 763.27 | 0.0010624 | 613.0988 | 0.00203 | 763.27 | -0.0012296 | 763.27 | -0.00034676 | 615.7106 | 0.49113 | 615.7106 | 0.20146 | 768.5003 | -0.00063209 | 768.5003 | 0.028482 | 915.6599 | 0.00392 | 768.5003 | 0.10484 | 915.1687 | 0 | 915.6599 | 0.69205 | 615.7106 | 0.10173
| 613.2181 | 0.00046416 | 768.7369 | 0.00039754 | 613.2181 | 0.00146 | 768.7369 | -0.00042104 | 768.9569 | 0.00046254 | 768.7369 | 0.00063255 | 615.8302 | 1.3956e-05 | 763.5 | 0.0012985 | 613.2181 | 0.00445 | 763.5 | 0.00083675 | 763.5 | 0.00088859 | 615.8302 | 0.49626 | 615.8302 | 0.20436 | 768.7369 | 0.00085928 | 768.7369 | 0.031452 | 915.8279 | 0.00471 | 768.7369 | 0.11046 | 915.3372 | 6.9993e-05 | 915.8279 | 0.69412 | 615.8302 | 0.10156
| 613.3375 | 0 | 768.9735 | -0.00088375 | 613.3375 | 0 | 768.9735 | -0.0004212 | 769.1934 | -0.00059032 | 768.9735 | -0.00086723 | 615.9498 | 2.835e-05 | 763.74 | -0.0013322 | 613.3375 | 0.00113 | 763.74 | -0.0017461 | 763.74 | -0.001127 | 615.9498 | 0.50318 | 615.9498 | 0.20851 | 768.9735 | -0.00057585 | 768.9735 | 0.028889 | 915.9958 | 0.00445 | 768.9735 | 0.10758 | 915.5057 | 0 | 915.9958 | 0.69658 | 615.9498 | 0.10235
| 613.4568 | 0.00127 | 769.2101 | 0.0008132 | 613.4568 | 0.00116 | 769.2101 | 0.00076863 | 769.4298 | 0.00126 | 769.2101 | 0.000437 | 616.0694 | 1.4707e-05 | 763.98 | -0.0022766 | 613.4568 | 0.00445 | 763.98 | -0.00097128 | 763.98 | -0.0017771 | 616.0694 | 0.50977 | 616.0694 | 0.21231 | 769.2101 | 0.0012 | 769.2101 | 0.028728 | 916.1637 | 0.00577 | 769.2101 | 0.11298 | 915.6742 | 5.0004e-05 | 916.1637 | 0.6982 | 616.0694 | 0.10154
| 613.5762 | 0 | 769.4467 | -0.00014509 | 613.5762 | 0 | 769.4467 | -0.00046952 | 769.6662 | -0.00079176 | 769.4467 | -0.00077912 | 616.1891 | 2.8585e-05 | 764.21 | -0.001737 | 613.5762 | 0.00212 | 764.21 | -0.001165 | 764.21 | -0.0026549 | 616.1891 | 0.51649 | 616.1891 | 0.21673 | 769.4467 | -0.00053351 | 769.4467 | 0.027252 | 916.3317 | 0.00438 | 769.4467 | 0.11278 | 915.8427 | 0 | 916.3317 | 0.70146 | 616.1891 | 0.10164
| 613.6956 | 0.00066181 | 769.6833 | -4.7279e-05 | 613.6956 | 0.00184 | 769.6833 | 0.0002614 | 769.9027 | 0.00040066 | 769.6833 | 0.00049605 | 616.3087 | 1.4158e-05 | 764.45 | 0.0015684 | 613.6956 | 0.00431 | 764.45 | -3.4977e-05 | 764.45 | 0.00040094 | 616.3087 | 0.52275 | 616.3087 | 0.22004 | 769.6833 | 0.00038694 | 769.6833 | 0.027251 | 916.4996 | 0.00501 | 769.6833 | 0.11661 | 916.0112 | 1.0001e-05 | 916.4996 | 0.70388 | 616.3087 | 0.10107
| 613.8149 | 0 | 769.9199 | -0.00062736 | 613.8149 | 0 | 769.9199 | -0.00044205 | 770.1392 | -0.00082315 | 769.9199 | -0.00078103 | 616.4284 | 2.8271e-05 | 764.69 | -0.0010287 | 613.8149 | 0.00198 | 764.69 | -0.0012619 | 764.69 | -0.0022973 | 616.4284 | 0.53041 | 616.4284 | 0.22349 | 769.9199 | -0.00041535 | 769.9199 | 0.025638 | 916.6676 | 0.00445 | 769.9199 | 0.11702 | 916.1797 | 0 | 916.6676 | 0.70686 | 616.4284 | 0.10094
| 613.9343 | 0.00124 | 770.1566 | 7.495e-05 | 613.9343 | 0.00236 | 770.1566 | -5.3671e-05 | 770.3756 | 0.00086597 | 770.1566 | 0.00044516 | 616.548 | 1.418e-05 | 764.92 | 0.00042159 | 613.9343 | 0.00428 | 764.92 | -0.00035784 | 764.92 | -0.0022648 | 616.548 | 0.53705 | 616.548 | 0.22681 | 770.1566 | 0.00079967 | 770.1566 | 0.025009 | 916.8355 | 0.00522 | 770.1566 | 0.12055 | 916.3482 | 5.0004e-05 | 916.8355 | 0.7079 | 616.548 | 0.10126
| 614.0537 | 0 | 770.3932 | -0.00049297 | 614.0537 | 0 | 770.3932 | -0.0019698 | 770.6121 | -0.00083717 | 770.3932 | -0.00081061 | 616.6677 | 2.8608e-05 | 765.16 | -0.00062396 | 614.0537 | 0.00078546 | 765.16 | -0.0019076 | 765.16 | -0.0033052 | 616.6677 | 0.54383 | 616.6677 | 0.23052 | 770.3932 | -0.00042792 | 770.3932 | 0.022789 | 917.0034 | 0.00422 | 770.3932 | 0.12103 | 916.5167 | 0 | 917.0034 | 0.7103 | 616.6677 | 0.10147
| 614.1731 | 0.00116 | 770.6299 | -0.00012088 | 614.1731 | 0.00135 | 770.6299 | -6.1205e-05 | 770.8486 | 0.00062883 | 770.6299 | 0.00037409 | 616.7873 | 1.4494e-05 | 765.4 | -0.00069142 | 614.1731 | 0.00408 | 765.4 | -0.00019641 | 765.4 | 0.0015712 | 616.7873 | 0.54972 | 616.7873 | 0.23363 | 770.6299 | 0.00044442 | 770.6299 | 0.026118 | 917.1714 | 0.00596 | 770.6299 | 0.12275 | 916.6852 | 6.9993e-05 | 917.1714 | 0.71107 | 616.7873 | 0.10129
| 614.2926 | 0 | 770.8666 | -0.0015612 | 614.2926 | 0 | 770.8666 | -0.00112 | 771.0851 | -0.00080842 | 770.8666 | -0.00079418 | 616.907 | 2.7644e-05 | 765.63 | -0.0027488 | 614.2926 | 0.00198 | 765.63 | -0.0012619 | 765.63 | -0.00018422 | 616.907 | 0.55779 | 616.907 | 0.2379 | 770.8666 | -0.00085575 | 770.8666 | 0.021652 | 917.3393 | 0.00434 | 770.8666 | 0.12655 | 916.8537 | 0 | 917.3393 | 0.71339 | 616.907 | 0.10036
| 614.412 | 0 | 771.1033 | -0.00042793 | 614.412 | 0.00053755 | 771.1033 | 8.0084e-05 | 771.3216 | 0.00028274 | 771.1033 | 0.00036291 | 617.0266 | 1.3217e-05 | 765.87 | -1.6864e-05 | 614.412 | 0.00397 | 765.87 | -0.0015847 | 765.87 | 0.00040094 | 617.0266 | 0.56524 | 617.0266 | 0.24136 | 771.1033 | 0.00038121 | 771.1033 | 0.021424 | 917.5073 | 0.00345 | 771.1033 | 0.12814 | 917.0222 | 5.0004e-05 | 917.5073 | 0.7153 | 617.0266 | 0.0995
| 614.5314 | 0 | 771.3399 | 0.00060768 | 614.5314 | 0 | 771.3399 | -0.00077028 | 771.5582 | -0.00079321 | 771.3399 | -0.00075709 | 617.1463 | 2.7431e-05 | 766.11 | -0.00011805 | 614.5314 | 0.00232 | 766.11 | -0.00013183 | 766.11 | -0.0026224 | 617.1463 | 0.5738 | 617.1463 | 0.24532 | 771.34 | -0.00053709 | 771.3399 | 0.020456 | 917.6752 | 0.00559 | 771.3399 | 0.13342 | 917.1907 | 0 | 917.6752 | 0.71975 | 617.1463 | 0.0991
| 614.6508 | 0.00075165 | 771.5766 | -0.00026823 | 614.6508 | 0.00064159 | 771.5766 | 0.00012073 | 771.7947 | 0.00022331 | 771.5766 | 0.00025526 | 617.2659 | 1.427e-05 | 766.34 | 0.0016358 | 614.6508 | 0.00315 | 766.34 | 0.00067532 | 766.34 | 0.00072604 | 617.2659 | 0.58055 | 617.2659 | 0.24728 | 771.5766 | 0.0004738 | 771.5766 | 0.023071 | 917.8432 | 0.00464 | 771.5766 | 0.13342 | 917.3593 | 6.9993e-05 | 917.8432 | 0.72407 | 617.2659 | 0.09842
| 614.7703 | 0 | 771.8133 | -8.7704e-05 | 614.7703 | 0 | 771.8133 | -0.00082334 | 772.0312 | -0.00107 | 771.8133 | -0.00062959 | 617.3856 | 2.8473e-05 | 766.58 | 0.00038786 | 614.7703 | 0.00303 | 766.58 | -0.00042241 | 766.58 | -0.0016472 | 617.3856 | 0.58901 | 617.3856 | 0.25138 | 771.8134 | -0.00038124 | 771.8133 | 0.020889 | 918.0111 | 0.0042 | 771.8133 | 0.13075 | 917.5278 | 0 | 918.0111 | 0.72905 | 617.3856 | 0.09862
| 614.8897 | 6.8875e-05 | 772.0501 | -0.0012716 | 614.8897 | 0.00147 | 772.0501 | 0.00021983 | 772.2678 | 0.00035078 | 772.0501 | 0.00037628 | 617.5052 | 1.4259e-05 | 766.82 | -0.00028669 | 614.8897 | 0.00337 | 766.82 | 0.0011273 | 766.82 | 0.00033593 | 617.5052 | 0.59576 | 617.5052 | 0.25443 | 772.0501 | 0.00056244 | 772.0501 | 0.021514 | 918.1791 | 0.00682 | 772.0501 | 0.13939 | 917.6963 | 5.0004e-05 | 918.1791 | 0.7316 | 617.5052 | 0.09856
| 615.0092 | 0 | 772.2868 | -0.0001004 | 615.0092 | 0 | 772.2868 | -0.00096568 | 772.5044 | -0.00106 | 772.2868 | -0.00084884 | 617.6249 | 2.8944e-05 | 767.05 | -0.00025296 | 615.0092 | 0.00405 | 767.05 | 0.00073989 | 767.05 | 0.0011812 | 617.6249 | 0.60347 | 617.6249 | 0.25941 | 772.2868 | -0.00085625 | 772.2868 | 0.019626 | 918.347 | 0.00457 | 772.2868 | 0.13992 | 917.8648 | 0 | 918.347 | 0.73358 | 617.6249 | 0.09923
| 615.1287 | 0.00188 | 772.5235 | -0.00016037 | 615.1287 | 0.00062425 | 772.5235 | -5.9872e-05 | 772.7409 | 0.00059362 | 772.5235 | 0.00029851 | 617.7446 | 1.4841e-05 | 767.29 | 0.00059023 | 615.1287 | 0.00286 | 767.29 | 0.0025157 | 767.29 | 0.0009211 | 617.7446 | 0.6095 | 617.7446 | 0.26239 | 772.5235 | 0.00036996 | 772.5235 | 0.017837 | 918.515 | 0.00406 | 772.5235 | 0.14629 | 918.0334 | 6.9993e-05 | 918.515 | 0.7338 | 617.7446 | 0.09882
| 615.2481 | 0 | 772.7602 | -0.00075842 | 615.2481 | 0 | 772.7602 | -0.0015018 | 772.9775 | -0.00134 | 772.7602 | -0.00070248 | 617.8642 | 2.7924e-05 | 767.53 | -0.00025296 | 615.2481 | 0.00337 | 767.53 | -0.0010681 | 767.53 | -0.00063934 | 617.8642 | 0.61761 | 617.8642 | 0.26774 | 772.7603 | -0.00056058 | 772.7602 | 0.017579 | 918.683 | 0.00436 | 772.7602 | 0.14577 | 918.2019 | 0 | 918.683 | 0.73524 | 617.8642 | 0.09961
| 615.3676 | 0.00041025 | 772.997 | 0.00069081 | 615.3676 | 0.00149 | 772.997 | -0.00020169 | 773.2141 | 0.00084278 | 772.997 | 0.00057014 | 617.9839 | 1.3217e-05 | 767.76 | -8.4319e-05 | 615.3676 | 0.00241 | 767.76 | 0.00041703 | 767.76 | -0.0015171 | 617.9839 | 0.62502 | 617.9839 | 0.27215 | 772.997 | 0.00071514 | 772.997 | 0.01892 | 918.8509 | 0.00545 | 772.997 | 0.14691 | 918.3705 | 5.0004e-05 | 918.8509 | 0.73523 | 617.9839 | 0.09956
| 615.4871 | 0 | 773.2338 | -0.00025028 | 615.4871 | 0 | 773.2338 | -0.00096729 | 773.4507 | -0.00044078 | 773.2338 | -0.0007632 | 618.1036 | 2.6031e-05 | 768 | -0.0015008 | 615.4871 | 0.00243 | 768 | -0.00093899 | 768 | 0.00082357 | 618.1036 | 0.63442 | 618.1036 | 0.27808 | 773.2337 | -0.00070693 | 773.2338 | 0.016015 | 919.0189 | 0.00547 | 773.2338 | 0.15346 | 918.539 | 0 | 919.0189 | 0.73673 | 618.1036 | 0.10017
| 615.6066 | 0.00087741 | 773.4705 | 0.00067414 | 615.6066 | 0.00165 | 773.4705 | -0.0001158 | 773.6873 | 0.0003 | 773.4705 | 0.00045554 | 618.2233 | 1.3139e-05 | 768.24 | -0.00096123 | 615.6066 | 0.00255 | 768.24 | 0.00012645 | 768.24 | -0.00089942 | 618.2233 | 0.64232 | 618.2233 | 0.28129 | 773.4705 | 0.00074689 | 773.4705 | 0.015772 | 919.1869 | 0.00496 | 773.4705 | 0.15226 | 918.7075 | 6.9993e-05 | 919.1869 | 0.73613 | 618.2233 | 0.09958
| 615.7261 | 0 | 773.7073 | -0.0015804 | 615.7261 | 0 | 773.7073 | -0.00080698 | 773.9239 | -0.00135 | 773.7073 | -0.00074791 | 618.3429 | 2.7017e-05 | 768.47 | -0.00065769 | 615.7261 | 0.00087064 | 768.47 | -0.002521 | 768.47 | -0.001127 | 618.3429 | 0.65213 | 618.3429 | 0.28509 | 773.7073 | -0.00074513 | 773.7073 | 0.016268 | 919.3548 | 0.00438 | 773.7073 | 0.155 | 918.8761 | 0 | 919.3548 | 0.73665 | 618.3429 | 0.09969
| 615.8456 | 0.00073368 | 773.9441 | 0.00047636 | 615.8456 | 0.00079764 | 773.9441 | -0.00032054 | 774.1605 | 0.00042278 | 773.9441 | 0.00045852 | 618.4626 | 1.4102e-05 | 768.71 | 0.00035414 | 615.8456 | 0.00397 | 768.71 | 0.00093361 | 768.71 | 0.00072604 | 618.4626 | 0.66072 | 618.4626 | 0.28743 | 773.9441 | 0.00077406 | 773.9441 | 0.015173 | 919.5228 | 0.006 | 773.9441 | 0.1566 | 919.0446 | 6.9993e-05 | 919.5228 | 0.7353 | 618.4626 | 0.09859
| 615.9651 | 0 | 774.1809 | -0.0008034 | 615.9651 | 0 | 774.1809 | -0.0019704 | 774.3972 | -0.0011 | 774.1809 | -0.00076355 | 618.5823 | 2.7723e-05 | 768.95 | -0.00089378 | 615.9651 | 0.00323 | 768.95 | -0.0004547 | 768.95 | 0.0015387 | 618.5823 | 0.67142 | 618.5823 | 0.29158 | 774.1809 | -0.00053658 | 774.1809 | 0.014955 | 919.6908 | 0.00387 | 774.1809 | 0.15617 | 919.2132 | 0 | 919.6908 | 0.7366 | 618.5823 | 0.09812
| 616.0847 | 0.00174 | 774.4177 | -0.00069411 | 616.0847 | 0.0018 | 774.4177 | 0.00068184 | 774.6338 | 0.00082091 | 774.4177 | 0.00046569 | 618.702 | 1.3867e-05 | 769.18 | 0.00069142 | 616.0847 | 0.00315 | 769.18 | -0.0010681 | 769.18 | -0.00089942 | 618.702 | 0.67959 | 618.702 | 0.29492 | 774.4176 | 0.00074279 | 774.4177 | 0.016537 | 919.8587 | 0.00538 | 774.4177 | 0.16324 | 919.3818 | 5.0004e-05 | 919.8587 | 0.73781 | 618.702 | 0.09733
| 616.2042 | 0 | 774.6545 | -0.0002094 | 616.2042 | 0 | 774.6545 | -0.00076591 | 774.8704 | -0.00103 | 774.6545 | -0.0005899 | 618.8217 | 2.6759e-05 | 769.42 | -0.0013997 | 616.2042 | 0.00206 | 769.42 | 0.002096 | 769.42 | -0.0024598 | 618.8217 | 0.68865 | 618.8217 | 0.30029 | 774.6545 | -0.00117 | 774.6545 | 0.015568 | 920.0267 | 0.00594 | 774.6545 | 0.16632 | 919.5503 | 0 | 920.0267 | 0.74073 | 618.8217 | 0.09799
| 616.3238 | 0.00058994 | 774.8913 | 0.00049365 | 616.3238 | 0.00101 | 774.8913 | 0.00049286 | 775.1071 | 0.00047444 | 774.8913 | 0.00061134 | 618.9414 | 1.2993e-05 | 769.66 | 0.0019393 | 616.3238 | 0.00221 | 769.66 | -0.00048698 | 769.66 | 0.0013763 | 618.9414 | 0.69416 | 618.9414 | 0.30419 | 774.8913 | 0.00078661 | 774.8913 | 0.015577 | 920.1947 | 0.0048 | 774.8913 | 0.16752 | 919.7189 | 5.0004e-05 | 920.1947 | 0.74125 | 618.9414 | 0.09803
| 616.4433 | 0 | 775.1281 | -0.00091385 | 616.4433 | 0 | 775.1281 | -0.0011668 | 775.3438 | -0.00087888 | 775.1281 | -0.0008781 | 619.061 | 2.6737e-05 | 769.89 | 0.00082632 | 616.4433 | 0.00266 | 769.89 | -0.00026098 | 769.89 | -0.00080189 | 619.061 | 0.70006 | 619.061 | 0.30976 | 775.1281 | -0.00036414 | 775.1281 | 0.01321 | 920.3627 | 0.00445 | 775.1281 | 0.16936 | 919.8874 | 0 | 920.3627 | 0.74171 | 619.061 | 0.09849
| 616.5629 | 0.00167 | 775.3649 | 0.00047869 | 616.5629 | 0.0013 | 775.3649 | 0.00016401 | 775.5804 | 0.00080639 | 775.3649 | 0.00044989 | 619.1807 | 1.4001e-05 | 770.13 | 0.00052277 | 616.5629 | 0.00249 | 770.13 | -0.0004547 | 770.13 | 0.00075855 | 619.1807 | 0.70323 | 619.1807 | 0.31357 | 775.3649 | 0.0006127 | 775.3649 | 0.014181 | 920.5307 | 0.00526 | 775.3649 | 0.17206 | 920.056 | 5.0004e-05 | 920.5307 | 0.74121 | 619.1807 | 0.09782
| 616.6824 | 0 | 775.6018 | -0.00083593 | 616.6824 | 0 | 775.6018 | -0.0012954 | 775.8171 | -0.00069116 | 775.6018 | -0.00072036 | 619.3004 | 2.7958e-05 | 770.37 | -0.0022092 | 616.6824 | 0.00297 | 770.37 | -0.0024564 | 770.37 | -0.0011595 | 619.3004 | 0.70902 | 619.3004 | 0.31952 | 775.6018 | -0.00016809 | 775.6018 | 0.011029 | 920.6987 | 0.00608 | 775.6018 | 0.17379 | 920.2246 | 0 | 920.6987 | 0.74147 | 619.3004 | 0.09793
| 616.802 | 0.00078757 | 775.8386 | -0.00094513 | 616.802 | 0.00088435 | 775.8386 | -0.00024978 | 776.0538 | 2.1681e-06 | 775.8386 | 0.00040296 | 619.4201 | 1.4337e-05 | 770.6 | 0.0011299 | 616.802 | 0.00354 | 770.6 | -6.7263e-05 | 770.6 | -0.00073687 | 619.4201 | 0.71434 | 619.4201 | 0.32247 | 775.8386 | 0.00035252 | 775.8386 | 0.013018 | 920.8666 | 0.00401 | 775.8386 | 0.17829 | 920.3931 | 8.9995e-05 | 920.8666 | 0.74079 | 619.4201 | 0.09682
| 616.9216 | 0 | 776.0755 | -0.00088976 | 616.9216 | 0 | 776.0755 | -0.00084825 | 776.2905 | -0.00122 | 776.0755 | -0.00076554 | 619.5398 | 2.9313e-05 | 770.84 | -0.0013322 | 616.9216 | 0.00306 | 770.84 | 0.0017408 | 770.84 | 0.00027091 | 619.5398 | 0.72175 | 619.5398 | 0.32579 | 776.0755 | -0.00045182 | 776.0755 | 0.01238 | 921.0346 | 0.00482 | 776.0755 | 0.18639 | 920.5617 | 0 | 921.0346 | 0.74141 | 619.5398 | 0.09602
| 617.0412 | 0.0012 | 776.3123 | 2.5614e-05 | 617.0412 | 0.00189 | 776.3123 | 0.00011505 | 776.5272 | 0.00079396 | 776.3123 | 0.00054268 | 619.6595 | 1.539e-05 | 771.08 | -0.00072515 | 617.0412 | 0.00451 | 771.08 | -0.00016412 | 771.08 | -0.0013546 | 619.6595 | 0.72927 | 619.6595 | 0.32701 | 776.3123 | 0.00095011 | 776.3123 | 0.013586 | 921.2026 | 0.00461 | 776.3123 | 0.18448 | 920.7303 | 6.9993e-05 | 921.2026 | 0.74285 | 619.6595 | 0.09473
| 617.1608 | 0 | 776.5492 | -0.0013974 | 617.1608 | 0 | 776.5492 | -0.001247 | 776.764 | -0.00136 | 776.5492 | -0.00086876 | 619.7792 | 2.8271e-05 | 771.31 | -0.00021923 | 617.1608 | 0.00195 | 771.31 | -0.00013183 | 771.31 | -0.00044429 | 619.7792 | 0.73933 | 619.7792 | 0.33098 | 776.5492 | -0.00046778 | 776.5492 | 0.011001 | 921.3706 | 0.00464 | 776.5492 | 0.1882 | 920.8989 | 0 | 921.3706 | 0.74689 | 619.7792 | 0.0956
| 617.2804 | 0.00042823 | 776.7861 | -9.2887e-05 | 617.2804 | 0.00149 | 776.7861 | 0.00034533 | 777.0007 | 0.00026282 | 776.7861 | 0.00040228 | 619.8989 | 1.3139e-05 | 771.55 | 0.00052277 | 617.2804 | 0.00369 | 771.55 | 0.0012242 | 771.55 | -0.00086692 | 619.8989 | 0.74861 | 619.8989 | 0.3357 | 776.7861 | 0.00106 | 776.7861 | 0.01137 | 921.5386 | 0.00336 | 776.7861 | 0.19081 | 921.0675 | 3.0002e-05 | 921.5386 | 0.75008 | 619.8989 | 0.09628
| 617.4 | 0 | 777.023 | -8.2665e-05 | 617.4 | 0 | 777.023 | -0.00092539 | 777.2374 | -0.00050266 | 777.023 | -0.0008347 | 620.0186 | 2.6311e-05 | 771.79 | -0.0020405 | 617.4 | 0.00078546 | 771.79 | -0.001165 | 771.79 | -0.0027849 | 620.0186 | 0.75742 | 620.0186 | 0.34187 | 777.023 | -0.00045531 | 777.023 | 0.0092801 | 921.7066 | 0.00397 | 777.023 | 0.19385 | 921.2361 | 0 | 921.7066 | 0.75323 | 620.0186 | 0.09709
| 617.5196 | 0.00098522 | 777.2599 | 0.00012445 | 617.5196 | 0.00113 | 777.2599 | 0.00071265 | 777.4742 | 0.00033923 | 777.2599 | 0.00039348 | 620.1383 | 1.3329e-05 | 772.02 | 0.00052277 | 617.5196 | 0.00227 | 772.02 | -0.0010358 | 772.02 | -0.00018422 | 620.1383 | 0.76416 | 620.1383 | 0.3473 | 777.2599 | 0.00030977 | 777.2599 | 0.012049 | 921.8746 | 0.00545 | 777.2599 | 0.2011 | 921.4046 | 0.00011 | 921.8746 | 0.75431 | 620.1383 | 0.09648
| 617.6392 | 0 | 777.4968 | -0.00082171 | 617.6392 | 0 | 777.4968 | -0.00098189 | 777.7109 | -0.0006953 | 777.4968 | -0.0007813 | 620.2581 | 2.6703e-05 | 772.26 | -0.00038786 | 617.6392 | 0.00345 | 772.26 | -0.0010036 | 772.26 | -0.0018422 | 620.2581 | 0.77133 | 620.2581 | 0.35353 | 777.4968 | -0.00010683 | 777.4968 | 0.012166 | 922.0426 | 0.00543 | 777.4968 | 0.19697 | 921.5733 | 0 | 922.0426 | 0.7565 | 620.2581 | 0.0963
| 617.7589 | 0 | 777.7337 | 0.00025849 | 617.7589 | 0.00084967 | 777.7337 | -0.00024881 | 777.9477 | 0.0007048 | 777.7337 | 0.00043384 | 620.3778 | 1.3643e-05 | 772.5 | 0.0001855 | 617.7589 | 0.00309 | 772.5 | 0.0021928 | 772.5 | 0.0029042 | 620.3778 | 0.77659 | 620.3778 | 0.35901 | 777.7337 | 0.00108 | 777.7337 | 0.0099684 | 922.2106 | 0.00665 | 777.7337 | 0.20516 | 921.7418 | 3.0002e-05 | 922.2106 | 0.75842 | 620.3778 | 0.09569
| 617.8785 | 0 | 777.9706 | -0.00054362 | 617.8785 | 0 | 777.9706 | -0.00052847 | 778.1845 | -0.00057596 | 777.9706 | -0.00077442 | 620.4975 | 2.9369e-05 | 772.73 | -0.00082632 | 617.8785 | 0.0015 | 772.73 | -0.0006807 | 772.73 | -0.0017121 | 620.4975 | 0.78276 | 620.4975 | 0.36516 | 777.9706 | -0.0002416 | 777.9706 | 0.011154 | 922.3786 | 0.00448 | 777.9706 | 0.20475 | 921.9104 | 0 | 922.3786 | 0.7622 | 620.4975 | 0.09552
| 617.9982 | 0.00041025 | 778.2076 | 0.00079388 | 617.9982 | 0.00084967 | 778.2076 | 0.00033819 | 778.4213 | 0.00054217 | 778.2076 | 0.00055811 | 620.6172 | 1.6096e-05 | 772.97 | 0.0001855 | 617.9982 | 0.00397 | 772.97 | -0.0004547 | 772.97 | -0.00031426 | 620.6172 | 0.78807 | 620.6172 | 0.37041 | 778.2076 | 0.00051764 | 778.2076 | 0.011337 | 922.5466 | 0.00531 | 778.2076 | 0.21594 | 922.0791 | 1.0001e-05 | 922.5466 | 0.76579 | 620.6172 | 0.09499
| 618.1178 | 0 | 778.4445 | -0.00078895 | 618.1178 | 0 | 778.4445 | -0.00057682 | 778.6581 | -0.0013 | 778.4445 | -0.00082191 | 620.7369 | 2.9078e-05 | 773.21 | -0.00065769 | 618.1178 | 0.00314 | 773.21 | 0.00019102 | 773.21 | -0.00096444 | 620.7369 | 0.79664 | 620.7369 | 0.37675 | 778.4445 | -0.0006474 | 778.4445 | 0.011375 | 922.7146 | 0.00464 | 778.4445 | 0.21405 | 922.2477 | 0 | 922.7146 | 0.7707 | 620.7369 | 0.09535
| 618.2375 | 0.0005001 | 778.6815 | -0.00024955 | 618.2375 | 0.00091902 | 778.6815 | 0.00016035 | 778.8949 | 0.00028045 | 778.6815 | 0.00057184 | 620.8567 | 1.3352e-05 | 773.44 | 1.6864e-05 | 618.2375 | 0.00363 | 773.44 | 0.0028062 | 773.44 | -0.00021673 | 620.8567 | 0.80437 | 620.8567 | 0.38147 | 778.6815 | 0.00047342 | 778.6815 | 0.0096802 | 922.8826 | 0.0058 | 778.6815 | 0.21987 | 922.4163 | 8.9995e-05 | 922.8826 | 0.7742 | 620.8567 | 0.09522
| 618.3572 | 0 | 778.9184 | -0.0013294 | 618.3572 | 0 | 778.9184 | -0.00076481 | 779.1317 | -0.0012 | 778.9184 | -0.00079391 | 620.9764 | 2.7924e-05 | 773.68 | -5.0592e-05 | 618.3572 | 0.00198 | 773.68 | -0.00019641 | 773.68 | -0.0013871 | 620.9764 | 0.81287 | 620.9764 | 0.38663 | 778.9184 | -0.00060535 | 778.9184 | 0.0067695 | 923.0506 | 0.00464 | 778.9184 | 0.2179 | 922.5849 | 0 | 923.0506 | 0.77735 | 620.9764 | 0.09546
| 618.4769 | 0.00147 | 779.1554 | 0.00020812 | 618.4769 | 0.0012 | 779.1554 | 0.00020613 | 779.3685 | 0.00096399 | 779.1554 | 0.00055174 | 621.0961 | 1.4785e-05 | 773.92 | 0.00045532 | 618.4769 | 0.00244 | 773.92 | 0.0019991 | 773.92 | -0.00037928 | 621.0961 | 0.81884 | 621.0961 | 0.39129 | 779.1554 | 0.00078448 | 779.1554 | 0.011156 | 923.2186 | 0.00443 | 779.1554 | 0.21992 | 922.7535 | 5.0004e-05 | 923.2186 | 0.77912 | 621.0961 | 0.09505
| 618.5965 | 0 | 779.3923 | -0.0004809 | 618.5965 | 0 | 779.3923 | -0.0011842 | 779.6053 | -0.00076687 | 779.3923 | -0.00083711 | 621.2158 | 2.9336e-05 | 774.15 | -0.00025296 | 618.5965 | 0.0011 | 774.15 | -0.00013183 | 774.15 | 0.00020589 | 621.2158 | 0.82732 | 621.2158 | 0.39789 | 779.3923 | -0.00078134 | 779.3923 | 0.0067116 | 923.3867 | 0.00352 | 779.3923 | 0.225 | 922.9221 | 0 | 923.3867 | 0.78132 | 621.2158 | 0.09536
| 618.7162 | 0.0006079 | 779.6293 | -0.00039502 | 618.7162 | 0.00076297 | 779.6293 | 0.00047548 | 779.8422 | 0.00083258 | 779.6293 | 0.00041235 | 621.3356 | 1.4651e-05 | 774.39 | -0.0010624 | 618.7162 | 0.00428 | 774.39 | -0.00016412 | 774.39 | -0.00067186 | 621.3356 | 0.83581 | 621.3356 | 0.40354 | 779.6293 | 0.00078143 | 779.6293 | 0.0084804 | 923.5547 | 0.00681 | 779.6293 | 0.2325 | 923.0907 | 5.0004e-05 | 923.5547 | 0.78224 | 621.3356 | 0.09526
| 618.836 | 0 | 779.8663 | -0.00093346 | 618.836 | 0 | 779.8663 | -0.00099517 | 780.079 | -0.00077065 | 779.8663 | -0.0008875 | 621.4553 | 2.7667e-05 | 774.63 | 0.00065769 | 618.836 | 0.00238 | 774.63 | -0.0009067 | 774.63 | -0.0010295 | 621.4553 | 0.84532 | 621.4553 | 0.40972 | 779.8663 | -0.00103 | 779.8663 | 0.0073733 | 923.7227 | 0.00403 | 779.8663 | 0.23889 | 923.2593 | 0 | 923.7227 | 0.78366 | 621.4553 | 0.09526
| 618.9557 | 0.0012 | 780.1033 | 0.0013327 | 618.9557 | 0.00095371 | 780.1033 | 0.00035939 | 780.3159 | 0.00084362 | 780.1033 | 0.00069433 | 621.5751 | 1.3172e-05 | 774.86 | 0.00045532 | 618.9557 | 0.00346 | 774.86 | 9.4169e-05 | 774.86 | 0.0019939 | 621.5751 | 0.85164 | 621.5751 | 0.41519 | 780.1033 | 0.00068103 | 780.1033 | 0.0087845 | 923.8907 | 0.00492 | 780.1033 | 0.23766 | 923.428 | 5.0004e-05 | 923.8907 | 0.78385 | 621.5751 | 0.09465
| 619.0754 | 0 | 780.3403 | -0.00045008 | 619.0754 | 0 | 780.3403 | -0.0005233 | 780.5527 | -0.00033551 | 780.3403 | -0.0008918 | 621.6948 | 2.7857e-05 | 775.1 | -0.0016695 | 619.0754 | 0.00089903 | 775.1 | -0.0004547 | 775.1 | 0.00017338 | 621.6948 | 0.85832 | 621.6948 | 0.42229 | 780.3403 | -0.00022127 | 780.3403 | 0.006361 | 924.0587 | 0.00338 | 780.3403 | 0.24103 | 923.5966 | 0 | 924.0587 | 0.78553 | 621.6948 | 0.09459
| 619.1951 | 0.0021 | 780.5773 | -0.0011014 | 619.1951 | 0.00137 | 780.5773 | -0.00012105 | 780.7896 | 0.00030119 | 780.5773 | 0.00051605 | 621.8145 | 1.5077e-05 | 775.34 | 0.00015177 | 619.1951 | 0.00544 | 775.34 | -0.0013264 | 775.34 | -0.0010945 | 621.8145 | 0.8631 | 621.8145 | 0.42919 | 780.5773 | 0.00041701 | 780.5773 | 0.007648 | 924.2267 | 0.00443 | 780.5773 | 0.24452 | 923.7652 | 6.9993e-05 | 924.2267 | 0.78625 | 621.8145 | 0.09447
| 619.3149 | 0 | 780.8144 | -0.00078012 | 619.3149 | 0 | 780.8144 | -0.00083956 | 781.0265 | -0.00106 | 780.8144 | -0.0010468 | 621.9343 | 2.9593e-05 | 775.57 | 0.0011299 | 619.3149 | 0.00385 | 775.57 | 0.00067532 | 775.57 | -0.0010945 | 621.9343 | 0.86915 | 621.9343 | 0.43652 | 780.8144 | -0.00071707 | 780.8144 | 0.0067148 | 924.3948 | 0.0036 | 780.8144 | 0.24572 | 923.9339 | 0 | 924.3948 | 0.78858 | 621.9343 | 0.09422
| 619.4346 | 0.000554 | 781.0514 | -0.00092021 | 619.4346 | 0.00123 | 781.0514 | 0.00017698 | 781.2634 | 0.00038003 | 781.0514 | 0.00052951 | 622.054 | 1.4886e-05 | 775.81 | 0.001231 | 619.4346 | 0.00323 | 775.81 | 0.0013533 | 775.81 | 0.0038145 | 622.054 | 0.87467 | 622.054 | 0.44284 | 781.0514 | 0.00036628 | 781.0514 | 0.008807 | 924.5628 | 0.00594 | 781.0514 | 0.25501 | 924.1025 | 5.0004e-05 | 924.5628 | 0.79068 | 622.054 | 0.09388
| 619.5544 | 0 | 781.2884 | 0.00025914 | 619.5544 | 0 | 781.2884 | -0.00092348 | 781.5003 | -0.00059385 | 781.2884 | -0.00075136 | 622.1738 | 2.8249e-05 | 776.05 | 0.00065769 | 619.5544 | 0.00209 | 776.05 | -0.00051927 | 776.05 | -0.0019397 | 622.1738 | 0.88258 | 622.1738 | 0.4498 | 781.2884 | -0.0001988 | 781.2884 | 0.0064822 | 924.7308 | 0.00418 | 781.2884 | 0.25674 | 924.2711 | 0 | 924.7308 | 0.79444 | 622.1738 | 0.09386
| 619.6741 | 0.00109 | 781.5255 | 0.00061003 | 619.6741 | 0.00116 | 781.5255 | 0.00050873 | 781.7372 | 0.00070356 | 781.5255 | 0.00061864 | 622.2935 | 1.3643e-05 | 776.29 | 0.0026476 | 619.6741 | 0.00354 | 776.29 | 0.00051389 | 776.29 | 0.0012137 | 622.2935 | 0.88894 | 622.2935 | 0.45579 | 781.5255 | 0.00052298 | 781.5255 | 0.0096801 | 924.8989 | 0.00545 | 781.5255 | 0.26238 | 924.4398 | 5.0004e-05 | 924.8989 | 0.79857 | 622.2935 | 0.09395
| 619.7939 | 0 | 781.7625 | -0.00091783 | 619.7939 | 0 | 781.7625 | -0.00081614 | 781.9741 | -0.00165 | 781.7625 | -0.00089602 | 622.4133 | 2.8238e-05 | 776.52 | -0.00038786 | 619.7939 | 0.00144 | 776.52 | 0.0022896 | 776.52 | -0.00070437 | 622.4133 | 0.89645 | 622.4133 | 0.46182 | 781.7626 | -0.0006097 | 781.7625 | 0.0056384 | 925.0669 | 0.00443 | 781.7625 | 0.26621 | 924.6084 | 0 | 925.0669 | 0.8036 | 622.4133 | 0.09444
| 619.9137 | 0.00080555 | 781.9996 | -0.00033929 | 619.9137 | 0.00137 | 781.9996 | 0.00038794 | 782.2111 | 0.0001223 | 781.9996 | 0.00052711 | 622.533 | 1.4685e-05 | 776.76 | 0.00045532 | 619.9137 | 0.00351 | 776.76 | 0.0014502 | 776.76 | 0.00085607 | 622.533 | 0.904 | 622.533 | 0.46712 | 781.9996 | 0.00094617 | 781.9996 | 0.0077499 | 925.2349 | 0.00385 | 781.9996 | 0.26946 | 924.7771 | 8.9995e-05 | 925.2349 | 0.80815 | 622.533 | 0.09451
| 620.0335 | 0 | 782.2367 | -0.00059488 | 620.0335 | 0 | 782.2367 | -0.00055833 | 782.448 | -0.00109 | 782.2367 | -0.00095577 | 622.6528 | 2.9392e-05 | 777 | -0.0011973 | 620.0335 | 0.00297 | 777 | -0.0016815 | 777 | 0.00059601 | 622.6528 | 0.91558 | 622.6528 | 0.47376 | 782.2367 | -0.00070259 | 782.2367 | 0.0051774 | 925.403 | 0.00522 | 782.2367 | 0.26992 | 924.9457 | 0 | 925.403 | 0.81308 | 622.6528 | 0.09473
| 620.1532 | 0.00069774 | 782.4738 | 0.00022416 | 620.1532 | 0.00146 | 782.4738 | 0.00037308 | 782.6849 | 0.00047417 | 782.4738 | 0.00040438 | 622.7725 | 1.4819e-05 | 777.23 | -5.0592e-05 | 620.1532 | 0.0017 | 777.23 | -0.00087442 | 777.23 | -0.00054182 | 622.7725 | 0.92657 | 622.7725 | 0.48041 | 782.4738 | 0.00074693 | 782.4738 | 0.0072173 | 925.571 | 0.00561 | 782.4738 | 0.27685 | 925.1144 | 6.9993e-05 | 925.571 | 0.81526 | 622.7725 | 0.09409
| 620.2731 | 0 | 782.7109 | -0.00056699 | 620.2731 | 0 | 782.7109 | -0.0009213 | 782.9219 | -0.0011 | 782.7109 | -0.00085799 | 622.8923 | 2.9907e-05 | 777.47 | -0.0023104 | 620.2731 | 0.00266 | 777.47 | -0.00055155 | 777.47 | 0.0010186 | 622.8923 | 0.93659 | 622.8923 | 0.48775 | 782.7109 | -0.00088448 | 782.7109 | 0.0058343 | 925.739 | 0.0042 | 782.7109 | 0.28357 | 925.283 | 0 | 925.739 | 0.81704 | 622.8923 | 0.0939
| 620.3929 | 0.00069774 | 782.948 | 0.00029218 | 620.3929 | 0.00113 | 782.948 | 6.9054e-05 | 783.1589 | 0.00048417 | 782.948 | 0.00056402 | 623.0121 | 1.5278e-05 | 777.71 | 0.00015177 | 620.3929 | 0.00266 | 777.71 | 0.00032017 | 777.71 | 0.004172 | 623.0121 | 0.94309 | 623.0121 | 0.49468 | 782.948 | 0.00079152 | 782.948 | 0.0073789 | 925.9071 | 0.00462 | 782.948 | 0.27979 | 925.4517 | 8.9995e-05 | 925.9071 | 0.81549 | 623.0121 | 0.09334
| 620.5127 | 0 | 783.1851 | -3.6391e-05 | 620.5127 | 0 | 783.1851 | -0.001503 | 783.3958 | -0.00129 | 783.1851 | -0.001022 | 623.1318 | 2.7275e-05 | 777.94 | -0.0022766 | 620.5127 | 0.00155 | 777.94 | -0.001165 | 777.94 | -0.00067186 | 623.1318 | 0.94714 | 623.1318 | 0.502 | 783.1851 | -0.00067771 | 783.1851 | 0.0036902 | 926.0751 | 0.00489 | 783.1851 | 0.28735 | 925.6204 | 0 | 926.0751 | 0.81481 | 623.1318 | 0.09339
| 620.6325 | 0.00080555 | 783.4222 | 0.00013502 | 620.6325 | 0.00106 | 783.4222 | 0.00027205 | 783.6328 | 0.00088053 | 783.4222 | 0.0003628 | 623.2516 | 1.2523e-05 | 778.18 | -0.0016358 | 620.6325 | 0.00198 | 778.18 | -0.00077756 | 778.18 | 0.0016688 | 623.2516 | 0.95019 | 623.2516 | 0.50928 | 783.4222 | 0.00027052 | 783.4222 | 0.0063832 | 926.2432 | 0.00459 | 783.4222 | 0.29728 | 925.789 | 6.9993e-05 | 926.2432 | 0.81231 | 623.2516 | 0.09333
| 620.7523 | 0 | 783.6593 | -0.00014284 | 620.7523 | 0 | 783.6593 | -0.0012676 | 783.8698 | -0.00114 | 783.6593 | -0.00093424 | 623.3714 | 2.6446e-05 | 778.42 | 0.00072515 | 620.7523 | 0.0013 | 778.42 | -0.0023273 | 778.42 | -0.00060684 | 623.3714 | 0.95301 | 623.3714 | 0.51698 | 783.6593 | -0.00052139 | 783.6593 | 0.0051603 | 926.4112 | 0.00459 | 783.6593 | 0.29878 | 925.9577 | 0 | 926.4112 | 0.81196 | 623.3714 | 0.09377
| 620.8722 | 0.00109 | 783.8964 | -0.00014884 | 620.8722 | 1.7342e-05 | 783.8964 | 2.7707e-05 | 784.1068 | 0.00021279 | 783.8964 | 0.00054156 | 623.4911 | 1.455e-05 | 778.65 | -0.0005565 | 620.8722 | 0.00235 | 778.65 | -0.00048698 | 778.65 | 0.0017013 | 623.4911 | 0.95692 | 623.4911 | 0.524 | 783.8964 | 0.00082729 | 783.8964 | 0.008642 | 926.5792 | 0.00637 | 783.8964 | 0.30782 | 926.1264 | 6.9993e-05 | 926.5792 | 0.81166 | 623.4911 | 0.0939
| 620.992 | 0 | 784.1336 | -0.0014857 | 620.992 | 0 | 784.1336 | -0.00097045 | 784.3438 | -0.00148 | 784.1336 | -0.00091739 | 623.6109 | 2.9291e-05 | 778.89 | -0.00089378 | 620.992 | 0.00238 | 778.89 | -0.00042241 | 778.89 | 0.00079106 | 623.6109 | 0.96234 | 623.6109 | 0.53103 | 784.1336 | -0.0016 | 784.1336 | 0.0046036 | 926.7473 | 0.00513 | 784.1336 | 0.30383 | 926.295 | 0 | 926.7473 | 0.81289 | 623.6109 | 0.09396
| 621.1119 | 0.00167 | 784.3707 | -0.00021232 | 621.1119 | 0.00168 | 784.3707 | -0.000148 | 784.5808 | 0.0008137 | 784.3707 | 0.00042304 | 623.7307 | 1.5301e-05 | 779.13 | 0.00048905 | 621.1119 | 0.00178 | 779.13 | -0.00061613 | 779.13 | -0.0026224 | 623.7307 | 0.96845 | 623.7307 | 0.53623 | 784.3707 | 0.00053858 | 784.3707 | 0.0061135 | 926.9153 | 0.00413 | 784.3707 | 0.31242 | 926.4637 | 5.0004e-05 | 926.9153 | 0.81363 | 623.7307 | 0.09344
| 621.2318 | 0 | 784.6079 | -0.00036206 | 621.2318 | 0 | 784.6079 | -0.0012137 | 784.8179 | -0.00084678 | 784.6079 | -0.00091675 | 623.8505 | 2.8003e-05 | 779.37 | -0.00099496 | 621.2318 | 0.00215 | 779.37 | -0.0037156 | 779.37 | -0.0012895 | 623.8505 | 0.97567 | 623.8505 | 0.54177 | 784.6079 | -0.00075228 | 784.6079 | 0.0020748 | 927.0834 | 0.0052 | 784.6079 | 0.31569 | 926.6324 | 0 | 927.0834 | 0.81517 | 623.8505 | 0.09311
| 621.3516 | 0.00046416 | 784.845 | 0.00018681 | 621.3516 | 0.00031212 | 784.845 | 4.3434e-06 | 785.0549 | 0.00141 | 784.845 | 0.00040091 | 623.9702 | 1.2825e-05 | 779.6 | 0.00072515 | 621.3516 | 0.00238 | 779.6 | -0.0028761 | 779.6 | -0.0014521 | 623.9702 | 0.98255 | 623.9702 | 0.5461 | 784.8451 | 0.00072803 | 784.845 | 0.006753 | 927.2514 | 0.00473 | 784.845 | 0.32167 | 926.8011 | 5.0004e-05 | 927.2514 | 0.81604 | 623.9702 | 0.09222
| 621.4715 | 0 | 785.0822 | -0.00096899 | 621.4715 | 0 | 785.0822 | -0.001533 | 785.2919 | -0.00164 | 785.0822 | -0.00078945 | 624.09 | 2.7174e-05 | 779.84 | -0.0031197 | 621.4715 | 0.00272 | 779.84 | -0.00026098 | 779.84 | 0.00033593 | 624.09 | 0.99045 | 624.09 | 0.55259 | 785.0822 | -0.00054608 | 785.0822 | 0.0047826 | 927.4195 | 0.00468 | 785.0822 | 0.32173 | 926.9698 | 0 | 927.4195 | 0.81888 | 624.09 | 0.09231
| 621.5914 | 0.00102 | 785.3194 | 9.2178e-05 | 621.5914 | 0.00123 | 785.3194 | 0.00048577 | 785.529 | 0.00127 | 785.3194 | 0.00047696 | 624.2098 | 1.4348e-05 | 780.08 | -0.00011805 | 621.5914 | 0.00332 | 780.08 | -0.0019399 | 780.08 | -0.0013871 | 624.2098 | 0.99683 | 624.2098 | 0.55808 | 785.3194 | 0.00084226 | 785.3194 | 0.0057094 | 927.5876 | 0.00536 | 785.3194 | 0.32914 | 927.1385 | 6.9993e-05 | 927.5876 | 0.82199 | 624.2098 | 0.09144
| 621.7113 | 0 | 785.5566 | 9.431e-06 | 621.7113 | 0 | 785.5566 | -0.00053216 | 785.766 | -0.00097924 | 785.5566 | -0.00085481 | 624.3296 | 2.7767e-05 | 780.31 | -1.6864e-05 | 621.7113 | 0.00167 | 780.31 | 0.0014824 | 780.31 | -0.0012895 | 624.3296 | 1 | 624.3296 | 0.56469 | 785.5566 | -0.00080175 | 785.5566 | 0.0028962 | 927.7556 | 0.00524 | 785.5566 | 0.33091 | 927.3071 | 0 | 927.7556 | 0.82658 | 624.3296 | 0.09118
| 621.8312 | 0.00048213 | 785.7938 | 0.00029189 | 621.8312 | 0.0018 | 785.7938 | 0.00028667 | 786.0031 | 0.00077829 | 785.7938 | 0.00053762 | 624.4494 | 1.3408e-05 | 780.55 | -0.00099496 | 621.8312 | 0.00119 | 780.55 | 0.00064304 | 780.55 | 0.002449 | 624.4494 | 0.999 | 624.4494 | 0.56944 | 785.7938 | 0.00083162 | 785.7938 | 0.004812 | 927.9237 | 0.00478 | 785.7938 | 0.33983 | 927.4758 | 5.0004e-05 | 927.9237 | 0.82981 | 624.4494 | 0.0904
| 621.9511 | 0 | 786.031 | -0.00072626 | 621.9511 | 0 | 786.031 | -0.0017196 | 786.2402 | -0.00119 | 786.031 | -0.00095995 | 624.5692 | 2.9179e-05 | 780.79 | 0.00079259 | 621.9511 | 0.00249 | 780.79 | -0.0020367 | 780.79 | -0.00031426 | 624.5692 | 0.99788 | 624.5692 | 0.57589 | 786.031 | -0.00114 | 786.031 | 0.0043748 | 928.0917 | 0.0048 | 786.031 | 0.34388 | 927.6445 | 0 | 928.0917 | 0.83413 | 624.5692 | 0.09086
| 622.071 | 0.00181 | 786.2682 | 0.00052667 | 622.071 | 0.00038148 | 786.2682 | 0.000636 | 786.4773 | 0.00066546 | 786.2682 | 0.00044812 | 624.689 | 1.5883e-05 | 781.02 | -0.0016695 | 622.071 | 0.00354 | 781.02 | -0.0031022 | 781.02 | -0.0017121 | 624.689 | 0.99644 | 624.689 | 0.58251 | 786.2682 | 0.00024646 | 786.2682 | 0.0060348 | 928.2598 | 0.00501 | 786.2682 | 0.34946 | 927.8132 | 5.0004e-05 | 928.2598 | 0.83618 | 624.689 | 0.09123
| 622.191 | 0 | 786.5054 | -0.0018132 | 622.191 | 0 | 786.5054 | -0.00080241 | 786.7144 | -0.00124 | 786.5054 | -0.00096185 | 624.8088 | 3.0176e-05 | 781.26 | -0.00045532 | 622.191 | 0.00144 | 781.26 | -0.00016412 | 781.26 | 0.00062851 | 624.8088 | 0.99634 | 624.8088 | 0.59096 | 786.5054 | -0.00076479 | 786.5054 | 0.0036385 | 928.4279 | 0.00418 | 786.5054 | 0.35114 | 927.9819 | 0 | 928.4279 | 0.83869 | 624.8088 | 0.09195
| 622.3109 | 0.00102 | 786.7427 | 0.00026362 | 622.3109 | 0.0016 | 786.7427 | -0.00025815 | 786.9515 | 0.00116 | 786.7427 | 0.00032003 | 624.9286 | 1.4416e-05 | 781.5 | -0.0010287 | 622.3109 | 0.00283 | 781.5 | 0.00041703 | 781.5 | 0.0010836 | 624.9286 | 0.99481 | 624.9286 | 0.59875 | 786.7427 | 0.00087134 | 786.7427 | 0.0049327 | 928.5959 | 0.00415 | 786.7427 | 0.35767 | 928.1506 | 3.0002e-05 | 928.5959 | 0.83855 | 624.9286 | 0.09171
| 622.4308 | 0 | 786.9799 | -0.00071395 | 622.4308 | 0 | 786.9799 | -0.00099418 | 787.1886 | -0.00118 | 786.9799 | -0.00098517 | 625.0484 | 2.7465e-05 | 781.74 | -0.0019393 | 622.4308 | 0.00328 | 781.74 | -0.0031345 | 781.74 | -0.0014196 | 625.0484 | 0.99554 | 625.0484 | 0.60656 | 786.9799 | -0.00040554 | 786.9799 | 0.004724 | 928.764 | 0.00408 | 786.9799 | 0.35726 | 928.3193 | 0 | 928.764 | 0.84105 | 625.0484 | 0.09152
| 622.5508 | 0.00129 | 787.2172 | 0.00013831 | 622.5508 | 0.00093636 | 787.2172 | 0.00034083 | 787.4257 | 3.162e-05 | 787.2172 | 0.00067117 | 625.1682 | 1.3195e-05 | 781.97 | -0.0017032 | 622.5508 | 0.00437 | 781.97 | -0.00032556 | 781.97 | -0.0015496 | 625.1682 | 0.99624 | 625.1682 | 0.61375 | 787.2172 | 0.00066123 | 787.2172 | 0.0040703 | 928.9321 | 0.00408 | 787.2172 | 0.36653 | 928.4881 | 8.9995e-05 | 928.9321 | 0.84257 | 625.1682 | 0.09088
| 622.6707 | 0 | 787.4544 | -0.00082344 | 622.6707 | 0 | 787.4544 | -0.0019143 | 787.6629 | -0.00117 | 787.4544 | -0.001062 | 625.288 | 2.6726e-05 | 782.21 | -0.00015177 | 622.6707 | 0.00215 | 782.21 | 0.00015874 | 782.21 | 0.00043346 | 625.288 | 0.99798 | 625.288 | 0.62123 | 787.4544 | -0.000705 | 787.4544 | 0.0027973 | 929.1001 | 0.00621 | 787.4544 | 0.36686 | 928.6568 | 0 | 929.1001 | 0.8462 | 625.288 | 0.09044
| 622.7907 | 0.00102 | 787.6917 | 0.00012645 | 622.7907 | 0.0007803 | 787.6917 | 0.00032541 | 787.9 | 0.00076578 | 787.6917 | 0.00058556 | 625.4078 | 1.3609e-05 | 782.45 | -0.00021923 | 622.7907 | 0.00323 | 782.45 | -0.00051927 | 782.45 | -0.00041178 | 625.4078 | 0.99783 | 625.4078 | 0.62669 | 787.6917 | 0.00109 | 787.6917 | 0.0054514 | 929.2682 | 0.00584 | 787.6917 | 0.37505 | 928.8255 | 5.0004e-05 | 929.2682 | 0.84777 | 625.4078 | 0.08973
| 622.9107 | 0 | 787.9289 | -0.00087234 | 622.9107 | 0 | 787.9289 | -0.0005613 | 788.1372 | -0.00106 | 787.9289 | -0.00088392 | 625.5276 | 2.6894e-05 | 782.68 | -0.00011805 | 622.9107 | 0.00294 | 782.68 | -0.0033928 | 782.68 | -0.0017121 | 625.5276 | 0.99727 | 625.5276 | 0.63297 | 787.9289 | -0.00074306 | 787.9289 | 0.0039114 | 929.4363 | 0.00526 | 787.9289 | 0.37819 | 928.9942 | 0 | 929.4363 | 0.84911 | 625.5276 | 0.08918
| 623.0307 | 0.00142 | 788.1662 | 0.00088576 | 623.0307 | 0.00084967 | 788.1662 | 0.00093624 | 788.3743 | 0.000495 | 788.1662 | 0.00048865 | 625.6474 | 1.3408e-05 | 782.92 | 0.001366 | 623.0307 | 0.0021 | 782.92 | -0.00087442 | 782.92 | 0.00098612 | 625.6474 | 0.99476 | 625.6474 | 0.6388 | 788.1662 | 0.00028059 | 788.1662 | 0.0047134 | 929.6044 | 0.00394 | 788.1662 | 0.38897 | 929.1629 | 6.9993e-05 | 929.6044 | 0.8484 | 625.6474 | 0.08896
| 623.1507 | 0 | 788.4035 | -0.00040336 | 623.1507 | 0 | 788.4035 | -0.0010071 | 788.6115 | -0.00128 | 788.4035 | -0.00090039 | 625.7672 | 2.5718e-05 | 783.16 | 0.0019057 | 623.1507 | 0.00132 | 783.16 | -0.00061613 | 783.16 | -0.0012245 | 625.7672 | 0.99217 | 625.7672 | 0.64767 | 788.4035 | -0.0008142 | 788.4035 | 0.0023398 | 929.7725 | 0.00693 | 788.4035 | 0.39333 | 929.3317 | 0 | 929.7725 | 0.84952 | 625.7672 | 0.0891
| 623.2707 | 0.00042823 | 788.6408 | 0.00020659 | 623.2707 | 0.00123 | 788.6408 | 1.0003e-05 | 788.8487 | -0.00014697 | 788.6408 | 0.00063228 | 625.887 | 1.2411e-05 | 783.4 | -0.00079259 | 623.2707 | 0.00164 | 783.4 | -0.00029326 | 783.4 | 0.0012137 | 625.887 | 0.98726 | 625.887 | 0.65482 | 788.6408 | 0.00080861 | 788.6408 | 0.005087 | 929.9405 | 0.00633 | 788.6408 | 0.39592 | 929.5004 | 6.9993e-05 | 929.9405 | 0.85157 | 625.887 | 0.08925
| 623.3907 | 0 | 788.8781 | -0.0013054 | 623.3907 | 0 | 788.8781 | -0.0014191 | 789.0858 | -0.00128 | 788.8781 | -0.0011324 | 626.0068 | 2.5561e-05 | 783.63 | -0.00032042 | 623.3907 | 0.00158 | 783.63 | 0.0018376 | 783.63 | -0.00099695 | 626.0068 | 0.98294 | 626.0068 | 0.66314 | 788.8781 | -9.3576e-05 | 788.8781 | 0.0017785 | 930.1086 | 0.00469 | 788.8781 | 0.40205 | 929.6691 | 0 | 930.1086 | 0.85584 | 626.0068 | 0.08985
| 623.5107 | 0.00127 | 789.1154 | -0.00024825 | 623.5107 | 0.00065893 | 789.1154 | 0.00028333 | 789.323 | 0.00056532 | 789.1154 | 0.00045147 | 626.1267 | 1.3228e-05 | 783.87 | 1.6864e-05 | 623.5107 | 0.00351 | 783.87 | 0.00035245 | 783.87 | 0.0015712 | 626.1267 | 0.97778 | 626.1267 | 0.6686 | 789.1154 | 0.00041769 | 789.1154 | 0.0048436 | 930.2767 | 0.00528 | 789.1154 | 0.41201 | 929.8379 | 6.9993e-05 | 930.2767 | 0.85887 | 626.1267 | 0.08983
| 623.6307 | 0 | 789.3528 | 0.00023836 | 623.6307 | 0 | 789.3528 | -0.000854 | 789.5602 | -0.00054109 | 789.3528 | -0.00085923 | 626.2465 | 2.7118e-05 | 784.11 | 0.00032042 | 623.6307 | 0.0026 | 784.11 | -0.0020045 | 784.11 | 0.0028717 | 626.2465 | 0.97589 | 626.2465 | 0.67671 | 789.3528 | -0.00067177 | 789.3528 | 0.004021 | 930.4448 | 0.0068 | 789.3528 | 0.41175 | 930.0066 | 0 | 930.4448 | 0.86254 | 626.2465 | 0.08967
| 623.7508 | 0.00179 | 789.5901 | -1.7768e-05 | 623.7508 | 0.0014 | 789.5901 | 0.00033722 | 789.7975 | 0.00063651 | 789.5901 | 0.00038701 | 626.3663 | 1.3979e-05 | 784.34 | 0.00032042 | 623.7508 | 0.00139 | 784.34 | -0.00035784 | 784.34 | -5.4182e-05 | 626.3663 | 0.97427 | 626.3663 | 0.68363 | 789.5901 | 0.00074328 | 789.5901 | 0.0050907 | 930.6129 | 0.00545 | 789.5901 | 0.41747 | 930.1753 | 3.0002e-05 | 930.6129 | 0.86511 | 626.3663 | 0.0889
| 623.8708 | 0 | 789.8274 | -0.0007029 | 623.8708 | 0 | 789.8274 | -0.00020271 | 790.0347 | -0.00096336 | 789.8274 | -0.00098772 | 626.4861 | 2.8764e-05 | 784.58 | -0.00025296 | 623.8708 | 0.00314 | 784.58 | -0.0013587 | 784.58 | -0.00037928 | 626.4861 | 0.97514 | 626.4861 | 0.69357 | 789.8274 | -0.00111 | 789.8274 | 0.0019639 | 930.781 | 0.00415 | 789.8274 | 0.4238 | 930.3441 | 0 | 930.781 | 0.8695 | 626.4861 | 0.08887
| 623.9908 | 0.00136 | 790.0648 | -0.00012641 | 623.9908 | 0.00031212 | 790.0648 | -0.00050832 | 790.2719 | 0.00103 | 790.0648 | 0.00057056 | 626.606 | 1.4886e-05 | 784.82 | 0.0010624 | 623.9908 | 0.00261 | 784.82 | -0.0012941 | 784.82 | -0.00015171 | 626.606 | 0.97313 | 626.606 | 0.70076 | 790.0648 | 0.00067377 | 790.0648 | 0.0042222 | 930.9491 | 0.00515 | 790.0648 | 0.42908 | 930.5128 | 6.9993e-05 | 930.9491 | 0.8727 | 626.606 | 0.08867
| 624.1109 | 0 | 790.3021 | -0.0006502 | 624.1109 | 0 | 790.3021 | -0.00099374 | 790.5091 | -0.00129 | 790.3021 | -0.00096604 | 626.7258 | 2.9414e-05 | 785.06 | -0.0011973 | 624.1109 | 0.00263 | 785.06 | 0.00044931 | 785.06 | -0.00063934 | 626.7258 | 0.96927 | 626.7258 | 0.70941 | 790.3021 | -0.00129 | 790.3021 | 0.0026037 | 931.1172 | 0.00475 | 790.3021 | 0.43412 | 930.6816 | 0 | 931.1172 | 0.87623 | 626.7258 | 0.08898
| 624.231 | 0.00066181 | 790.5395 | 0.00011209 | 624.231 | 0.00189 | 790.5395 | 0.00068095 | 790.7464 | 0.000711 | 790.5395 | 0.00052061 | 626.8456 | 1.4729e-05 | 785.29 | 0.0011973 | 624.231 | 0.00173 | 785.29 | 0.0015793 | 785.29 | 0.0009211 | 626.8456 | 0.96136 | 626.8456 | 0.71631 | 790.5395 | 0.00056354 | 790.5395 | 0.0040436 | 931.2853 | 0.0052 | 790.5395 | 0.44797 | 930.8503 | 6.9993e-05 | 931.2853 | 0.87841 | 626.8456 | 0.08854
| 624.351 | 0 | 790.7769 | -0.00087963 | 624.351 | 0 | 790.7769 | -0.0016086 | 790.9837 | -0.00193 | 790.7769 | -0.0010035 | 626.9655 | 2.9705e-05 | 785.53 | -0.00059023 | 624.351 | 0.00016089 | 785.53 | -0.00026098 | 785.53 | -0.00086692 | 626.9655 | 0.95471 | 626.9655 | 0.72444 | 790.7769 | -0.00112 | 790.7769 | 0.0041435 | 931.4534 | 0.00438 | 790.7769 | 0.44266 | 931.0191 | 0 | 931.4534 | 0.88181 | 626.9655 | 0.08881
| 624.4711 | 0 | 791.0142 | -0.00024963 | 624.4711 | 0.00147 | 791.0142 | 0.00035173 | 791.2209 | 0.0005749 | 791.0142 | 0.00048959 | 627.0853 | 1.5155e-05 | 785.77 | -0.00032042 | 624.4711 | 0.00107 | 785.77 | 0.0027094 | 785.77 | -0.00041178 | 627.0853 | 0.94735 | 627.0853 | 0.73249 | 791.0142 | 0.00081019 | 791.0142 | 0.0060064 | 931.6214 | 0.00408 | 791.0142 | 0.45325 | 931.1878 | 5.0004e-05 | 931.6214 | 0.88471 | 627.0853 | 0.08811
| 624.5912 | 0 | 791.2516 | -0.00068003 | 624.5912 | 0 | 791.2516 | -0.0015928 | 791.4582 | -0.00117 | 791.2516 | -0.0011354 | 627.2051 | 2.7767e-05 | 786 | -0.0001855 | 624.5912 | 0.00132 | 786 | -0.00026098 | 786 | -0.0027199 | 627.2051 | 0.94096 | 627.2051 | 0.74089 | 791.2516 | -0.00078653 | 791.2516 | 0.0022493 | 931.7895 | 0.00606 | 791.2516 | 0.45643 | 931.3566 | 0 | 931.7895 | 0.88833 | 627.2051 | 0.08823
| 624.7113 | 0.00152 | 791.489 | 0.00016531 | 624.7113 | 0.00118 | 791.489 | -0.00038103 | 791.6955 | 0.00036627 | 791.489 | 0.00035696 | 627.325 | 1.2937e-05 | 786.24 | -0.0029174 | 624.7113 | 0.00238 | 786.24 | -0.0011004 | 786.24 | -0.0008344 | 627.325 | 0.9325 | 627.325 | 0.74878 | 791.489 | 0.00073863 | 791.489 | 0.0017261 | 931.9576 | 0.00651 | 791.489 | 0.46797 | 931.5253 | 3.0002e-05 | 931.9576 | 0.88947 | 627.325 | 0.08729
| 624.8314 | 0 | 791.7264 | -0.0001797 | 624.8314 | 0 | 791.7264 | -0.00072352 | 791.9328 | -0.00090807 | 791.7264 | -0.00092001 | 627.4448 | 2.8171e-05 | 786.48 | -0.0012985 | 624.8314 | 0.00184 | 786.48 | -0.00042241 | 786.48 | -0.0015496 | 627.4448 | 0.92583 | 627.4448 | 0.75625 | 791.7264 | -0.00033506 | 791.7264 | 0.0047111 | 932.1258 | 0.00441 | 791.7264 | 0.4757 | 931.6941 | 0 | 932.1258 | 0.89099 | 627.4448 | 0.08768
| 624.9515 | 0.00098522 | 791.9638 | 4.6702e-05 | 624.9515 | 0.00095371 | 791.9638 | 0.00033102 | 792.1701 | 0.00063384 | 791.9638 | 0.00050899 | 627.5647 | 1.5547e-05 | 786.72 | 0.0017032 | 624.9515 | 0.00158 | 786.72 | -0.00080984 | 786.72 | 0.0016688 | 627.5647 | 0.91873 | 627.5647 | 0.76226 | 791.9638 | 0.00103 | 791.9638 | 0.0041402 | 932.2939 | 0.00433 | 791.9638 | 0.47455 | 931.8629 | 6.9993e-05 | 932.2939 | 0.89037 | 627.5647 | 0.08715
| 625.0716 | 0 | 792.2013 | -0.00096329 | 625.0716 | 0 | 792.2013 | -0.0014893 | 792.4074 | -0.00113 | 792.2013 | -0.0011389 | 627.6845 | 2.7902e-05 | 786.95 | -0.00048905 | 625.0716 | 0.0013 | 786.95 | -0.00032556 | 786.95 | 0.00027091 | 627.6845 | 0.91286 | 627.6845 | 0.76986 | 792.2012 | -0.00075379 | 792.2013 | 0.0021553 | 932.462 | 0.00508 | 792.2013 | 0.47775 | 932.0316 | 0 | 932.462 | 0.89114 | 627.6845 | 0.08754
| 625.1918 | 5.091e-05 | 792.4387 | -0.00021792 | 625.1918 | 0.00156 | 792.4387 | 0.00088677 | 792.6447 | 0.00034041 | 792.4387 | 0.00043181 | 627.8044 | 1.2646e-05 | 787.19 | -0.0015008 | 625.1918 | 0.00306 | 787.19 | -0.0012619 | 787.19 | 0.00020589 | 627.8044 | 0.90454 | 627.8044 | 0.77686 | 792.4387 | 0.00091277 | 792.4387 | 0.004098 | 932.6301 | 0.00612 | 792.4387 | 0.49452 | 932.2004 | 0.00011 | 932.6301 | 0.89018 | 627.8044 | 0.08676
| 625.3119 | 0 | 792.6761 | -0.0012345 | 625.3119 | 0 | 792.6761 | -0.0017077 | 792.882 | -0.00071562 | 792.6761 | -0.0011541 | 627.9242 | 2.6334e-05 | 787.43 | 0.0001855 | 625.3119 | 0.00044478 | 787.43 | -0.0014878 | 787.43 | -0.0014846 | 627.9242 | 0.89772 | 627.9242 | 0.78615 | 792.6761 | -0.00111 | 792.6761 | 0.0019464 | 932.7982 | 0.0039 | 792.6761 | 0.49324 | 932.3692 | 0 | 932.7982 | 0.89085 | 627.9242 | 0.08671
| 625.4321 | 0.00102 | 792.9136 | -0.00065172 | 625.4321 | 0.00156 | 792.9136 | -0.0004872 | 793.1194 | 0.00060007 | 792.9136 | 0.00032795 | 628.0441 | 1.3867e-05 | 787.67 | -0.0023104 | 625.4321 | 0.00215 | 787.67 | -0.0021013 | 787.67 | 0.00027091 | 628.0441 | 0.88849 | 628.0441 | 0.7926 | 792.9136 | 0.00087898 | 792.9136 | 0.0027859 | 932.9663 | 0.00503 | 792.9136 | 0.49579 | 932.538 | 6.9993e-05 | 932.9663 | 0.89028 | 628.0441 | 0.08615
| 625.5522 | 0 | 793.151 | -3.8458e-05 | 625.5522 | 0 | 793.151 | -0.00098859 | 793.3567 | -0.00038021 | 793.151 | -0.00090396 | 628.1639 | 2.7118e-05 | 787.9 | -0.00075887 | 625.5522 | 0.00132 | 787.9 | -0.0014556 | 787.9 | 0.0002384 | 628.1639 | 0.87977 | 628.1639 | 0.79987 | 793.151 | -0.00080255 | 793.151 | 0.0018754 | 933.1344 | 0.00529 | 793.151 | 0.50797 | 932.7067 | 0 | 933.1344 | 0.89194 | 628.1639 | 0.08649
| 625.6724 | 0.00084148 | 793.3885 | -2.0992e-05 | 625.6724 | 0.00106 | 793.3885 | 0.00075219 | 793.5941 | 0.00025911 | 793.3885 | 0.00062873 | 628.2838 | 1.3307e-05 | 788.14 | -0.00059023 | 625.6724 | 0.00278 | 788.14 | 0.0016117 | 788.14 | -0.0001192 | 628.2838 | 0.8681 | 628.2838 | 0.80604 | 793.3885 | 0.00076278 | 793.3885 | 0.002507 | 933.3025 | 0.00448 | 793.3885 | 0.51788 | 932.8755 | 5.0004e-05 | 933.3025 | 0.89219 | 628.2838 | 0.08567
| 625.7925 | 0 | 793.6259 | -0.00089912 | 625.7925 | 0 | 793.6259 | -0.0010633 | 793.8314 | -0.00049545 | 793.6259 | -0.00090423 | 628.4036 | 2.751e-05 | 788.38 | -0.00096123 | 625.7925 | 0.00186 | 788.38 | 0.00022331 | 788.38 | -0.00044429 | 628.4036 | 0.85864 | 628.4036 | 0.8145 | 793.6259 | -0.00080463 | 793.6259 | 0.0029709 | 933.4706 | 0.00483 | 793.6259 | 0.52084 | 933.0443 | 0 | 933.4706 | 0.89385 | 628.4036 | 0.08582
| 625.9127 | 0.00066181 | 793.8634 | -0.00035489 | 625.9127 | 0.00196 | 793.8634 | -0.00020202 | 794.0688 | 0.00066267 | 793.8634 | 0.00053283 | 628.5235 | 1.4449e-05 | 788.61 | -0.00059023 | 625.9127 | 0.00289 | 788.61 | -0.00080984 | 788.61 | -0.00057433 | 628.5235 | 0.84853 | 628.5235 | 0.82033 | 793.8634 | 0.00088615 | 793.8634 | 0.0027276 | 933.6388 | 0.00431 | 793.8634 | 0.5216 | 933.2131 | 5.0004e-05 | 933.6388 | 0.89418 | 628.5235 | 0.0845
| 626.0329 | 0 | 794.1009 | -0.00080307 | 626.0329 | 0 | 794.1009 | -0.00093684 | 794.3062 | -0.0009728 | 794.1009 | -0.00081375 | 628.6434 | 2.7935e-05 | 788.85 | -0.00099496 | 626.0329 | 0.00255 | 788.85 | -0.0021336 | 788.85 | -0.0008344 | 628.6434 | 0.84034 | 628.6434 | 0.82813 | 794.1009 | -0.00078748 | 794.1009 | 0.0019674 | 933.8069 | 0.00455 | 794.1009 | 0.53264 | 933.3819 | 0 | 933.8069 | 0.89573 | 628.6434 | 0.08486
| 626.1531 | 0.00134 | 794.3384 | -4.8602e-05 | 626.1531 | 0.00142 | 794.3384 | -0.00027211 | 794.5435 | 0.0007245 | 794.3384 | 0.00034555 | 628.7632 | 1.3789e-05 | 789.09 | 0.0018044 | 626.1531 | 0.00261 | 789.09 | -0.0010681 | 789.09 | 0.00020589 | 628.7632 | 0.82924 | 628.7632 | 0.83335 | 794.3384 | 0.00093193 | 794.3384 | 0.0028306 | 933.975 | 0.00848 | 794.3384 | 0.54152 | 933.5507 | 6.9993e-05 | 933.975 | 0.89689 | 628.7632 | 0.08403
| 626.2733 | 0 | 794.5759 | -0.00016037 | 626.2733 | 0 | 794.5759 | -0.0011898 | 794.7809 | -0.00194 | 794.5759 | -0.0010796 | 628.8831 | 2.7924e-05 | 789.33 | -0.0010961 | 626.2733 | 0.00189 | 789.33 | -0.0006807 | 789.33 | -0.0010945 | 628.8831 | 0.81867 | 628.8831 | 0.84061 | 794.5759 | -0.0005134 | 794.5759 | 0.0026858 | 934.1431 | 0.00577 | 794.5759 | 0.54313 | 933.7195 | 0 | 934.1431 | 0.89878 | 628.8831 | 0.08493
| 626.3935 | 0.0012 | 794.8134 | -0.00049565 | 626.3935 | 0.00153 | 794.8134 | 0.00018414 | 795.0184 | 0.00027899 | 794.8134 | 0.00061931 | 629.003 | 1.4449e-05 | 789.56 | -0.00042159 | 626.3935 | 0.00351 | 789.56 | -0.00071299 | 789.56 | -0.00050931 | 629.003 | 0.80519 | 629.003 | 0.84502 | 794.8134 | 0.00045034 | 794.8134 | 0.0041053 | 934.3112 | 0.00691 | 794.8134 | 0.55557 | 933.8883 | 6.9993e-05 | 934.3112 | 0.89938 | 629.003 | 0.0845
| 626.5137 | 0 | 795.0509 | -0.00093196 | 626.5137 | 0 | 795.0509 | -0.00070584 | 795.2558 | -0.00108 | 795.0509 | -0.00080498 | 629.1228 | 2.8159e-05 | 789.8 | -0.0021416 | 626.5137 | 0.0009558 | 789.8 | -0.0023919 | 789.8 | -0.001127 | 629.1228 | 0.79263 | 629.1228 | 0.85153 | 795.0509 | -0.00062245 | 795.0509 | 0.0030481 | 934.4794 | 0.00594 | 795.0509 | 0.56191 | 934.0571 | 0 | 934.4794 | 0.90061 | 629.1228 | 0.08503
| 626.6339 | 0.00116 | 795.2884 | 0.00040369 | 626.6339 | 0.00192 | 795.2884 | 0.00056271 | 795.4932 | 0.00068304 | 795.2884 | 0.0006306 | 629.2427 | 1.38e-05 | 790.04 | 0.0001855 | 626.6339 | 0.00306 | 790.04 | 0.002451 | 790.04 | -0.0018096 | 629.2427 | 0.77837 | 629.2427 | 0.85721 | 795.2885 | 0.00080162 | 795.2884 | 0.0026203 | 934.6475 | 0.00468 | 795.2884 | 0.56995 | 934.2259 | 3.0002e-05 | 934.6475 | 0.90136 | 629.2427 | 0.08454
| 626.7542 | 0 | 795.526 | -0.00022323 | 626.7542 | 0 | 795.526 | -0.00052239 | 795.7306 | -0.00039315 | 795.526 | -0.00084385 | 629.3626 | 2.6961e-05 | 790.28 | -0.00079259 | 626.7542 | 0.00118 | 790.28 | -0.0025855 | 790.28 | -0.00067186 | 629.3626 | 0.76555 | 629.3626 | 0.86481 | 795.526 | -0.00056924 | 795.526 | 0.0021556 | 934.8156 | 0.00497 | 795.526 | 0.57198 | 934.3947 | 0 | 934.8156 | 0.90416 | 629.3626 | 0.08466
| 626.8744 | 0.00051807 | 795.7635 | -0.00033919 | 626.8744 | 0.00106 | 795.7635 | 0.0013752 | 795.9681 | 0.00027832 | 795.7635 | 0.00038994 | 629.4825 | 1.3172e-05 | 790.51 | 0.0011299 | 626.8744 | 0.00317 | 790.51 | -0.00019641 | 790.51 | -8.6692e-05 | 629.4825 | 0.75166 | 629.4825 | 0.87175 | 795.7635 | 0.00019024 | 795.7635 | 0.0041253 | 934.9838 | 0.00424 | 795.7635 | 0.57942 | 934.5635 | 6.9993e-05 | 934.9838 | 0.90595 | 629.4825 | 0.08375
| 626.9947 | 0 | 796.0011 | -0.00017908 | 626.9947 | 0 | 796.0011 | -0.0012899 | 796.2055 | -0.00082009 | 796.0011 | -0.00093033 | 629.6024 | 2.7879e-05 | 790.75 | -0.0013322 | 626.9947 | 0.00152 | 790.75 | -0.0015202 | 790.75 | 0.0002384 | 629.6024 | 0.73927 | 629.6024 | 0.87978 | 796.0011 | -0.00075251 | 796.0011 | 0.0028221 | 935.1519 | 0.00564 | 796.0011 | 0.59826 | 934.7323 | 0 | 935.1519 | 0.90787 | 629.6024 | 0.0833
| 627.1149 | 0.00106 | 796.2386 | 0.00056614 | 627.1149 | 0.00158 | 796.2386 | 0.00066014 | 796.443 | 0.00090141 | 796.2386 | 0.00054416 | 629.7222 | 1.5043e-05 | 790.99 | -0.0015346 | 627.1149 | 0.00204 | 790.99 | -0.00051927 | 790.99 | -0.0015496 | 629.7222 | 0.72478 | 629.7222 | 0.88594 | 796.2386 | 0.00139 | 796.2386 | 0.0048365 | 935.32 | 0.00466 | 796.2386 | 0.59927 | 934.9011 | 6.9993e-05 | 935.32 | 0.90746 | 629.7222 | 0.08253
| 627.2352 | 0 | 796.4762 | -0.00084641 | 627.2352 | 0 | 796.4762 | -0.00089367 | 796.6804 | -0.00071765 | 796.4762 | -0.0010551 | 629.8421 | 2.9156e-05 | 791.23 | -0.00069142 | 627.2352 | 0.00382 | 791.23 | -0.0017139 | 791.23 | -0.00089942 | 629.8421 | 0.71116 | 629.8421 | 0.89137 | 796.4762 | -0.0004563 | 796.4762 | -0.00015932 | 935.4882 | 0.00533 | 796.4762 | 0.60645 | 935.0699 | 0 | 935.4882 | 0.9069 | 629.8421 | 0.08228
| 627.3555 | 0.00041025 | 796.7138 | -0.00019275 | 627.3555 | 0.00102 | 796.7138 | 0.0003399 | 796.9179 | 0.00125 | 796.7138 | 0.00057151 | 629.962 | 1.4449e-05 | 791.46 | -0.00072515 | 627.3555 | 0.00332 | 791.46 | -0.0018108 | 791.46 | -2.1673e-05 | 629.962 | 0.69574 | 629.962 | 0.89499 | 796.7138 | 0.00151 | 796.7138 | 0.0041783 | 935.6563 | 0.00575 | 796.7138 | 0.61504 | 935.2388 | 6.9993e-05 | 935.6563 | 0.90579 | 629.962 | 0.08137
| 627.4757 | 0 | 796.9514 | -0.00021078 | 627.4757 | 0 | 796.9514 | -0.00082844 | 797.1554 | -0.00112 | 796.9514 | -0.00086249 | 630.0819 | 2.7532e-05 | 791.7 | -0.0014672 | 627.4757 | 0.00172 | 791.7 | -0.0012941 | 791.7 | 0.00017338 | 630.0819 | 0.68168 | 630.0819 | 0.89804 | 796.9514 | -0.0014 | 796.9514 | 0.0018704 | 935.8244 | 0.00443 | 796.9514 | 0.6172 | 935.4076 | 0 | 935.8244 | 0.907 | 630.0819 | 0.08126
| 627.596 | 0.00076961 | 797.1889 | 0.00041995 | 627.596 | 0.00137 | 797.1889 | 0.00021477 | 797.3929 | 0.00062962 | 797.1889 | 0.00072096 | 630.2018 | 1.3408e-05 | 791.94 | 0.0011299 | 627.596 | 0.00090353 | 791.94 | -0.0020367 | 791.94 | 0.00036844 | 630.2018 | 0.66615 | 630.2018 | 0.90045 | 797.1889 | 0.0007988 | 797.1889 | 0.0033223 | 935.9926 | 0.00417 | 797.1889 | 0.62462 | 935.5764 | 6.9993e-05 | 935.9926 | 0.90781 | 630.2018 | 0.08111
| 627.7163 | 0 | 797.4265 | -0.0014821 | 627.7163 | 0 | 797.4265 | -0.0014679 | 797.6304 | -0.00116 | 797.4265 | -0.0010756 | 630.3217 | 2.7667e-05 | 792.17 | 1.6864e-05 | 627.7163 | 0.00121 | 792.17 | -0.0016815 | 792.17 | -0.00054182 | 630.3217 | 0.65082 | 630.3217 | 0.90284 | 797.4265 | -0.00109 | 797.4265 | 0.0016455 | 936.1607 | 0.00381 | 797.4265 | 0.63234 | 935.7453 | 0 | 936.1607 | 0.90984 | 630.3217 | 0.08148
| 627.8366 | 0.0004462 | 797.6641 | -0.0010847 | 627.8366 | 0.00189 | 797.6641 | 0.0002436 | 797.8679 | 0.00023034 | 797.6641 | 0.00038754 | 630.4416 | 1.4371e-05 | 792.41 | 0.0019393 | 627.8366 | 0.00093192 | 792.41 | 0.0018699 | 792.41 | 0.002189 | 630.4416 | 0.63384 | 630.4416 | 0.90547 | 797.6641 | 0.00038599 | 797.6641 | 0.00057085 | 936.3289 | 0.00605 | 797.6641 | 0.6465 | 935.9141 | 5.0004e-05 | 936.3289 | 0.91064 | 630.4416 | 0.08098
| 627.957 | 0.00014397 | 797.9018 | -0.00059238 | 627.957 | 0 | 797.9018 | -0.0012497 | 798.1054 | -0.00102 | 797.9018 | -0.00094043 | 630.5615 | 2.8249e-05 | 792.65 | 0.0031197 | 627.957 | 0.00016089 | 792.65 | -0.00071299 | 792.65 | -0.0024923 | 630.5615 | 0.61826 | 630.5615 | 0.91021 | 797.9018 | -0.00095043 | 797.9018 | 0.001577 | 936.497 | 0.00285 | 797.9018 | 0.65333 | 936.0829 | 0 | 936.497 | 0.91322 | 630.5615 | 0.08028
| 628.0773 | 0.00042823 | 798.1394 | -0.00027868 | 628.0773 | 0.00189 | 798.1394 | 0.00023124 | 798.343 | 0.00035934 | 798.1394 | 0.00036794 | 630.6814 | 1.4192e-05 | 792.89 | -0.00021923 | 628.0773 | 0.00227 | 792.89 | 0.0004816 | 792.89 | -0.0019722 | 630.6814 | 0.60216 | 630.6814 | 0.91693 | 798.1394 | 0.00070518 | 798.1394 | 0.0032381 | 936.6652 | 0.00466 | 798.1394 | 0.65883 | 936.2518 | 5.0004e-05 | 936.6652 | 0.91636 | 630.6814 | 0.07931
| 628.1976 | 0 | 798.377 | -0.001074 | 628.1976 | 0 | 798.377 | -0.0010492 | 798.5805 | -0.00126 | 798.377 | -0.0012354 | 630.8013 | 2.8899e-05 | 793.12 | 0.0010624 | 628.1976 | 0.00092742 | 793.12 | 0.0027416 | 793.12 | 0.00059601 | 630.8013 | 0.5879 | 630.8013 | 0.92627 | 798.377 | -0.00133 | 798.377 | 0.0015689 | 936.8333 | 0.00469 | 798.377 | 0.66853 | 936.4206 | 0 | 936.8333 | 0.92122 | 630.8013 | 0.0791
| 628.318 | 0.00048213 | 798.6147 | 0.00054144 | 628.318 | 0.00175 | 798.6147 | 0.00027558 | 798.818 | 0.00075462 | 798.6147 | 0.00064295 | 630.9212 | 1.52e-05 | 793.36 | -0.00021923 | 628.318 | 0.00093192 | 793.36 | -0.0021658 | 793.36 | 0.0020264 | 630.9212 | 0.57265 | 630.9212 | 0.93351 | 798.6146 | 0.00105 | 798.6147 | 0.0016688 | 937.0015 | 0.00343 | 798.6147 | 0.6833 | 936.5894 | 5.0004e-05 | 937.0015 | 0.92447 | 630.9212 | 0.07799
| 628.4383 | 0 | 798.8523 | -0.00050099 | 628.4383 | 0 | 798.8523 | -0.0020059 | 799.0556 | -0.00175 | 798.8523 | -0.00099285 | 631.0411 | 2.994e-05 | 793.6 | -0.00065769 | 628.4383 | 0.00164 | 793.6 | -0.0016815 | 793.6 | -0.001127 | 631.0411 | 0.5589 | 631.0411 | 0.93794 | 798.8523 | -0.00141 | 798.8523 | 0.001834 | 937.1696 | 0.00429 | 798.8523 | 0.67998 | 936.7583 | 0 | 937.1696 | 0.92612 | 631.0411 | 0.07756
| 628.5587 | 0.00084148 | 799.09 | 0.00065063 | 628.5587 | 0.00191 | 799.09 | 0.00063361 | 799.2932 | 0.0004384 | 799.09 | 0.00054578 | 631.161 | 1.5233e-05 | 793.84 | -0.0009275 | 628.5587 | 0.00124 | 793.84 | -0.0014556 | 793.84 | 0.0014413 | 631.161 | 0.54437 | 631.161 | 0.93776 | 799.09 | 0.00045332 | 799.09 | 0.0023657 | 937.3378 | 0.00571 | 799.09 | 0.69918 | 936.9271 | 6.9993e-05 | 937.3378 | 0.92475 | 631.161 | 0.07672
| 628.679 | 0 | 799.3276 | -0.0015082 | 628.679 | 0 | 799.3276 | -0.00056241 | 799.5307 | -0.00146 | 799.3276 | -0.001078 | 631.2809 | 2.7879e-05 | 794.07 | -0.00059023 | 628.679 | 0.00186 | 794.07 | -0.0015847 | 794.07 | -0.00015171 | 631.2809 | 0.53093 | 631.2809 | 0.93768 | 799.3276 | -0.00105 | 799.3276 | 0.0021819 | 937.5059 | 0.00397 | 799.3276 | 0.70218 | 937.096 | 0 | 937.5059 | 0.92393 | 631.2809 | 0.07729
| 628.7994 | 0.00073368 | 799.5653 | 0.00029528 | 628.7994 | 0.00173 | 799.5653 | -0.00027826 | 799.7683 | 0.00076085 | 799.5653 | 0.00058751 | 631.4008 | 1.2993e-05 | 794.31 | 0.00069142 | 628.7994 | 0.00295 | 794.31 | -0.0013587 | 794.31 | 0.0012137 | 631.4008 | 0.51671 | 631.4008 | 0.9385 | 799.5653 | 0.0004948 | 799.5653 | 0.0041626 | 937.6741 | 0.00536 | 799.5653 | 0.71376 | 937.2648 | 6.9993e-05 | 937.6741 | 0.92319 | 631.4008 | 0.07691
| 628.9198 | 0 | 799.803 | -0.00052489 | 628.9198 | 0 | 799.803 | -0.0010359 | 800.0059 | -0.00171 | 799.803 | -0.00083676 | 631.5207 | 2.6647e-05 | 794.55 | 0.0012985 | 628.9198 | 0.00115 | 794.55 | -0.0026501 | 794.55 | -0.0012245 | 631.5207 | 0.50402 | 631.5207 | 0.94364 | 799.803 | -0.00084369 | 799.803 | -0.00010004 | 937.8422 | 0.00388 | 799.803 | 0.71619 | 937.4337 | 0 | 937.8422 | 0.92451 | 631.5207 | 0.07731
| 629.0402 | 0.00021262 | 800.0406 | 0.00046713 | 629.0402 | 0.00212 | 800.0406 | 0.00053929 | 800.2435 | 0 | 800.0406 | 0.0004228 | 631.6407 | 1.3878e-05 | 794.79 | -0.00099496 | 629.0402 | 0.00093192 | 794.79 | -0.00026098 | 794.79 | 0.00056349 | 631.6407 | 0.49111 | 631.6407 | 0.94899 | 800.0407 | 0.00075212 | 800.0406 | 0.0010545 | 938.0104 | 0.00426 | 800.0406 | 0.72938 | 937.6026 | 3.0002e-05 | 938.0104 | 0.92504 | 631.6407 | 0.07723
| 629.1606 | 0 | 800.2783 | -0.0012321 | 629.1606 | 0 | 800.2783 | -0.00058757 | 800.4811 | 0 | 800.2783 | -0.0011651 | 631.7606 | 2.77e-05 | 795.02 | 0.0015008 | 629.1606 | 0.00167 | 795.02 | -0.0019399 | 795.02 | 0.00069354 | 631.7606 | 0.48076 | 631.7606 | 0.95603 | 800.2783 | -0.00062139 | 800.2783 | 0.0021366 | 938.1786 | 0.00485 | 800.2783 | 0.74144 | 937.7714 | 0 | 938.1786 | 0.9267 | 631.7606 | 0.07812
| 629.281 | 0.00116 | 800.516 | -0.00020044 | 629.281 | 0.00137 | 800.516 | 0.00037693 | 800.7187 | 0 | 800.516 | 0.00053494 | 631.8805 | 1.3945e-05 | 795.26 | -0.0015684 | 629.281 | 0.0021 | 795.26 | -0.0016493 | 795.26 | 0.00072604 | 631.8805 | 0.46969 | 631.8805 | 0.96142 | 800.516 | 0.00146 | 800.516 | 0.0029574 | 938.3467 | 0.0045 | 800.516 | 0.73823 | 937.9403 | 6.9993e-05 | 938.3467 | 0.92753 | 631.8805 | 0.07774
| 629.4014 | 0 | 800.7538 | -0.0011809 | 629.4014 | 0 | 800.7538 | -0.0020376 | 800.9564 | 0 | 800.7538 | -0.0010301 | 632.0004 | 2.8585e-05 | 795.5 | -0.00086005 | 629.4014 | 0.00084224 | 795.5 | 0.001095 | 795.5 | -0.0027524 | 632.0004 | 0.45969 | 632.0004 | 0.96995 | 800.7538 | -0.00056146 | 800.7538 | 0.00061665 | 938.5149 | 0.0049 | 800.7538 | 0.7456 | 938.1092 | 0 | 938.5149 | 0.93043 | 632.0004 | 0.07805
| 629.5218 | 0.00019465 | 800.9915 | 0.00024693 | 629.5218 | 0.00213 | 800.9915 | 0.00013686 | 801.194 | 0 | 800.9915 | 0.00042485 | 632.1203 | 1.4819e-05 | 795.74 | 0.001366 | 629.5218 | 0.00351 | 795.74 | 0.0031937 | 795.74 | 0.0012462 | 632.1203 | 0.44868 | 632.1203 | 0.97675 | 800.9915 | 0.00062357 | 800.9915 | 0.003907 | 938.683 | 0.00571 | 800.9915 | 0.76613 | 938.278 | 6.9993e-05 | 938.683 | 0.93186 | 632.1203 | 0.07762
| 629.6422 | 0 | 801.2292 | -0.00020831 | 629.6422 | 0 | 801.2292 | -0.0015735 | 801.4316 | 0 | 801.2292 | -0.00079719 | 632.2403 | 2.6468e-05 | 795.97 | -0.0022092 | 629.6422 | 0.00072869 | 795.97 | -0.00061613 | 795.97 | -0.00031426 | 632.2403 | 0.43915 | 632.2403 | 0.98241 | 801.2292 | -0.00050354 | 801.2292 | 0.0013453 | 938.8512 | 0.00434 | 801.2292 | 0.77538 | 938.4469 | 0 | 938.8512 | 0.93421 | 632.2403 | 0.07793
| 629.7627 | 0.00185 | 801.4669 | -0.00064015 | 629.7627 | 0.00101 | 801.4669 | 0.00014965 | 801.6693 | 0 | 801.4669 | 0.00051128 | 632.3602 | 1.1761e-05 | 796.21 | -0.00028669 | 629.7627 | 0.00079001 | 796.21 | -0.0006807 | 796.21 | -0.00076939 | 632.3602 | 0.42838 | 632.3602 | 0.98471 | 801.4669 | 0.00014575 | 801.4669 | -0.0010035 | 939.0194 | 0.00651 | 801.4669 | 0.77632 | 938.6158 | 8.9995e-05 | 939.0194 | 0.93494 | 632.3602 | 0.07737
| 629.8831 | 0 | 801.7047 | -0.00045045 | 629.8831 | 0 | 801.7047 | -0.0010778 | 801.9069 | 0 | 801.7047 | -0.0012404 | 632.4801 | 2.5874e-05 | 796.45 | -0.00069142 | 629.8831 | 0.00127 | 796.45 | -0.00058385 | 796.45 | -0.00070437 | 632.4801 | 0.41801 | 632.4801 | 0.98727 | 801.7047 | -0.00082323 | 801.7047 | 0.00096586 | 939.1876 | 0.00399 | 801.7047 | 0.79133 | 938.7847 | 0 | 939.1876 | 0.93618 | 632.4801 | 0.0776
| 630.0036 | 0.00051807 | 801.9424 | -0.00026914 | 630.0036 | 0.00175 | 801.9424 | 0.00016066 | 802.1446 | 0 | 801.9424 | 0.00054556 | 632.6001 | 1.4337e-05 | 796.69 | 0.00032042 | 630.0036 | 0.00079001 | 796.69 | -0.00074527 | 796.69 | 0.0010836 | 632.6001 | 0.40601 | 632.6001 | 0.98949 | 801.9424 | 0.00016175 | 801.9424 | 0.0019851 | 939.3557 | 0.0051 | 801.9424 | 0.79936 | 938.9535 | 6.9993e-05 | 939.3557 | 0.93619 | 632.6001 | 0.07669
| 630.1241 | 0 | 802.1802 | -0.00077602 | 630.1241 | 0 | 802.1802 | -0.00084831 | 802.3823 | 0 | 802.1802 | -0.00093549 | 632.72 | 2.798e-05 | 796.92 | -0.0015346 | 630.1241 | 0.00132 | 796.92 | 0.00067532 | 796.92 | -0.0022323 | 632.72 | 0.39576 | 632.72 | 0.99144 | 802.1802 | -0.00039931 | 802.1802 | 0.0011795 | 939.5239 | 0.00388 | 802.1802 | 0.80224 | 939.1224 | 0 | 939.5239 | 0.93687 | 632.72 | 0.07703
| 630.2445 | 0 | 802.418 | -0.00043016 | 630.2445 | 0.00168 | 802.418 | 0.00028318 | 802.62 | 0 | 802.418 | 0.00043345 | 632.8399 | 1.3789e-05 | 797.16 | 0.0014334 | 630.2445 | 0.00153 | 797.16 | 0.00041703 | 797.16 | 0.0011487 | 632.8399 | 0.38477 | 632.8399 | 0.99193 | 802.418 | 0.00124 | 802.418 | -1.1494e-05 | 939.6921 | 0.00543 | 802.418 | 0.8111 | 939.2913 | 6.9993e-05 | 939.6921 | 0.93745 | 632.8399 | 0.07627
| 630.365 | 0 | 802.6557 | -5.1287e-05 | 630.365 | 0 | 802.6557 | -0.00063857 | 802.8577 | 0 | 802.6557 | -0.00093931 | 632.9599 | 2.863e-05 | 797.4 | -0.00062396 | 630.365 | 0.00192 | 797.4 | -0.0019399 | 797.4 | -0.0016472 | 632.9599 | 0.37599 | 632.9599 | 0.99175 | 802.6557 | -0.00044067 | 802.6557 | 0.00090971 | 939.8602 | 0.00601 | 802.6557 | 0.81174 | 939.4602 | 0 | 939.8602 | 0.93883 | 632.9599 | 0.07652
| 630.4855 | 0.00015871 | 802.8935 | 0.00049705 | 630.4855 | 0.00071094 | 802.8935 | 0.00021932 | 803.0954 | 0 | 802.8935 | 0.00057697 | 633.0798 | 1.5121e-05 | 797.64 | 0.00032042 | 630.4855 | 0.00124 | 797.64 | -0.0013264 | 797.64 | 0.0002384 | 633.0798 | 0.36637 | 633.0798 | 0.99169 | 802.8935 | 0.00021942 | 802.8935 | 0.001988 | 940.0284 | 0.00557 | 802.8935 | 0.82916 | 939.6291 | 5.0004e-05 | 940.0284 | 0.93957 | 633.0798 | 0.0756
| 630.606 | 0 | 803.1313 | -0.00084924 | 630.606 | 3.4765e-05 | 803.1313 | -0.0019928 | 803.3331 | 0 | 803.1313 | -0.00099993 | 633.1998 | 2.8137e-05 | 797.88 | -0.00089378 | 630.606 | 0.0022 | 797.88 | -0.00035784 | 797.88 | -0.001322 | 633.1998 | 0.3586 | 633.1998 | 0.99352 | 803.1313 | -0.00104 | 803.1313 | -0.00065457 | 940.1966 | 0.0049 | 803.1313 | 0.84084 | 939.798 | 0 | 940.1966 | 0.94169 | 633.1998 | 0.07551
| 630.7265 | 0.0016 | 803.3691 | 0.00086726 | 630.7265 | 0.0013 | 803.3691 | 0.00070712 | 803.5708 | 0 | 803.3691 | 0.0004678 | 633.3197 | 1.3228e-05 | 798.11 | -0.0011636 | 630.7265 | 0.00050617 | 798.11 | -0.0017461 | 798.11 | -0.00050931 | 633.3197 | 0.34969 | 633.3197 | 0.99548 | 803.3691 | 0.00104 | 803.3691 | 0.0033746 | 940.3648 | 0.00468 | 803.3691 | 0.85057 | 939.9669 | 6.9993e-05 | 940.3648 | 0.94321 | 633.3197 | 0.07494
| 630.847 | 0 | 803.6069 | -0.00048853 | 630.847 | 0 | 803.6069 | -0.001301 | 803.8085 | 0 | 803.6069 | -0.0010366 | 633.4397 | 2.7095e-05 | 798.35 | -0.00059023 | 630.847 | 0.00107 | 798.35 | -0.00077756 | 798.35 | 0.00014088 | 633.4397 | 0.34225 | 633.4397 | 0.9989 | 803.6069 | -0.0007756 | 803.6069 | -0.00029854 | 940.533 | 0.00638 | 803.6069 | 0.85865 | 940.1358 | 0 | 940.533 | 0.9456 | 633.4397 | 0.075
| 630.9675 | 0.00066181 | 803.8447 | 8.6339e-05 | 630.9675 | 0.00093636 | 803.8447 | 3.9845e-05 | 804.0463 | 0 | 803.8447 | 0.00047304 | 633.5596 | 1.4035e-05 | 798.59 | -0.0010624 | 630.9675 | 0.00238 | 798.59 | 0.00090132 | 798.59 | 0.00020589 | 633.5596 | 0.33338 | 633.5596 | 0.99947 | 803.8447 | 0.0008333 | 803.8447 | 0.0020412 | 940.7012 | 0.00359 | 803.8447 | 0.85767 | 940.3047 | 5.0004e-05 | 940.7012 | 0.94685 | 633.5596 | 0.07439
| 631.088 | 0 | 804.0825 | -0.00051664 | 631.088 | 0 | 804.0825 | -0.0017986 | 804.284 | 0 | 804.0825 | -0.00088351 | 633.6795 | 2.649e-05 | 798.83 | -0.0012648 | 631.088 | 0.00092742 | 798.83 | -0.0015524 | 798.83 | -0.0017771 | 633.6795 | 0.3257 | 633.6795 | 1 | 804.0825 | -0.00073166 | 804.0825 | -0.00099393 | 940.8693 | 0.00563 | 804.0825 | 0.86077 | 940.4736 | 0 | 940.8693 | 0.94839 | 633.6795 | 0.07445
| 631.2086 | 0.00102 | 804.3204 | -0.00017149 | 631.2086 | 0.00118 | 804.3204 | 0.00081535 | 804.5218 | 0 | 804.3204 | 0.00046949 | 633.7995 | 1.2545e-05 | 799.06 | 0.001231 | 631.2086 | 0.00193 | 799.06 | -0.00080984 | 799.06 | 0.00079106 | 633.7995 | 0.31654 | 633.7995 | 0.99786 | 804.3204 | 0.00081931 | 804.3204 | 0.0025536 | 941.0375 | 0.00709 | 804.3204 | 0.87349 | 940.6425 | 8.9995e-05 | 941.0375 | 0.94925 | 633.7995 | 0.0736
| 631.3291 | 0 | 804.5582 | -0.00077223 | 631.3291 | 0 | 804.5582 | -0.0013532 | 804.7595 | 0 | 804.5582 | -0.00093009 | 633.9195 | 2.6547e-05 | 799.3 | -0.0040978 | 631.3291 | 0.00169 | 799.3 | 0.00067532 | 799.3 | -0.0019397 | 633.9195 | 0.30893 | 633.9195 | 0.99666 | 804.5582 | -0.00115 | 804.5582 | 0.0021431 | 941.2057 | 0.00649 | 804.5582 | 0.88177 | 940.8114 | 0 | 941.2057 | 0.94973 | 633.9195 | 0.07343
| 631.4497 | 0.00127 | 804.7961 | 0.00037887 | 631.4497 | 0.00134 | 804.7961 | 0.00057106 | 804.9973 | 0 | 804.7961 | 0.00066903 | 634.0394 | 1.4102e-05 | 799.54 | -0.0016695 | 631.4497 | 0.00113 | 799.54 | 9.4169e-05 | 799.54 | -0.00037928 | 634.0394 | 0.29997 | 634.0394 | 0.99432 | 804.7961 | 0.00049243 | 804.7961 | 0.0016295 | 941.3739 | 0.00598 | 804.7961 | 0.88197 | 940.9803 | 5.0004e-05 | 941.3739 | 0.94958 | 634.0394 | 0.07271
| 631.5702 | 0 | 805.0339 | -0.00047311 | 631.5702 | 0 | 805.0339 | -0.0016056 | 805.2351 | 0 | 805.0339 | -0.00094699 | 634.1594 | 2.7689e-05 | 799.78 | -0.0016358 | 631.5702 | 0.00206 | 799.78 | -0.0019721 | 799.78 | -0.0010295 | 634.1594 | 0.29257 | 634.1594 | 0.99114 | 805.0339 | -0.00084981 | 805.0339 | -0.0017604 | 941.5421 | 0.00496 | 805.0339 | 0.89969 | 941.1492 | 0 | 941.5421 | 0.94994 | 634.1594 | 0.07277
| 631.6908 | 0.0017 | 805.2718 | 0.00049977 | 631.6908 | 0.00184 | 805.2718 | 0.00039763 | 805.4729 | 0 | 805.2718 | 0.00061932 | 634.2793 | 1.3688e-05 | 800.01 | 0.00011805 | 631.6908 | 0.00136 | 800.01 | 0.00080447 | 800.01 | -0.001322 | 634.2793 | 0.2844 | 634.2793 | 0.98759 | 805.2718 | 0.00056708 | 805.2718 | 0.00023339 | 941.7103 | 0.00487 | 805.2718 | 0.90076 | 941.3181 | 5.0004e-05 | 941.7103 | 0.95006 | 634.2793 | 0.07196
| 631.8114 | 0 | 805.5096 | -0.00019692 | 631.8114 | 0 | 805.5096 | -0.00083684 | 805.7107 | 0 | 805.5096 | -0.00093322 | 634.3993 | 2.7174e-05 | 800.25 | 5.0592e-05 | 631.8114 | 0.00252 | 800.25 | 6.1882e-05 | 800.25 | -0.00096444 | 634.3993 | 0.2781 | 634.3993 | 0.98453 | 805.5096 | -0.00041161 | 805.5096 | 0.0018053 | 941.8785 | 0.00582 | 805.5096 | 0.89677 | 941.4871 | 0 | 941.8785 | 0.95155 | 634.3993 | 0.07237
| 631.932 | 0.00176 | 805.7475 | -0.00030635 | 631.932 | 0.00168 | 805.7475 | -0.00022937 | 805.9485 | 0 | 805.7475 | 0.00045619 | 634.5193 | 1.3609e-05 | 800.49 | 0.0017707 | 631.932 | 0.00249 | 800.49 | 0.00019102 | 800.49 | 0.00056349 | 634.5193 | 0.27093 | 634.5193 | 0.98051 | 805.7475 | 0.00102 | 805.7475 | 0.0023031 | 942.0467 | 0.00452 | 805.7475 | 0.91138 | 941.656 | 8.9995e-05 | 942.0467 | 0.95307 | 634.5193 | 0.07184
| 632.0526 | 0 | 805.9854 | 8.8419e-05 | 632.0526 | 0 | 805.9854 | -0.0015744 | 806.1863 | 0 | 805.9854 | -0.00083135 | 634.6392 | 2.7611e-05 | 800.73 | 0.0011299 | 632.0526 | 0.00016089 | 800.73 | -6.7263e-05 | 800.73 | -0.00060684 | 634.6392 | 0.26454 | 634.6392 | 0.97551 | 805.9854 | -0.00029061 | 805.9854 | 0.0027849 | 942.2149 | 0.00359 | 805.9854 | 0.9223 | 941.8249 | 0 | 942.2149 | 0.95633 | 634.6392 | 0.07246
| 632.1732 | 0.00012278 | 806.2233 | 0.00057821 | 632.1732 | 0.00114 | 806.2233 | 0.00054295 | 806.4241 | 0 | 806.2233 | 0.00048357 | 634.7592 | 1.4102e-05 | 800.96 | -0.00042159 | 632.1732 | 0.00281 | 800.96 | -0.0021658 | 800.96 | -0.00060684 | 634.7592 | 0.25673 | 634.7592 | 0.9703 | 806.2233 | 0.00079725 | 806.2233 | -2.3963e-05 | 942.3831 | 0.00542 | 806.2233 | 0.91881 | 941.9939 | 6.9993e-05 | 942.3831 | 0.95894 | 634.7592 | 0.07153
| 632.2938 | 0 | 806.4612 | -0.00055445 | 632.2938 | 0 | 806.4612 | -0.0014448 | 806.6619 | 0 | 806.4612 | -0.0012077 | 634.8792 | 2.7308e-05 | 801.2 | 0.00099496 | 632.2938 | 0.00052996 | 801.2 | -0.0010036 | 801.2 | -0.0018096 | 634.8792 | 0.2502 | 634.8792 | 0.96729 | 806.4612 | -0.00123 | 806.4612 | -0.00010925 | 942.5513 | 0.00596 | 806.4612 | 0.92977 | 942.1628 | 0 | 942.5513 | 0.9625 | 634.8792 | 0.07166
| 632.4144 | 0.0012 | 806.6991 | -0.00027833 | 632.4144 | 0.00151 | 806.6991 | 0.00048589 | 806.8998 | 0 | 806.6991 | 0.00039582 | 634.9991 | 1.3352e-05 | 801.44 | 0.0010287 | 632.4144 | 0.00334 | 801.44 | 0.0012565 | 801.44 | -0.0023949 | 634.9991 | 0.24292 | 634.9991 | 0.96513 | 806.6991 | 0.00049585 | 806.6991 | 0.0025511 | 942.7195 | 0.00478 | 806.6991 | 0.93723 | 942.3317 | 5.0004e-05 | 942.7195 | 0.96507 | 634.9991 | 0.07066
| 632.535 | 0 | 806.937 | -0.00028332 | 632.535 | 0 | 806.937 | -0.00089388 | 807.1376 | 0 | 806.937 | -0.00075011 | 635.1191 | 2.7689e-05 | 801.68 | -0.001602 | 632.535 | 0.00291 | 801.68 | -0.0012619 | 801.68 | -0.00047681 | 635.1191 | 0.2372 | 635.1191 | 0.96271 | 806.937 | -0.00048212 | 806.937 | 0.00053982 | 942.8877 | 0.00494 | 806.937 | 0.94 | 942.5007 | 0 | 942.8877 | 0.96828 | 635.1191 | 0.0704
| 632.6557 | 0.00053603 | 807.1749 | -0.00019966 | 632.6557 | 0.00071094 | 807.1749 | 0.000122 | 807.3755 | 0 | 807.1749 | 0.00043979 | 635.2391 | 1.4393e-05 | 801.92 | 0.00011805 | 632.6557 | 0.00227 | 801.92 | -0.0027792 | 801.92 | 0.00017338 | 635.2391 | 0.22999 | 635.2391 | 0.9578 | 807.1749 | 0.00058153 | 807.1749 | 0.0021794 | 943.0559 | 0.0063 | 807.1749 | 0.95342 | 942.6696 | 5.0004e-05 | 943.0559 | 0.97101 | 635.2391 | 0.06947
| 632.7763 | 0 | 807.4129 | -0.001085 | 632.7763 | 0 | 807.4129 | -0.00090756 | 807.6133 | 0 | 807.4129 | -0.0010033 | 635.3591 | 2.9313e-05 | 802.15 | 0.00032042 | 632.7763 | 0.00038799 | 802.15 | -0.0010681 | 802.15 | 0.0016688 | 635.3591 | 0.22398 | 635.3591 | 0.95004 | 807.4129 | -0.00113 | 807.4129 | -0.0012495 | 943.2241 | 0.00388 | 807.4129 | 0.94958 | 942.8385 | 0 | 943.2241 | 0.97381 | 635.3591 | 0.06909
| 632.897 | 0.00235 | 807.6508 | -0.00012353 | 632.897 | 0.00108 | 807.6508 | 0.00016267 | 807.8512 | 0 | 807.6508 | 0.0003984 | 635.4791 | 1.4998e-05 | 802.39 | 0.0018381 | 632.897 | 0.00369 | 802.39 | 0.001095 | 802.39 | -0.0014846 | 635.4791 | 0.21671 | 635.4791 | 0.93941 | 807.6508 | -9.5945e-05 | 807.6508 | 0.0022417 | 943.3923 | 0.00658 | 807.6508 | 0.96651 | 943.0075 | 6.9993e-05 | 943.3923 | 0.97544 | 635.4791 | 0.06829
| 633.0177 | 0 | 807.8888 | -0.00020297 | 633.0177 | 0 | 807.8888 | -0.0014475 | 808.0891 | 0 | 807.8888 | -0.00088836 | 635.5991 | 2.8999e-05 | 802.63 | -0.0020068 | 633.0177 | 0.00164 | 802.63 | -0.0035219 | 802.63 | -0.001127 | 635.5991 | 0.21088 | 635.5991 | 0.92777 | 807.8888 | -0.00118 | 807.8888 | 0.00059859 | 943.5605 | 0.00708 | 807.8888 | 0.95764 | 943.1764 | 0 | 943.5605 | 0.97703 | 635.5991 | 0.06791
| 633.1383 | 0.00062587 | 808.1267 | -0.00017572 | 633.1383 | 0.00116 | 808.1267 | 0.00019281 | 808.327 | 0 | 808.1267 | 0.00045601 | 635.719 | 1.4035e-05 | 802.87 | 0.00096123 | 633.1383 | 0.0013 | 802.87 | 0.0002556 | 802.87 | 0.00079106 | 635.719 | 0.20387 | 635.719 | 0.9164 | 808.1267 | 0.00044667 | 808.1267 | 0.0022997 | 943.7287 | 0.00389 | 808.1267 | 0.96037 | 943.3454 | 5.0004e-05 | 943.7287 | 0.97758 | 635.719 | 0.06722
| 633.259 | 0 | 808.3647 | -0.00066688 | 633.259 | 0 | 808.3647 | -0.0006858 | 808.5649 | 0 | 808.3647 | -0.00084126 | 635.839 | 2.6938e-05 | 803.1 | -1.6864e-05 | 633.259 | 0.00238 | 803.1 | 0.00028789 | 803.1 | 0.00066102 | 635.839 | 0.19829 | 635.839 | 0.9071 | 808.3647 | -0.0009482 | 808.3647 | -0.00021048 | 943.8969 | 0.00441 | 808.3647 | 0.97138 | 943.5143 | 0 | 943.8969 | 0.97826 | 635.839 | 0.067
| 633.3797 | 0.00048213 | 808.6027 | -0.00012386 | 633.3797 | 0.00020808 | 808.6027 | -0.0006453 | 808.8028 | 0 | 808.6027 | 0.00057642 | 635.959 | 1.3486e-05 | 803.34 | -0.0012648 | 633.3797 | 0.00022234 | 803.34 | -0.00029326 | 803.34 | -0.00080189 | 635.959 | 0.19212 | 635.959 | 0.89916 | 808.6027 | 0.00071228 | 808.6027 | 0.0012527 | 944.0652 | 0.00559 | 808.6027 | 0.97195 | 943.6833 | 6.9993e-05 | 944.0652 | 0.97806 | 635.959 | 0.0672
| 633.5004 | 0 | 808.8406 | -0.0018189 | 633.5004 | 0 | 808.8406 | -0.0017622 | 809.0407 | 0 | 808.8406 | -0.00098331 | 636.079 | 2.8193e-05 | 803.58 | 5.0592e-05 | 633.5004 | 0.00078546 | 803.58 | -0.0028761 | 803.58 | -0.0008344 | 636.079 | 0.18687 | 636.079 | 0.89196 | 808.8406 | -0.00165 | 808.8406 | 0.00018108 | 944.2334 | 0.00585 | 808.8406 | 0.97947 | 943.8523 | 0 | 944.2334 | 0.97839 | 636.079 | 0.06789
| 633.6211 | 0 | 809.0786 | -0.00056549 | 633.6211 | 0 | 809.0786 | 0.00049695 | 809.2787 | 0 | 809.0786 | 0.00044576 | 636.199 | 1.5312e-05 | 803.82 | -0.00015177 | 633.6211 | 0.00278 | 803.82 | 0.00073989 | 803.82 | -0.00086692 | 636.199 | 0.18073 | 636.199 | 0.88402 | 809.0786 | 0.00063306 | 809.0786 | 0.0020029 | 944.4016 | 0.00295 | 809.0786 | 0.97566 | 944.0212 | 0.00011 | 944.4016 | 0.97822 | 636.199 | 0.06802
| 633.7418 | 0 | 809.3166 | -0.00097766 | 633.7418 | 0 | 809.3166 | -0.0010264 | 809.5166 | 0 | 809.3166 | -0.00096423 | 636.319 | 2.8171e-05 | 804.06 | -0.00059023 | 633.7418 | 0.00309 | 804.06 | -0.0028439 | 804.06 | -0.0008344 | 636.319 | 0.17615 | 636.319 | 0.87729 | 809.3166 | -0.00042598 | 809.3166 | 0.0010522 | 944.5698 | 0.00483 | 809.3166 | 0.98386 | 944.1902 | 0 | 944.5698 | 0.97888 | 636.319 | 0.06764
| 633.8625 | 0.00118 | 809.5546 | 0.0008047 | 633.8625 | 0.00134 | 809.5546 | 0.00071237 | 809.7545 | 0 | 809.5546 | 0.0006705 | 636.439 | 1.3565e-05 | 804.29 | -0.0009275 | 633.8625 | 0.00193 | 804.29 | 0.00032017 | 804.29 | -0.0008344 | 636.439 | 0.17079 | 636.439 | 0.86751 | 809.5546 | 0.00079252 | 809.5546 | 0.0039363 | 944.738 | 0.00633 | 809.5546 | 0.98659 | 944.3591 | 8.9995e-05 | 944.738 | 0.98032 | 636.439 | 0.06664
| 633.9833 | 0 | 809.7926 | -0.0007525 | 633.9833 | 0 | 809.7926 | -0.0016062 | 809.9925 | 0 | 809.7926 | -0.00093641 | 636.559 | 2.8563e-05 | 804.53 | 0.00075887 | 633.9833 | 0.00181 | 804.53 | 0.0014502 | 804.53 | 0.00040094 | 636.559 | 0.16671 | 636.559 | 0.85748 | 809.7926 | -0.00115 | 809.7926 | -0.00052214 | 944.9062 | 0.00413 | 809.7926 | 0.98874 | 944.5281 | 0 | 944.9062 | 0.98361 | 636.559 | 0.06621
| 634.104 | 0.00046416 | 810.0307 | 0.0013118 | 634.104 | 0.00060691 | 810.0307 | 0.0005059 | 810.2305 | 0 | 810.0307 | 0.00071284 | 636.679 | 1.5177e-05 | 804.77 | -0.0010961 | 634.104 | 0.00317 | 804.77 | 0.00077218 | 804.77 | 0.0009536 | 636.679 | 0.16098 | 636.679 | 0.844 | 810.0307 | 0.00096941 | 810.0307 | 0.0016752 | 945.0745 | 0.00529 | 810.0307 | 0.98771 | 944.6971 | 5.0004e-05 | 945.0745 | 0.98654 | 636.679 | 0.06581
| 634.2247 | 0 | 810.2687 | -0.00052789 | 634.2247 | 0 | 810.2687 | -0.0011654 | 810.4684 | 0 | 810.2687 | -0.0009351 | 636.799 | 3.0377e-05 | 805.01 | -0.00025296 | 634.2247 | 0.00255 | 805.01 | -0.0039416 | 805.01 | -0.00021673 | 636.799 | 0.15718 | 636.799 | 0.83389 | 810.2687 | -0.00086428 | 810.2687 | -0.00081761 | 945.2427 | 0.0061 | 810.2687 | 0.98936 | 944.8661 | 0 | 945.2427 | 0.9899 | 636.799 | 0.06585
| 634.3455 | 0.00115 | 810.5067 | 8.3865e-05 | 634.3455 | 0.00038148 | 810.5067 | -0.00014942 | 810.7064 | 0 | 810.5067 | 0.00046152 | 636.919 | 1.5334e-05 | 805.24 | 0.00059023 | 634.3455 | 0.00056294 | 805.24 | 0.0010305 | 805.24 | 0.00046596 | 636.919 | 0.15228 | 636.919 | 0.8216 | 810.5067 | 0.00057583 | 810.5067 | 0.0016371 | 945.4109 | 0.00466 | 810.5067 | 0.98538 | 945.035 | 5.0004e-05 | 945.4109 | 0.99199 | 636.919 | 0.06539
| 634.4663 | 0 | 810.7448 | -0.00035297 | 634.4663 | 0 | 810.7448 | -0.0013684 | 810.9444 | 0 | 810.7448 | -0.0009464 | 637.039 | 2.9907e-05 | 805.48 | -0.00082632 | 634.4663 | 0.00186 | 805.48 | 0.00012645 | 805.48 | -0.00067186 | 637.039 | 0.14825 | 637.039 | 0.80911 | 810.7448 | -0.00094189 | 810.7448 | 0.0023223 | 945.5791 | 0.00606 | 810.7448 | 0.99329 | 945.204 | 0 | 945.5791 | 0.99425 | 637.039 | 0.06512
| 634.587 | 0 | 810.9828 | -0.00038888 | 634.587 | 0.00106 | 810.9828 | 0.00028521 | 811.1824 | 0 | 810.9828 | 0.00044984 | 637.159 | 1.4606e-05 | 805.72 | -0.00096123 | 634.587 | 0.0019 | 805.72 | -0.00019641 | 805.72 | 0.00098612 | 637.159 | 0.14262 | 637.159 | 0.7943 | 810.9828 | 0.0004423 | 810.9828 | 0.00011848 | 945.7474 | 0.00505 | 810.9828 | 0.99144 | 945.373 | 6.9993e-05 | 945.7474 | 0.99463 | 637.159 | 0.06457
| 634.7078 | 0 | 811.2209 | -0.00043312 | 634.7078 | 0 | 811.2209 | -0.0010543 | 811.4204 | 0 | 811.2209 | -0.0011341 | 637.279 | 2.8585e-05 | 805.96 | 0.00021923 | 634.7078 | 0.00113 | 805.96 | 0.00035245 | 805.96 | 0.0011162 | 637.279 | 0.13836 | 637.279 | 0.7821 | 811.2209 | -0.00063247 | 811.2209 | 0.00039622 | 945.9156 | 0.00381 | 811.2209 | 1 | 945.542 | 0 | 945.9156 | 0.99509 | 637.279 | 0.06432
| 634.8286 | 0.00037433 | 811.4589 | -0.00040865 | 634.8286 | 0.00196 | 811.4589 | -0.00049305 | 811.6584 | 0 | 811.4589 | 0.00034264 | 637.399 | 1.4001e-05 | 806.2 | 0.00096123 | 634.8286 | 0.00158 | 806.2 | -9.9549e-05 | 806.2 | -0.0001192 | 637.399 | 0.13362 | 637.399 | 0.77182 | 811.4589 | 0.00014759 | 811.4589 | 0.0018512 | 946.0838 | 0.00524 | 811.4589 | 0.99208 | 945.711 | 8.9995e-05 | 946.0838 | 0.9939 | 637.399 | 0.06341
| 634.9494 | 0 | 811.697 | -0.00069186 | 634.9494 | 0 | 811.697 | -0.00091638 | 811.8964 | 0 | 811.697 | -0.00080241 | 637.5191 | 2.7532e-05 | 806.43 | -0.0022766 | 634.9494 | 0.00164 | 806.43 | 0.00032017 | 806.43 | -0.0010945 | 637.5191 | 0.13023 | 637.5191 | 0.7622 | 811.697 | -0.00016447 | 811.697 | 0.0012734 | 946.2521 | 0.00417 | 811.697 | 0.9979 | 945.88 | 0 | 946.2521 | 0.99312 | 637.5191 | 0.06309
| 635.0702 | 0.00030245 | 811.9351 | -0.00044487 | 635.0702 | 0.00196 | 811.9351 | 0.00020736 | 812.1344 | 0 | 811.9351 | 0.00044699 | 637.6391 | 1.3565e-05 | 806.67 | 0.00089378 | 635.0702 | 0.00227 | 806.67 | 0.00093361 | 806.67 | -0.00063934 | 637.6391 | 0.12627 | 637.6391 | 0.75157 | 811.9351 | 0.00020588 | 811.9351 | 0.0018509 | 946.4203 | 0.00492 | 811.9351 | 0.99573 | 946.049 | 5.0004e-05 | 946.4203 | 0.99098 | 637.6391 | 0.06294
| 635.191 | 0 | 812.1732 | -0.00067396 | 635.191 | 0 | 812.1732 | -0.0014242 | 812.3725 | 0 | 812.1732 | -0.00091535 | 637.7591 | 2.7566e-05 | 806.91 | -0.00099496 | 635.191 | 0.0022 | 806.91 | -0.00019641 | 806.91 | -0.001322 | 637.7591 | 0.12324 | 637.7591 | 0.74019 | 812.1732 | -0.00036734 | 812.1732 | 0.00060769 | 946.5885 | 0.00492 | 812.1732 | 0.99805 | 946.2179 | 0 | 946.5885 | 0.9898 | 637.7591 | 0.06282
| 635.3118 | 0.0004462 | 812.4113 | -0.00036685 | 635.3118 | 0.00151 | 812.4113 | 0.00022248 | 812.6105 | 0 | 812.4113 | 0.00045596 | 637.8791 | 1.4102e-05 | 807.15 | 0.00062396 | 635.3118 | 0.00181 | 807.15 | -6.7263e-05 | 807.15 | 0.0019289 | 637.8791 | 0.11933 | 637.8791 | 0.72839 | 812.4113 | 0.00023195 | 812.4113 | 0.0017296 | 946.7568 | 0.00471 | 812.4113 | 0.998 | 946.3869 | 6.9993e-05 | 946.7568 | 0.98828 | 637.8791 | 0.06242
| 635.4327 | 0 | 812.6494 | 2.5177e-05 | 635.4327 | 0 | 812.6494 | -0.001244 | 812.8486 | 0 | 812.6494 | -0.00085244 | 637.9991 | 2.8193e-05 | 807.39 | -0.0024789 | 635.4327 | 0.00257 | 807.39 | -0.0027148 | 807.39 | -0.00073687 | 637.9991 | 0.11597 | 637.9991 | 0.7165 | 812.6494 | -0.00085349 | 812.6494 | -0.00036737 | 946.925 | 0.00471 | 812.6494 | 0.98994 | 946.556 | 0 | 946.925 | 0.98811 | 637.9991 | 0.06174
| 635.5535 | 0.00051807 | 812.8875 | 0.00079095 | 635.5535 | 0.00114 | 812.8875 | 0.00057356 | 813.0866 | 0 | 812.8875 | 0.00058879 | 638.1192 | 1.4192e-05 | 807.62 | 0.0011299 | 635.5535 | 0.00252 | 807.62 | -0.0023919 | 807.62 | -0.00015171 | 638.1192 | 0.11161 | 638.1192 | 0.7024 | 812.8875 | 0.0004661 | 812.8875 | 0.0022262 | 947.0932 | 0.00461 | 812.8875 | 0.99059 | 946.725 | 6.9993e-05 | 947.0932 | 0.98708 | 638.1192 | 0.06077
| 635.6744 | 0 | 813.1256 | -7.2443e-05 | 635.6744 | 0 | 813.1256 | -0.0011614 | 813.3247 | 0 | 813.1256 | -0.0010838 | 638.2392 | 2.7543e-05 | 807.86 | -0.00079259 | 635.6744 | 0.0006719 | 807.86 | -2.6905e-06 | 807.86 | 0.00043346 | 638.2392 | 0.10848 | 638.2392 | 0.69011 | 813.1256 | -0.00127 | 813.1256 | -0.00085208 | 947.2615 | 0.00473 | 813.1256 | 0.99582 | 946.894 | 0 | 947.2615 | 0.98667 | 638.2392 | 0.06004
| 635.7952 | 0.00048213 | 813.3638 | 0.00070654 | 635.7952 | 0.00137 | 813.3638 | 1.7935e-05 | 813.5628 | 0 | 813.3638 | 0.00061197 | 638.3592 | 1.3486e-05 | 808.1 | 0.00042159 | 635.7952 | 0.00084678 | 808.1 | -6.7263e-05 | 808.1 | -0.0014846 | 638.3592 | 0.10448 | 638.3592 | 0.67794 | 813.3638 | 0.00055912 | 813.3638 | 0.0012247 | 947.4297 | 0.00549 | 813.3638 | 0.99462 | 947.063 | 6.9993e-05 | 947.4297 | 0.98537 | 638.3592 | 0.05877
| 635.9161 | 0 | 813.6019 | -0.00088556 | 635.9161 | 0 | 813.6019 | -0.0013702 | 813.8009 | 0 | 813.6019 | -0.00087875 | 638.4793 | 2.6961e-05 | 808.34 | -0.00082632 | 635.9161 | 0.00055835 | 808.34 | -0.0037801 | 808.34 | -0.0013871 | 638.4793 | 0.10191 | 638.4793 | 0.66766 | 813.6019 | -0.00060331 | 813.6019 | -0.00056568 | 947.598 | 0.0058 | 813.6019 | 0.98948 | 947.232 | 0 | 947.598 | 0.98538 | 638.4793 | 0.05887
| 636.037 | 0.00019465 | 813.84 | 7.5688e-05 | 636.037 | 0.00074563 | 813.84 | 0.00026757 | 814.039 | 0 | 813.84 | 0.0005163 | 638.5993 | 1.3721e-05 | 808.58 | 0.0025801 | 636.037 | 0.00079001 | 808.58 | -0.0026179 | 808.58 | -0.0016147 | 638.5993 | 0.09822 | 638.5993 | 0.65478 | 813.84 | 0.00084932 | 813.84 | 0.0029622 | 947.7662 | 0.00666 | 813.84 | 0.98093 | 947.401 | 6.9993e-05 | 947.7662 | 0.98533 | 638.5993 | 0.05809
| 636.1578 | 0 | 814.0782 | -0.00067209 | 636.1578 | 0 | 814.0782 | -0.0013269 | 814.2771 | 0 | 814.0782 | -0.0010583 | 638.7193 | 2.8843e-05 | 808.81 | 0.00089378 | 636.1578 | 0 | 808.81 | 0.00064304 | 808.81 | -0.001127 | 638.7193 | 0.0958 | 638.7193 | 0.64312 | 814.0782 | -0.00064194 | 814.0782 | 5.6132e-05 | 947.9345 | 0.00592 | 814.0782 | 0.98893 | 947.57 | 0 | 947.9345 | 0.98658 | 638.7193 | 0.05811
| 636.2787 | 0.00030245 | 814.3164 | 0.0010147 | 636.2787 | 0.00182 | 814.3164 | 0.00065896 | 814.5152 | 0 | 814.3164 | 0.00073992 | 638.8394 | 1.539e-05 | 809.05 | 0.00069142 | 636.2787 | 0.00181 | 809.05 | 0.0013533 | 809.05 | 0.00053099 | 638.8394 | 0.09292 | 638.8394 | 0.63037 | 814.3164 | 0.00090307 | 814.3164 | 8.5274e-05 | 948.1027 | 0.00746 | 814.3164 | 0.97267 | 947.739 | 6.9993e-05 | 948.1027 | 0.98747 | 638.8394 | 0.05725
| 636.3996 | 0 | 814.5545 | -0.00096455 | 636.3996 | 0 | 814.5545 | -0.001368 | 814.7533 | 0 | 814.5545 | -0.00090763 | 638.9594 | 3.0041e-05 | 809.29 | -0.0023441 | 636.3996 | 0.00104 | 809.29 | -0.0023919 | 809.29 | -0.0012245 | 638.9594 | 0.09094 | 638.9594 | 0.61833 | 814.5545 | -0.00125 | 814.5545 | 0.0015803 | 948.271 | 0.00603 | 814.5545 | 0.97625 | 947.9081 | 0 | 948.271 | 0.98894 | 638.9594 | 0.05693
| 636.5205 | 0.00084148 | 814.7927 | 0.0016216 | 636.5205 | 0.00208 | 814.7927 | 0.00033201 | 814.9915 | 0 | 814.7927 | 0.00064903 | 639.0795 | 1.4841e-05 | 809.53 | -0.00079259 | 636.5205 | 0.00181 | 809.53 | 0.0025157 | 809.53 | 0.00079106 | 639.0795 | 0.08814 | 639.0795 | 0.60416 | 814.7927 | 0.00084651 | 814.7927 | 0.0031226 | 948.4392 | 0.00471 | 814.7927 | 0.97038 | 948.0771 | 5.0004e-05 | 948.4392 | 0.9896 | 639.0795 | 0.05595
| 636.6414 | 0 | 815.0309 | -0.00046976 | 636.6414 | 0 | 815.0309 | -0.0010456 | 815.2296 | 0 | 815.0309 | -0.00096724 | 639.1995 | 2.9414e-05 | 809.76 | -0.0009275 | 636.6414 | 0 | 809.76 | -0.00064841 | 809.76 | -0.0023624 | 639.1995 | 0.08593 | 639.1995 | 0.59114 | 815.0309 | -0.00069747 | 815.0309 | -9.3543e-05 | 948.6075 | 0.00466 | 815.0309 | 0.96784 | 948.2461 | 0 | 948.6075 | 0.99044 | 639.1995 | 0.05546
| 636.7624 | 0.00174 | 815.2691 | 0.00013086 | 636.7624 | 0.00062425 | 815.2691 | 0.0011589 | 815.4678 | 0 | 815.2691 | 0.00062167 | 639.3196 | 1.4629e-05 | 810 | 0.00089378 | 636.7624 | 0.00204 | 810 | 0.00064304 | 810 | 0.0011487 | 639.3196 | 0.08325 | 639.3196 | 0.57685 | 815.2691 | 0.00099345 | 815.2691 | 0.003474 | 948.7757 | 0.00635 | 815.2691 | 0.95894 | 948.4151 | 6.9993e-05 | 948.7757 | 0.98983 | 639.3196 | 0.0543
| 636.8833 | 0 | 815.5073 | -0.00031423 | 636.8833 | 0 | 815.5073 | -0.0019367 | 815.7059 | 0 | 815.5073 | -0.00087785 | 639.4396 | 2.7588e-05 | 810.24 | -0.00045532 | 636.8833 | 0.00223 | 810.24 | -0.00013183 | 810.24 | -0.0013871 | 639.4396 | 0.08125 | 639.4396 | 0.56476 | 815.5073 | -0.00079924 | 815.5073 | -0.0025078 | 948.944 | 0.00475 | 815.5073 | 0.95338 | 948.5842 | 0 | 948.944 | 0.99028 | 639.4396 | 0.05427
| 637.0042 | 0.00109 | 815.7455 | 0.00027099 | 637.0042 | 0.00192 | 815.7455 | 0.0002775 | 815.9441 | 0 | 815.7455 | 0.00047263 | 639.5597 | 1.3038e-05 | 810.48 | 0.00086005 | 637.0042 | 0.00227 | 810.48 | 0.0018699 | 810.48 | 0.0013112 | 639.5597 | 0.07844 | 639.5597 | 0.55276 | 815.7455 | 0.0013 | 815.7455 | 0.00028523 | 949.1122 | 0.00498 | 815.7455 | 0.95284 | 948.7532 | 6.9993e-05 | 949.1122 | 0.99035 | 639.5597 | 0.05308
| 637.1252 | 0 | 815.9837 | -0.00067362 | 637.1252 | 0 | 815.9837 | -0.00063435 | 816.1822 | 0 | 815.9837 | -0.00087927 | 639.6797 | 2.6524e-05 | 810.72 | -0.0034234 | 637.1252 | 0.00172 | 810.72 | -0.0017784 | 810.72 | -0.0018422 | 639.6797 | 0.07634 | 639.6797 | 0.5422 | 815.9837 | -0.00072506 | 815.9837 | -0.0013469 | 949.2805 | 0.00647 | 815.9837 | 0.94791 | 948.9222 | 0 | 949.2805 | 0.9913 | 639.6797 | 0.0534
| 637.2461 | 0.00051807 | 816.2219 | -0.00014449 | 637.2461 | 0.00147 | 816.2219 | -9.4309e-05 | 816.4204 | 0 | 816.2219 | 0.00038935 | 639.7998 | 1.3643e-05 | 810.95 | -0.0013997 | 637.2461 | 0.00244 | 810.95 | -0.00039012 | 810.95 | 0.00017338 | 639.7998 | 0.07358 | 639.7998 | 0.52915 | 816.2219 | 0.00072236 | 816.2219 | 0.00060258 | 949.4487 | 0.00533 | 816.2219 | 0.93917 | 949.0913 | 6.9993e-05 | 949.4487 | 0.99119 | 639.7998 | 0.05277
| 637.3671 | 0 | 816.4601 | -0.00062748 | 637.3671 | 0 | 816.4601 | -0.00085008 | 816.6586 | 0 | 816.4601 | -0.00081617 | 639.9198 | 2.8787e-05 | 811.19 | -0.0016695 | 637.3671 | 0.00027444 | 811.19 | -0.0006807 | 811.19 | 0.0009536 | 639.9198 | 0.07143 | 639.9198 | 0.5165 | 816.4601 | -0.00070251 | 816.4601 | -0.00050186 | 949.617 | 0.00508 | 816.4601 | 0.92909 | 949.2603 | 0 | 949.617 | 0.99218 | 639.9198 | 0.05322
| 637.4881 | 0.00131 | 816.6984 | -0.00082753 | 637.4881 | 0.00064159 | 816.6984 | 8.9405e-05 | 816.8968 | 0 | 816.6984 | 0.00030498 | 640.0399 | 1.5312e-05 | 811.43 | 0.0012985 | 637.4881 | 0.00204 | 811.43 | 0.0011596 | 811.43 | 0.0009536 | 640.0399 | 0.06867 | 640.0399 | 0.5032 | 816.6984 | 0.00056101 | 816.6984 | 0.00029223 | 949.7853 | 0.00466 | 816.6984 | 0.92525 | 949.4294 | 6.9993e-05 | 949.7853 | 0.9935 | 640.0399 | 0.05194
| 637.6091 | 0 | 816.9366 | 0.0003906 | 637.6091 | 0 | 816.9366 | -0.0015159 | 817.135 | 0 | 816.9366 | -0.00089753 | 640.1599 | 3.0299e-05 | 811.67 | 0.0012985 | 637.6091 | 0.00050157 | 811.67 | -0.0031667 | 811.67 | -0.00031426 | 640.1599 | 0.06669 | 640.1599 | 0.49184 | 816.9366 | -0.00079487 | 816.9366 | 0.0001058 | 949.9535 | 0.00343 | 816.9366 | 0.91649 | 949.5984 | 0 | 949.9535 | 0.99613 | 640.1599 | 0.05233
| 637.7301 | 0 | 817.1749 | 0.00025675 | 637.7301 | 0.00151 | 817.1749 | 0.00030846 | 817.3732 | 0 | 817.1749 | 0.0004256 | 640.28 | 1.5121e-05 | 811.91 | 0.0018719 | 637.7301 | 0.00119 | 811.91 | 0.0014502 | 811.91 | -0.0014521 | 640.28 | 0.06402 | 640.28 | 0.47934 | 817.1749 | 0.00105 | 817.1749 | 0.0003138 | 950.1218 | 0.00524 | 817.1749 | 0.90478 | 949.7675 | 5.0004e-05 | 950.1218 | 0.99798 | 640.28 | 0.05139
| 637.8511 | 0 | 817.4131 | -0.001499 | 637.8511 | 0 | 817.4131 | -0.00099871 | 817.6115 | 0 | 817.4131 | -0.00083806 | 640.4 | 2.8944e-05 | 812.15 | -0.00086005 | 637.8511 | 0.00252 | 812.15 | -3.4977e-05 | 812.15 | 4.3346e-05 | 640.4 | 0.06168 | 640.4 | 0.46834 | 817.4131 | -0.0011 | 817.4131 | 0.00065865 | 950.2901 | 0.00387 | 817.4131 | 0.8927 | 949.9365 | 0 | 950.2901 | 1 | 640.4 | 0.05222
| 637.9721 | 0.00109 | 817.6514 | 0.00041084 | 637.9721 | 0.0006936 | 817.6514 | 0.00050257 | 817.8497 | 0 | 817.6514 | 0.00063327 | 640.5201 | 1.4001e-05 | 812.38 | 0.00082632 | 637.9721 | 0.00147 | 812.38 | 0.0010628 | 812.38 | 0.0010836 | 640.5201 | 0.05815 | 640.5201 | 0.45599 | 817.6514 | 0.00105 | 817.6514 | 0.0012234 | 950.4583 | 0.00515 | 817.6514 | 0.88733 | 950.1056 | 3.0002e-05 | 950.4583 | 0.99993 | 640.5201 | 0.05055
| 638.0931 | 0 | 817.8897 | -0.00070889 | 638.0931 | 0 | 817.8897 | -0.00097288 | 818.0879 | 0 | 817.8897 | -0.00093202 | 640.6402 | 2.8115e-05 | 812.62 | 0.00089378 | 638.0931 | 0.00147 | 812.62 | -0.0031345 | 812.62 | 7.5855e-05 | 640.6402 | 0.05582 | 640.6402 | 0.44463 | 817.8897 | -0.00085574 | 817.8897 | 0.0018049 | 950.6266 | 0.00563 | 817.8897 | 0.87697 | 950.2746 | 0 | 950.6266 | 0.99981 | 640.6402 | 0.051
| 638.2141 | 0 | 818.128 | 0.00033166 | 638.2141 | 0.00084967 | 818.128 | 2.6354e-05 | 818.3262 | 0 | 818.128 | 0.00065395 | 640.7603 | 1.4293e-05 | 812.86 | -0.0015008 | 638.2141 | 0.00229 | 812.86 | -0.00097128 | 812.86 | -0.00076939 | 640.7603 | 0.05262 | 640.7603 | 0.43329 | 818.128 | 0.00115 | 818.128 | 0.0011097 | 950.7949 | 0.00528 | 818.128 | 0.86512 | 950.4437 | 6.9993e-05 | 950.7949 | 0.99822 | 640.7603 | 0.04942
| 638.3352 | 0 | 818.3663 | -0.00064429 | 638.3352 | 0 | 818.3663 | -0.0018064 | 818.5644 | 0 | 818.3663 | -0.00075207 | 640.8803 | 2.7935e-05 | 813.1 | 0.0010961 | 638.3352 | 0 | 813.1 | -0.0019399 | 813.1 | -0.0022648 | 640.8803 | 0.05141 | 640.8803 | 0.42302 | 818.3663 | -0.0007928 | 818.3663 | 0.00068922 | 950.9631 | 0.00547 | 818.3663 | 0.86557 | 950.6128 | 0 | 950.9631 | 0.99695 | 640.8803 | 0.05006
| 638.4562 | 0.00142 | 818.6046 | -6.3956e-05 | 638.4562 | 0.00161 | 818.6046 | 0.00011542 | 818.8027 | 0 | 818.6046 | 0.00058628 | 641.0004 | 1.3844e-05 | 813.34 | -0.00086005 | 638.4562 | 0.00289 | 813.34 | 0.00012645 | 813.34 | 0.0011812 | 641.0004 | 0.04903 | 641.0004 | 0.41253 | 818.6046 | 0.00083864 | 818.6046 | 5.1395e-05 | 951.1314 | 0.00454 | 818.6046 | 0.85665 | 950.7818 | 6.9993e-05 | 951.1314 | 0.99425 | 641.0004 | 0.04866
| 638.5773 | 0 | 818.8429 | -0.00099088 | 638.5773 | 0 | 818.8429 | -0.0019735 | 819.041 | 0 | 818.8429 | -0.00093673 | 641.1205 | 2.8137e-05 | 813.57 | -0.0022092 | 638.5773 | 0.00158 | 813.57 | -0.0017784 | 813.57 | 0.00014088 | 641.1205 | 0.04844 | 641.1205 | 0.40249 | 818.8429 | -0.00109 | 818.8429 | -0.00037315 | 951.2997 | 0.00594 | 818.8429 | 0.83975 | 950.9509 | 0 | 951.2997 | 0.99185 | 641.1205 | 0.04935
| 638.6983 | 0.00196 | 819.0812 | 0.00029892 | 638.6983 | 0.00090168 | 819.0812 | 0.00043302 | 819.2793 | 0 | 819.0812 | 0.00072379 | 641.2405 | 1.7216e-05 | 813.81 | 0.00042159 | 638.6983 | 0.0019 | 813.81 | 0.0012242 | 813.81 | 0.00030341 | 641.2405 | 0.04788 | 641.2405 | 0.3899 | 819.0812 | -2.2764e-05 | 819.0812 | 0.0015773 | 951.4679 | 0.00549 | 819.0812 | 0.82759 | 951.12 | 6.9993e-05 | 951.4679 | 0.98934 | 641.2405 | 0.04903
| 638.8194 | 0 | 819.3195 | 6.5615e-05 | 638.8194 | 0 | 819.3195 | 0.00034797 | 819.5176 | 0 | 819.3195 | 0.00064563 | 641.3606 | 2.0419e-05 | 814.05 | 0.00038786 | 638.8194 | 0.00181 | 814.05 | 0.00086903 | 814.05 | -0.00028175 | 641.3606 | 0.04782 | 641.3606 | 0.37643 | 819.3195 | 0.0011 | 819.3195 | 0.002617 | 951.6362 | 0.00629 | 819.3195 | 0.80429 | 951.289 | 2.6669e-05 | 951.6362 | 0.98777 | 641.3606 | 0.04886
| 638.9405 | 0.00106 | 819.5578 | -0.00044162 | 638.9405 | 0.00118 | 819.5578 | -0.0012138 | 819.7559 | 0 | 819.5578 | -0.00085742 | 641.4807 | 9.6553e-06 | 814.29 | -0.00038786 | 638.9405 | 0.00019395 | 814.29 | -0.0021658 | 814.29 | -0.00099695 | 641.4807 | 0.04568 | 641.4807 | 0.364 | 819.5578 | -0.00080372 | 819.5578 | -0.00076432 | 951.8045 | 0.00438 | 819.5578 | 0.79645 | 951.4581 | 0 | 951.8045 | 0.98669 | 641.4807 | 0.0487
| 639.0616 | 0 | 819.7962 | 0.00031063 | 639.0616 | 0 | 819.7962 | 0.00094151 | 819.9942 | 0 | 819.7962 | 0.00058941 | 641.6008 | 9.5993e-06 | 814.53 | 0.0025465 | 639.0616 | 0.00107 | 814.53 | 0.0014179 | 814.53 | 0.00036844 | 641.6008 | 0.04198 | 641.6008 | 0.35345 | 819.7962 | 0.00069937 | 819.7962 | 0.003039 | 951.9728 | 0.00573 | 819.7962 | 0.77089 | 951.6272 | 2.6669e-05 | 951.9728 | 0.9856 | 641.6008 | 0.04756
| 639.1826 | 0.00023058 | 820.0345 | -0.0010455 | 639.1826 | 0.00102 | 820.0345 | -0.0010104 | 820.2325 | 0 | 820.0345 | -0.00091338 | 641.7209 | 9.0729e-06 | 814.76 | -0.0029174 | 639.1826 | 0.0017 | 814.76 | -0.0011973 | 814.76 | -0.00099695 | 641.7209 | 0.03952 | 641.7209 | 0.3448 | 820.0345 | -0.00091043 | 820.0345 | -0.00068651 | 952.1411 | 0.00397 | 820.0345 | 0.76224 | 951.7963 | 1.0001e-05 | 952.1411 | 0.98467 | 641.7209 | 0.04797
| 639.3038 | 0 | 820.2729 | -0.00016504 | 639.3038 | 0 | 820.2729 | 0.00025291 | 820.4708 | 0 | 820.2729 | 0.00055162 | 641.841 | 8.7032e-06 | 815 | -0.00015177 | 639.3038 | 0.00124 | 815 | 0.00028789 | 815 | -0.00024923 | 641.841 | 0.03673 | 641.841 | 0.33481 | 820.2729 | 7.3482e-05 | 820.2729 | 0.00080645 | 952.3093 | 0.00443 | 820.2729 | 0.74626 | 951.9653 | 6.6672e-06 | 952.3093 | 0.98255 | 641.841 | 0.04707
| 639.4249 | 0 | 820.5112 | -0.0011225 | 639.4249 | 0.00146 | 820.5112 | -0.0015604 | 820.7092 | 0 | 820.5112 | -0.0010218 | 641.9611 | 8.58e-06 | 815.24 | 0.0014334 | 639.4249 | 0.00173 | 815.24 | 0.0029354 | 815.24 | 0.0028067 | 641.9611 | 0.03606 | 641.9611 | 0.3264 | 820.5112 | -0.00112 | 820.5112 | -0.00062821 | 952.4776 | 0.00478 | 820.5112 | 0.73308 | 952.1344 | 1.0001e-05 | 952.4776 | 0.98057 | 641.9611 | 0.04746
| 639.546 | 0 | 820.7496 | 0.00085649 | 639.546 | 0 | 820.7496 | 0.00043718 | 820.9475 | 0 | 820.7496 | 0.0004985 | 642.0811 | 8.468e-06 | 815.48 | -0.00025296 | 639.546 | 0 | 815.48 | -0.0019076 | 815.48 | -0.00096444 | 642.0811 | 0.0317 | 642.0811 | 0.3174 | 820.7496 | 0.00115 | 820.7496 | 0.002417 | 952.6459 | 0.00584 | 820.7496 | 0.71798 | 952.3035 | 2.6669e-05 | 952.6459 | 0.97768 | 642.0811 | 0.04695
| 639.6671 | 5.091e-05 | 820.988 | -0.0012305 | 639.6671 | 0.0018 | 820.988 | -0.0018399 | 821.1859 | 0 | 820.988 | -0.00093327 | 642.2012 | 8.132e-06 | 815.72 | -0.0012985 | 639.6671 | 0.00224 | 815.72 | 0.0011273 | 815.72 | -0.0001192 | 642.2012 | 0.02961 | 642.2012 | 0.30814 | 820.988 | -0.00111 | 820.988 | -0.00015941 | 952.8142 | 0.00547 | 820.988 | 0.70962 | 952.4726 | 3.0002e-05 | 952.8142 | 0.97572 | 642.2012 | 0.04728
| 639.7882 | 0 | 821.2264 | 0.00017325 | 639.7882 | 0 | 821.2264 | 0.00071984 | 821.4242 | 0 | 821.2264 | 0.00055502 | 642.3213 | 8.0648e-06 | 815.95 | 0.00059023 | 639.7882 | 0.00064351 | 815.95 | -0.0013264 | 815.95 | -2.1673e-05 | 642.3213 | 0.02508 | 642.3213 | 0.29804 | 821.2264 | 0.00040522 | 821.2264 | 0.0014477 | 952.9825 | 0.00626 | 821.2264 | 0.6863 | 952.6417 | 6.6672e-06 | 952.9825 | 0.97342 | 642.3213 | 0.04704
| 639.9094 | 0.00192 | 821.4647 | -0.0011752 | 639.9094 | 0.00091902 | 821.4647 | -0.0016195 | 821.6626 | 0 | 821.4647 | -0.00085986 | 642.4414 | 8.6024e-06 | 816.19 | -0.0011973 | 639.9094 | 0.00295 | 816.19 | -0.0020045 | 816.19 | 0.00046596 | 642.4414 | 0.02508 | 642.4414 | 0.28981 | 821.4647 | -0.00096427 | 821.4647 | -0.00046053 | 953.1508 | 0.00371 | 821.4647 | 0.67706 | 952.8108 | 3.0002e-05 | 953.1508 | 0.9721 | 642.4414 | 0.04732
| 640.0305 | 0.00010798 | 821.7031 | -0.00011184 | 640.0305 | 0 | 821.7031 | 0.00053431 | 821.901 | 0 | 821.7031 | 0.00074643 | 642.5615 | 8.132e-06 | 816.43 | 0.00086005 | 640.0305 | 0.0009558 | 816.43 | -0.0011327 | 816.43 | 0.00075855 | 642.5615 | 0.02497 | 642.5615 | 0.28191 | 821.7032 | 0.00052463 | 821.7031 | 0.001139 | 953.3191 | 0.00485 | 821.7031 | 0.65488 | 952.9799 | 0 | 953.3191 | 0.97089 | 642.5615 | 0.0473
| 640.1517 | 0.000554 | 821.9416 | -0.00088313 | 640.1517 | 0.00074563 | 821.9416 | -0.0013861 | 822.1394 | 0 | 821.9416 | -0.0010089 | 642.6816 | 8.244e-06 | 816.67 | 0.00021923 | 640.1517 | 0.00027911 | 816.67 | 0.00032017 | 816.67 | 0.0016688 | 642.6816 | 0.02601 | 642.6816 | 0.27489 | 821.9416 | -0.0008653 | 821.9416 | -0.0006978 | 953.4873 | 0.00251 | 821.9416 | 0.63669 | 953.149 | 1.0001e-05 | 953.4873 | 0.97084 | 642.6816 | 0.04751
| 640.2729 | 0 | 822.18 | 0.0007721 | 640.2729 | 0 | 822.18 | 0.0010593 | 822.3777 | 0 | 822.18 | 0.00056769 | 642.8017 | 8.3e-06 | 816.91 | -0.00052277 | 640.2729 | 0 | 816.91 | 0.00041703 | 816.91 | 0.00010836 | 642.8017 | 0.02625 | 642.8017 | 0.26631 | 822.18 | 0.00087481 | 822.18 | 0.00163 | 953.6557 | 0.00503 | 822.18 | 0.62058 | 953.3181 | 4.667e-05 | 953.6557 | 0.96963 | 642.8017 | 0.04791
| 640.3941 | 0.00094928 | 822.4184 | -0.001114 | 640.3941 | 0.00106 | 822.4184 | -0.00090708 | 822.6161 | 0 | 822.4184 | -0.00081624 | 642.9218 | 9.7001e-06 | 817.15 | -0.0021416 | 640.3941 | 0.00198 | 817.15 | -0.001165 | 817.15 | -0.0019397 | 642.9218 | 0.02497 | 642.9218 | 0.25852 | 822.4184 | -0.00044335 | 822.4184 | 0.00091166 | 953.8239 | 0.00557 | 822.4184 | 0.61512 | 953.4872 | 3.0002e-05 | 953.8239 | 0.96859 | 642.9218 | 0.04808
| 640.5153 | 0 | 822.6568 | 0.00058789 | 640.5153 | 0 | 822.6568 | -0.00025962 | 822.8546 | 0 | 822.6568 | 0.00054129 | 643.0419 | 9.6553e-06 | 817.38 | 0.0005565 | 640.5153 | 0.00351 | 817.38 | 0.0012242 | 817.38 | -0.0021673 | 643.0419 | 0.02515 | 643.0419 | 0.25059 | 822.6568 | 0.00070767 | 822.6568 | 0.0028033 | 953.9922 | 0.0052 | 822.6568 | 0.59511 | 953.6563 | 0 | 953.9922 | 0.96648 | 643.0419 | 0.04865
| 640.6364 | 8.684e-05 | 822.8953 | -0.00098092 | 640.6364 | 0.00134 | 822.8953 | -0.0011421 | 823.093 | 0 | 822.8953 | -0.000971 | 643.1621 | 9.9129e-06 | 817.62 | -0.00021923 | 640.6364 | 0.00181 | 817.62 | -0.00019641 | 817.62 | 0.0011487 | 643.1621 | 0.02373 | 643.1621 | 0.24461 | 822.8953 | -0.00014301 | 822.8953 | 3.4831e-05 | 954.1605 | 0.00513 | 822.8953 | 0.58244 | 953.8254 | 1.0001e-05 | 954.1605 | 0.96515 | 643.1621 | 0.0482
| 640.7577 | 0 | 823.1337 | -1.4866e-05 | 640.7577 | 0 | 823.1337 | 0.000553 | 823.3314 | 0 | 823.1337 | 0.00060764 | 643.2822 | 8.132e-06 | 817.86 | 0.00021923 | 640.7577 | 0.00118 | 817.86 | 9.4169e-05 | 817.86 | -0.001127 | 643.2822 | 0.02452 | 643.2822 | 0.23802 | 823.1337 | 0.00091454 | 823.1337 | 0.00058177 | 954.3288 | 0.00501 | 823.1337 | 0.56754 | 953.9945 | 6.6672e-06 | 954.3288 | 0.96257 | 643.2822 | 0.04852
| 640.8789 | 1.4969e-05 | 823.3722 | -0.00096045 | 640.8789 | 0.00010404 | 823.3722 | -0.0008153 | 823.5698 | 0 | 823.3722 | -0.00098461 | 643.4023 | 9.3081e-06 | 818.1 | -0.0022092 | 640.8789 | 0.00229 | 818.1 | 0.0002556 | 818.1 | -0.0023624 | 643.4023 | 0.0239 | 643.4023 | 0.23137 | 823.3722 | -0.00112 | 823.3722 | 1.7195e-05 | 954.4971 | 0.00441 | 823.3722 | 0.55203 | 954.1637 | 3.0002e-05 | 954.4971 | 0.96014 | 643.4023 | 0.04831
| 641.0001 | 0 | 823.6106 | -7.8232e-05 | 641.0001 | 0 | 823.6106 | -0.00013217 | 823.8083 | 0 | 823.6106 | 0.0005851 | 643.5224 | 8.58e-06 | 818.34 | 0.0019393 | 641.0001 | 0.00135 | 818.34 | 0.0002556 | 818.34 | 0.0013438 | 643.5224 | 0.02357 | 643.5224 | 0.22349 | 823.6106 | 0.00098364 | 823.6106 | 0.0003174 | 954.6654 | 0.00726 | 823.6106 | 0.54314 | 954.3328 | 0 | 954.6654 | 0.95719 | 643.5224 | 0.04895
| 641.1213 | 0.00167 | 823.8491 | -0.001097 | 641.1213 | 0.00093636 | 823.8491 | -0.0014502 | 824.0467 | 0 | 823.8491 | -0.0010624 | 643.6425 | 9.0729e-06 | 818.58 | -0.00072515 | 641.1213 | 0.00158 | 818.58 | -0.0011327 | 818.58 | -0.00021673 | 643.6425 | 0.02265 | 643.6425 | 0.21718 | 823.8491 | -0.00165 | 823.8491 | -0.00079041 | 954.8337 | 0.00364 | 823.8491 | 0.52277 | 954.5019 | 1.0001e-05 | 954.8337 | 0.95504 | 643.6425 | 0.04816
| 641.2426 | 0 | 824.0876 | 0.00091862 | 641.2426 | 0 | 824.0876 | -0.0002775 | 824.2852 | 0 | 824.0876 | 0.00074212 | 643.7626 | 8.7816e-06 | 818.81 | 0.0011299 | 641.2426 | 0.00184 | 818.81 | 0.00028789 | 818.81 | -0.00086692 | 643.7626 | 0.02126 | 643.7626 | 0.21184 | 824.0876 | 0.000684 | 824.0876 | 0.0015237 | 955.002 | 0.00587 | 824.0876 | 0.50001 | 954.671 | 6.6672e-06 | 955.002 | 0.95251 | 643.7626 | 0.04829
| 641.3638 | 0 | 824.326 | -0.00017864 | 641.3638 | 0.00104 | 824.326 | -0.00066687 | 824.5237 | 0 | 824.326 | -0.00095586 | 643.8827 | 9.7561e-06 | 819.05 | -0.003221 | 641.3638 | 0.00127 | 819.05 | 0.0009659 | 819.05 | -0.0021998 | 643.8827 | 0.02018 | 643.8827 | 0.20743 | 824.326 | -0.00071572 | 824.326 | -0.0019627 | 955.1703 | 0.0045 | 824.326 | 0.48759 | 954.8401 | 3.0002e-05 | 955.1703 | 0.95007 | 643.8827 | 0.04759
| 641.4851 | 0 | 824.5645 | 0.00045062 | 641.4851 | 0 | 824.5645 | 0.0013009 | 824.7621 | 0 | 824.5645 | 0.00057126 | 644.0029 | 1.0193e-05 | 819.29 | 0.00065769 | 641.4851 | 0.00184 | 819.29 | 0.0013533 | 819.29 | 0.0014737 | 644.0029 | 0.01773 | 644.0029 | 0.20294 | 824.5645 | 0.00104 | 824.5645 | 0.00056251 | 955.3386 | 0.00582 | 824.5645 | 0.4712 | 955.0093 | 0 | 955.3386 | 0.94647 | 644.0029 | 0.0476
| 641.6064 | 0.00116 | 824.803 | -0.00061365 | 641.6064 | 0.00067626 | 824.803 | -0.0011369 | 825.0006 | 0 | 824.803 | -0.00088623 | 644.123 | 1.0529e-05 | 819.53 | -0.0015008 | 641.6064 | 0.0009603 | 819.53 | -0.0021013 | 819.53 | 0.0002384 | 644.123 | 0.01612 | 644.123 | 0.19845 | 824.803 | -0.00088129 | 824.803 | -0.00071741 | 955.5069 | 0.00438 | 824.803 | 0.46379 | 955.1784 | 1.0001e-05 | 955.5069 | 0.94347 | 644.123 | 0.04511
| 641.7276 | 0 | 825.0415 | 0.00010926 | 641.7276 | 0 | 825.0415 | 0.00060417 | 825.2391 | 0 | 825.0415 | 0.00058618 | 644.2431 | 9.4201e-06 | 819.77 | -0.00045532 | 641.7276 | 0.00047317 | 819.77 | 0.00051389 | 819.77 | 0.0009211 | 644.2431 | 0.01401 | 644.2431 | 0.19289 | 825.0415 | 8.7628e-05 | 825.0415 | 0.00039343 | 955.6753 | 0.00476 | 825.0415 | 0.44288 | 955.3475 | 6.6672e-06 | 955.6753 | 0.9404 | 644.2431 | 0.04501
| 641.8489 | 0.00080555 | 825.2801 | -0.0010164 | 641.8489 | 0.00125 | 825.2801 | -0.0016494 | 825.4776 | 0 | 825.2801 | -0.0010329 | 644.3632 | 9.4873e-06 | 820 | -0.0030523 | 641.8489 | 0.00272 | 820 | -0.0011973 | 820 | -0.0010295 | 644.3632 | 0.01366 | 644.3632 | 0.18768 | 825.28 | -0.00061561 | 825.2801 | -0.001173 | 955.8436 | 0.0036 | 825.2801 | 0.42915 | 955.5167 | 3.0002e-05 | 955.8436 | 0.93858 | 644.3632 | 0.04354
| 641.9702 | 0 | 825.5186 | -0.00032175 | 641.9702 | 0 | 825.5186 | 0.00068276 | 825.7161 | 0 | 825.5186 | 0.00068653 | 644.4834 | 9.3641e-06 | 820.24 | -0.00096123 | 641.9702 | 0.00175 | 820.24 | -0.0014878 | 820.24 | -0.00057433 | 644.4834 | 0.01197 | 644.4834 | 0.18138 | 825.5186 | 0.00041791 | 825.5186 | 0.00044878 | 956.0119 | 0.00629 | 825.5186 | 0.41594 | 955.6858 | 0 | 956.0119 | 0.93731 | 644.4834 | 0.0448
| 642.0915 | 0.00058994 | 825.7571 | -0.0004763 | 642.0915 | 0.00147 | 825.7571 | -0.00065505 | 825.9547 | 0 | 825.7571 | -0.00094986 | 644.6035 | 1.0854e-05 | 820.48 | -0.00042159 | 642.0915 | 0.00266 | 820.48 | -0.00080984 | 820.48 | -0.00089942 | 644.6035 | 0.01163 | 644.6035 | 0.17722 | 825.7571 | -0.00080156 | 825.7571 | -0.0016127 | 956.1802 | 0.00448 | 825.7571 | 0.40587 | 955.855 | 1.0001e-05 | 956.1802 | 0.9369 | 644.6035 | 0.0434
| 642.2128 | 0 | 825.9956 | 0.00014143 | 642.2128 | 0 | 825.9956 | 0.00075452 | 826.1932 | 0 | 825.9956 | 0.00071982 | 644.7236 | 1.0271e-05 | 820.72 | -0.00099496 | 642.2128 | 0.00257 | 820.72 | 6.1882e-05 | 820.72 | 0.0011162 | 644.7236 | 0.01005 | 644.7236 | 0.17153 | 825.9956 | 0.00057229 | 825.9956 | 0.0015791 | 956.3485 | 0.00559 | 825.9956 | 0.3941 | 956.0241 | 6.6672e-06 | 956.3485 | 0.93672 | 644.7236 | 0.0423
| 642.3341 | 0.00037433 | 826.2342 | -0.00093617 | 642.3341 | 0.00137 | 826.2342 | -0.001927 | 826.4317 | 0 | 826.2342 | -0.0011151 | 644.8438 | 1.1235e-05 | 820.96 | -0.00011805 | 642.3341 | 0.00215 | 820.96 | 0.0012888 | 820.96 | 0.00020589 | 644.8438 | 0.00984 | 644.8438 | 0.1675 | 826.2342 | -0.0006496 | 826.2342 | -0.0012841 | 956.5168 | 0.00478 | 826.2342 | 0.3839 | 956.1933 | 0 | 956.5168 | 0.93617 | 644.8438 | 0.0407
| 642.4555 | 0 | 826.4727 | -0.00016983 | 642.4555 | 0 | 826.4727 | -6.7124e-05 | 826.6703 | 0 | 826.4727 | 0.00055766 | 644.9639 | 1.0249e-05 | 821.2 | -0.00045532 | 642.4555 | 0.00178 | 821.2 | 0.0018699 | 821.2 | -0.00054182 | 644.9639 | 0.00842 | 644.9639 | 0.16219 | 826.4727 | 0.00109 | 826.4727 | 0.0024978 | 956.6851 | 0.00527 | 826.4727 | 0.36968 | 956.3624 | 0 | 956.6851 | 0.93348 | 644.9639 | 0.04027
| 642.5768 | 0.00062587 | 826.7113 | -0.0015016 | 642.5768 | 0.00123 | 826.7113 | -0.001226 | 826.9088 | 0 | 826.7113 | -0.00097069 | 645.084 | 1.0484e-05 | 821.43 | -0.002715 | 642.5768 | 0.00102 | 821.43 | -0.00013183 | 821.43 | 0.0020915 | 645.084 | 0.00821 | 645.084 | 0.15797 | 826.7113 | -0.0004873 | 826.7113 | -0.0011651 | 956.8534 | 0.00475 | 826.7113 | 0.36229 | 956.5316 | 3.0002e-05 | 956.8534 | 0.92954 | 645.084 | 0.04016
| 642.6982 | 0 | 826.9499 | 0.00052322 | 642.6982 | 0 | 826.9499 | -8.9623e-05 | 827.1474 | 0 | 826.9499 | 0.0006391 | 645.2042 | 8.3672e-06 | 821.67 | -0.00021923 | 642.6982 | 0.00027444 | 821.67 | 0.00083675 | 821.67 | 0.0019289 | 645.2042 | 0.00669 | 645.2042 | 0.15285 | 826.9499 | 0.00031678 | 826.9499 | 0.002548 | 957.0217 | 0.0042 | 826.9499 | 0.33888 | 956.7007 | 2.6669e-05 | 957.0217 | 0.92414 | 645.2042 | 0.03959
| 642.8195 | 0 | 827.1884 | -0.00022598 | 642.8195 | 0.00088435 | 827.1884 | -0.0012727 | 827.3859 | 0 | 827.1884 | -0.00084049 | 645.3243 | 7.0679e-06 | 821.91 | -0.0015008 | 642.8195 | 0.00136 | 821.91 | -0.00058385 | 821.91 | 0.0016363 | 645.3243 | 0.0067 | 645.3243 | 0.14938 | 827.1884 | -0.00044362 | 827.1884 | 0.00019312 | 957.1901 | 0.00733 | 827.1884 | 0.33269 | 956.8699 | 0 | 957.1901 | 0.91931 | 645.3243 | 0.03908
| 642.9409 | 0 | 827.427 | 0.00050371 | 642.9409 | 0 | 827.427 | 8.0677e-05 | 827.6245 | 0 | 827.427 | 0.000458 | 645.4445 | 6.4406e-06 | 822.15 | 0.00059023 | 642.9409 | 0.00141 | 822.15 | -0.0021013 | 822.15 | -0.00050931 | 645.4445 | 0.00533 | 645.4445 | 0.14497 | 827.427 | 0.00030507 | 827.427 | 0.00054385 | 957.3584 | 0.00524 | 827.427 | 0.32439 | 957.039 | 2.6669e-05 | 957.3584 | 0.91432 | 645.4445 | 0.03863
| 643.0622 | 0.00075165 | 827.6656 | -0.00078341 | 643.0622 | 0.00227 | 827.6656 | -0.00036329 | 827.8631 | 0 | 827.6656 | -0.00091702 | 645.5646 | 7.6951e-06 | 822.39 | -0.0023104 | 643.0622 | 0.00141 | 822.39 | -0.0012296 | 822.39 | -0.0019722 | 645.5646 | 0.00537 | 645.5646 | 0.14203 | 827.6656 | -0.00058421 | 827.6656 | 0.0018883 | 957.5267 | 0.00389 | 827.6656 | 0.31118 | 957.2082 | 1.0001e-05 | 957.5267 | 0.91011 | 645.5646 | 0.03865
| 643.1836 | 0 | 827.9042 | -0.001405 | 643.1836 | 0 | 827.9042 | 0.00013795 | 828.1017 | 0 | 827.9042 | 0.00062465 | 645.6848 | 8.4232e-06 | 822.63 | 0.0013997 | 643.1836 | 0.00152 | 822.63 | 0.001095 | 822.63 | -0.001257 | 645.6848 | 0.00391 | 645.6848 | 0.13712 | 827.9042 | -8.1646e-05 | 827.9042 | 0.00032607 | 957.695 | 0.00538 | 827.9042 | 0.3015 | 957.3773 | 6.6672e-06 | 957.695 | 0.90566 | 645.6848 | 0.03726
| 643.305 | 0.0012 | 828.1428 | -0.00019644 | 643.305 | 0.00097105 | 828.1428 | -0.00062396 | 828.3403 | 0 | 828.1428 | -0.0009179 | 645.8049 | 9.9913e-06 | 822.86 | 8.4319e-05 | 643.305 | 0.00081839 | 822.86 | -0.00016412 | 822.86 | 0.0015062 | 645.8049 | 0.00372 | 645.8049 | 0.13388 | 828.1428 | -0.00033436 | 828.1428 | -0.0012772 | 957.8634 | 0.00478 | 828.1428 | 0.29068 | 957.5465 | 0 | 957.8634 | 0.90182 | 645.8049 | 0.03817
| 643.4264 | 0 | 828.3814 | -1.0645e-05 | 643.4264 | 0 | 828.3814 | 0.00016209 | 828.5789 | 0 | 828.3814 | 0.00044626 | 645.9251 | 9.8905e-06 | 823.1 | -0.0001855 | 643.4264 | 0.00135 | 823.1 | 2.9596e-05 | 823.1 | -8.6692e-05 | 645.9251 | 0.0025 | 645.9251 | 0.12924 | 828.3814 | 0.000346 | 828.3814 | 0.00039287 | 958.0317 | 0.00578 | 828.3814 | 0.28176 | 957.7157 | 0 | 958.0317 | 0.89683 | 645.9251 | 0.0369
| 643.5478 | 0.00019465 | 828.62 | -0.0007045 | 643.5478 | 0.00095371 | 828.62 | -0.00063986 | 828.8175 | 0 | 828.62 | -0.00096467 | 646.0452 | 1.0171e-05 | 823.34 | -0.0018719 | 643.5478 | 0.00133 | 823.34 | -0.0010358 | 823.34 | -0.00021673 | 646.0452 | 0.00247 | 646.0452 | 0.1261 | 828.62 | -0.00048296 | 828.62 | -0.0012564 | 958.2 | 0.00434 | 828.62 | 0.2702 | 957.8849 | 0 | 958.2 | 0.89285 | 646.0452 | 0.03814
| 643.6692 | 0 | 828.8587 | 1.5491e-05 | 643.6692 | 0 | 828.8587 | 0.00013656 | 829.0562 | 0 | 828.8587 | 0.00058029 | 646.1654 | 9.2297e-06 | 823.58 | -0.00099496 | 643.6692 | 0.00021766 | 823.58 | 2.9596e-05 | 823.58 | -0.00044429 | 646.1654 | 0.00143 | 646.1654 | 0.12219 | 828.8587 | 0.00022981 | 828.8587 | 0.0011056 | 958.3683 | 0.00512 | 828.8587 | 0.26178 | 958.054 | 0 | 958.3683 | 0.88839 | 646.1654 | 0.03615
| 643.7907 | 0.0012 | 829.0973 | 0.00016545 | 643.7907 | 0.00019074 | 829.0973 | -0.0012139 | 829.2948 | 0 | 829.0973 | -0.00092074 | 646.2855 | 8.3e-06 | 823.82 | 0.00065769 | 643.7907 | 0 | 823.82 | 0.00012645 | 823.82 | -2.1673e-05 | 646.2855 | 0.00174 | 646.2855 | 0.1198 | 829.0973 | -0.00049989 | 829.0973 | 0.0023807 | 958.5367 | 0.0054 | 829.0973 | 0.25213 | 958.2232 | 1.0001e-05 | 958.5367 | 0.88452 | 646.2855 | 0.03785
| 643.9121 | 0 | 829.3359 | -0.00018709 | 643.9121 | 0 | 829.3359 | 0.00096551 | 829.5335 | 0 | 829.3359 | 0.00044492 | 646.4057 | 7.4599e-06 | 824.06 | 0.0016358 | 643.9121 | 0 | 824.06 | 0.00038475 | 824.06 | -0.00067186 | 646.4057 | 0.00092255 | 646.4057 | 0.11629 | 829.3359 | 0.00026133 | 829.3359 | 0.00080274 | 958.705 | 0.00626 | 829.3359 | 0.2406 | 958.3924 | 0 | 958.705 | 0.87997 | 646.4057 | 0.0355
| 644.0335 | 1.4969e-05 | 829.5746 | -0.0012565 | 644.0335 | 0.00098839 | 829.5746 | -0.00098262 | 829.7721 | 0 | 829.5746 | -0.001029 | 646.5259 | 7.5383e-06 | 824.3 | -0.00089378 | 644.0335 | 0.00184 | 824.3 | 0.00015874 | 824.3 | 0.0018639 | 646.5259 | 0.00101 | 646.5259 | 0.1132 | 829.5746 | -0.00040218 | 829.5746 | -0.0003331 | 958.8733 | 0.00373 | 829.5746 | 0.22822 | 958.5616 | 3.0002e-05 | 958.8733 | 0.8765 | 646.5259 | 0.03751
| 644.155 | 0 | 829.8132 | -0.00018926 | 644.155 | 0 | 829.8132 | 0.00072211 | 830.0108 | 0 | 829.8132 | 0.00073406 | 646.646 | 7.7959e-06 | 824.53 | 0.001366 | 644.155 | 0.0001041 | 824.53 | 0.0015148 | 824.53 | -0.0001192 | 646.646 | 0.00022947 | 646.646 | 0.10868 | 829.8132 | 0.00046993 | 829.8132 | 0.0022812 | 959.0417 | 0.00554 | 829.8132 | 0.22173 | 958.7307 | 6.6672e-06 | 959.0417 | 0.87285 | 646.646 | 0.03432
| 644.2764 | 0.0004462 | 830.0519 | -0.00050993 | 644.2764 | 0.00079764 | 830.0519 | -0.0010232 | 830.2494 | 0 | 830.0519 | -0.00078545 | 646.7662 | 9.1849e-06 | 824.77 | -0.00075887 | 644.2764 | 0.0009603 | 824.77 | -0.0013909 | 824.77 | -0.00060684 | 646.7662 | 0.00022582 | 646.7662 | 0.10537 | 830.0519 | -0.00137 | 830.0519 | -0.001043 | 959.21 | 0.0035 | 830.0519 | 0.21667 | 958.8999 | 3.0002e-05 | 959.21 | 0.87025 | 646.7662 | 0.03612
| 644.3979 | 0 | 830.2906 | -0.00043661 | 644.3979 | 0 | 830.2906 | 0.0010201 | 830.4881 | 0 | 830.2906 | 0.00063112 | 646.8863 | 9.6441e-06 | 825.01 | 0.00048905 | 644.3979 | 0.0026 | 825.01 | -0.0017784 | 825.01 | -0.00024923 | 646.8863 | 1.369e-05 | 646.8863 | 0.10185 | 830.2906 | 0.00063101 | 830.2906 | 0.00079025 | 959.3783 | 0.00533 | 830.2906 | 0.21391 | 959.0691 | 2.6669e-05 | 959.3783 | 0.86633 | 646.8863 | 0.03295
| 644.5194 | 0.00138 | 830.5293 | -0.00093348 | 644.5194 | 0.00090168 | 830.5293 | -0.001006 | 830.7268 | 0 | 830.5293 | -0.00094963 | 647.0065 | 9.7561e-06 | 825.25 | -0.00089378 | 644.5194 | 0.00136 | 825.25 | -0.00051927 | 825.25 | -0.00099695 | 647.0065 | 1.41e-05 | 647.0065 | 0.09952 | 830.5293 | -0.00116 | 830.5293 | 0.0017993 | 959.5466 | 0.00501 | 830.5293 | 0.19968 | 959.2383 | 1.0001e-05 | 959.5466 | 0.86292 | 647.0065 | 0.03506
| 644.6409 | 0 | 830.7679 | -0.00092056 | 644.6409 | 0 | 830.7679 | 0.00034851 | 830.9655 | 0 | 830.7679 | 0.00048621 | 647.1267 | 8.972e-06 | 825.49 | 1.6864e-05 | 644.6409 | 0.0011 | 825.49 | 0.0007076 | 825.49 | 0.00010836 | 647.1267 | 4.0988e-07 | 647.1267 | 0.09618 | 830.768 | 0.00019717 | 830.7679 | 0.00074448 | 959.715 | 0.00714 | 830.7679 | 0.19964 | 959.4075 | 6.6672e-06 | 959.715 | 0.85822 | 647.1267 | 0.03199
| 644.7624 | 0.000554 | 831.0066 | 0.00075319 | 644.7624 | 0.00123 | 831.0066 | -0.0011091 | 831.2042 | 0 | 831.0066 | -0.00078871 | 647.2469 | 8.7928e-06 | 825.73 | 5.0592e-05 | 644.7624 | 0.00317 | 825.73 | -0.0028761 | 825.73 | -0.0010945 | 647.2469 | 5.387e-07 | 647.2469 | 0.09343 | 831.0066 | -0.00036836 | 831.0066 | 0.0012247 | 959.8833 | 0.00621 | 831.0066 | 0.19113 | 959.5767 | 1.0001e-05 | 959.8833 | 0.85545 | 647.2469 | 0.03282
| 644.8839 | 0 | 831.2453 | 0.00038225 | 644.8839 | 0 | 831.2453 | 0.0007525 | 831.4429 | 0 | 831.2453 | 0.00046553 | 647.367 | 8.468e-06 | 825.96 | -0.00032042 | 644.8839 | 0.00092742 | 825.96 | -0.0009067 | 825.96 | 0.00072604 | 647.367 | 1.2882e-07 | 647.367 | 0.08952 | 831.2453 | 0.00077109 | 831.2453 | 0.00047202 | 960.0517 | 0.00691 | 831.2453 | 0.18381 | 959.7459 | 6.6672e-06 | 960.0517 | 0.85235 | 647.367 | 0.02924
| 645.0054 | 0.00078757 | 831.4841 | -0.00088968 | 645.0054 | 0.00109 | 831.4841 | -0.0014632 | 831.6816 | 0 | 831.4841 | -0.0010712 | 647.4872 | 9.8009e-06 | 826.2 | -0.0011973 | 645.0054 | 0.00084678 | 826.2 | -0.00055155 | 826.2 | -0.00086692 | 647.4872 | 4.333e-07 | 647.4872 | 0.08698 | 831.4841 | -0.00122 | 831.4841 | -0.0013885 | 960.22 | 0.00584 | 831.4841 | 0.17796 | 959.9151 | 1.0001e-05 | 960.22 | 0.84961 | 647.4872 | 0.02819
| 645.1269 | 0 | 831.7228 | 0.00062835 | 645.1269 | 0 | 831.7228 | 0.0001126 | 831.9203 | 0 | 831.7228 | 0.00047401 | 647.6074 | 9.8345e-06 | 826.44 | -0.00072515 | 645.1269 | 0.00186 | 826.44 | 0.00080447 | 826.44 | 0.0009536 | 647.6074 | 3.0448e-07 | 647.6074 | 0.08345 | 831.7228 | 0.00054 | 831.7228 | 0.001296 | 960.3883 | 0.00594 | 831.7228 | 0.17158 | 960.0843 | 6.6672e-06 | 960.3883 | 0.84395 | 647.6074 | 0.02481
| 645.2484 | 0.00149 | 831.9615 | -0.00034423 | 645.2484 | 0.00038148 | 831.9615 | -0.0012058 | 832.1591 | 0 | 831.9615 | -0.00096233 | 647.7276 | 9.8793e-06 | 826.68 | -0.00065769 | 645.2484 | 0.00164 | 826.68 | 0.00015874 | 826.68 | 0.0011487 | 647.7276 | 3.0448e-07 | 647.7276 | 0.08123 | 831.9615 | -0.00037362 | 831.9615 | 0.00041187 | 960.5567 | 0.00615 | 831.9615 | 0.16252 | 960.2535 | 0 | 960.5567 | 0.83801 | 647.7276 | 0.02462
| 645.37 | 0 | 832.2002 | 7.4528e-05 | 645.37 | 0 | 832.2002 | -0.00073939 | 832.3978 | 0 | 832.2002 | 0.00043644 | 647.8478 | 9.7001e-06 | 826.92 | -5.0592e-05 | 645.37 | 0.00055835 | 826.92 | -0.0010358 | 826.92 | -0.00034676 | 647.8478 | 0 | 647.8478 | 0.0779 | 832.2002 | 0.00124 | 832.2002 | 0.00051416 | 960.725 | 0.00555 | 832.2002 | 0.16122 | 960.4227 | 2.6669e-05 | 960.725 | 0.83177 | 647.8478 | 0.02375
| 645.4915 | 0.00073368 | 832.439 | -0.0011024 | 645.4915 | 0.00101 | 832.439 | -0.0017978 | 832.6366 | 0 | 832.439 | -0.00089269 | 647.9679 | 9.2297e-06 | 827.16 | -0.00035414 | 645.4915 | 0.00073324 | 827.16 | -0.00051927 | 827.16 | -0.0016797 | 647.9679 | 0 | 647.9679 | 0.07572 | 832.439 | -0.00058737 | 832.439 | 0.00072076 | 960.8934 | 0.00557 | 832.439 | 0.1543 | 960.5919 | 3.0002e-05 | 960.8934 | 0.82699 | 647.9679 | 0.02513
| 645.6131 | 0 | 832.6777 | -2.7828e-05 | 645.6131 | 0 | 832.6777 | 0.00043246 | 832.8754 | 0 | 832.6777 | 0.00042902 | 648.0881 | 8.6024e-06 | 827.4 | 0.0021754 | 645.6131 | 0.00215 | 827.4 | 0.0014502 | 827.4 | 0.00014088 | 648.0881 | 2.3422e-08 | 648.0881 | 0.07269 | 832.6777 | 0.00051214 | 832.6777 | -6.1539e-05 | 961.0617 | 0.00772 | 832.6777 | 0.15059 | 960.7612 | 0 | 961.0617 | 0.82185 | 648.0881 | 0.02434
| 645.7346 | 0.0004462 | 832.9165 | -0.00081291 | 645.7346 | 0.00198 | 832.9165 | -0.0010959 | 833.1141 | 0 | 832.9165 | -0.0010892 | 648.2083 | 8.5016e-06 | 827.63 | 0.0015684 | 645.7346 | 0.00306 | 827.63 | -0.0013587 | 827.63 | 0.00040094 | 648.2083 | 1.4053e-07 | 648.2083 | 0.07048 | 832.9165 | -0.0006415 | 832.9165 | -0.0013227 | 961.2301 | 0.00375 | 832.9165 | 0.14288 | 960.9304 | 1.0001e-05 | 961.2301 | 0.81695 | 648.2083 | 0.02514
| 645.8562 | 0 | 833.1552 | 0.00053358 | 645.8562 | 0 | 833.1552 | 0.00032107 | 833.3529 | 0 | 833.1552 | 0.00060075 | 648.3285 | 8.5016e-06 | 827.87 | -0.0010287 | 645.8562 | 0.00192 | 827.87 | -0.0020367 | 827.87 | -0.0014521 | 648.3285 | 1.4053e-07 | 648.3285 | 0.06743 | 833.1552 | 0.00062332 | 833.1552 | 0.002659 | 961.3984 | 0.0064 | 833.1552 | 0.13991 | 961.0996 | 6.6672e-06 | 961.3984 | 0.81121 | 648.3285 | 0.02395
| 645.9778 | 0 | 833.394 | -0.00047906 | 645.9778 | 0.00196 | 833.394 | -0.0012253 | 833.5917 | 0 | 833.394 | -0.00089507 | 648.4487 | 9.0505e-06 | 828.11 | -0.0024453 | 645.9778 | 0.0004494 | 828.11 | -0.0025855 | 828.11 | 0.00027091 | 648.4487 | 1.2882e-07 | 648.4487 | 0.06546 | 833.394 | -0.00107 | 833.394 | -0.0011282 | 961.5668 | 0.00426 | 833.394 | 0.13118 | 961.2688 | 1.0001e-05 | 961.5668 | 0.80543 | 648.4487 | 0.02441
| 646.0994 | 0 | 833.6328 | 0.00029375 | 646.0994 | 6.9519e-05 | 833.6328 | -7.2705e-05 | 833.8305 | 0 | 833.6328 | 0.00067608 | 648.5689 | 8.7144e-06 | 828.35 | 0.00099496 | 646.0994 | 0.00118 | 828.35 | -0.00064841 | 828.35 | 0.0016038 | 648.5689 | 0 | 648.5689 | 0.06238 | 833.6328 | 0.00064087 | 833.6328 | -0.00022654 | 961.7351 | 0.00614 | 833.6328 | 0.13046 | 961.438 | 6.6672e-06 | 961.7351 | 0.79808 | 648.5689 | 0.02347
| 646.221 | 0.00062587 | 833.8716 | -0.0018244 | 646.221 | 0.00153 | 833.8716 | -0.0010031 | 834.0693 | 0 | 833.8716 | -0.00082909 | 648.6891 | 9.5433e-06 | 828.59 | -0.0022428 | 646.221 | 0.00059133 | 828.59 | 0.00038475 | 828.59 | -0.00018422 | 648.6891 | 1.4053e-07 | 648.6891 | 0.06099 | 833.8716 | -0.00078503 | 833.8716 | -0.00049699 | 961.9035 | 0.00596 | 833.8716 | 0.12565 | 961.6073 | 1.0001e-05 | 961.9035 | 0.79091 | 648.6891 | 0.0237
| 646.3426 | 0 | 834.1103 | 5.6487e-05 | 646.3426 | 0 | 834.1103 | 0.00045745 | 834.3081 | 0 | 834.1103 | 0.00054796 | 648.8093 | 9.5657e-06 | 828.83 | 0.0016358 | 646.3426 | 0.00087064 | 828.83 | -3.4977e-05 | 828.83 | 0.00010836 | 648.8093 | 1.4053e-07 | 648.8093 | 0.05849 | 834.1104 | 5.129e-05 | 834.1103 | 0.0016879 | 962.0718 | 0.00601 | 834.1103 | 0.12129 | 961.7765 | 0 | 962.0718 | 0.78365 | 648.8093 | 0.02333
| 646.4642 | 0 | 834.3491 | -0.0010937 | 646.4642 | 0.00199 | 834.3491 | -0.0010534 | 834.5469 | 0 | 834.3491 | -0.00097575 | 648.9295 | 9.7225e-06 | 829.07 | -0.00089378 | 646.4642 | 0.00249 | 829.07 | -0.00026098 | 829.07 | 0.00040094 | 648.9295 | 1.8737e-07 | 648.9295 | 0.05684 | 834.3492 | -0.00029738 | 834.3491 | -0.0028007 | 962.2402 | 0.00264 | 834.3491 | 0.11259 | 961.9457 | 0 | 962.2402 | 0.77767 | 648.9295 | 0.02417
| 646.5858 | 0 | 834.588 | 0.0004081 | 646.5858 | 0 | 834.588 | -0.00018924 | 834.7857 | 0 | 834.588 | 0.00039724 | 649.0497 | 1.0215e-05 | 829.3 | -0.0023104 | 646.5858 | 0.00164 | 829.3 | -0.0009067 | 829.3 | 0.00010836 | 649.0497 | 1.4053e-07 | 649.0497 | 0.05304 | 834.588 | 0.00062968 | 834.588 | 0.0020783 | 962.4085 | 0.00631 | 834.588 | 0.11324 | 962.115 | 0 | 962.4085 | 0.77097 | 649.0497 | 0.02417
| 646.7075 | 0.00118 | 834.8268 | -2.0975e-05 | 646.7075 | 0.00090168 | 834.8268 | -0.0017242 | 835.0246 | 0 | 834.8268 | -0.00093095 | 649.1699 | 1.0854e-05 | 829.54 | -0.00045532 | 646.7075 | 0.00064808 | 829.54 | 0.00077218 | 829.54 | 1.0836e-05 | 649.1699 | 3.7475e-07 | 649.1699 | 0.05071 | 834.8268 | -0.00034138 | 834.8268 | 0.00011741 | 962.5769 | 0.00422 | 834.8268 | 0.10484 | 962.2842 | 3.0002e-05 | 962.5769 | 0.76417 | 649.1699 | 0.02482
| 646.8291 | 0 | 835.0656 | -0.00015595 | 646.8291 | 0 | 835.0656 | 0.00020898 | 835.2634 | 0 | 835.0656 | 0.00047177 | 649.2901 | 9.4649e-06 | 829.78 | 0.00059023 | 646.8291 | 0.00249 | 829.78 | 0.00015874 | 829.78 | 0.0018314 | 649.2901 | 3.5132e-07 | 649.2901 | 0.04731 | 835.0656 | 0.00107 | 835.0656 | 0.0011212 | 962.7453 | 0.00526 | 835.0656 | 0.1053 | 962.4534 | 0 | 962.7453 | 0.75501 | 649.2901 | 0.02459
| 646.9508 | 0.00115 | 835.3044 | -0.00074265 | 646.9508 | 0.00079764 | 835.3044 | -0.00061943 | 835.5023 | 0 | 835.3044 | -0.0010766 | 649.4103 | 7.9864e-06 | 830.02 | -0.0029174 | 646.9508 | 0.00156 | 830.02 | -0.00051927 | 830.02 | -0.0015822 | 649.4103 | 3.5132e-07 | 649.4103 | 0.04645 | 835.3044 | -0.00041597 | 835.3044 | 0.00021394 | 962.9136 | 0.00478 | 835.3044 | 0.10285 | 962.6227 | 0 | 962.9136 | 0.74597 | 649.4103 | 0.02537
| 647.0724 | 0 | 835.5433 | 5.3214e-05 | 647.0724 | 0 | 835.5433 | 0.0014726 | 835.7411 | 0 | 835.5433 | 0.00044446 | 649.5305 | 6.5414e-06 | 830.26 | 0.00048905 | 647.0724 | 0.00078546 | 830.26 | -0.0013264 | 830.26 | -0.00034676 | 649.5305 | 1.4053e-07 | 649.5305 | 0.04475 | 835.5433 | 0.00122 | 835.5433 | 0.00063796 | 963.082 | 0.00587 | 835.5433 | 0.098217 | 962.7919 | 0 | 963.082 | 0.73633 | 649.5305 | 0.02469
| 647.1941 | 0.0006079 | 835.7821 | 0.00015348 | 647.1941 | 0.00229 | 835.7821 | -0.0013744 | 835.98 | 0 | 835.7821 | -0.00083172 | 649.6507 | 7.9864e-06 | 830.5 | -0.001366 | 647.1941 | 0.00098869 | 830.5 | -0.00042241 | 830.5 | -0.0014521 | 649.6507 | 2.1079e-07 | 649.6507 | 0.04506 | 835.7821 | -0.0003866 | 835.7821 | 0.00046204 | 963.2503 | 0.00454 | 835.7821 | 0.093783 | 962.9611 | 1.0001e-05 | 963.2503 | 0.72885 | 649.6507 | 0.02555
| 647.3158 | 0 | 836.021 | 0.00055007 | 647.3158 | 0 | 836.021 | 0.00061141 | 836.2189 | 0 | 836.021 | 0.00057087 | 649.7709 | 8.6808e-06 | 830.74 | -0.00086005 | 647.3158 | 0.00181 | 830.74 | -0.00077756 | 830.74 | -2.1673e-05 | 649.7709 | 3.279e-07 | 649.7709 | 0.04497 | 836.0209 | 0.00118 | 836.021 | 0.0016994 | 963.4187 | 0.00533 | 836.021 | 0.093554 | 963.1304 | 0 | 963.4187 | 0.72158 | 649.7709 | 0.02497
| 647.4375 | 0.000554 | 836.2598 | -0.00041284 | 647.4375 | 0.00123 | 836.2598 | -0.0010969 | 836.4578 | 0 | 836.2598 | -0.00092338 | 649.8911 | 9.3417e-06 | 830.97 | 0.00069142 | 647.4375 | 0.00346 | 830.97 | 0.0018699 | 830.97 | -0.00060684 | 649.8911 | 5.9725e-07 | 649.8911 | 0.04529 | 836.2598 | -0.00067518 | 836.2598 | -0.001002 | 963.587 | 0.00719 | 836.2598 | 0.08646 | 963.2997 | 1.0001e-05 | 963.587 | 0.71621 | 649.8911 | 0.02613
| 647.5592 | 0 | 836.4987 | -0.00066099 | 647.5592 | 0 | 836.4987 | 0.00015562 | 836.6966 | 0 | 836.4987 | 0.00058357 | 650.0113 | 9.6441e-06 | 831.21 | 5.0592e-05 | 647.5592 | 0.0022 | 831.21 | 2.9596e-05 | 831.21 | 0.00062851 | 650.0113 | 6.558e-07 | 650.0113 | 0.045 | 836.4987 | 0.00034018 | 836.4987 | -7.1194e-05 | 963.7554 | 0.00499 | 836.4987 | 0.085092 | 963.4689 | 6.6672e-06 | 963.7554 | 0.70977 | 650.0113 | 0.0258
| 647.6809 | 0 | 836.7375 | -0.00068272 | 647.6809 | 0.00057222 | 836.7375 | -0.0013253 | 836.9355 | 0 | 836.7375 | -0.00090232 | 650.1316 | 9.5769e-06 | 831.45 | -0.00075887 | 647.6809 | 0.00238 | 831.45 | 0.00067532 | 831.45 | -0.00028175 | 650.1316 | 6.2067e-07 | 650.1316 | 0.04199 | 836.7376 | -0.00149 | 836.7375 | -0.0015049 | 963.9238 | 0.00454 | 836.7375 | 0.080557 | 963.6382 | 3.0002e-05 | 963.9238 | 0.70328 | 650.1316 | 0.02632
| 647.8026 | 0 | 836.9764 | 0.00064038 | 647.8026 | 0 | 836.9764 | 0.00051144 | 837.1744 | 0 | 836.9764 | 0.00079566 | 650.2518 | 1.0014e-05 | 831.69 | 0.0011299 | 647.8026 | 0.00055835 | 831.69 | -0.00042241 | 831.69 | -0.00099695 | 650.2518 | 3.5132e-07 | 650.2518 | 0.03822 | 836.9764 | 0.00085548 | 836.9764 | 0.0012809 | 964.0921 | 0.00652 | 836.9764 | 0.081139 | 963.8074 | 0 | 964.0921 | 0.69516 | 650.2518 | 0.02597
| 647.9243 | 0.00041025 | 837.2153 | -0.0003904 | 647.9243 | 0.00158 | 837.2153 | -0.0014576 | 837.4134 | 0 | 837.2153 | -0.00076538 | 650.372 | 8.3224e-06 | 831.93 | 0.00011805 | 647.9243 | 0.00116 | 831.93 | -0.00061613 | 831.93 | -0.0018747 | 650.372 | 6.7923e-07 | 650.372 | 0.03554 | 837.2153 | -0.00066439 | 837.2153 | 0.0013225 | 964.2605 | 0.00531 | 837.2153 | 0.075932 | 963.9767 | 1.0001e-05 | 964.2605 | 0.68812 | 650.372 | 0.02637
| 648.0461 | 0 | 837.4542 | 3.0349e-05 | 648.0461 | 0 | 837.4542 | 0.00057714 | 837.6523 | 0 | 837.4542 | 0.00062142 | 650.4922 | 7.3591e-06 | 832.17 | -0.001737 | 648.0461 | 0.00175 | 832.17 | -0.0014556 | 832.17 | 0.0017988 | 650.4922 | 6.3238e-07 | 650.4922 | 0.03294 | 837.4542 | 0.00041943 | 837.4542 | 0.00048605 | 964.4289 | 0.00608 | 837.4542 | 0.07388 | 964.1459 | 0 | 964.4289 | 0.68043 | 650.4922 | 0.02662
| 648.1678 | 0.00205 | 837.6931 | -0.0011795 | 648.1678 | 0.0006936 | 837.6931 | -0.0013506 | 837.8912 | 0 | 837.6931 | -0.00091138 | 650.6125 | 7.1687e-06 | 832.41 | -0.0011973 | 648.1678 | 0.00153 | 832.41 | -0.00087442 | 832.41 | -0.00060684 | 650.6125 | 1.335e-06 | 650.6125 | 0.03351 | 837.6931 | -0.00067946 | 837.6931 | -0.0013141 | 964.5973 | 0.00543 | 837.6931 | 0.071816 | 964.3152 | 3.0002e-05 | 964.5973 | 0.67325 | 650.6125 | 0.02668
| 648.2895 | 0 | 837.932 | 0.00025749 | 648.2895 | 0 | 837.932 | 0.00027766 | 838.1302 | 0 | 837.932 | 0.00061673 | 650.7327 | 7.4375e-06 | 832.64 | 0.00072515 | 648.2895 | 0.00203 | 832.64 | 2.9596e-05 | 832.64 | -0.00060684 | 650.7327 | 1.335e-06 | 650.7327 | 0.03024 | 837.932 | 0.00073494 | 837.932 | 0.0017412 | 964.7656 | 0.00694 | 837.932 | 0.070668 | 964.4845 | 0 | 964.7656 | 0.66483 | 650.7327 | 0.02654
| 648.4113 | 0.00091335 | 838.1709 | -4.2752e-05 | 648.4113 | 0.00132 | 838.1709 | -0.00089888 | 838.3691 | 0 | 838.1709 | -0.00080861 | 650.8529 | 9.0729e-06 | 832.88 | -0.00011805 | 648.4113 | 0.00286 | 832.88 | -0.0023596 | 832.88 | -0.00067186 | 650.8529 | 1.6629e-06 | 650.8529 | 0.02821 | 838.1709 | -0.00126 | 838.1709 | 0.00023342 | 964.934 | 0.00436 | 838.1709 | 0.06481 | 964.6537 | 1.0001e-05 | 964.934 | 0.65769 | 650.8529 | 0.0259
| 648.5331 | 0 | 838.4099 | 0.00045501 | 648.5331 | 0 | 838.4099 | 0.00068217 | 838.6081 | 0 | 838.4099 | 0.00048262 | 650.9731 | 9.0505e-06 | 833.12 | 0.00015177 | 648.5331 | 0.00155 | 833.12 | 0.0014502 | 833.12 | 0.00085607 | 650.9731 | 1.2765e-06 | 650.9731 | 0.02342 | 838.4099 | 0.00057617 | 838.4099 | 0.00021827 | 965.1024 | 0.00427 | 838.4099 | 0.06616 | 964.823 | 6.6672e-06 | 965.1024 | 0.65041 | 650.9731 | 0.02602
| 648.6549 | 0 | 838.6488 | -0.0010855 | 648.6549 | 0.00065893 | 838.6488 | -0.0012822 | 838.847 | 0 | 838.6488 | -0.0009405 | 651.0934 | 9.7001e-06 | 833.36 | 0.00048905 | 648.6549 | 0.00255 | 833.36 | 0.00022331 | 833.36 | -0.00021673 | 651.0934 | 1.5575e-06 | 651.0934 | 0.02215 | 838.6488 | -0.00088681 | 838.6488 | 1.1653e-05 | 965.2707 | 0.0058 | 838.6488 | 0.062575 | 964.9923 | 1.0001e-05 | 965.2707 | 0.64484 | 651.0934 | 0.02484
| 648.7766 | 0 | 838.8877 | 0.00057781 | 648.7766 | 0 | 838.8877 | -0.00040816 | 839.086 | 0 | 838.8877 | 0.00054158 | 651.2136 | 9.1289e-06 | 833.6 | -1.6864e-05 | 648.7766 | 0.00147 | 833.6 | -0.0026501 | 833.6 | 0.00020589 | 651.2136 | 1.3936e-06 | 651.2136 | 0.02242 | 838.8877 | 0.00145 | 838.8877 | 0.0012789 | 965.4391 | 0.00916 | 838.8877 | 0.059424 | 965.1616 | 6.6672e-06 | 965.4391 | 0.63866 | 651.2136 | 0.02549
| 648.8984 | 0.0016 | 839.1267 | -0.00089677 | 648.8984 | 0.00165 | 839.1267 | -0.0016575 | 839.325 | 0 | 839.1267 | -0.0010866 | 651.3338 | 9.3641e-06 | 833.84 | -0.00025296 | 648.8984 | 0.00278 | 833.84 | -9.9549e-05 | 833.84 | -0.001322 | 651.3338 | 1.499e-06 | 651.3338 | 0.02362 | 839.1267 | -0.000307 | 839.1267 | -0.0020246 | 965.6075 | 0.00345 | 839.1267 | 0.061576 | 965.3308 | 1.0001e-05 | 965.6075 | 0.63257 | 651.3338 | 0.02418
| 649.0202 | 0 | 839.3656 | 6.4228e-05 | 649.0202 | 0 | 839.3656 | 0.00050688 | 839.564 | 0 | 839.3656 | 0.00046055 | 651.4541 | 9.2633e-06 | 834.08 | 0.00042159 | 649.0202 | 0.00047317 | 834.08 | -0.00061613 | 834.08 | 0.0023191 | 651.4541 | 1.2882e-06 | 651.4541 | 0.02458 | 839.3656 | 0.00038392 | 839.3656 | 0.0017121 | 965.7759 | 0.00606 | 839.3656 | 0.059412 | 965.5001 | 0 | 965.7759 | 0.62505 | 651.4541 | 0.02568
| 649.1421 | 0.00076961 | 839.6046 | -0.00088283 | 649.1421 | 0.00065893 | 839.6046 | -0.0015223 | 839.803 | 0 | 839.6046 | -0.00097006 | 651.5743 | 9.5769e-06 | 834.32 | -0.00035414 | 649.1421 | 0.00073324 | 834.32 | 0.0015148 | 834.32 | -0.0017771 | 651.5743 | 1.7918e-06 | 651.5743 | 0.02396 | 839.6046 | -0.00093401 | 839.6046 | -0.0021184 | 965.9443 | 0.0058 | 839.6046 | 0.056446 | 965.6694 | 1.0001e-05 | 965.9443 | 0.61698 | 651.5743 | 0.0242
| 649.2639 | 0 | 839.8436 | -0.00015116 | 649.2639 | 0 | 839.8436 | 0.00022173 | 840.042 | 0 | 839.8436 | 0.00030918 | 651.6946 | 9.3305e-06 | 834.55 | -0.0016695 | 649.2639 | 0.00092742 | 834.55 | 0.00028789 | 834.55 | -0.00024923 | 651.6946 | 1.9089e-06 | 651.6946 | 0.02407 | 839.8436 | 0.00072861 | 839.8436 | -0.0017395 | 966.1126 | 0.00522 | 839.8436 | 0.05544 | 965.8387 | 0 | 966.1126 | 0.60671 | 651.6946 | 0.02553
| 649.3857 | 0 | 840.0825 | -0.00077543 | 649.3857 | 0.00134 | 840.0825 | -0.00092229 | 840.281 | 0 | 840.0825 | -0.0010816 | 651.8148 | 9.7561e-06 | 834.79 | -0.0010961 | 649.3857 | 0.00022234 | 834.79 | -0.00035784 | 834.79 | 0.00010836 | 651.8148 | 2.5647e-06 | 651.8148 | 0.02245 | 840.0825 | -0.00107 | 840.0825 | -0.00087376 | 966.281 | 0.00411 | 840.0825 | 0.048287 | 966.008 | 1.0001e-05 | 966.281 | 0.5961 | 651.8148 | 0.02379
| 649.5076 | 0 | 840.3215 | 0.00022148 | 649.5076 | 0 | 840.3215 | -0.0005078 | 840.52 | 0 | 840.3215 | 0.00052382 | 651.9351 | 9.7561e-06 | 835.03 | -8.4319e-05 | 649.5076 | 0.00050157 | 835.03 | -0.0034897 | 835.03 | 0.00033593 | 651.9351 | 2.6701e-06 | 651.9351 | 0.02301 | 840.3215 | 0.0005734 | 840.3215 | 0.00057067 | 966.4494 | 0.00577 | 840.3215 | 0.052497 | 966.1773 | 6.6672e-06 | 966.4494 | 0.5847 | 651.9351 | 0.02492
| 649.6294 | 0.00091335 | 840.5605 | -0.0014242 | 649.6294 | 0.00139 | 840.5605 | -0.0015663 | 840.7591 | 0 | 840.5605 | -0.0011479 | 652.0553 | 1.1078e-05 | 835.27 | -0.00048905 | 649.6294 | 0.00073324 | 835.27 | 0.00012645 | 835.27 | -0.00063934 | 652.0553 | 2.8106e-06 | 652.0553 | 0.02183 | 840.5605 | -0.00096853 | 840.5605 | -1.2548e-05 | 966.6178 | 0.00515 | 840.5605 | 0.048044 | 966.3466 | 3.0002e-05 | 966.6178 | 0.57556 | 652.0553 | 0.02333
| 649.7513 | 0 | 840.7995 | 0.00036575 | 649.7513 | 0 | 840.7995 | 0.00012919 | 840.9981 | 0 | 840.7995 | 0.00051528 | 652.1756 | 1.0529e-05 | 835.51 | 0.0022766 | 649.7513 | 0.00013249 | 835.51 | 9.4169e-05 | 835.51 | 0.0010836 | 652.1756 | 2.2016e-06 | 652.1756 | 0.02258 | 840.7995 | 0.00025361 | 840.7995 | 0.0015452 | 966.7862 | 0.00612 | 840.7995 | 0.046329 | 966.5159 | 0 | 966.7862 | 0.56659 | 652.1756 | 0.02452
| 649.8731 | 0.00091335 | 841.0385 | -0.00049298 | 649.8731 | 0.00127 | 841.0385 | -0.0011089 | 841.2372 | 0 | 841.0385 | -0.00085439 | 652.2958 | 1.0227e-05 | 835.75 | -0.00099496 | 649.8731 | 0.0021 | 835.75 | -0.00097128 | 835.75 | -0.0013546 | 652.2958 | 2.4593e-06 | 652.2958 | 0.02225 | 841.0385 | -0.00119 | 841.0385 | -4.7074e-05 | 966.9546 | 0.00431 | 841.0385 | 0.045224 | 966.6852 | 0 | 966.9546 | 0.55908 | 652.2958 | 0.02321
| 649.995 | 0 | 841.2775 | -0.00011651 | 649.995 | 0 | 841.2775 | 0.00073949 | 841.4762 | 0 | 841.2775 | 0.00046044 | 652.4161 | 9.4425e-06 | 835.99 | -0.00069142 | 649.995 | 0.00297 | 835.99 | -0.00029326 | 835.99 | -0.0025575 | 652.4161 | 2.5295e-06 | 652.4161 | 0.02185 | 841.2775 | 0.00071311 | 841.2775 | 0.0010088 | 967.1229 | 0.00506 | 841.2775 | 0.044986 | 966.8545 | 0 | 967.1229 | 0.5505 | 652.4161 | 0.02453
| 650.1169 | 0 | 841.5166 | -0.00063143 | 650.1169 | 0.00102 | 841.5166 | -0.001217 | 841.7153 | 0 | 841.5166 | -0.00088371 | 652.5363 | 9.5769e-06 | 836.23 | -0.00028669 | 650.1169 | 0.00198 | 836.23 | -0.00087442 | 836.23 | -0.00080189 | 652.5363 | 3.4078e-06 | 652.5363 | 0.02081 | 841.5166 | -0.0007515 | 841.5166 | -0.00064902 | 967.2913 | 0.00484 | 841.5166 | 0.042768 | 967.0238 | 3.0002e-05 | 967.2913 | 0.54255 | 652.5363 | 0.02338
| 650.2388 | 0 | 841.7556 | 0.0006204 | 650.2388 | 0 | 841.7556 | -0.00034538 | 841.9543 | 0 | 841.7556 | 0.00034692 | 652.6566 | 1.0047e-05 | 836.46 | 0.00079259 | 650.2388 | 0.0013 | 836.46 | -0.00042241 | 836.46 | 0.0013438 | 652.6566 | 3.8763e-06 | 652.6566 | 0.01833 | 841.7556 | 0.00102 | 841.7556 | 0.0025799 | 967.4597 | 0.00434 | 841.7556 | 0.043795 | 967.1931 | 2.6669e-05 | 967.4597 | 0.53362 | 652.6566 | 0.02448
| 650.3607 | 0.00152 | 841.9946 | -0.00017677 | 650.3607 | 0.00093636 | 841.9946 | -0.00093462 | 842.1934 | 0 | 841.9946 | -0.00092966 | 652.7768 | 9.1513e-06 | 836.7 | -0.0015008 | 650.3607 | 0.00207 | 836.7 | -0.00058385 | 836.7 | 0.00017338 | 652.7768 | 4.4735e-06 | 652.7768 | 0.01698 | 841.9946 | -0.00101 | 841.9946 | -0.0014285 | 967.6281 | 0.00626 | 841.9946 | 0.041664 | 967.3624 | 3.0002e-05 | 967.6281 | 0.52535 | 652.7768 | 0.02362
| 650.4826 | 0 | 842.2337 | 0.00035809 | 650.4826 | 0 | 842.2337 | 0.00097299 | 842.4325 | 0 | 842.2337 | 0.0007113 | 652.8971 | 9.9353e-06 | 836.94 | -0.0009275 | 650.4826 | 0.00124 | 836.94 | 0.0017408 | 836.94 | -0.0018747 | 652.8971 | 3.7592e-06 | 652.8971 | 0.0146 | 842.2337 | 0.00135 | 842.2337 | 0.0029084 | 967.7965 | 0.0055 | 842.2337 | 0.039913 | 967.5317 | 6.6672e-06 | 967.7965 | 0.51605 | 652.8971 | 0.02445
| 650.6045 | 5.091e-05 | 842.4727 | -0.00058977 | 650.6045 | 0.00041617 | 842.4727 | -0.0010873 | 842.6716 | 0 | 842.4727 | -0.00096332 | 653.0173 | 9.6553e-06 | 837.18 | -0.0014334 | 650.6045 | 0.00158 | 837.18 | 0.0014179 | 837.18 | -0.00047681 | 653.0173 | 3.7006e-06 | 653.0173 | 0.01399 | 842.4727 | -0.00065735 | 842.4727 | -0.00011623 | 967.9649 | 0.0058 | 842.4727 | 0.040215 | 967.701 | 0 | 967.9649 | 0.50744 | 653.0173 | 0.02378
| 650.7264 | 0 | 842.7118 | -0.00034726 | 650.7264 | 0 | 842.7118 | 0.00092149 | 842.9107 | 0 | 842.7118 | 0.00047791 | 653.1376 | 1.0484e-05 | 837.42 | -0.00079259 | 650.7264 | 0.00104 | 837.42 | -0.0014233 | 837.42 | 0.00027091 | 653.1376 | 3.0214e-06 | 653.1376 | 0.0122 | 842.7118 | 0.00055008 | 842.7118 | 0.001891 | 968.1333 | 0.00473 | 842.7118 | 0.039001 | 967.8703 | 0 | 968.1333 | 0.4982 | 653.1376 | 0.02418
| 650.8484 | 6.8875e-05 | 842.9508 | -0.00042944 | 650.8484 | 0.00041617 | 842.9508 | -0.0013582 | 843.1498 | 0 | 842.9508 | -0.00072008 | 653.2579 | 9.2633e-06 | 837.66 | -0.0020405 | 650.8484 | 0.00093192 | 837.66 | -0.0016815 | 837.66 | 0.00020589 | 653.2579 | 3.9231e-06 | 653.2579 | 0.01205 | 842.9508 | -0.00094779 | 842.9508 | -0.00073938 | 968.3017 | 0.00376 | 842.9508 | 0.036198 | 968.0396 | 3.0002e-05 | 968.3017 | 0.48991 | 653.2579 | 0.02383
| 650.9703 | 0 | 843.1899 | -0.00059082 | 650.9703 | 0 | 843.1899 | -0.00040637 | 843.389 | 0 | 843.1899 | 0.00028997 | 653.3781 | 8.4008e-06 | 837.9 | -0.0016358 | 650.9703 | 0.00132 | 837.9 | 0.00093361 | 837.9 | -0.00086692 | 653.3781 | 3.7826e-06 | 653.3781 | 0.01043 | 843.1899 | 0.00077664 | 843.1899 | 0.00027972 | 968.4701 | 0.00817 | 843.1899 | 0.035947 | 968.209 | 6.6672e-06 | 968.4701 | 0.48128 | 653.3781 | 0.02364
| 651.0923 | 0.0004462 | 843.429 | -0.00058386 | 651.0923 | 0.00086701 | 843.429 | -0.001395 | 843.6281 | 0 | 843.429 | -0.00097172 | 653.4984 | 8.0536e-06 | 838.14 | -0.00086005 | 651.0923 | 0.00124 | 838.14 | -0.00058385 | 838.14 | 0.0017988 | 653.4984 | 4.778e-06 | 653.4984 | 0.00995 | 843.429 | -0.00115 | 843.429 | -0.0019489 | 968.6385 | 0.00561 | 843.429 | 0.03531 | 968.3783 | 1.0001e-05 | 968.6385 | 0.47356 | 653.4984 | 0.02351
| 651.2143 | 0 | 843.6681 | 0.00037882 | 651.2143 | 0 | 843.6681 | -9.8906e-05 | 843.8672 | 0 | 843.6681 | 0.0005252 | 653.6187 | 7.3591e-06 | 838.38 | 0.001366 | 651.2143 | 0.00107 | 838.38 | -0.0013264 | 838.38 | -0.00060684 | 653.6187 | 4.0051e-06 | 653.6187 | 0.0082 | 843.6681 | 0.00096407 | 843.6681 | 0.0025168 | 968.8069 | 0.00717 | 843.6681 | 0.03394 | 968.5476 | 0 | 968.8069 | 0.46584 | 653.6187 | 0.02359
| 651.3362 | 0.00102 | 843.9072 | 0.00046635 | 651.3362 | 0.00031212 | 843.9072 | -0.00086261 | 844.1064 | 0 | 843.9072 | -0.00092051 | 653.7389 | 7.5383e-06 | 838.61 | 0.00089378 | 651.3362 | 0.00087516 | 838.61 | -0.0014556 | 838.61 | -0.00063934 | 653.7389 | 5.3167e-06 | 653.7389 | 0.00828 | 843.9072 | 0.0001731 | 843.9072 | -0.0018953 | 968.9752 | 0.00557 | 843.9072 | 0.031708 | 968.7169 | 1.0001e-05 | 968.9752 | 0.45871 | 653.7389 | 0.02403
| 651.4582 | 0 | 844.1463 | -0.00062961 | 651.4582 | 0 | 844.1463 | 0.0002705 | 844.3455 | 0 | 844.1463 | 0.00045146 | 653.8592 | 7.7511e-06 | 838.85 | -0.00048905 | 651.4582 | 0.00132 | 838.85 | -0.00055155 | 838.85 | -0.00034676 | 653.8592 | 5.4455e-06 | 653.8592 | 0.00704 | 844.1463 | 0.00077205 | 844.1463 | 0.00071975 | 969.1436 | 0.00666 | 844.1463 | 0.031422 | 968.8863 | 0 | 969.1436 | 0.45095 | 653.8592 | 0.02391
| 651.5802 | 0.00035636 | 844.3854 | 0.00014809 | 651.5802 | 0.00055488 | 844.3854 | -0.0010679 | 844.5847 | 0 | 844.3854 | -0.00089094 | 653.9795 | 8.972e-06 | 839.09 | -0.0016695 | 651.5802 | 0.00178 | 839.09 | -0.0018752 | 839.09 | -0.00060684 | 653.9795 | 6.4292e-06 | 653.9795 | 0.007 | 844.3854 | -0.00037687 | 844.3854 | -0.0018709 | 969.312 | 0.00584 | 844.3854 | 0.031103 | 969.0556 | 3.0002e-05 | 969.312 | 0.44301 | 653.9795 | 0.02385
| 651.7022 | 0 | 844.6245 | 0.00039586 | 651.7022 | 0 | 844.6245 | 8.04e-05 | 844.8239 | 0 | 844.6245 | 0.00051965 | 654.0998 | 8.3448e-06 | 839.33 | -0.00059023 | 651.7022 | 0.0022 | 839.33 | -0.0019399 | 839.33 | -0.00018422 | 654.0998 | 5.3401e-06 | 654.0998 | 0.00571 | 844.6245 | 0.0008467 | 844.6245 | -0.0005395 | 969.4805 | 0.00642 | 844.6245 | 0.031731 | 969.2249 | 2.6669e-05 | 969.4805 | 0.43449 | 654.0998 | 0.02385
| 651.8242 | 0.00084148 | 844.8636 | -0.00011087 | 651.8242 | 0.00095371 | 844.8636 | -0.0016556 | 845.063 | 0 | 844.8636 | -0.00087897 | 654.22 | 7.2023e-06 | 839.57 | -0.00038786 | 651.8242 | 0.00153 | 839.57 | -0.002069 | 839.57 | 0.00059601 | 654.22 | 5.832e-06 | 654.22 | 0.00537 | 844.8636 | -0.00091007 | 844.8636 | -0.00088779 | 969.6489 | 0.00216 | 844.8636 | 0.029132 | 969.3943 | 1.0001e-05 | 969.6489 | 0.42735 | 654.22 | 0.02394
| 651.9462 | 0 | 845.1027 | 5.392e-05 | 651.9462 | 0 | 845.1027 | 0.00015751 | 845.3022 | 0 | 845.1027 | 0.00050315 | 654.3403 | 6.519e-06 | 839.81 | 0.0012985 | 651.9462 | 0.00101 | 839.81 | 0.0011273 | 839.81 | -8.6692e-05 | 654.3403 | 5.3987e-06 | 654.3403 | 0.0041 | 845.1027 | 0.00029418 | 845.1027 | 0.0019146 | 969.8172 | 0.00615 | 845.1027 | 0.028176 | 969.5636 | 6.6672e-06 | 969.8172 | 0.42027 | 654.3403 | 0.0235
| 652.0683 | 0.00030245 | 845.3419 | 0.00011842 | 652.0683 | 0.00060691 | 845.3419 | -0.0004136 | 845.5414 | 0 | 845.3419 | -0.00086369 | 654.4606 | 7.5943e-06 | 840.05 | 0.00042159 | 652.0683 | 0.00061971 | 840.05 | -0.001165 | 840.05 | 0.0011487 | 654.4606 | 6.113e-06 | 654.4606 | 0.00355 | 845.3419 | -0.00026766 | 845.3419 | -0.00043413 | 969.9856 | 0.00466 | 845.3419 | 0.028443 | 969.7329 | 1.0001e-05 | 969.9856 | 0.41381 | 654.4606 | 0.0227
| 652.1903 | 0 | 845.581 | 0.00020853 | 652.1903 | 0 | 845.581 | -0.00017813 | 845.7806 | 0 | 845.581 | 0.00033754 | 654.5809 | 7.9864e-06 | 840.29 | 0.00072515 | 652.1903 | 0.00058673 | 840.29 | -0.00058385 | 840.29 | -0.00047681 | 654.5809 | 5.1293e-06 | 654.5809 | 0.00243 | 845.581 | 0.00131 | 845.581 | 0.001046 | 970.1541 | 0.00601 | 845.581 | 0.02801 | 969.9023 | 6.6672e-06 | 970.1541 | 0.40612 | 654.5809 | 0.02191
| 652.3124 | 0.0004462 | 845.8202 | -0.00073547 | 652.3124 | 0.00079764 | 845.8202 | -0.00092067 | 846.0198 | 0 | 845.8202 | -0.00076668 | 654.7012 | 7.5607e-06 | 840.52 | -0.0024789 | 652.3124 | 0.00113 | 840.52 | -0.0036188 | 840.52 | -0.0028825 | 654.7012 | 5.1059e-06 | 654.7012 | 0.00222 | 845.8202 | -0.00067888 | 845.8202 | -0.0012996 | 970.3225 | 0.00531 | 845.8202 | 0.025913 | 970.0716 | 1.0001e-05 | 970.3225 | 0.39844 | 654.7012 | 0.02181
| 652.4344 | 0 | 846.0593 | -0.00051913 | 652.4344 | 0 | 846.0593 | 6.6965e-05 | 846.2591 | 0 | 846.0593 | 0.00052632 | 654.8215 | 7.7735e-06 | 840.76 | -0.0016695 | 652.4344 | 0.00306 | 840.76 | -0.00080984 | 840.76 | -0.00063934 | 654.8215 | 4.333e-06 | 654.8215 | 0.00124 | 846.0593 | 0.00044739 | 846.0593 | 0.00026521 | 970.4909 | 0.00573 | 846.0593 | 0.025076 | 970.241 | 6.6672e-06 | 970.4909 | 0.39018 | 654.8215 | 0.02103
| 652.5565 | 0.00094928 | 846.2985 | 0.00087974 | 652.5565 | 0.00109 | 846.2985 | -0.00079488 | 846.4983 | 0 | 846.2985 | -0.00084666 | 654.9417 | 8.7928e-06 | 841 | -0.0010624 | 652.5565 | 0.00127 | 841 | -0.0010681 | 841 | 0.00082357 | 654.9417 | 5.4455e-06 | 654.9417 | 0.00135 | 846.2985 | -0.00040534 | 846.2985 | -0.00084144 | 970.6593 | 0.00547 | 846.2985 | 0.024572 | 970.4103 | 3.0002e-05 | 970.6593 | 0.383 | 654.9417 | 0.02131
| 652.6786 | 0 | 846.5377 | 0.00069077 | 652.6786 | 0 | 846.5377 | 0.00043784 | 846.7375 | 0 | 846.5377 | 0.00052841 | 655.062 | 1.035e-05 | 841.24 | 0.00028669 | 652.6786 | 0.00115 | 841.24 | -0.00022869 | 841.24 | 0.0017338 | 655.062 | 5.586e-06 | 655.062 | 0.00068757 | 846.5377 | 0.00082535 | 846.5377 | 0.001468 | 970.8277 | 0.00512 | 846.5377 | 0.023014 | 970.5797 | 6.6672e-06 | 970.8277 | 0.37557 | 655.062 | 0.02134
| 652.8007 | 0.0005001 | 846.7769 | -0.001178 | 652.8007 | 0.00172 | 846.7769 | -0.0016298 | 846.9768 | 0 | 846.7769 | -0.00096836 | 655.1823 | 1.0843e-05 | 841.48 | -0.00086005 | 652.8007 | 0.00201 | 841.48 | -0.0032636 | 841.48 | -0.0022648 | 655.1823 | 6.5229e-06 | 655.1823 | 0.00076199 | 846.7768 | -0.00128 | 846.7769 | 0.00020699 | 970.9961 | 0.0077 | 846.7769 | 0.022628 | 970.7491 | 3.0002e-05 | 970.9961 | 0.36904 | 655.1823 | 0.02211
| 652.9227 | 0 | 847.016 | 0.00049504 | 652.9227 | 0 | 847.016 | 0.00061571 | 847.216 | 0 | 847.016 | 0.00055633 | 655.3026 | 9.4201e-06 | 841.72 | 0.0012648 | 652.9227 | 0.00072869 | 841.72 | 0.00073989 | 841.72 | 0.00043346 | 655.3026 | 5.6914e-06 | 655.3026 | 0.0002253 | 847.016 | 0.00081383 | 847.016 | 0.0015855 | 971.1645 | 0.00796 | 847.016 | 0.022127 | 970.9184 | 0 | 971.1645 | 0.36182 | 655.3026 | 0.02095
| 653.0448 | 0.00113 | 847.2552 | -0.0015097 | 653.0448 | 0.00128 | 847.2552 | -0.0010853 | 847.4553 | 0 | 847.2552 | -0.0011707 | 655.4229 | 9.0168e-06 | 841.96 | -0.0012985 | 653.0448 | 0.00113 | 841.96 | -2.6905e-06 | 841.96 | 0.00043346 | 655.4229 | 6.4878e-06 | 655.4229 | 0.0001388 | 847.2552 | -0.0005394 | 847.2552 | -0.001351 | 971.3329 | 0.00338 | 847.2552 | 0.019909 | 971.0878 | 3.0002e-05 | 971.3329 | 0.3558 | 655.4229 | 0.0205
| 653.167 | 0 | 847.4944 | -0.00037278 | 653.167 | 0 | 847.4944 | 3.9747e-05 | 847.6945 | 0 | 847.4944 | 0.00052548 | 655.5432 | 7.5831e-06 | 842.2 | 0.0010961 | 653.167 | 0.00078546 | 842.2 | -0.0019076 | 842.2 | -0.00057433 | 655.5432 | 5.4572e-06 | 655.5432 | 6.3689e-07 | 847.4944 | 0.00062165 | 847.4944 | 0.00043337 | 971.5013 | 0.00721 | 847.4944 | 0.022159 | 971.2571 | 0 | 971.5013 | 0.34985 | 655.5432 | 0.01944
| 653.2891 | 0.00115 | 847.7336 | -0.00041164 | 653.2891 | 0.00139 | 847.7336 | -0.0011089 | 847.9338 | 0 | 847.7336 | -0.0010134 | 655.6635 | 8.0312e-06 | 842.44 | -0.0018381 | 653.2891 | 0.00195 | 842.44 | -0.00035784 | 842.44 | -0.0016797 | 655.6635 | 6.2653e-06 | 655.6635 | 8.5651e-07 | 847.7337 | -0.00132 | 847.7336 | -0.001623 | 971.6698 | 0.00575 | 847.7336 | 0.020944 | 971.4265 | 5.0004e-05 | 971.6698 | 0.34475 | 655.6635 | 0.01963
| 653.4112 | 0 | 847.9729 | 9.9388e-05 | 653.4112 | 0 | 847.9729 | 0.00049408 | 848.1731 | 0 | 847.9729 | 0.00045932 | 655.7838 | 8.3e-06 | 842.68 | 0.0011973 | 653.4112 | 0.00192 | 842.68 | -0.0004547 | 842.68 | -2.1673e-05 | 655.7838 | 4.9888e-06 | 655.7838 | 2.0864e-07 | 847.9729 | 0.00047783 | 847.9729 | -0.00017534 | 971.8382 | 0.00543 | 847.9729 | 0.019701 | 971.5959 | 6.6672e-06 | 971.8382 | 0.33917 | 655.7838 | 0.01819
| 653.5333 | 0.00084148 | 848.2121 | -0.00027868 | 653.5333 | 0.00132 | 848.2121 | -0.0014382 | 848.4124 | 0 | 848.2121 | -0.00084037 | 655.9041 | 8.5464e-06 | 842.91 | 0.00011805 | 653.5333 | 0.00113 | 842.91 | 0.0004816 | 842.91 | -5.4182e-05 | 655.9041 | 5.9139e-06 | 655.9041 | 2.0864e-07 | 848.2121 | -0.00051107 | 848.2121 | 0.00032873 | 972.0066 | 0.00433 | 848.2121 | 0.021312 | 971.7652 | 1.0001e-05 | 972.0066 | 0.33399 | 655.9041 | 0.01823
| 653.6555 | 0 | 848.4513 | -9.5109e-05 | 653.6555 | 0 | 848.4513 | 0.00051919 | 848.6517 | 0 | 848.4513 | 0.00051041 | 656.0244 | 8.244e-06 | 843.15 | 0.001602 | 653.6555 | 0.00061512 | 843.15 | 0.0029031 | 843.15 | -0.00070437 | 656.0244 | 5.1527e-06 | 656.0244 | 0 | 848.4513 | 0.0011 | 848.4513 | -0.00092787 | 972.175 | 0.00698 | 848.4513 | 0.020318 | 971.9346 | 0 | 972.175 | 0.32797 | 656.0244 | 0.01727
| 653.7776 | 0.0006079 | 848.6906 | 0.00035555 | 653.7776 | 0.00109 | 848.6906 | -0.0010085 | 848.891 | 0 | 848.6906 | -0.00083013 | 656.1447 | 8.1656e-06 | 843.39 | -0.00052277 | 653.7776 | 0.00127 | 843.39 | -0.0011004 | 843.39 | -0.0031426 | 656.1447 | 5.668e-06 | 656.1447 | 0 | 848.6906 | 0.00019031 | 848.6906 | -0.00042114 | 972.3434 | 0.00441 | 848.6906 | 0.020495 | 972.104 | 1.0001e-05 | 972.3434 | 0.32271 | 656.1447 | 0.01793
| 653.8998 | 0 | 848.9298 | -0.0004299 | 653.8998 | 0 | 848.9298 | 0.0012237 | 849.1303 | 0 | 848.9298 | 0.00047265 | 656.265 | 8.0872e-06 | 843.63 | 0.00011805 | 653.8998 | 0.00101 | 843.63 | 6.1882e-05 | 843.63 | 1.0836e-05 | 656.265 | 6.113e-06 | 656.265 | 0 | 848.9298 | 0.00098306 | 848.9298 | 0.0020442 | 972.5118 | 0.00619 | 848.9298 | 0.01625 | 972.2734 | 6.6672e-06 | 972.5118 | 0.31699 | 656.265 | 0.01676
| 654.022 | 0.00116 | 849.1691 | -0.00092674 | 654.022 | 0.00123 | 849.1691 | -0.0012132 | 849.3696 | 0 | 849.1691 | -0.00086091 | 656.3854 | 8.0648e-06 | 843.87 | 0.0010624 | 654.022 | 0.00098869 | 843.87 | -0.00055155 | 843.87 | 0.0016688 | 656.3854 | 6.3472e-06 | 656.3854 | 0 | 849.1691 | -0.00032004 | 849.1691 | -0.00024347 | 972.6803 | 0.00506 | 849.1691 | 0.014921 | 972.4427 | 3.0002e-05 | 972.6803 | 0.31217 | 656.3854 | 0.01704
| 654.1442 | 0 | 849.4083 | -8.7259e-06 | 654.1442 | 0 | 849.4083 | -0.00054215 | 849.609 | 0 | 849.4083 | 0.00068861 | 656.5057 | 7.3031e-06 | 844.11 | -0.00065769 | 654.1442 | 0.00021766 | 844.11 | -0.0016815 | 844.11 | 0.00046596 | 656.5057 | 7.5534e-06 | 656.5057 | 0 | 849.4083 | 0.00057065 | 849.4083 | 0.0027123 | 972.8487 | 0.00552 | 849.4083 | 0.018635 | 972.6121 | 0 | 972.8487 | 0.30644 | 656.5057 | 0.01582
| 654.2664 | 0.00051807 | 849.6476 | -0.00025348 | 654.2664 | 0.00088435 | 849.6476 | -0.0015592 | 849.8483 | 0 | 849.6476 | -0.001002 | 656.626 | 7.2807e-06 | 844.35 | -0.00028669 | 654.2664 | 0.00198 | 844.35 | 0.0014179 | 844.35 | -0.0018422 | 656.626 | 6.7337e-06 | 656.626 | 0 | 849.6476 | -0.00045798 | 849.6476 | -0.001186 | 973.0171 | 0.00469 | 849.6476 | 0.018452 | 972.7815 | 3.0002e-05 | 973.0171 | 0.30126 | 656.626 | 0.01628
| 654.3886 | 0 | 849.8869 | -0.00028765 | 654.3886 | 0 | 849.8869 | 0.00083122 | 850.0877 | 0 | 849.8869 | 0.00042356 | 656.7463 | 8.4792e-06 | 844.59 | 0.0005565 | 654.3886 | 0 | 844.59 | 0.00077218 | 844.59 | 0.00056349 | 656.7463 | 7.0382e-06 | 656.7463 | 0 | 849.8869 | 0.00068026 | 849.8869 | -0.0011959 | 973.1855 | 0.00614 | 849.8869 | 0.016626 | 972.9509 | 0 | 973.1855 | 0.29582 | 656.7463 | 0.01518
| 654.5108 | 0.00010482 | 850.1261 | -0.00020479 | 654.5108 | 0.00113 | 850.1261 | -0.0013477 | 850.327 | 0 | 850.1261 | -0.0010097 | 656.8666 | 9.3081e-06 | 844.83 | -0.0011299 | 654.5108 | 0.00081839 | 844.83 | -0.0011327 | 844.83 | -0.0010295 | 656.8666 | 6.6283e-06 | 656.8666 | 0 | 850.1261 | -0.00142 | 850.1261 | -5.8635e-06 | 973.3539 | 0.00464 | 850.1261 | 0.013841 | 973.1203 | 3.0002e-05 | 973.3539 | 0.29125 | 656.8666 | 0.01521
| 654.633 | 0 | 850.3654 | -1.0644e-05 | 654.633 | 0 | 850.3654 | 0.00083493 | 850.5664 | 0 | 850.3654 | 0.00059241 | 656.9869 | 1.0115e-05 | 845.07 | 0.00069142 | 654.633 | 0.00050157 | 845.07 | -0.0012941 | 845.07 | 0.00049847 | 656.9869 | 6.4058e-06 | 656.9869 | 1.0981e-07 | 850.3654 | 0.00057476 | 850.3654 | 0.0027499 | 973.5224 | 0.00455 | 850.3654 | 0.013527 | 973.2897 | 6.6672e-06 | 973.5224 | 0.28626 | 656.9869 | 0.0143
| 654.7552 | 0.0004462 | 850.6047 | -3.0674e-05 | 654.7552 | 0.00123 | 850.6047 | -0.0015418 | 850.8057 | 0 | 850.6047 | -0.0008924 | 657.1073 | 9.8905e-06 | 845.3 | -0.0019057 | 654.7552 | 0.00070485 | 845.3 | -0.00074527 | 845.3 | 0.00062851 | 657.1073 | 6.9211e-06 | 657.1073 | 1.0981e-07 | 850.6047 | -0.00061743 | 850.6047 | -0.00060616 | 973.6908 | 0.00419 | 850.6047 | 0.014959 | 973.4591 | 3.0002e-05 | 973.6908 | 0.28171 | 657.1073 | 0.01444
| 654.8775 | 0 | 850.844 | 0.00010738 | 654.8775 | 0 | 850.844 | 0.0005409 | 851.0451 | 0 | 850.844 | 0.00042855 | 657.2276 | 9.5657e-06 | 845.54 | -0.00038786 | 654.8775 | 0.00113 | 845.54 | 0.001095 | 845.54 | 0.00069354 | 657.2276 | 6.5932e-06 | 657.2276 | 1.0981e-07 | 850.844 | 0.00079037 | 850.844 | 0.0011354 | 973.8592 | 0.00619 | 850.844 | 0.013624 | 973.6285 | 0 | 973.8592 | 0.27655 | 657.2276 | 0.01386
| 654.9997 | 0.00109 | 851.0833 | -0.00032409 | 654.9997 | 0.00149 | 851.0833 | -0.0012026 | 851.2845 | 0 | 851.0833 | -0.001026 | 657.3479 | 9.6553e-06 | 845.78 | 0.0022428 | 654.9997 | 0.00084678 | 845.78 | 0.0016761 | 845.78 | 0.00059601 | 657.3479 | 7.003e-06 | 657.3479 | 0 | 851.0833 | -0.00087789 | 851.0833 | -0.0002708 | 974.0276 | 0.00535 | 851.0833 | 0.01227 | 973.7979 | 3.0002e-05 | 974.0276 | 0.27179 | 657.3479 | 0.01425
| 655.122 | 0 | 851.3227 | -0.00073246 | 655.122 | 0 | 851.3227 | -0.00020863 | 851.5239 | 0 | 851.3227 | 0.00047411 | 657.4682 | 9.0729e-06 | 846.02 | -0.0009275 | 655.122 | 0 | 846.02 | 0.00061074 | 846.02 | -0.00031426 | 657.4682 | 5.7266e-06 | 657.4682 | 0 | 851.3226 | 0.00021946 | 851.3227 | 0.00093805 | 974.1961 | 0.00629 | 851.3227 | 0.011847 | 973.9673 | 6.6672e-06 | 974.1961 | 0.26633 | 657.4682 | 0.01391
| 655.2442 | 0.0014 | 851.562 | -0.00057652 | 655.2442 | 0.00125 | 851.562 | -0.001511 | 851.7633 | 0 | 851.562 | -0.0011245 | 657.5886 | 9.2073e-06 | 846.26 | -0.00045532 | 655.2442 | 0.00079001 | 846.26 | 0.0015148 | 846.26 | -0.0020698 | 657.5886 | 6.3472e-06 | 657.5886 | 0 | 851.562 | -0.00081058 | 851.562 | -0.00039717 | 974.3645 | 0.00524 | 851.562 | 0.014367 | 974.1367 | 0 | 974.3645 | 0.26115 | 657.5886 | 0.01436
| 655.3665 | 0 | 851.8013 | 9.6875e-07 | 655.3665 | 0 | 851.8013 | 0.0011537 | 852.0027 | 0 | 851.8013 | 0.00060085 | 657.7089 | 8.1096e-06 | 846.5 | -0.00065769 | 655.3665 | 0.00158 | 846.5 | -0.00039012 | 846.5 | 4.3346e-05 | 657.7089 | 6.7688e-06 | 657.7089 | 0 | 851.8013 | 0.00055775 | 851.8013 | 0.0018521 | 974.5329 | 0.00761 | 851.8013 | 0.015945 | 974.3061 | 0 | 974.5329 | 0.2552 | 657.7089 | 0.01359
| 655.4888 | 0.00091335 | 852.0406 | -0.00070589 | 655.4888 | 0.00013872 | 852.0406 | -0.0014045 | 852.2422 | 0 | 852.0406 | -0.00084767 | 657.8292 | 9.3641e-06 | 846.74 | -0.0027826 | 655.4888 | 0.00076162 | 846.74 | -0.002521 | 846.74 | -0.00089942 | 657.8292 | 9.6497e-06 | 657.8292 | 0 | 852.0407 | -0.00113 | 852.0406 | -0.00070061 | 974.7014 | 0.00619 | 852.0406 | 0.012409 | 974.4755 | 3.0002e-05 | 974.7014 | 0.24973 | 657.8292 | 0.0137
| 655.6111 | 0 | 852.28 | -0.00033591 | 655.6111 | 0 | 852.28 | 0.00026512 | 852.4816 | 0 | 852.28 | 0.00042609 | 657.9496 | 8.4008e-06 | 846.98 | 0.001602 | 655.6111 | 0.00050157 | 846.98 | -0.00026098 | 846.98 | 0.00079106 | 657.9496 | 8.7011e-06 | 657.9496 | 0 | 852.28 | 0.00024452 | 852.28 | 0.00065912 | 974.8698 | 0.00619 | 852.28 | 0.014216 | 974.6449 | 6.6672e-06 | 974.8698 | 0.24452 | 657.9496 | 0.01258
| 655.7334 | 0.00115 | 852.5193 | -0.00085021 | 655.7334 | 0.00086701 | 852.5193 | -0.0015432 | 852.721 | 0 | 852.5193 | -0.0010619 | 658.0699 | 1.0406e-05 | 847.22 | -0.00045532 | 655.7334 | 0.00090353 | 847.22 | 0.0002556 | 847.22 | 0.00053099 | 658.0699 | 7.776e-06 | 658.0699 | 0 | 852.5194 | -0.00131 | 852.5193 | -0.00039693 | 975.0382 | 0.00658 | 852.5193 | 0.009303 | 974.8143 | 3.0002e-05 | 975.0382 | 0.24025 | 658.0699 | 0.0129
| 655.8557 | 0 | 852.7587 | 0.00011064 | 655.8557 | 0 | 852.7587 | 0.0006366 | 852.9605 | 0 | 852.7587 | 0.00051912 | 658.1902 | 8.8376e-06 | 847.46 | -0.00096123 | 655.8557 | 0.00203 | 847.46 | 0.0012565 | 847.46 | -0.00067186 | 658.1902 | 6.5229e-06 | 658.1902 | 0 | 852.7587 | 0.00062684 | 852.7587 | 0.0016235 | 975.2066 | 0.00645 | 852.7587 | 0.011439 | 974.9837 | 6.6672e-06 | 975.2066 | 0.23615 | 658.1902 | 0.01202
| 655.978 | 0.00039229 | 852.9981 | 0.00012371 | 655.978 | 0.00123 | 852.9981 | -0.0014198 | 853.1999 | 0 | 852.9981 | -0.0011022 | 658.3106 | 8.4792e-06 | 847.7 | -0.00075887 | 655.978 | 0.00158 | 847.7 | 0.00044931 | 847.7 | 0.00040094 | 658.3106 | 8.1741e-06 | 658.3106 | 0 | 852.9981 | -0.00056291 | 852.9981 | -0.000185 | 975.3751 | 0.00489 | 852.9981 | 0.014136 | 975.1531 | 3.0002e-05 | 975.3751 | 0.23236 | 658.3106 | 0.01247
| 656.1004 | 0 | 853.2374 | 0.0010496 | 656.1004 | 0 | 853.2374 | 0.00038062 | 853.4394 | 0 | 853.2374 | 0.00086162 | 658.4309 | 6.519e-06 | 847.93 | -0.0009275 | 656.1004 | 0.00263 | 847.93 | -0.00051927 | 847.93 | 0.00098612 | 658.4309 | 9.0173e-06 | 658.4309 | 2.0864e-07 | 853.2374 | 0.00090017 | 853.2374 | 0.0019721 | 975.5435 | 0.00766 | 853.2374 | 0.013322 | 975.3225 | 2.6669e-05 | 975.5435 | 0.22821 | 658.4309 | 0.01163
| 656.2227 | 0.00057197 | 853.4768 | -0.00096779 | 656.2227 | 0.00022542 | 853.4768 | -0.0013809 | 853.6788 | 0 | 853.4768 | -0.0011841 | 658.5512 | 6.6534e-06 | 848.17 | -0.00035414 | 656.2227 | 0.00139 | 848.17 | -0.00026098 | 848.17 | -0.00050931 | 658.5512 | 9.3218e-06 | 658.5512 | 2.0864e-07 | 853.4768 | -0.00128 | 853.4768 | -0.00014053 | 975.712 | 0.00431 | 853.4768 | 0.010978 | 975.492 | 0 | 975.712 | 0.22433 | 658.5512 | 0.01226
| 656.3451 | 0 | 853.7162 | -0.00024597 | 656.3451 | 3.4765e-05 | 853.7162 | 0.0007424 | 853.9183 | 0 | 853.7162 | 0.00063288 | 658.6716 | 8.5576e-06 | 848.41 | -0.0012648 | 656.3451 | 0.00124 | 848.41 | -0.0011973 | 848.41 | 0.00010836 | 658.6716 | 9.2632e-06 | 658.6716 | 2.0864e-07 | 853.7162 | 0.00127 | 853.7162 | 0.0024872 | 975.8804 | 0.00636 | 853.7162 | 0.011031 | 975.6614 | 6.6672e-06 | 975.8804 | 0.22029 | 658.6716 | 0.01167
| 656.4674 | 0.00104 | 853.9556 | -0.0010724 | 656.4674 | 0.00121 | 853.9556 | -0.0015746 | 854.1578 | 0 | 853.9556 | -0.0010904 | 658.7919 | 9.3865e-06 | 848.65 | -0.0018719 | 656.4674 | 0.00156 | 848.65 | -0.0010358 | 848.65 | -0.001127 | 658.7919 | 8.4552e-06 | 658.7919 | 0 | 853.9556 | -0.00080077 | 853.9556 | -0.00035323 | 976.0488 | 0.00522 | 853.9556 | 0.0085527 | 975.8308 | 1.0001e-05 | 976.0488 | 0.21637 | 658.7919 | 0.01212
| 656.5898 | 0 | 854.195 | -2.946e-05 | 656.5898 | 0 | 854.195 | -0.00013057 | 854.3973 | 0 | 854.195 | 0.00062845 | 658.9123 | 1.0327e-05 | 848.89 | 0.0015008 | 656.5898 | 0.00186 | 848.89 | -0.00071299 | 848.89 | 0.00010836 | 658.9123 | 7.5769e-06 | 658.9123 | 4.2825e-07 | 854.195 | 0.00146 | 854.195 | 0.00028321 | 976.2173 | 0.00496 | 854.195 | 0.0099731 | 976.0002 | 0 | 976.2173 | 0.21183 | 658.9123 | 0.01118
| 656.7122 | 0.00015871 | 854.4344 | -0.00072055 | 656.7122 | 0.00079764 | 854.4344 | -0.0012425 | 854.6368 | 0 | 854.4344 | -0.00099846 | 659.0326 | 9.8345e-06 | 849.13 | -0.00038786 | 656.7122 | 0.00176 | 849.13 | -0.0023596 | 849.13 | -0.00093193 | 659.0326 | 7.5183e-06 | 659.0326 | 6.3689e-07 | 854.4344 | -0.00086399 | 854.4344 | -0.00045463 | 976.3857 | 0.00484 | 854.4344 | 0.0087878 | 976.1697 | 0 | 976.3857 | 0.2072 | 659.0326 | 0.0116
| 656.8346 | 0 | 854.6738 | 9.7223e-05 | 656.8346 | 0 | 854.6738 | 0.00024835 | 854.8763 | 0 | 854.6738 | 0.0004959 | 659.153 | 9.1849e-06 | 849.37 | 0.0011973 | 656.8346 | 0.00203 | 849.37 | 0.00022331 | 849.37 | 0.00075855 | 659.153 | 7.9282e-06 | 659.153 | 6.3689e-07 | 854.6738 | 0.0009912 | 854.6738 | 0.0010909 | 976.5542 | 0.00559 | 854.6738 | 0.010623 | 976.3391 | 2.6669e-05 | 976.5542 | 0.20235 | 659.153 | 0.01092
| 656.9569 | 0.00136 | 854.9133 | 3.2232e-05 | 656.9569 | 0.00090168 | 854.9133 | -0.0018944 | 855.1158 | 0 | 854.9133 | -0.0013142 | 659.2733 | 7.5943e-06 | 849.61 | -0.00082632 | 656.9569 | 0.00064808 | 849.61 | 6.1882e-05 | 849.61 | 0.0025465 | 659.2733 | 8.9353e-06 | 659.2733 | 2.0864e-07 | 854.9133 | -0.00040071 | 854.9133 | -0.00063551 | 976.7226 | 0.00424 | 854.9133 | 0.0093289 | 976.5085 | 1.0001e-05 | 976.7226 | 0.19833 | 659.2733 | 0.01132
| 657.0793 | 0 | 855.1527 | 0.00032704 | 657.0793 | 0 | 855.1527 | 0.00082365 | 855.3554 | 0 | 855.1527 | 0.00050982 | 659.3937 | 6.4182e-06 | 849.85 | -0.0017707 | 657.0793 | 0.00195 | 849.85 | 0.0004816 | 849.85 | -0.001062 | 659.3937 | 8.1507e-06 | 659.3937 | 0 | 855.1527 | 0.00022421 | 855.1527 | 0.0021994 | 976.891 | 0.00675 | 855.1527 | 0.010505 | 976.678 | 0 | 976.891 | 0.19409 | 659.3937 | 0.0102
| 657.2018 | 0.00127 | 855.3921 | -0.00086159 | 657.2018 | 0.00027745 | 855.3921 | -0.0013878 | 855.5949 | 0 | 855.3921 | -0.0010608 | 659.514 | 6.4182e-06 | 850.09 | -0.0023778 | 657.2018 | 0.00292 | 850.09 | -0.0019721 | 850.09 | -0.0019397 | 659.514 | 9.0173e-06 | 659.514 | 2.0864e-07 | 855.3921 | -0.00099808 | 855.3921 | -0.0013189 | 977.0595 | 0.00545 | 855.3921 | 0.008404 | 976.8474 | 0 | 977.0595 | 0.19039 | 659.514 | 0.01051
| 657.3242 | 0 | 855.6316 | 0.00048682 | 657.3242 | 0 | 855.6316 | 0.00057782 | 855.8344 | 0 | 855.6316 | 0.00081632 | 659.6344 | 7.7175e-06 | 850.33 | 0.0026476 | 657.3242 | 0.00107 | 850.33 | 0.00061074 | 850.33 | -0.00080189 | 659.6344 | 8.7245e-06 | 659.6344 | 2.0864e-07 | 855.6316 | 0.00089101 | 855.6316 | 0.00084386 | 977.2279 | 0.00529 | 855.6316 | 0.010199 | 977.0168 | 0 | 977.2279 | 0.18616 | 659.6344 | 0.00966
| 657.4466 | 0.00058994 | 855.871 | -5.017e-05 | 657.4466 | 0.00109 | 855.871 | -0.00066059 | 856.074 | 0 | 855.871 | -0.0011335 | 659.7548 | 9.8345e-06 | 850.57 | 0.001231 | 657.4466 | 0.00022234 | 850.57 | -0.00077756 | 850.57 | -8.6692e-05 | 659.7548 | 9.7902e-06 | 659.7548 | 1.0651e-06 | 855.871 | -0.00101 | 855.871 | -0.0013551 | 977.3964 | 0.00528 | 855.871 | 0.0087602 | 977.1863 | 3.0002e-05 | 977.3964 | 0.1826 | 659.7548 | 0.01015
| 657.5691 | 0 | 856.1105 | 9.1654e-05 | 657.5691 | 0 | 856.1105 | -6.1507e-05 | 856.3135 | 0 | 856.1105 | 0.00051605 | 659.8751 | 1.0171e-05 | 850.8 | 0.00065769 | 657.5691 | 0.00101 | 850.8 | -0.00084214 | 850.8 | 0.002384 | 659.8751 | 9.2632e-06 | 659.8751 | 1.0651e-06 | 856.1105 | 0.00158 | 856.1105 | 0.0013423 | 977.5648 | 0.0064 | 856.1105 | 0.0082937 | 977.3557 | 0 | 977.5648 | 0.17895 | 659.8751 | 0.00932
| 657.6915 | 0.00080555 | 856.35 | -0.00025876 | 657.6915 | 0.00151 | 856.35 | -0.0018423 | 856.5531 | 0 | 856.35 | -0.00082274 | 659.9955 | 1.0977e-05 | 851.04 | -0.00011805 | 657.6915 | 0.00036425 | 851.04 | 0.002096 | 851.04 | -0.00070437 | 659.9955 | 8.5137e-06 | 659.9955 | 1.2848e-06 | 856.35 | -0.00064621 | 856.35 | 0.00023344 | 977.7333 | 0.00496 | 856.35 | 0.0074468 | 977.5252 | 1.0001e-05 | 977.7333 | 0.1756 | 659.9955 | 0.00997
| 657.814 | 0 | 856.5894 | -0.0009979 | 657.814 | 0 | 856.5894 | 0.00060937 | 856.7927 | 0 | 856.5894 | 0.00058298 | 660.1159 | 1.0372e-05 | 851.28 | 0.00059023 | 657.814 | 0.00024605 | 851.28 | 0.0004816 | 851.28 | -0.0010295 | 660.1159 | 6.9211e-06 | 660.1159 | 1.175e-06 | 856.5894 | 0.00059176 | 856.5894 | -0.00034665 | 977.9017 | 0.00582 | 856.5894 | 0.005206 | 977.6946 | 2.6669e-05 | 977.9017 | 0.17235 | 660.1159 | 0.00924
| 657.9364 | 0.00066181 | 856.8289 | -0.0011043 | 657.9364 | 0.00118 | 856.8289 | -0.0011212 | 857.0322 | 0 | 856.8289 | -0.0012134 | 660.2362 | 1.0271e-05 | 851.52 | -0.0020405 | 657.9364 | 0.00033588 | 851.52 | -0.00019641 | 851.52 | 0.00027091 | 660.2362 | 7.2021e-06 | 660.2362 | 1.175e-06 | 856.8289 | -0.00097681 | 856.8289 | -0.0025543 | 978.0702 | 0.00614 | 856.8289 | 0.0059621 | 977.8641 | 1.0001e-05 | 978.0702 | 0.1697 | 660.2362 | 0.00961
| 658.0589 | 0 | 857.0684 | -0.00061885 | 658.0589 | 0 | 857.0684 | 0.00045171 | 857.2718 | 0 | 857.0684 | 0.00065987 | 660.3566 | 9.2073e-06 | 851.76 | -0.00065769 | 658.0589 | 0.00147 | 851.76 | -3.4977e-05 | 851.76 | 0.0011812 | 660.3566 | 7.7642e-06 | 660.3566 | 9.6631e-07 | 857.0684 | 0.00051541 | 857.0684 | 0.00041749 | 978.2386 | 0.0068 | 857.0684 | 0.0055162 | 978.0335 | 6.6672e-06 | 978.2386 | 0.16724 | 660.3566 | 0.00852
| 658.1814 | 0.00051807 | 857.3079 | -0.00065857 | 658.1814 | 0.0017 | 857.3079 | -0.00081094 | 857.5114 | 0 | 857.3079 | -0.001101 | 660.477 | 8.6584e-06 | 852 | -0.0021416 | 658.1814 | 0.0004494 | 852 | -0.0023273 | 852 | 0.00040094 | 660.477 | 8.1858e-06 | 660.477 | 7.467e-07 | 857.3079 | -0.00056744 | 857.3079 | -0.00044557 | 978.4071 | 0.0035 | 857.3079 | 0.0060894 | 978.203 | 3.0002e-05 | 978.4071 | 0.16518 | 660.477 | 0.00894
| 658.3039 | 0 | 857.5474 | 0.00034709 | 658.3039 | 0 | 857.5474 | 0.00050249 | 857.751 | 0 | 857.5474 | 0.00051697 | 660.5973 | 8.5016e-06 | 852.24 | 0.00025296 | 658.3039 | 0.00203 | 852.24 | 0.00044931 | 852.24 | 0.00043346 | 660.5973 | 8.0687e-06 | 660.5973 | 7.467e-07 | 857.5474 | 0.00113 | 857.5474 | 0.0021646 | 978.5755 | 0.00585 | 857.5474 | 0.008687 | 978.3725 | 0 | 978.5755 | 0.16245 | 660.5973 | 0.00787
| 658.4264 | 0.00098522 | 857.7869 | 8.8006e-06 | 658.4264 | 0.0003468 | 857.7869 | -0.0016286 | 857.9906 | 0 | 857.7869 | -0.0011042 | 660.7177 | 8.3896e-06 | 852.48 | -0.00086005 | 658.4264 | 0.00238 | 852.48 | -0.00097128 | 852.48 | -0.0012245 | 660.7177 | 7.167e-06 | 660.7177 | 9.6631e-07 | 857.7869 | -0.00107 | 857.7869 | -0.001951 | 978.744 | 0.00491 | 857.7869 | 0.0067495 | 978.5419 | 1.0001e-05 | 978.744 | 0.15983 | 660.7177 | 0.00801
| 658.5489 | 0 | 858.0264 | 0.00067981 | 658.5489 | 0 | 858.0264 | 0.0010712 | 858.2303 | 0 | 858.0264 | 0.00076105 | 660.8381 | 8.8712e-06 | 852.72 | -0.0021416 | 658.5489 | 0.00072869 | 852.72 | -2.6905e-06 | 852.72 | -0.00060684 | 660.8381 | 8.2327e-06 | 660.8381 | 8.5651e-07 | 858.0264 | 0.00157 | 858.0264 | 0.00062995 | 978.9124 | 0.00524 | 858.0264 | 0.0094465 | 978.7114 | 0 | 978.9124 | 0.15665 | 660.8381 | 0.00709
| 658.6715 | 0.00030245 | 858.2659 | -0.00056277 | 658.6715 | 0.00121 | 858.2659 | -0.002335 | 858.4699 | 0 | 858.2659 | -0.001263 | 660.9584 | 1.0036e-05 | 852.96 | 0.00015177 | 658.6715 | 0.00181 | 852.96 | -0.0023919 | 852.96 | 0.0013438 | 660.9584 | 7.8462e-06 | 660.9584 | 1.0651e-06 | 858.2659 | 0.00021649 | 858.2659 | -0.00027342 | 979.0809 | 0.00452 | 858.2659 | 0.0052721 | 978.8809 | 1.0001e-05 | 979.0809 | 0.15382 | 660.9584 | 0.00757
| 658.794 | 0 | 858.5055 | 3.8529e-05 | 658.794 | 0 | 858.5055 | 0.00064698 | 858.7095 | 0 | 858.5055 | 0.00063423 | 661.0788 | 1.0563e-05 | 853.2 | -0.00015177 | 658.794 | 0.00035962 | 853.2 | -0.00035784 | 853.2 | 0.0010836 | 661.0788 | 7.7408e-06 | 661.0788 | 1.3946e-06 | 858.5055 | 0.00056726 | 858.5055 | 0.00040846 | 979.2493 | 0.00582 | 858.5055 | 0.0080389 | 979.0503 | 0 | 979.2493 | 0.15059 | 661.0788 | 0.00699
| 658.9165 | 0 | 858.745 | -0.00039825 | 658.9165 | 0.00149 | 858.745 | -0.0015014 | 858.9492 | 0 | 858.745 | -0.0012536 | 661.1992 | 1.0171e-05 | 853.44 | -0.00082632 | 658.9165 | 0.00158 | 853.44 | -0.0013264 | 853.44 | -0.00067186 | 661.1992 | 7.694e-06 | 661.1992 | 1.2848e-06 | 858.745 | -0.00094964 | 858.745 | -0.00040515 | 979.4178 | 0.00503 | 858.745 | 0.005454 | 979.2198 | 3.0002e-05 | 979.4178 | 0.14752 | 661.1992 | 0.00761
| 659.0391 | 0 | 858.9846 | 2.012e-06 | 659.0391 | 0 | 858.9846 | -0.00036429 | 859.1888 | 0 | 858.9846 | 0.00060312 | 661.3196 | 9.7785e-06 | 853.68 | 0.0010287 | 659.0391 | 0.00203 | 853.68 | -0.00058385 | 853.68 | 0.0013112 | 661.3196 | 7.8228e-06 | 661.3196 | 1.8228e-06 | 858.9846 | 0.00062027 | 858.9846 | 0.0027426 | 979.5862 | 0.00777 | 858.9846 | 0.0066066 | 979.3893 | 0 | 979.5862 | 0.1441 | 661.3196 | 0.00732
| 659.1617 | 0 | 859.2241 | -0.0011444 | 659.1617 | 0.00091902 | 859.2241 | -0.0015493 | 859.4285 | 0 | 859.2241 | -0.0011393 | 661.44 | 1.0249e-05 | 853.91 | -0.00028669 | 659.1617 | 0.00059133 | 853.91 | -0.0012619 | 853.91 | -0.0025248 | 661.44 | 8.9353e-06 | 661.44 | 1.2848e-06 | 859.2241 | -0.00144 | 859.2241 | -0.0013964 | 979.7547 | 0.00549 | 859.2241 | 0.0067732 | 979.5587 | 0 | 979.7547 | 0.14134 | 661.44 | 0.00798
| 659.2842 | 0 | 859.4637 | -0.00034094 | 659.2842 | 0 | 859.4637 | 0.00012839 | 859.6681 | 0 | 859.4637 | 0.00066851 | 661.5604 | 9.9913e-06 | 854.15 | -0.0018044 | 659.2842 | 0 | 854.15 | -0.00051927 | 854.15 | -0.00067186 | 661.5604 | 7.8579e-06 | 661.5604 | 1.713e-06 | 859.4637 | 0.00149 | 859.4637 | 0.0014158 | 979.9232 | 0.0057 | 859.4637 | 0.0063149 | 979.7282 | 0 | 979.9232 | 0.13819 | 661.5604 | 0.00717
| 659.4068 | 1.4969e-05 | 859.7032 | -0.00057528 | 659.4068 | 0.00095371 | 859.7032 | -0.0021295 | 859.9078 | 0 | 859.7032 | -0.0012811 | 661.6807 | 1.0115e-05 | 854.39 | -0.001602 | 659.4068 | 0.00059133 | 854.39 | -0.0018752 | 854.39 | -0.00060684 | 661.6807 | 8.6777e-06 | 661.6807 | 9.6631e-07 | 859.7032 | -0.00040568 | 859.7032 | 0.001097 | 980.0916 | 0.00513 | 859.7032 | 0.0067998 | 979.8977 | 1.0001e-05 | 980.0916 | 0.13586 | 661.6807 | 0.00712
| 659.5294 | 0 | 859.9428 | -0.00010612 | 659.5294 | 0 | 859.9428 | 0.00068114 | 860.1475 | 0 | 859.9428 | 0.00072647 | 661.8011 | 8.9496e-06 | 854.63 | 0.00072515 | 659.5294 | 0.00089903 | 854.63 | 0.0010305 | 854.63 | 0.00088859 | 661.8011 | 8.9939e-06 | 661.8011 | 2.5695e-06 | 859.9428 | 0.00138 | 859.9428 | 0.00082437 | 980.2601 | 0.00455 | 859.9428 | 0.0074769 | 980.0672 | 0 | 980.2601 | 0.13305 | 661.8011 | 0.00598
| 659.652 | 0.00087741 | 860.1824 | 5.9422e-05 | 659.652 | 0.0018 | 860.1824 | -0.0013442 | 860.3872 | 0 | 860.1824 | -0.00095218 | 661.9215 | 9.4985e-06 | 854.87 | -0.00048905 | 659.652 | 0 | 854.87 | -0.0011004 | 854.87 | 0.0010511 | 661.9215 | 9.8956e-06 | 661.9215 | 2.6684e-06 | 860.1824 | -0.00067015 | 860.1824 | 0.00024461 | 980.4285 | 0.00547 | 860.1824 | 0.005668 | 980.2367 | 3.0002e-05 | 980.4285 | 0.13074 | 661.9215 | 0.00602
| 659.7746 | 0 | 860.422 | 0.00063231 | 659.7746 | 0 | 860.422 | 0.00022434 | 860.6269 | 0 | 860.422 | 0.00062486 | 662.0419 | 9.3865e-06 | 855.11 | -0.0011636 | 659.7746 | 0.00181 | 855.11 | 0.0019345 | 855.11 | 0.0022214 | 662.0419 | 9.5677e-06 | 662.0419 | 3.7445e-06 | 860.422 | 0.00053015 | 860.422 | 0.00049276 | 980.597 | 0.00619 | 860.422 | 0.0085003 | 980.4062 | 0 | 980.597 | 0.12785 | 662.0419 | 0.00499
| 659.8972 | 0.00033839 | 860.6616 | -9.076e-05 | 659.8972 | 0.00123 | 860.6616 | -0.0011025 | 860.8666 | 0 | 860.6616 | -0.0011147 | 662.1623 | 1.1503e-05 | 855.35 | -0.0020405 | 659.8972 | 0.00093192 | 855.35 | -0.0012619 | 855.35 | -0.00034676 | 662.1623 | 8.7479e-06 | 662.1623 | 2.5695e-06 | 860.6616 | -0.00041508 | 860.6616 | -0.00082008 | 980.7655 | 0.00466 | 860.6616 | 0.0035464 | 980.5756 | 1.0001e-05 | 980.7655 | 0.12559 | 662.1623 | 0.00533
| 660.0198 | 0 | 860.9012 | 2.5016e-05 | 660.0198 | 0 | 860.9012 | -0.00011099 | 861.1063 | 0 | 860.9012 | 0.0006281 | 662.2827 | 1.0977e-05 | 855.59 | 0.00086005 | 660.0198 | 0.00186 | 855.59 | 0.0011919 | 855.59 | 0.00040094 | 662.2827 | 9.4623e-06 | 662.2827 | 3.2064e-06 | 860.9012 | 0.00032734 | 860.9012 | 0.001649 | 980.9339 | 0.0065 | 860.9012 | 0.0093368 | 980.7451 | 6.6672e-06 | 980.9339 | 0.12302 | 662.2827 | 0.00454
| 660.1425 | 0 | 861.1408 | -0.00047251 | 660.1425 | 0.00158 | 861.1408 | -0.0013157 | 861.346 | 0 | 861.1408 | -0.0010762 | 662.4031 | 9.8905e-06 | 855.83 | -0.00052277 | 660.1425 | 0.00036425 | 855.83 | -0.00051927 | 855.83 | -0.00018422 | 662.4031 | 9.7668e-06 | 662.4031 | 2.6684e-06 | 861.1408 | -0.0006722 | 861.1408 | -0.0010381 | 981.1024 | 0.00389 | 861.1408 | 0.0067436 | 980.9146 | 1.0001e-05 | 981.1024 | 0.12075 | 662.4031 | 0.00522
| 660.2651 | 0 | 861.3804 | 0.00034677 | 660.2651 | 0 | 861.3804 | 0.00054381 | 861.5858 | 0 | 861.3804 | 0.00069669 | 662.5235 | 7.0343e-06 | 856.07 | 0.0013322 | 660.2651 | 0.00167 | 856.07 | 0.0016439 | 856.07 | 0.0015387 | 662.5235 | 1.1008e-05 | 662.5235 | 2.5695e-06 | 861.3804 | 0.00115 | 861.3804 | 0.0020307 | 981.2709 | 0.00636 | 861.3804 | 0.0076555 | 981.0841 | 2.6669e-05 | 981.2709 | 0.11798 | 662.5235 | 0.00453
| 660.3878 | 0.00062587 | 861.62 | -0.00053139 | 660.3878 | 0.00062425 | 861.62 | -0.0013658 | 861.8255 | 0 | 861.62 | -0.00098892 | 662.6439 | 6.6534e-06 | 856.31 | 0.00045532 | 660.3878 | 0.00102 | 856.31 | 0.00099818 | 856.31 | -0.00028175 | 662.6439 | 1.0223e-05 | 662.6439 | 1.2848e-06 | 861.62 | -0.00107 | 861.62 | -0.00077057 | 981.4393 | 0.0039 | 861.62 | 0.0028408 | 981.2536 | 3.0002e-05 | 981.4393 | 0.11557 | 662.6439 | 0.00498
| 660.5104 | 0 | 861.8596 | -0.00015901 | 660.5104 | 0 | 861.8596 | 0.001078 | 862.0653 | 0 | 861.8596 | 0.00048688 | 662.7643 | 7.1239e-06 | 856.55 | 0.0036931 | 660.5104 | 0.00104 | 856.55 | 0.0022896 | 856.55 | 0.0018314 | 662.7643 | 1.0505e-05 | 662.7643 | 1.6032e-06 | 861.8596 | 0.00048698 | 861.8596 | -0.00057464 | 981.6078 | 0.00626 | 861.8596 | 0.0066938 | 981.4231 | 6.6672e-06 | 981.6078 | 0.11318 | 662.7643 | 0.00441
| 660.6331 | 0.00188 | 862.0993 | -0.00027066 | 660.6331 | 0.00041617 | 862.0993 | -0.0019265 | 862.305 | 0 | 862.0993 | -0.0011552 | 662.8847 | 8.3672e-06 | 856.79 | -0.00072515 | 660.6331 | 0.00227 | 856.79 | -0.0026824 | 856.79 | -0.00073687 | 662.8847 | 9.2984e-06 | 662.8847 | 2.3499e-06 | 862.0993 | -0.00047771 | 862.0993 | -0.0036087 | 981.7763 | 0.00484 | 862.0993 | 0.0045396 | 981.5926 | 5.0004e-05 | 981.7763 | 0.11112 | 662.8847 | 0.00493
| 660.7558 | 0 | 862.3389 | 0.00025783 | 660.7558 | 0 | 862.3389 | 0.00062762 | 862.5448 | 0 | 862.3389 | 0.00077634 | 663.0051 | 8.7928e-06 | 857.03 | 0.0015684 | 660.7558 | 0 | 857.03 | 0.0023542 | 857.03 | 0.00079106 | 663.0051 | 9.7668e-06 | 663.0051 | 4.1727e-06 | 862.3389 | 0.00088946 | 862.3389 | -0.0005853 | 981.9447 | 0.00587 | 862.3389 | 0.0081206 | 981.7621 | 6.6672e-06 | 981.9447 | 0.10876 | 663.0051 | 0.00439
| 660.8785 | 0.00048213 | 862.5786 | -0.0016655 | 660.8785 | 0.00097105 | 862.5786 | -0.0013689 | 862.7845 | 0 | 862.5786 | -0.0013845 | 663.1255 | 9.7225e-06 | 857.27 | -0.00079259 | 660.8785 | 0.00102 | 857.27 | 0.00022331 | 857.27 | -0.001322 | 663.1255 | 8.8885e-06 | 663.1255 | 5.2379e-06 | 862.5786 | -0.00099607 | 862.5786 | -0.0029082 | 982.1132 | 0.00492 | 862.5786 | 0.00080273 | 981.9316 | 1.0001e-05 | 982.1132 | 0.10666 | 663.1255 | 0.0048
| 661.0012 | 0 | 862.8182 | 0.00053528 | 661.0012 | 0 | 862.8182 | -0.00074228 | 863.0243 | 0 | 862.8182 | 0.00054864 | 663.2459 | 8.3672e-06 | 857.5 | 0.00079259 | 661.0012 | 0.00121 | 857.5 | 0.0014502 | 857.5 | 0.0017338 | 663.2459 | 9.5677e-06 | 663.2459 | 5.3477e-06 | 862.8182 | 0.00104 | 862.8182 | 0.0022297 | 982.2817 | 0.00585 | 862.8182 | 0.0073244 | 982.1011 | 0 | 982.2817 | 0.10423 | 663.2459 | 0.00404
| 661.1239 | 0.00116 | 863.0579 | -0.00059314 | 661.1239 | 0.0014 | 863.0579 | -0.0012358 | 863.2641 | 0 | 863.0579 | -0.0013562 | 663.3663 | 7.8743e-06 | 857.74 | -0.0013322 | 661.1239 | 0.00113 | 857.74 | -0.00061613 | 857.74 | -0.0013871 | 663.3663 | 9.029e-06 | 663.3663 | 3.3162e-06 | 863.0579 | -0.00139 | 863.0579 | -5.3643e-05 | 982.4501 | 0.006 | 863.0579 | 0.0026999 | 982.2707 | 1.0001e-05 | 982.4501 | 0.10246 | 663.3663 | 0.00451
| 661.2466 | 0 | 863.2976 | -0.00054068 | 661.2466 | 0 | 863.2976 | -0.0008993 | 863.5039 | 0 | 863.2976 | 0.00068614 | 663.4867 | 6.631e-06 | 857.98 | -0.00025296 | 661.2466 | 0.00098419 | 857.98 | -0.0029407 | 857.98 | 0.00088859 | 663.4867 | 8.502e-06 | 663.4867 | 4.1727e-06 | 863.2976 | 0.00042387 | 863.2976 | 0.0010097 | 982.6186 | 0.00561 | 863.2976 | 0.0072641 | 982.4402 | 6.6672e-06 | 982.6186 | 0.1004 | 663.4867 | 0.00386
| 661.3694 | 0.00035636 | 863.5372 | -0.00031989 | 661.3694 | 0.00072829 | 863.5372 | -0.0018085 | 863.7437 | 0 | 863.5372 | -0.0010602 | 663.6072 | 7.4823e-06 | 858.22 | -0.0020068 | 661.3694 | 0.00281 | 858.22 | 0.0013533 | 858.22 | -0.0013871 | 663.6072 | 8.8299e-06 | 663.6072 | 3.426e-06 | 863.5372 | -0.00059784 | 863.5372 | 0.00031137 | 982.7871 | 0.00535 | 863.5372 | 0.001598 | 982.6097 | 1.0001e-05 | 982.7871 | 0.09885 | 663.6072 | 0.0044
| 661.4921 | 0 | 863.7769 | 0.00063745 | 661.4921 | 0 | 863.7769 | 0.00051679 | 863.9835 | 0 | 863.7769 | 0.00083759 | 663.7276 | 7.6615e-06 | 858.46 | 0.0011636 | 661.4921 | 0.00050157 | 858.46 | -0.001617 | 858.46 | -0.00037928 | 663.7276 | 7.7642e-06 | 663.7276 | 4.2825e-06 | 863.7769 | 0.00078398 | 863.7769 | 0.00033204 | 982.9556 | 0.00677 | 863.7769 | 0.0050912 | 982.7792 | 6.6672e-06 | 982.9556 | 0.09688 | 663.7276 | 0.00388
| 661.6149 | 0.00019465 | 864.0166 | -0.00079149 | 661.6149 | 0.00072829 | 864.0166 | -0.00119 | 864.2233 | 0 | 864.0166 | -0.0010731 | 663.848 | 8.9496e-06 | 858.7 | -0.00072515 | 661.6149 | 0.00272 | 858.7 | -0.0021336 | 858.7 | -0.0031426 | 663.848 | 9.6731e-06 | 663.848 | 3.6347e-06 | 864.0166 | -0.00142 | 864.0166 | -0.0029549 | 983.124 | 0.00564 | 864.0166 | 0.0038355 | 982.9487 | 1.0001e-05 | 983.124 | 0.09518 | 663.848 | 0.00396
| 661.7376 | 0 | 864.2563 | -0.00053966 | 661.7376 | 0 | 864.2563 | -2.8099e-05 | 864.4632 | 0 | 864.2563 | 0.00091077 | 663.9684 | 8.6024e-06 | 858.94 | -0.0015684 | 661.7376 | 0.00013249 | 858.94 | -0.00042241 | 858.94 | 0.00072604 | 663.9684 | 8.9939e-06 | 663.9684 | 4.8096e-06 | 864.2563 | 0.00086078 | 864.2563 | -0.0013324 | 983.2925 | 0.00552 | 864.2563 | 0.004676 | 983.1182 | 2.6669e-05 | 983.2925 | 0.09305 | 663.9684 | 0.00332
| 661.8604 | 0.00032042 | 864.496 | -0.0010692 | 661.8604 | 0.00090168 | 864.496 | -0.002008 | 864.703 | 0 | 864.496 | -0.0012939 | 664.0888 | 9.2521e-06 | 859.18 | 0.0015684 | 661.8604 | 0.0009603 | 859.18 | -0.0021982 | 859.18 | -0.00086692 | 664.0888 | 1.1254e-05 | 664.0888 | 5.3477e-06 | 864.496 | -0.00188 | 864.496 | -0.00084057 | 983.461 | 0.00526 | 864.496 | 0.0027251 | 983.2878 | 1.0001e-05 | 983.461 | 0.09119 | 664.0888 | 0.00359
| 661.9832 | 0 | 864.7357 | 0.00043851 | 661.9832 | 0 | 864.7357 | 0.0011125 | 864.9428 | 0 | 864.7357 | 0.00084702 | 664.2092 | 8.2104e-06 | 859.42 | -0.0005565 | 661.9832 | 0.00141 | 859.42 | -0.00032556 | 859.42 | 0.0016688 | 664.2092 | 1.0797e-05 | 664.2092 | 5.6661e-06 | 864.7357 | 0.00116 | 864.7357 | 0.002214 | 983.6295 | 0.00473 | 864.7357 | 0.0045313 | 983.4573 | 6.6672e-06 | 983.6295 | 0.08903 | 664.2092 | 0.00299
| 662.106 | 0.00087741 | 864.9754 | -0.00034716 | 662.106 | 0.00187 | 864.9754 | -0.0019709 | 865.1827 | 0 | 864.9754 | -0.0010543 | 664.3297 | 8.7592e-06 | 859.66 | -0.00025296 | 662.106 | 0.00349 | 859.66 | -3.4977e-05 | 859.66 | 0.0010186 | 664.3297 | 1.061e-05 | 664.3297 | 5.6661e-06 | 864.9754 | -0.00092234 | 864.9754 | -0.0011316 | 983.7979 | 0.00594 | 864.9754 | -5.1067e-05 | 983.6268 | 1.0001e-05 | 983.7979 | 0.08737 | 664.3297 | 0.00343
| 662.2287 | 0 | 865.2152 | -0.00016926 | 662.2287 | 0 | 865.2152 | -0.00015667 | 865.4225 | 0 | 865.2152 | 0.0005147 | 664.4501 | 8.4456e-06 | 859.9 | -0.00025296 | 662.2287 | 0.00124 | 859.9 | -0.0012941 | 859.9 | 0.00017338 | 664.4501 | 9.1344e-06 | 664.4501 | 4.601e-06 | 865.2152 | 0.00024527 | 865.2152 | 0.00056613 | 983.9664 | 0.00457 | 865.2152 | 0.0034338 | 983.7964 | 6.6672e-06 | 983.9664 | 0.08548 | 664.4501 | 0.00268
| 662.3515 | 0 | 865.4549 | -2.601e-05 | 662.3515 | 0.00058956 | 865.4549 | -0.0015806 | 865.6624 | 0 | 865.4549 | -0.0014483 | 664.5705 | 8.7032e-06 | 860.14 | -0.00052277 | 662.3515 | 0.00275 | 860.14 | -0.001617 | 860.14 | -0.0034351 | 664.5705 | 8.5372e-06 | 664.5705 | 3.3162e-06 | 865.4549 | -0.00156 | 865.4549 | -0.0013682 | 984.1349 | 0.00433 | 865.4549 | 0.0020805 | 983.9659 | 3.0002e-05 | 984.1349 | 0.08399 | 664.5705 | 0.00309
| 662.4744 | 0 | 865.6946 | 0.0009371 | 662.4744 | 0 | 865.6946 | 0.00051949 | 865.9023 | 0 | 865.6946 | 0.00088338 | 664.691 | 8.3e-06 | 860.38 | -0.0011973 | 662.4744 | 0.00354 | 860.38 | -0.0023273 | 860.38 | -0.00063934 | 664.691 | 9.0524e-06 | 664.691 | 2.7781e-06 | 865.6946 | 0.00114 | 865.6946 | 0.0010749 | 984.3034 | 0.00619 | 865.6946 | 0.0055077 | 984.1354 | 6.6672e-06 | 984.3034 | 0.0821 | 664.691 | 0.0023
| 662.5972 | 0.0004462 | 865.9344 | -0.00070527 | 662.5972 | 0.00062425 | 865.9344 | -0.0014929 | 866.1422 | 0 | 865.9344 | -0.0010231 | 664.8114 | 8.188e-06 | 860.62 | -0.0025465 | 662.5972 | 0.00218 | 860.62 | -0.0013264 | 860.62 | -0.00076939 | 664.8114 | 9.4623e-06 | 664.8114 | 2.4597e-06 | 865.9344 | -0.00023379 | 865.9344 | -0.0016093 | 984.4719 | 0.00642 | 865.9344 | 0.0028552 | 984.305 | 3.0002e-05 | 984.4719 | 0.08055 | 664.8114 | 0.00278
| 662.72 | 0 | 866.1741 | 6.9992e-05 | 662.72 | 0 | 866.1741 | 0.00045095 | 866.382 | 0 | 866.1741 | 0.00052342 | 664.9318 | 9.2857e-06 | 860.86 | 0.00021923 | 662.72 | 0.0009558 | 860.86 | -0.00084214 | 860.86 | -0.00028175 | 664.9318 | 1.0493e-05 | 664.9318 | 2.9978e-06 | 866.1741 | 0.00077329 | 866.1741 | -0.00018178 | 984.6403 | 0.0058 | 866.1741 | 0.0052787 | 984.4745 | 6.6672e-06 | 984.6403 | 0.07864 | 664.9318 | 0.00226
| 662.8429 | 0.00073368 | 866.4139 | -0.00039889 | 662.8429 | 0.00031212 | 866.4139 | -0.0020792 | 866.6219 | 0 | 866.4139 | -0.0013751 | 665.0522 | 1.0193e-05 | 861.1 | -0.00052277 | 662.8429 | 0.00147 | 861.1 | 0.001095 | 861.1 | -0.00060684 | 665.0522 | 1.068e-05 | 665.0522 | 5.4575e-06 | 866.4139 | -0.00051944 | 866.4139 | -0.0023984 | 984.8088 | 0.00617 | 866.4139 | 0.0022154 | 984.644 | 3.0002e-05 | 984.8088 | 0.07727 | 665.0522 | 0.00277
| 662.9657 | 0 | 866.6537 | -0.00018478 | 662.9657 | 0 | 866.6537 | 0.00081033 | 866.8618 | 0 | 866.6537 | 0.00086613 | 665.1727 | 1.0619e-05 | 861.34 | 5.0592e-05 | 662.9657 | 0.00169 | 861.34 | 0.00035245 | 861.34 | -0.0010295 | 665.1727 | 1.006e-05 | 665.1727 | 5.7759e-06 | 866.6537 | 0.00027331 | 866.6537 | 0.00057086 | 984.9773 | 0.00575 | 866.6537 | 0.0042319 | 984.8136 | 6.6672e-06 | 984.9773 | 0.07554 | 665.1727 | 0.00205
| 663.0886 | 0.0012 | 866.8934 | -0.00088543 | 663.0886 | 0.00097105 | 866.8934 | -0.001893 | 867.1018 | 0 | 866.8934 | -0.0013035 | 665.2931 | 9.6553e-06 | 861.58 | -5.0592e-05 | 663.0886 | 0.00272 | 861.58 | -0.0010358 | 861.58 | 0.00062851 | 665.2931 | 9.7668e-06 | 665.2931 | 6.7313e-06 | 866.8934 | -0.00112 | 866.8934 | -0.002122 | 985.1458 | 0.00485 | 866.8934 | 0.0012524 | 984.9831 | 1.0001e-05 | 985.1458 | 0.0742 | 665.2931 | 0.00244
| 663.2115 | 0 | 867.1332 | 0.00037497 | 663.2115 | 0 | 867.1332 | -0.00014871 | 867.3417 | 0 | 867.1332 | 0.00060305 | 665.4135 | 8.8152e-06 | 861.81 | 0.0015008 | 663.2115 | 0.0007003 | 861.81 | -0.0012296 | 861.81 | 0.00040094 | 665.4135 | 8.3147e-06 | 665.4135 | 5.0292e-06 | 867.1332 | 0.00070167 | 867.1332 | 0.0029572 | 985.3143 | 0.00601 | 867.1332 | 0.0039008 | 985.1527 | 6.6672e-06 | 985.3143 | 0.07239 | 665.4135 | 0.00163
| 663.3343 | 0.00082352 | 867.373 | -0.00089752 | 663.3343 | 0.00147 | 867.373 | -0.001006 | 867.5816 | 0 | 867.373 | -0.0012689 | 665.534 | 8.972e-06 | 862.05 | -0.00075887 | 663.3343 | 0.00156 | 862.05 | 0.00022331 | 862.05 | -0.0014521 | 665.534 | 8.4786e-06 | 665.534 | 4.6998e-06 | 867.373 | -0.00163 | 867.373 | -0.0011758 | 985.4828 | 0.00508 | 867.373 | 0.0041365 | 985.3222 | 3.0002e-05 | 985.4828 | 0.07102 | 665.534 | 0.00197
| 663.4572 | 0 | 867.6128 | 4.1634e-06 | 663.4572 | 0 | 867.6128 | 0.00061675 | 867.8215 | 0 | 867.6128 | 0.0006873 | 665.6544 | 8.132e-06 | 862.29 | -1.6864e-05 | 663.4572 | 0 | 862.29 | -0.0026179 | 862.29 | 0.0009536 | 665.6544 | 7.694e-06 | 665.6544 | 3.5248e-06 | 867.6128 | 0.0005823 | 867.6128 | 0.0014401 | 985.6512 | 0.00346 | 867.6128 | 0.0044419 | 985.4918 | 6.6672e-06 | 985.6512 | 0.06939 | 665.6544 | 0.00128
| 663.5801 | 0.00087741 | 867.8526 | -0.00028708 | 663.5801 | 0.00173 | 867.8526 | -0.0023954 | 868.0615 | 0 | 867.8526 | -0.0011415 | 665.7749 | 9.2857e-06 | 862.53 | -0.00045532 | 663.5801 | 0.00033588 | 862.53 | -0.0017461 | 862.53 | -0.0016797 | 665.7749 | 8.9119e-06 | 665.7749 | 2.888e-06 | 867.8526 | -0.00101 | 867.8526 | 0.00067443 | 985.8197 | 0.00392 | 867.8526 | 0.0015526 | 985.6613 | 1.0001e-05 | 985.8197 | 0.06812 | 665.7749 | 0.00166
| 663.703 | 0 | 868.0924 | -0.00073376 | 663.703 | 0 | 868.0924 | 0.00010429 | 868.3014 | 0 | 868.0924 | 0.0007215 | 665.8953 | 8.7816e-06 | 862.77 | 0.00062396 | 663.703 | 0.00215 | 862.77 | 0.0015793 | 862.77 | 0.00049847 | 665.8953 | 9.2632e-06 | 665.8953 | 4.8096e-06 | 868.0924 | 0.00024874 | 868.0924 | 0.000283 | 985.9882 | 0.00765 | 868.0924 | 0.0031097 | 985.8309 | 6.6672e-06 | 985.9882 | 0.06648 | 665.8953 | 0.00101
| 663.826 | 0.00104 | 868.3322 | -0.0012279 | 663.826 | 0.00083232 | 868.3322 | -0.0019117 | 868.5414 | 0 | 868.3322 | -0.0014872 | 666.0158 | 1.0014e-05 | 863.01 | -0.00065769 | 663.826 | 0.00087516 | 863.01 | 0.0010628 | 863.01 | 0.0012787 | 666.0158 | 9.5443e-06 | 666.0158 | 3.9531e-06 | 868.3322 | -0.00128 | 868.3322 | -0.0018693 | 986.1567 | 0.00809 | 868.3322 | 0.0013692 | 986.0005 | 3.0002e-05 | 986.1567 | 0.06525 | 666.0158 | 0.00148
| 663.9489 | 0 | 868.572 | -0.00023608 | 663.9489 | 0 | 868.572 | 0.0003324 | 868.7813 | 0 | 868.572 | 0.00079404 | 666.1362 | 9.6553e-06 | 863.25 | 0.0016358 | 663.9489 | 0.0013 | 863.25 | 0.00035245 | 863.25 | -0.00018422 | 666.1362 | 9.0759e-06 | 666.1362 | 4.3814e-06 | 868.572 | 0.00204 | 868.572 | 0.00067802 | 986.3252 | 0.00763 | 868.572 | 0.0063984 | 986.17 | 0 | 986.3252 | 0.06382 | 666.1362 | 0.00111
| 664.0718 | 0.00108 | 868.8119 | -0.00044405 | 664.0718 | 0.00192 | 868.8119 | -0.0014603 | 869.0213 | 0 | 868.8119 | -0.0014404 | 666.2567 | 1.0327e-05 | 863.49 | 0.0017707 | 664.0718 | 0.00266 | 863.49 | 0.00064304 | 863.49 | -0.00076939 | 666.2567 | 9.5443e-06 | 666.2567 | 5.2379e-06 | 868.8119 | -0.00078079 | 868.8119 | -0.0015313 | 986.4937 | 0.00612 | 868.8119 | 0.0042453 | 986.3396 | 1.0001e-05 | 986.4937 | 0.06256 | 666.2567 | 0.00156
| 664.1948 | 0 | 869.0517 | 0.00069035 | 664.1948 | 0 | 869.0517 | 0.00063308 | 869.2613 | 0 | 869.0517 | 0.0011353 | 666.3771 | 9.7337e-06 | 863.73 | -0.00038786 | 664.1948 | 0.00107 | 863.73 | 0.00090132 | 863.73 | -0.00073687 | 666.3771 | 8.502e-06 | 666.3771 | 6.6324e-06 | 869.0517 | 0.00113 | 869.0517 | 0.0039642 | 986.6622 | 0.00494 | 869.0517 | 0.0050476 | 986.5092 | 6.6672e-06 | 986.6622 | 0.0611 | 666.3771 | 0.00103
| 664.3177 | 0.00069774 | 869.2916 | -0.0012681 | 664.3177 | 0.00225 | 869.2916 | -0.0022884 | 869.5013 | 0 | 869.2916 | -0.0014828 | 666.4976 | 9.9689e-06 | 863.97 | -0.0022766 | 664.3177 | 0.00039263 | 863.97 | -0.0015524 | 863.97 | -0.00324 | 666.4976 | 8.4201e-06 | 666.4976 | 5.2379e-06 | 869.2916 | -0.0018 | 869.2916 | -0.00030994 | 986.8306 | 0.00506 | 869.2916 | 0.0015067 | 986.6787 | 3.0002e-05 | 986.8306 | 0.05992 | 666.4976 | 0.00113
| 664.4407 | 0 | 869.5314 | -8.4305e-05 | 664.4407 | 0 | 869.5314 | -0.00050972 | 869.7413 | 0 | 869.5314 | 0.0010123 | 666.618 | 9.1513e-06 | 864.21 | 0.0020742 | 664.4407 | 0.00118 | 864.21 | -0.00064841 | 864.21 | 0.0020915 | 666.618 | 7.5183e-06 | 666.618 | 2.888e-06 | 869.5314 | 0.00091892 | 869.5314 | 2.3872e-05 | 986.9991 | 0.00677 | 869.5314 | 0.0047478 | 986.8483 | 0 | 986.9991 | 0.05867 | 666.618 | 0.00060693
| 664.5637 | 0.00124 | 869.7713 | -0.00037257 | 664.5637 | 0.0006936 | 869.7713 | -0.0017907 | 869.9813 | 0 | 869.7713 | -0.001143 | 666.7385 | 8.8936e-06 | 864.45 | -0.00079259 | 664.5637 | 0.00033588 | 864.45 | -0.0020367 | 864.45 | -0.0015171 | 666.7385 | 8.8534e-06 | 666.7385 | 1.2848e-06 | 869.7713 | -0.00093274 | 869.7713 | 0.00041996 | 987.1676 | 0.00728 | 869.7713 | 0.0019207 | 987.0179 | 3.0002e-05 | 987.1676 | 0.05743 | 666.7385 | 0.00084093
| 664.6867 | 0 | 870.0111 | -0.00012583 | 664.6867 | 0 | 870.0111 | 0.00041273 | 870.2213 | 0 | 870.0111 | 0.00091874 | 666.8589 | 9.2073e-06 | 864.69 | 0.0012648 | 664.6867 | 0.00178 | 864.69 | -0.00058385 | 864.69 | 0.0013112 | 666.8589 | 1.0469e-05 | 666.8589 | 2.2401e-06 | 870.0111 | 0.00141 | 870.0111 | 0.0027907 | 987.3361 | 0.00687 | 870.0111 | 0.0017423 | 987.1875 | 0 | 987.3361 | 0.0561 | 666.8589 | 0.00050796
| 664.8097 | 0 | 870.251 | -0.0001555 | 664.8097 | 0.00132 | 870.251 | -0.0011645 | 870.4613 | 0 | 870.251 | -0.0013944 | 666.9794 | 9.6553e-06 | 864.93 | -0.001231 | 664.8097 | 0.00158 | 864.93 | -0.00051927 | 864.93 | -0.00076939 | 666.9794 | 1.0516e-05 | 666.9794 | 3.8543e-06 | 870.251 | -0.00108 | 870.251 | -0.0015518 | 987.5046 | 0.00547 | 870.251 | 0.0045157 | 987.357 | 3.0002e-05 | 987.5046 | 0.05515 | 666.9794 | 0.00070476
| 664.9327 | 0 | 870.4909 | -0.00062617 | 664.9327 | 0 | 870.4909 | 0.00082212 | 870.7014 | 0 | 870.4909 | 0.00072203 | 667.0998 | 1.007e-05 | 865.17 | 0.0011636 | 664.9327 | 0.00164 | 865.17 | -0.002973 | 865.17 | -0.0023624 | 667.0998 | 9.6263e-06 | 667.0998 | 5.0292e-06 | 870.4909 | 0.00042228 | 870.4909 | -0.00094491 | 987.6731 | 0.00496 | 870.4909 | 0.0021097 | 987.5266 | 2.6669e-05 | 987.6731 | 0.05409 | 667.0998 | 0.00027993
| 665.0557 | 0.00073368 | 870.7308 | 3.7172e-05 | 665.0557 | 0.0016 | 870.7308 | -0.002292 | 870.9414 | 0 | 870.7308 | -0.0010007 | 667.2203 | 8.7144e-06 | 865.41 | -0.0027488 | 665.0557 | 0.00235 | 865.41 | -0.0012941 | 865.41 | -0.0014846 | 667.2203 | 8.947e-06 | 667.2203 | 6.5226e-06 | 870.7307 | -0.00125 | 870.7308 | -0.0017882 | 987.8416 | 0.0055 | 870.7308 | -0.00053511 | 987.6962 | 5.0004e-05 | 987.8416 | 0.05323 | 667.2203 | 0.00044952
| 665.1787 | 0 | 870.9706 | 0.00027637 | 665.1787 | 0 | 870.9706 | 0.00038934 | 871.1814 | 0 | 870.9706 | 0.00088483 | 667.3408 | 8.4792e-06 | 865.65 | -8.4319e-05 | 665.1787 | 0.00064351 | 865.65 | -0.00074527 | 865.65 | -0.00093193 | 667.3408 | 8.7011e-06 | 667.3408 | 6.9509e-06 | 870.9706 | 0.00093643 | 870.9706 | 0.0012029 | 988.0101 | 0.0064 | 870.9706 | 0.0066923 | 987.8658 | 0 | 988.0101 | 0.05216 | 667.3408 | 0.0001999
| 665.3017 | 0.00024855 | 871.2105 | -0.00074669 | 665.3017 | 0.00205 | 871.2105 | -0.0015341 | 871.4215 | 0 | 871.2105 | -0.0013325 | 667.4612 | 8.8152e-06 | 865.89 | 0.00059023 | 665.3017 | 0.00081839 | 865.89 | -0.0004547 | 865.89 | -0.00073687 | 667.4612 | 9.4272e-06 | 667.4612 | 7.2693e-06 | 871.2105 | -0.0015 | 871.2105 | -0.0012646 | 988.1786 | 0.00376 | 871.2105 | 0.0017071 | 988.0354 | 3.0002e-05 | 988.1786 | 0.05124 | 667.4612 | 0.00050371
| 665.4248 | 0 | 871.4504 | -3.5864e-05 | 665.4248 | 0 | 871.4504 | 0.00035302 | 871.6616 | 0 | 871.4504 | 0.00082566 | 667.5817 | 8.916e-06 | 866.13 | 0.00052277 | 665.4248 | 0.00084224 | 866.13 | 0.0019345 | 866.13 | -0.0012895 | 667.5817 | 8.4201e-06 | 667.5817 | 6.7313e-06 | 871.4504 | 0.00078811 | 871.4504 | 0.0026225 | 988.3471 | 0.0068 | 871.4504 | 0.00031344 | 988.2049 | 0 | 988.3471 | 0.0502 | 667.5817 | 0.00032574
| 665.5478 | 0 | 871.6904 | -0.0015053 | 665.5478 | 0.00175 | 871.6904 | -0.0013998 | 871.9016 | 0 | 871.6904 | -0.0012244 | 667.7022 | 8.2664e-06 | 866.37 | -0.00075887 | 665.5478 | 0.00098869 | 866.37 | -0.0012296 | 866.37 | -0.00060684 | 667.7022 | 9.7317e-06 | 667.7022 | 5.4575e-06 | 871.6903 | -0.00188 | 871.6904 | -0.0011247 | 988.5156 | 0.00455 | 871.6904 | 0.00020517 | 988.3745 | 1.0001e-05 | 988.5156 | 0.04926 | 667.7022 | 0.0004734
| 665.6709 | 0 | 871.9303 | 0.00029402 | 665.6709 | 0 | 871.9303 | -0.0012747 | 872.1417 | 0 | 871.9303 | 0.00093492 | 667.8226 | 7.2695e-06 | 866.61 | 0.0023104 | 665.6709 | 0.00181 | 866.61 | 0.00077218 | 866.61 | 0.0032292 | 667.8226 | 9.919e-06 | 667.8226 | 4.2825e-06 | 871.9303 | 0.0018 | 871.9303 | -0.00042059 | 988.6841 | 0.00649 | 871.9303 | 0.0029274 | 988.5441 | 6.6672e-06 | 988.6841 | 0.0481 | 667.8226 | 0.00016097
| 665.794 | 6.8875e-05 | 872.1702 | -0.0001378 | 665.794 | 0.00134 | 872.1702 | -0.0028297 | 872.3818 | 0 | 872.1702 | -0.0013197 | 667.9431 | 7.7959e-06 | 866.85 | -0.0011636 | 665.794 | 0.00122 | 866.85 | 0.00093361 | 866.85 | -0.00076939 | 667.9431 | 1.1266e-05 | 667.9431 | 2.1413e-06 | 872.1702 | -0.00109 | 872.1702 | -0.0004894 | 988.8526 | 0.00596 | 872.1702 | -0.001684 | 988.7137 | 3.0002e-05 | 988.8526 | 0.04683 | 667.9431 | 0.00030163
| 665.917 | 0 | 872.4101 | -0.00022599 | 665.917 | 0 | 872.4101 | 0.00090977 | 872.6219 | 0 | 872.4101 | 0.00084127 | 668.0636 | 9.0281e-06 | 867.09 | 0.0016358 | 665.917 | 0.00238 | 867.09 | -0.00097128 | 867.09 | -0.00015171 | 668.0636 | 1.0528e-05 | 668.0636 | 3.6347e-06 | 872.4101 | -0.00028141 | 872.4101 | -0.0013233 | 989.0211 | 0.00582 | 872.4101 | 0.004431 | 988.8833 | 2.6669e-05 | 989.0211 | 0.04539 | 668.0636 | 0.0001767
| 666.0401 | 0.00017668 | 872.6501 | -0.0016052 | 666.0401 | 0.00029479 | 872.6501 | -0.0016285 | 872.862 | 0 | 872.6501 | -0.0014866 | 668.1841 | 9.6441e-06 | 867.32 | -0.0017032 | 666.0401 | 0.00070485 | 867.32 | 6.1882e-05 | 867.32 | -0.001322 | 668.1841 | 1.0469e-05 | 668.1841 | 4.8096e-06 | 872.6501 | -0.00106 | 872.6501 | 0.00087424 | 989.1896 | 0.0048 | 872.6501 | 0.001345 | 989.0529 | 3.0002e-05 | 989.1896 | 0.04397 | 668.1841 | 0.00020919
| 666.1632 | 0 | 872.89 | -0.00025799 | 666.1632 | 0 | 872.89 | -0.00076427 | 873.1021 | 0 | 872.89 | 0.00072039 | 668.3045 | 9.3865e-06 | 867.56 | -0.0017707 | 666.1632 | 0.00169 | 867.56 | -0.00084214 | 867.56 | -0.0033376 | 668.3045 | 1.0341e-05 | 668.3045 | 7.0607e-06 | 872.89 | 0.00123 | 872.89 | 0.00095463 | 989.3581 | 0.00538 | 872.89 | 0.0033769 | 989.2225 | 0 | 989.3581 | 0.04254 | 668.3045 | 5.5347e-05
| 666.2863 | 0.00073368 | 873.13 | -0.00046217 | 666.2863 | 0.00113 | 873.13 | -0.00034464 | 873.3422 | 0 | 873.13 | -0.0013472 | 668.425 | 8.1656e-06 | 867.8 | -0.00072515 | 666.2863 | 0.00022234 | 867.8 | -0.0012296 | 867.8 | 0.0013112 | 668.425 | 1.0446e-05 | 668.425 | 6.2042e-06 | 873.13 | 8.9287e-05 | 873.13 | -0.00043626 | 989.5266 | 0.00426 | 873.13 | -0.0025828 | 989.3921 | 3.0002e-05 | 989.5266 | 0.04119 | 668.425 | 0.00014674
| 666.4095 | 0 | 873.3699 | -0.00020771 | 666.4095 | 0 | 873.3699 | 0.0016619 | 873.5823 | 0 | 873.3699 | 0.0006694 | 668.5455 | 7.3479e-06 | 868.04 | 0.001231 | 666.4095 | 0.00055835 | 868.04 | -2.6905e-06 | 868.04 | 0.00036844 | 668.5455 | 9.7317e-06 | 668.5455 | 6.5226e-06 | 873.3699 | 2.169e-05 | 873.3699 | 0.00037963 | 989.6951 | 0.00585 | 873.3699 | 0.0026866 | 989.5617 | 6.6672e-06 | 989.6951 | 0.03959 | 668.5455 | 0.00011424
| 666.5326 | 0.00048213 | 873.6099 | -0.0010623 | 666.5326 | 0.00257 | 873.6099 | -0.0020968 | 873.8224 | 0 | 873.6099 | -0.0014664 | 668.666 | 7.3591e-06 | 868.28 | -0.0015008 | 666.5326 | 0.00232 | 868.28 | -0.0011973 | 868.28 | -0.0020698 | 668.666 | 9.2749e-06 | 668.666 | 5.7759e-06 | 873.6099 | -0.00169 | 873.6099 | -0.0008368 | 989.8636 | 0.0057 | 873.6099 | -0.0017104 | 989.7313 | 0 | 989.8636 | 0.03871 | 668.666 | 0.00019198
| 666.6557 | 0 | 873.8499 | 0.0013865 | 666.6557 | 0 | 873.8499 | -0.00014193 | 874.0626 | 0 | 873.8499 | 0.00059965 | 668.7865 | 8.0872e-06 | 868.52 | 0.002108 | 666.6557 | 0.00072869 | 868.52 | -0.0015202 | 868.52 | -0.00086692 | 668.7865 | 9.4857e-06 | 668.7865 | 5.4575e-06 | 873.8499 | 0.00124 | 873.8499 | 0.003916 | 990.0321 | 0.00529 | 873.8499 | 0.0030855 | 989.9009 | 0 | 990.0321 | 0.03723 | 668.7865 | 7.7738e-05
| 666.7789 | 0 | 874.0898 | -0.00090594 | 666.7789 | 0.00048552 | 874.0898 | -0.0010862 | 874.3027 | 0 | 874.0898 | -0.0011658 | 668.907 | 8.86e-06 | 868.76 | -0.0013997 | 666.7789 | 0.00116 | 868.76 | -0.00032556 | 868.76 | -0.0021998 | 668.907 | 1.1149e-05 | 668.907 | 6.5226e-06 | 874.0898 | -0.00096547 | 874.0898 | -0.000641 | 990.2006 | 0.00543 | 874.0898 | -5.757e-05 | 990.0706 | 1.0001e-05 | 990.2006 | 0.03697 | 668.907 | 7.8304e-05
| 666.902 | 0 | 874.3298 | -0.00039321 | 666.902 | 0 | 874.3298 | -2.8736e-05 | 874.5429 | 0 | 874.3298 | 0.00065242 | 669.0274 | 9.3305e-06 | 869 | 0.0015684 | 666.902 | 0.00072869 | 869 | 0.0004816 | 869 | 0.0013112 | 669.0274 | 1.0013e-05 | 669.0274 | 6.6324e-06 | 874.3298 | 0.00136 | 874.3298 | 0.0027852 | 990.3691 | 0.00712 | 874.3298 | 0.0025664 | 990.2402 | 6.6672e-06 | 990.3691 | 0.0354 | 669.0274 | 5.7776e-07
| 667.0252 | 0.00019465 | 874.5698 | -0.0015175 | 667.0252 | 0.00121 | 874.5698 | -0.0020933 | 874.783 | 0 | 874.5698 | -0.0015441 | 669.1479 | 9.5433e-06 | 869.24 | -0.0019057 | 667.0252 | 0.00167 | 869.24 | -0.0017461 | 869.24 | -0.00096444 | 669.1479 | 1.1184e-05 | 669.1479 | 7.4889e-06 | 874.5698 | -0.00032366 | 874.5698 | -0.0017275 | 990.5376 | 0.00452 | 874.5698 | 0.0024072 | 990.4098 | 3.0002e-05 | 990.5376 | 0.03521 | 669.1479 | 5.7776e-07
| 667.1484 | 0.00014397 | 874.8098 | -0.00063185 | 667.1484 | 0 | 874.8098 | 0.00025018 | 875.0232 | 0 | 874.8098 | 0.0006489 | 669.2684 | 9.7561e-06 | 869.48 | 0.00069142 | 667.1484 | 0.00303 | 869.48 | -0.00055155 | 869.48 | 0.0002384 | 669.2684 | 9.5443e-06 | 669.2684 | 5.9846e-06 | 874.8098 | 0.00063726 | 874.8098 | 0.0013183 | 990.7061 | 0.00545 | 874.8098 | -0.0019098 | 990.5794 | 0 | 990.7061 | 0.03382 | 669.2684 | 0
| 667.2716 | 0.00078757 | 875.0498 | -0.00014583 | 667.2716 | 0.00179 | 875.0498 | -0.0028893 | 875.2634 | 0 | 875.0498 | -0.0013264 | 669.3889 | 9.1065e-06 | 869.72 | -0.00059023 | 667.2716 | 0.0034 | 869.72 | -0.0018108 | 869.72 | -0.0010295 | 669.3889 | 1.1043e-05 | 669.3889 | 7.9172e-06 | 875.0498 | -0.00043636 | 875.0498 | 0.00045557 | 990.8746 | 0.00535 | 875.0498 | 0.0024422 | 990.749 | 1.0001e-05 | 990.8746 | 0.03371 | 669.3889 | 0
| 667.3948 | 0 | 875.2898 | -0.00046543 | 667.3948 | 0 | 875.2898 | -0.00028821 | 875.5036 | 0 | 875.2898 | 0.00075772 | 669.5094 | 8.2664e-06 | 869.96 | -0.00079259 | 667.3948 | 0.00141 | 869.96 | -0.00093899 | 869.96 | 0.00062851 | 669.5094 | 9.5209e-06 | 669.5094 | 9.4106e-06 | 875.2898 | 0.00082472 | 875.2898 | -0.00026475 | 991.0431 | 0.00594 | 875.2898 | 0.00067762 | 990.9186 | 6.6672e-06 | 991.0431 | 0.03278 | 669.5094 | 0
| 667.518 | 0.00057197 | 875.5299 | -0.00099737 | 667.518 | 0.0014 | 875.5299 | -0.002358 | 875.7437 | 0 | 875.5299 | -0.00161 | 669.6299 | 8.0872e-06 | 870.2 | -0.0014334 | 667.518 | 0.00252 | 870.2 | -0.0013909 | 870.2 | -0.001257 | 669.6299 | 9.9776e-06 | 669.6299 | 1.1222e-05 | 875.5299 | -0.00137 | 875.5299 | 0.0011718 | 991.2117 | 0.00601 | 875.5299 | -0.0045165 | 991.0883 | 1.0001e-05 | 991.2117 | 0.03286 | 669.6299 | 0
| 667.6412 | 0 | 875.7699 | 0.00036954 | 667.6412 | 0 | 875.7699 | 0.0008655 | 875.984 | 0 | 875.7699 | 0.00077354 | 669.7504 | 7.6951e-06 | 870.44 | 0.00042159 | 667.6412 | 0.00158 | 870.44 | 0.0002556 | 870.44 | 0.00010836 | 669.7504 | 9.193e-06 | 669.7504 | 9.3008e-06 | 875.7699 | 0.00064259 | 875.7699 | 0.00088008 | 991.3802 | 0.00577 | 875.7699 | 0.0050116 | 991.2579 | 6.6672e-06 | 991.3802 | 0.03258 | 669.7504 | 0
| 667.7644 | 0.00066181 | 876.0099 | -0.00088146 | 667.7644 | 0.00175 | 876.0099 | -0.0010835 | 876.2242 | 0 | 876.0099 | -0.001799 | 669.8709 | 9.5209e-06 | 870.68 | -0.0018719 | 667.7644 | 0.00201 | 870.68 | 0.0011919 | 870.68 | -0.0015822 | 669.8709 | 9.7082e-06 | 669.8709 | 5.9846e-06 | 876.0099 | -0.00129 | 876.0099 | -0.0016811 | 991.5487 | 0.00719 | 876.0099 | 0.0003228 | 991.4275 | 3.0002e-05 | 991.5487 | 0.03309 | 669.8709 | 0
| 667.8877 | 0 | 876.25 | -0.00033175 | 667.8877 | 0 | 876.25 | 0.0013896 | 876.4644 | 0 | 876.25 | 0.00085028 | 669.9914 | 9.1065e-06 | 870.92 | 0.00065769 | 667.8877 | 0.00098419 | 870.92 | 9.4169e-05 | 870.92 | 0.0009536 | 669.9914 | 9.4272e-06 | 669.9914 | 4.601e-06 | 876.25 | 0.00083684 | 876.25 | 0.00034342 | 991.7172 | 0.00605 | 876.25 | -1.7802e-05 | 991.5972 | 6.6672e-06 | 991.7172 | 0.0334 | 669.9914 | 0
| 668.0109 | 0.00084148 | 876.49 | -0.0011997 | 668.0109 | 0.00172 | 876.49 | -0.0019226 | 876.7046 | 0 | 876.49 | -0.0014311 | 670.1119 | 9.8569e-06 | 871.16 | -0.0014672 | 668.0109 | 0.00176 | 871.16 | -0.0010358 | 871.16 | -0.0020698 | 670.1119 | 1.0469e-05 | 670.1119 | 4.1727e-06 | 876.49 | -0.00126 | 876.49 | -0.0022925 | 991.8857 | 0.00584 | 876.49 | -0.0011265 | 991.7668 | 1.0001e-05 | 991.8857 | 0.03422 | 670.1119 | 2.2403e-07
| 668.1341 | 0 | 876.7301 | -0.00023681 | 668.1341 | 0 | 876.7301 | 0.0002236 | 876.9448 | 0 | 876.7301 | 0.00057282 | 670.2324 | 8.9384e-06 | 871.4 | 0.00011805 | 668.1341 | 0.0022 | 871.4 | 0.0004816 | 871.4 | 0.00059601 | 670.2324 | 9.7668e-06 | 670.2324 | 5.1281e-06 | 876.7301 | 0.00031906 | 876.7301 | -0.00021666 | 992.0542 | 0.00619 | 876.7301 | 0.0012175 | 991.9364 | 6.6672e-06 | 992.0542 | 0.03484 | 670.2324 | 2.2403e-07
| 668.2574 | 5.091e-05 | 876.9701 | -0.0011068 | 668.2574 | 0.00109 | 876.9701 | -0.0019669 | 877.1851 | 0 | 876.9701 | -0.0013968 | 670.3529 | 8.1656e-06 | 871.64 | 0.0020068 | 668.2574 | 0.00193 | 871.64 | -0.00097128 | 871.64 | -0.00018422 | 670.3529 | 1.0165e-05 | 670.3529 | 5.3477e-06 | 876.9701 | -0.00145 | 876.9701 | -0.0040887 | 992.2227 | 0.00545 | 876.9701 | 0.00039891 | 992.1061 | 3.0002e-05 | 992.2227 | 0.03493 | 670.3529 | 2.2403e-07
| 668.3807 | 0 | 877.2102 | 0.00012786 | 668.3807 | 0.00019118 | 877.2102 | 4.3578e-05 | 877.4253 | 0 | 877.2102 | 0.0010324 | 670.4734 | 8.8152e-06 | 871.88 | 0.00072515 | 668.3807 | 0.00167 | 871.88 | -0.0012296 | 871.88 | -0.00076939 | 670.4734 | 9.2398e-06 | 670.4734 | 7.3791e-06 | 877.2102 | 0.00060127 | 877.2102 | 0.0016023 | 992.3912 | 0.0071 | 877.2102 | 0.00352 | 992.2757 | 0 | 992.3912 | 0.03522 | 670.4734 | 0
| 668.504 | 0.00041025 | 877.4503 | -0.000746 | 668.504 | 0.00027745 | 877.4503 | -0.0010304 | 877.6656 | 0 | 877.4503 | -0.0013221 | 670.5939 | 7.6167e-06 | 872.12 | -0.0001855 | 668.504 | 0.00033588 | 872.12 | -0.002521 | 872.12 | -0.0016797 | 670.5939 | 9.3452e-06 | 670.5939 | 7.9172e-06 | 877.4502 | -0.00049287 | 877.4503 | 0.0022379 | 992.5598 | 0.00598 | 877.4503 | -0.0014169 | 992.4453 | 3.0002e-05 | 992.5598 | 0.03404 | 670.5939 | 0
| 668.6273 | 0 | 877.6903 | -0.00042128 | 668.6273 | 0 | 877.6903 | 0.00028523 | 877.9058 | 0 | 877.6903 | 0.00073955 | 670.7144 | 8.188e-06 | 872.36 | -0.00038786 | 668.6273 | 0.00155 | 872.36 | 0.0011596 | 872.36 | 0.0011162 | 670.7144 | 9.7668e-06 | 670.7144 | 7.0607e-06 | 877.6903 | 5.2407e-05 | 877.6903 | 0.00066738 | 992.7283 | 0.00575 | 877.6903 | 0.0057805 | 992.615 | 6.6672e-06 | 992.7283 | 0.03395 | 670.7144 | 0
| 668.7506 | 0.00165 | 877.9304 | 3.3201e-05 | 668.7506 | 0.00091902 | 877.9304 | -0.0020299 | 878.1461 | 0 | 877.9304 | -0.0016112 | 670.8349 | 6.6758e-06 | 872.6 | -0.0019731 | 668.7506 | 0.0015 | 872.6 | -0.0024564 | 872.6 | -0.0033376 | 670.8349 | 9.2398e-06 | 670.8349 | 5.3477e-06 | 877.9304 | -0.0019 | 877.9304 | -0.00036179 | 992.8968 | 0.00538 | 877.9304 | -0.0025745 | 992.7846 | 5.0004e-05 | 992.8968 | 0.03132 | 670.8349 | 0
| 668.8739 | 0 | 878.1705 | 0.00056726 | 668.8739 | 0 | 878.1705 | -0.0004879 | 878.3864 | 0 | 878.1705 | 0.0012941 | 670.9554 | 8.1656e-06 | 872.84 | 0.0018381 | 668.8739 | 0.00061512 | 872.84 | 0.0016117 | 872.84 | 0.00075855 | 670.9554 | 9.5911e-06 | 670.9554 | 4.8096e-06 | 878.1705 | 0.00181 | 878.1705 | 0.00098579 | 993.0653 | 0.00545 | 878.1705 | 0.0022582 | 992.9543 | 6.6672e-06 | 993.0653 | 0.03078 | 670.9554 | 0
| 668.9972 | 5.091e-05 | 878.4106 | -0.00056422 | 668.9972 | 0.00106 | 878.4106 | -0.0017289 | 878.6267 | 0 | 878.4106 | -0.0017903 | 671.076 | 8.3224e-06 | 873.08 | 0.0010961 | 668.9972 | 0.00215 | 873.08 | -0.0027792 | 873.08 | -0.00099695 | 671.076 | 8.7245e-06 | 671.076 | 5.3477e-06 | 878.4106 | -0.00106 | 878.4106 | 0.00092871 | 993.2338 | 0.00508 | 878.4106 | -0.00092623 | 993.1239 | 0 | 993.2338 | 0.02869 | 671.076 | 0
| 669.1205 | 0 | 878.6507 | -0.00073357 | 669.1205 | 0 | 878.6507 | -0.00058309 | 878.8669 | 0 | 878.6507 | 0.00085453 | 671.1965 | 8.2216e-06 | 873.32 | 0.0036257 | 669.1205 | 0.00033123 | 873.32 | 0.001547 | 873.32 | 0.00075855 | 671.1965 | 8.2561e-06 | 671.1965 | 5.5563e-06 | 878.6507 | 0.00171 | 878.6507 | 1.538e-05 | 993.4023 | 0.00719 | 878.6507 | 0.0024294 | 993.2936 | 6.6672e-06 | 993.4023 | 0.02829 | 671.1965 | 0
| 669.2439 | 0.00010482 | 878.8908 | -0.0011953 | 669.2439 | 0.00123 | 878.8908 | -0.0026724 | 879.1072 | 0 | 878.8908 | -0.0016961 | 671.317 | 8.2104e-06 | 873.56 | -0.0017707 | 669.2439 | 0.00127 | 873.56 | -0.0010036 | 873.56 | -0.00099695 | 671.317 | 7.3544e-06 | 671.317 | 4.9194e-06 | 878.8908 | -0.00167 | 878.8908 | -0.00011544 | 993.5708 | 0.00647 | 878.8908 | 0.00039444 | 993.4633 | 1.0001e-05 | 993.5708 | 0.02729 | 671.317 | 0
| 669.3672 | 0 | 879.131 | -0.00050822 | 669.3672 | 0 | 879.131 | -0.00089355 | 879.3475 | 0 | 879.131 | 0.00076666 | 671.4375 | 8.0536e-06 | 873.8 | -0.0011636 | 669.3672 | 0.00203 | 873.8 | 0.0012242 | 873.8 | 0.0011487 | 671.4375 | 7.0382e-06 | 671.4375 | 5.2379e-06 | 879.131 | 0.00072471 | 879.131 | 0.00043382 | 993.7394 | 0.00476 | 879.131 | 0.002189 | 993.6329 | 6.6672e-06 | 993.7394 | 0.02661 | 671.4375 | 0
| 669.4906 | 0 | 879.3711 | -0.00092813 | 669.4906 | 0.00076297 | 879.3711 | -0.0010594 | 879.5879 | 0 | 879.3711 | -0.001745 | 671.558 | 9.3641e-06 | 874.04 | -0.0010287 | 669.4906 | 0.00193 | 874.04 | -0.0029407 | 874.04 | 0.00010836 | 671.558 | 8.5606e-06 | 671.558 | 7.3791e-06 | 879.3711 | -0.00038472 | 879.3711 | -0.0015269 | 993.9079 | 0.00417 | 879.3711 | -0.0037538 | 993.8026 | 1.0001e-05 | 993.9079 | 0.02716 | 671.558 | 0
| 669.614 | 5.399e-05 | 879.6112 | -0.00083619 | 669.614 | 0 | 879.6112 | -0.00029364 | 879.8282 | 0 | 879.6112 | 0.001161 | 671.6785 | 8.58e-06 | 874.28 | 5.0592e-05 | 669.614 | 0.00084224 | 874.28 | 0.0009659 | 874.28 | 0.0017338 | 671.6785 | 8.7831e-06 | 671.6785 | 8.4443e-06 | 879.6112 | 0.00165 | 879.6112 | 0.0012489 | 994.0764 | 0.00647 | 879.6112 | 0.005385 | 993.9722 | 6.6672e-06 | 994.0764 | 0.02657 | 671.6785 | 0
| 669.7373 | 0.0004462 | 879.8514 | -0.00014717 | 669.7373 | 0.00084967 | 879.8514 | -0.0024696 | 880.0685 | 0 | 879.8514 | -0.0017085 | 671.7991 | 8.6584e-06 | 874.52 | -0.00048905 | 669.7373 | 0.00133 | 874.52 | -0.0014878 | 874.52 | 0.00027091 | 671.7991 | 9.1812e-06 | 671.7991 | 8.016e-06 | 879.8514 | -0.00075722 | 879.8514 | -0.00018079 | 994.2449 | 0.0054 | 879.8514 | 0.0010543 | 994.1419 | 1.0001e-05 | 994.2449 | 0.02781 | 671.7991 | 0
| 669.8607 | 0 | 880.0915 | 0.00039784 | 669.8607 | 0 | 880.0915 | 0.00073075 | 880.3089 | 0 | 880.0915 | 0.00085362 | 671.9196 | 7.4375e-06 | 874.76 | 0.00021923 | 669.8607 | 0.00198 | 874.76 | -0.0021982 | 874.76 | 0.00027091 | 671.9196 | 8.584e-06 | 671.9196 | 7.2693e-06 | 880.0915 | 0.00175 | 880.0915 | 0.0021661 | 994.4134 | 0.008 | 880.0915 | 0.0040764 | 994.3116 | 0 | 994.4134 | 0.02688 | 671.9196 | 0
| 669.9841 | 0.00089539 | 880.3317 | -0.0010704 | 669.9841 | 0.00065893 | 880.3317 | -0.0025017 | 880.5492 | 0 | 880.3317 | -0.0017288 | 672.0401 | 4.7941e-06 | 875 | 0.00079259 | 669.9841 | 0.00067647 | 875 | 0.0010628 | 875 | -0.0016472 | 672.0401 | 5.9725e-06 | 672.0401 | 5.5563e-06 | 880.3317 | -0.00234 | 880.3317 | -0.0033627 | 994.582 | 0.00542 | 880.3317 | 0.00032559 | 994.4812 | 1.0001e-05 | 994.582 | 0.02627 | 672.0401 | 0
| 670.1075 | 0 | 880.5718 | -0.00079968 | 670.1075 | 0 | 880.5718 | -0.0024843 | 880.7895 | 0 | 880.5718 | -0.0014681 | 672.1606 | 1.6085e-05 | 875.24 | -0.00086005 | 670.1075 | 0.00104 | 875.24 | -0.0023596 | 875.24 | -0.00060684 | 672.1606 | 1.7203e-05 | 672.1606 | 1.3792e-05 | 880.5718 | -0.00064731 | 880.5718 | -0.0021964 | 994.7505 | 0.00622 | 880.5718 | 0.00042818 | 994.6509 | 0 | 994.7505 | 0.02591 | 672.1606 | 1.4974e-06
| 670.2309 | 0 | 880.812 | 0.00021107 | 670.2309 | 0.00125 | 880.812 | 0.0013227 | 881.0299 | 0 | 880.812 | 0.0011093 | 672.2812 | 1.418e-05 | 875.48 | 0.00038786 | 670.2309 | 0.00261 | 875.48 | -0.00077756 | 875.48 | -0.00060684 | 672.2812 | 1.4252e-05 | 672.2812 | 1.0695e-05 | 880.812 | -0.00010421 | 880.812 | 0.0011179 | 994.919 | 0.00642 | 880.812 | 0.0023192 | 994.8206 | 5.0004e-05 | 994.919 | 0.02462 | 672.2812 | 1.4974e-06
| 670.3544 | 0 | 881.0522 | -0.0011486 | 670.3544 | 0 | 881.0522 | -0.002897 | 881.2703 | 0 | 881.0522 | -0.0017545 | 672.4017 | 2.7879e-05 | 875.72 | 0.00062396 | 670.3544 | 0.00189 | 875.72 | 0.0025479 | 875.72 | 0.0010836 | 672.4017 | 2.8434e-05 | 672.4017 | 2.1599e-05 | 881.0522 | -0.00114 | 881.0522 | 0.0017936 | 995.0875 | 0.0077 | 881.0522 | 0.0022591 | 994.9902 | 0 | 995.0875 | 0.02535 | 672.4017 | 2.0634e-06
| 670.4778 | 0.00106 | 881.2923 | -0.00037674 | 670.4778 | 0.00144 | 881.2923 | -0.00096882 | 881.5107 | 0 | 881.2923 | 0.0010235 | 672.5222 | 1.4192e-05 | 875.96 | -0.00021923 | 670.4778 | 0.00238 | 875.96 | -0.00035784 | 875.96 | -5.4182e-05 | 672.5222 | 1.4287e-05 | 672.5222 | 1.1124e-05 | 881.2923 | 0.00099344 | 881.2923 | 0.001142 | 995.256 | 0.00571 | 881.2923 | 0.00047371 | 995.1599 | 5.0004e-05 | 995.256 | 0.02233 | 672.5222 | 5.7776e-07
| 670.6013 | 0 | 881.5325 | -0.00059212 | 670.6013 | 0 | 881.5325 | -0.0031375 | 881.751 | 0 | 881.5325 | -0.0017959 | 672.6428 | 2.6569e-05 | 876.2 | -0.0012985 | 670.6013 | 0.00135 | 876.2 | 0.00054618 | 876.2 | -0.00015171 | 672.6428 | 2.9207e-05 | 672.6428 | 2.3521e-05 | 881.5325 | -0.00232 | 881.5325 | 0.00064216 | 995.4246 | 0.00541 | 881.5325 | 0.00010264 | 995.3296 | 0 | 995.4246 | 0.02237 | 672.6428 | 1.3795e-06
| 670.7247 | 0.00075165 | 881.7727 | 0.00056614 | 670.7247 | 0.00095371 | 881.7727 | 0.00046659 | 881.9914 | 0 | 881.7727 | 0.0012332 | 672.7633 | 1.2702e-05 | 876.44 | 0.0013322 | 670.7247 | 0.00105 | 876.44 | 9.4169e-05 | 876.44 | -0.00063934 | 672.7633 | 1.5002e-05 | 672.7633 | 1.2408e-05 | 881.7727 | 0.00222 | 881.7727 | 0.0027863 | 995.5931 | 0.00651 | 881.7727 | -0.0012377 | 995.4993 | 5.0004e-05 | 995.5931 | 0.01948 | 672.7633 | 8.0179e-07
| 670.8482 | 0 | 882.0129 | -0.0013377 | 670.8482 | 0 | 882.0129 | -0.0015189 | 882.2318 | 0 | 882.0129 | -0.00174 | 672.8838 | 2.6031e-05 | 876.68 | -0.0001855 | 670.8482 | 0.00175 | 876.68 | -9.9549e-05 | 876.68 | 0.0022864 | 672.8838 | 3.087e-05 | 672.8838 | 2.7375e-05 | 882.0129 | -0.00155 | 882.0129 | -0.002726 | 995.7616 | 0.00524 | 882.0129 | -0.0027299 | 995.6689 | 0 | 995.7616 | 0.01972 | 672.8838 | 1.1437e-06
| 670.9716 | 0.00199 | 882.2531 | 0.00041112 | 670.9716 | 0.00084967 | 882.2531 | 0.0009611 | 882.4722 | 0 | 882.2531 | 0.0011016 | 673.0044 | 1.3632e-05 | 876.92 | -0.00035414 | 670.9716 | 0.00283 | 876.92 | -0.00039012 | 876.92 | -0.0010295 | 673.0044 | 1.6055e-05 | 673.0044 | 1.5186e-05 | 882.2531 | 0.00219 | 882.2531 | -0.00038432 | 995.9302 | 0.00614 | 882.2531 | 0.005501 | 995.8386 | 6.9993e-05 | 995.9302 | 0.01763 | 673.0044 | 3.4194e-07
| 671.0951 | 0 | 882.4933 | -0.00070035 | 671.0951 | 0 | 882.4933 | -0.002506 | 882.7126 | 0 | 882.4933 | -0.0016618 | 673.1249 | 2.7846e-05 | 877.16 | 0.00045532 | 671.0951 | 0.00124 | 877.16 | -0.0020367 | 877.16 | -0.00080189 | 673.1249 | 3.1982e-05 | 673.1249 | 2.6947e-05 | 882.4933 | -0.0011 | 882.4933 | -0.00056751 | 996.0987 | 0.00517 | 882.4933 | -0.0048666 | 996.0083 | 0 | 996.0987 | 0.01757 | 673.1249 | 1.4974e-06
| 671.2186 | 0.00096726 | 882.7336 | -0.00057689 | 671.2186 | 0.00127 | 882.7336 | 0.00052502 | 882.9531 | 0 | 882.7336 | 0.00023249 | 673.2455 | 1.4449e-05 | 877.4 | -0.0022766 | 671.2186 | 0.00232 | 877.4 | 0.0012565 | 877.4 | -0.00073687 | 673.2455 | 1.6255e-05 | 673.2455 | 1.2189e-05 | 882.7336 | 0.00071345 | 882.7336 | 0.0019845 | 996.2672 | 0.0041 | 882.7336 | -0.0010915 | 996.178 | 3.0002e-05 | 996.2672 | 0.01565 | 673.2455 | 1.1437e-06
| 671.3421 | 0 | 882.9738 | -0.00071426 | 671.3421 | 0 | 882.9738 | -0.0014018 | 883.1935 | 0 | 882.9738 | -0.0018714 | 673.366 | 2.77e-05 | 877.64 | -0.00035414 | 671.3421 | 0.00127 | 877.64 | -0.0022951 | 877.64 | -0.00067186 | 673.366 | 3.0542e-05 | 673.366 | 2.3312e-05 | 882.9738 | -0.00096592 | 882.9738 | -0.00094772 | 996.4357 | 0.00629 | 882.9738 | -0.00033517 | 996.3477 | 0 | 996.4357 | 0.01572 | 673.366 | 1.8394e-06
| 671.4657 | 0.00087741 | 883.214 | -6.4598e-05 | 671.4657 | 0.00173 | 883.214 | 0.0024429 | 883.4339 | 0 | 883.214 | 0.00090402 | 673.4865 | 1.3464e-05 | 877.88 | -0.00042159 | 671.4657 | 0.00036425 | 877.88 | -0.0019076 | 877.88 | -0.00060684 | 673.4865 | 1.4639e-05 | 673.4865 | 1.1761e-05 | 883.214 | 0.00019194 | 883.214 | -0.00077119 | 996.6043 | 0.00477 | 883.214 | 0.0010726 | 996.5174 | 6.9993e-05 | 996.6043 | 0.01463 | 673.4865 | 6.8388e-07
| 671.5892 | 0 | 883.4543 | -0.0016487 | 671.5892 | 0 | 883.4543 | -0.0010132 | 883.6744 | 0 | 883.4543 | -0.0015568 | 673.6071 | 2.7801e-05 | 878.12 | -8.4319e-05 | 671.5892 | 0.00084224 | 878.12 | 2.9596e-05 | 878.12 | 0.0020589 | 673.6071 | 2.9617e-05 | 673.6071 | 2.3203e-05 | 883.4543 | -0.00154 | 883.4543 | -0.0015594 | 996.7728 | 0.00696 | 883.4543 | 0.00023359 | 996.6871 | 0 | 996.7728 | 0.01486 | 673.6071 | 1.4974e-06
| 671.7127 | 0.00075165 | 883.6945 | 0.0004777 | 671.7127 | 0.00128 | 883.6945 | 0.00077678 | 883.9148 | 0 | 883.6945 | 0.0013062 | 673.7276 | 1.4348e-05 | 878.36 | -0.0012985 | 671.7127 | 0.00147 | 878.36 | 0.00012645 | 878.36 | 0.00014088 | 673.7276 | 1.5212e-05 | 673.7276 | 1.187e-05 | 883.6945 | 0.00121 | 883.6945 | 0.00030114 | 996.9413 | 0.00649 | 883.6945 | 0.0023422 | 996.8568 | 5.0004e-05 | 996.9413 | 0.01394 | 673.7276 | 8.0179e-07
| 671.8363 | 0 | 883.9348 | -0.00058008 | 671.8363 | 0 | 883.9348 | -0.0021584 | 884.1553 | 0 | 883.9348 | -0.0017634 | 673.8482 | 2.9235e-05 | 878.6 | -5.0592e-05 | 671.8363 | 0.00229 | 878.6 | -0.0017461 | 878.6 | -0.0020047 | 673.8482 | 3.087e-05 | 673.8482 | 2.2137e-05 | 883.9348 | -0.0012 | 883.9348 | -0.0010483 | 997.1099 | 0.00543 | 883.9348 | 6.1582e-05 | 997.0265 | 0 | 997.1099 | 0.01423 | 673.8482 | 1.9573e-06
| 671.9598 | 0 | 884.175 | -0.00011891 | 671.9598 | 0.00050287 | 884.175 | 0.00025984 | 884.3958 | 0 | 884.175 | 0.00096246 | 673.9687 | 1.492e-05 | 878.84 | -0.0017032 | 671.9598 | 0.00246 | 878.84 | -0.0018752 | 878.84 | -0.00093193 | 673.9687 | 1.5681e-05 | 673.9687 | 1.0476e-05 | 884.175 | 0.00155 | 884.175 | 0.0019962 | 997.2784 | 0.00608 | 884.175 | 0.0033715 | 997.1962 | 6.9993e-05 | 997.2784 | 0.01368 | 673.9687 | 1.1437e-06
| 672.0834 | 0 | 884.4153 | -0.00080449 | 672.0834 | 0 | 884.4153 | -0.002428 | 884.6362 | 0 | 884.4153 | -0.0018837 | 674.0893 | 2.9156e-05 | 879.08 | 0.00099496 | 672.0834 | 0.00013249 | 879.08 | -0.00084214 | 879.08 | -8.6692e-05 | 674.0893 | 3.1115e-05 | 674.0893 | 2.1599e-05 | 884.4153 | -0.0019 | 884.4153 | -0.00036546 | 997.4469 | 0.00575 | 884.4153 | -0.0023454 | 997.3659 | 0 | 997.4469 | 0.01446 | 674.0893 | 2.4054e-06
| 672.207 | 0.00062587 | 884.6556 | 0.00036886 | 672.207 | 0.00125 | 884.6556 | 0.0015821 | 884.8767 | 0 | 884.6556 | 0.0013123 | 674.2098 | 1.4416e-05 | 879.32 | -0.00069142 | 672.207 | 0.00317 | 879.32 | 0.002451 | 879.32 | 0.002449 | 674.2098 | 1.5763e-05 | 674.2098 | 1.1124e-05 | 884.6556 | 0.00109 | 884.6556 | -0.00059711 | 997.6154 | 0.00556 | 884.6556 | 0.0023748 | 997.5356 | 5.0004e-05 | 997.6154 | 0.01414 | 674.2098 | 1.2616e-06
| 672.3305 | 0 | 884.8958 | -0.00042356 | 672.3305 | 0 | 884.8958 | -0.002725 | 885.1172 | 0 | 884.8958 | -0.0016962 | 674.3304 | 2.8731e-05 | 879.56 | -0.0011973 | 672.3305 | 0.00113 | 879.56 | -0.0004547 | 879.56 | 0.00030341 | 674.3304 | 2.8621e-05 | 674.3304 | 2.2884e-05 | 884.8958 | -0.00178 | 884.8958 | -0.0012303 | 997.784 | 0.00531 | 884.8958 | -0.00065226 | 997.7053 | 0 | 997.784 | 0.01523 | 674.3304 | 2.5233e-06
| 672.4541 | 0.00167 | 885.1361 | 0.00081387 | 672.4541 | 0.00156 | 885.1361 | 0.00048945 | 885.3577 | 0 | 885.1361 | 0.00087411 | 674.451 | 1.455e-05 | 879.8 | 0.0023778 | 672.4541 | 0.00269 | 879.8 | -0.0011327 | 879.8 | -0.00024923 | 674.451 | 1.3362e-05 | 674.451 | 1.1761e-05 | 885.1361 | 0.00067808 | 885.1361 | 0.0057606 | 997.9525 | 0.00593 | 885.1361 | -0.0018541 | 997.875 | 6.9993e-05 | 997.9525 | 0.01492 | 674.451 | 1.2616e-06
| 672.5777 | 0 | 885.3764 | -0.00077138 | 672.5777 | 0 | 885.3764 | -0.0014568 | 885.5982 | 0 | 885.3764 | -0.001607 | 674.5715 | 2.8641e-05 | 880.04 | 0.0010287 | 672.5777 | 0.00027444 | 880.04 | 9.4169e-05 | 880.04 | 0.00085607 | 674.5715 | 2.7368e-05 | 674.5715 | 2.4169e-05 | 885.3764 | -0.00075887 | 885.3764 | -0.0040727 | 998.121 | 0.00492 | 885.3764 | -0.00086458 | 998.0447 | 0 | 998.121 | 0.01596 | 674.5715 | 1.2616e-06
| 672.7014 | 0.00019465 | 885.6167 | 0.00072941 | 672.7014 | 0.00146 | 885.6167 | 0.00075176 | 885.8387 | 0 | 885.6167 | 0.0011042 | 674.6921 | 1.4427e-05 | 880.28 | 0.00015177 | 672.7014 | 0.00292 | 880.28 | 0.001547 | 880.28 | -0.00047681 | 674.6921 | 1.4662e-05 | 674.6921 | 1.2408e-05 | 885.6167 | 0.00147 | 885.6167 | 0.00091639 | 998.2896 | 0.00649 | 885.6167 | 0.0022602 | 998.2144 | 8.9995e-05 | 998.2896 | 0.01556 | 674.6921 | 0
| 672.825 | 0 | 885.857 | 0.00026536 | 672.825 | 0 | 885.857 | -0.0036156 | 886.0792 | 0 | 885.857 | -0.0017706 | 674.8126 | 2.7196e-05 | 880.52 | 0.00035414 | 672.825 | 0.00050157 | 880.52 | -0.00026098 | 880.52 | -8.6692e-05 | 674.8126 | 2.868e-05 | 674.8126 | 2.3521e-05 | 885.857 | -0.00203 | 885.857 | -0.00066885 | 998.4581 | 0.00622 | 885.857 | -0.00098755 | 998.3841 | 0 | 998.4581 | 0.01632 | 674.8126 | 1.1791e-07
| 672.9486 | 1.4969e-05 | 886.0973 | -0.00044595 | 672.9486 | 0.00179 | 886.0973 | 0.00035762 | 886.3198 | 0 | 886.0973 | 0.00067844 | 674.9332 | 1.315e-05 | 880.76 | -0.00052277 | 672.9486 | 0.00198 | 880.76 | -0.0011004 | 880.76 | -0.00070437 | 674.9332 | 1.4392e-05 | 674.9332 | 1.1332e-05 | 886.0973 | 0.00086246 | 886.0973 | 0.00069226 | 998.6266 | 0.0079 | 886.0973 | 0.00037472 | 998.5539 | 6.9993e-05 | 998.6266 | 0.01607 | 674.9332 | 1.1791e-07
| 673.0723 | 0 | 886.3377 | -0.0014684 | 673.0723 | 0 | 886.3377 | -0.0024784 | 886.5603 | 0 | 886.3377 | -0.0021247 | 675.0538 | 2.6547e-05 | 881 | -0.0030861 | 673.0723 | 0.00021766 | 881 | -0.0023273 | 881 | -0.0021673 | 675.0538 | 2.9687e-05 | 675.0538 | 1.9886e-05 | 886.3377 | -0.00133 | 886.3377 | -0.0043341 | 998.7952 | 0.00526 | 886.3377 | -0.0041077 | 998.7236 | 0 | 998.7952 | 0.01649 | 675.0538 | 8.0179e-07
| 673.1959 | 0.00057197 | 886.578 | -0.00052066 | 673.1959 | 0.00125 | 886.578 | -3.9181e-05 | 886.8008 | 0 | 886.578 | 0.00085752 | 675.1743 | 1.3867e-05 | 881.24 | -0.00052277 | 673.1959 | 0.00278 | 881.24 | -0.0011973 | 881.24 | -0.00070437 | 675.1743 | 1.5482e-05 | 675.1743 | 8.7627e-06 | 886.578 | -1.5495e-05 | 886.578 | 0.0030057 | 998.9637 | 0.00464 | 886.578 | -0.00049813 | 998.8933 | 3.0002e-05 | 998.9637 | 0.01645 | 675.1743 | 6.8388e-07
| 673.3196 | 0 | 886.8183 | -0.0010314 | 673.3196 | 0 | 886.8183 | -0.0045095 | 887.0414 | 0 | 886.8183 | -0.0018216 | 675.2949 | 2.7308e-05 | 881.48 | -0.00099496 | 673.3196 | 0.00124 | 881.48 | -0.00042241 | 881.48 | -5.4182e-05 | 675.2949 | 3.0624e-05 | 675.2949 | 2.0315e-05 | 886.8183 | -0.00217 | 886.8183 | -0.0026295 | 999.1322 | 0.00598 | 886.8183 | -0.0025439 | 999.063 | 0 | 999.1322 | 0.01639 | 675.2949 | 9.197e-07
| 673.4432 | 0.00087741 | 887.0587 | 0.00015063 | 673.4432 | 0.00121 | 887.0587 | 0.0017099 | 887.282 | 0 | 887.0587 | 0.0008978 | 675.4155 | 1.38e-05 | 881.72 | -0.0013997 | 673.4432 | 0.00167 | 881.72 | 0.00019102 | 881.72 | 0.00056349 | 675.4155 | 1.5212e-05 | 675.4155 | 1.1761e-05 | 887.0587 | 0.00124 | 887.0587 | 0.0020203 | 999.3008 | 0.00563 | 887.0587 | 0.0011983 | 999.2327 | 6.9993e-05 | 999.3008 | 0.01653 | 675.4155 | 2.2403e-07
| 673.5669 | 0 | 887.299 | -0.0011451 | 673.5669 | 0 | 887.299 | -0.002671 | 887.5225 | 0 | 887.299 | -0.001612 | 675.536 | 2.7779e-05 | 881.96 | -0.0019057 | 673.5669 | 0.0011 | 881.96 | -0.0012619 | 881.96 | -0.00067186 | 675.536 | 3.1514e-05 | 675.536 | 2.5454e-05 | 887.299 | -0.00070795 | 887.299 | -0.00058618 | 999.4693 | 0.00408 | 887.299 | -0.0044954 | 999.4025 | 0 | 999.4693 | 0.01611 | 675.536 | 2.6412e-06
| 673.6906 | 0.000554 | 887.5394 | -0.00051503 | 673.6906 | 0.00083232 | 887.5394 | -0.00054554 | 887.7631 | 0 | 887.5394 | 0.0012646 | 675.6566 | 1.4236e-05 | 882.2 | 0.00079259 | 673.6906 | 0.00079001 | 882.2 | 0.001095 | 882.2 | 0.00075855 | 675.6566 | 1.636e-05 | 675.6566 | 1.3682e-05 | 887.5394 | 0.00122 | 887.5394 | 0.00078606 | 999.6379 | 0.00568 | 887.5394 | 0.0044994 | 999.5722 | 6.9993e-05 | 999.6379 | 0.01637 | 675.6566 | 2.4054e-06
| 673.8143 | 0 | 887.7797 | -0.0005014 | 673.8143 | 0 | 887.7797 | -0.0030724 | 888.0037 | 0 | 887.7797 | -0.001779 | 675.7772 | 2.7487e-05 | 882.44 | 0.00042159 | 673.8143 | 0.00027444 | 882.44 | -0.00013183 | 882.44 | -0.00028175 | 675.7772 | 3.2029e-05 | 675.7772 | 2.6299e-05 | 887.7797 | -0.00123 | 887.7797 | -0.00069268 | 999.8064 | 0.00533 | 887.7797 | -0.0038024 | 999.7419 | 0 | 999.8064 | 0.01562 | 675.7772 | 3.443e-06
| 673.938 | 0.00073368 | 888.0201 | -0.0016883 | 673.938 | 0.00173 | 888.0201 | 0.0020629 | 888.2442 | 0 | 888.0201 | 0.00095358 | 675.8977 | 1.3486e-05 | 882.68 | 0.0022428 | 673.938 | 0.0021 | 882.68 | -0.00061613 | 882.68 | -2.1673e-05 | 675.8977 | 1.5728e-05 | 675.8977 | 1.2617e-05 | 888.0201 | 0.00136 | 888.0201 | 0.003487 | 999.9749 | 0.00455 | 888.0201 | 0.0031076 | 999.9117 | 6.9993e-05 | 999.9749 | 0.01612 | 675.8977 | 1.0376e-06
| 674.0617 | 0 | 888.2605 | -0.00035904 | 674.0617 | 0 | 888.2605 | -0.0023248 | 888.4849 | 0 | 888.2605 | -0.0016597 | 676.0183 | 2.8809e-05 | 882.92 | 0.0017032 | 674.0617 | 0.0013 | 882.92 | -0.0050071 | 882.92 | -0.0018747 | 676.0183 | 3.087e-05 | 676.0183 | 2.1171e-05 | 888.2604 | -0.0015 | 888.2605 | -0.0035738 | 1000.1435 | 0.00564 | 888.2605 | 0.0011189 | 1000.0814 | 0 | 1000.1435 | 0.01537 | 676.0183 | 1.4974e-06
| 674.1855 | 0.00102 | 888.5008 | -0.00022801 | 674.1855 | 0.00031212 | 888.5008 | 0.001274 | 888.7255 | 0 | 888.5008 | 0.0007863 | 676.1389 | 1.5536e-05 | 883.16 | 0.00038786 | 674.1855 | 0.00102 | 883.16 | -0.00064841 | 883.16 | 0.00075855 | 676.1389 | 1.5294e-05 | 676.1389 | 8.5541e-06 | 888.5008 | 0.00026246 | 888.5008 | 0.0027728 | 1000.312 | 0.00679 | 888.5008 | 0.0058426 | 1000.2511 | 8.9995e-05 | 1000.312 | 0.01601 | 676.1389 | 4.5985e-07
| 674.3092 | 0 | 888.7412 | -0.0010503 | 674.3092 | 0 | 888.7412 | -0.0034288 | 888.9661 | 0 | 888.7412 | -0.0020795 | 676.2595 | 2.9414e-05 | 883.4 | 0.00079259 | 674.3092 | 0.00098419 | 883.4 | -0.00077756 | 883.4 | -0.00021673 | 676.2595 | 2.9991e-05 | 676.2595 | 2.0424e-05 | 888.7412 | -0.00246 | 888.7412 | -0.0028844 | 1000.4806 | 0.00705 | 888.7412 | -0.0020542 | 1000.4209 | 0 | 1000.4806 | 0.01508 | 676.2595 | 1.9573e-06
| 674.433 | 0.00084148 | 888.9816 | -0.00069981 | 674.433 | 0.0017 | 888.9816 | -0.00026783 | 889.2067 | 0 | 888.9816 | 0.00073305 | 676.3801 | 1.408e-05 | 883.64 | 0.00072515 | 674.433 | 0.00218 | 883.64 | 0.00086903 | 883.64 | 0.00027091 | 676.3801 | 1.4838e-05 | 676.3801 | 1.2079e-05 | 888.9816 | -0.00016301 | 888.9816 | -0.00024289 | 1000.6491 | 0.00642 | 888.9816 | 0.0015713 | 1000.5906 | 5.0004e-05 | 1000.6491 | 0.01568 | 676.3801 | 1.4974e-06
| 674.5567 | 0 | 889.222 | -0.00035105 | 674.5567 | 0 | 889.222 | -0.0026102 | 889.4473 | 0 | 889.222 | -0.0018905 | 676.5006 | 2.7723e-05 | 883.88 | -0.0029849 | 674.5567 | 0.00203 | 883.88 | -0.0009067 | 883.88 | -0.00067186 | 676.5006 | 2.9558e-05 | 676.5006 | 2.2566e-05 | 889.222 | -0.00093405 | 889.222 | 0.00015985 | 1000.8176 | 0.00566 | 889.222 | -0.0012141 | 1000.7604 | 0 | 1000.8176 | 0.01464 | 676.5006 | 3.5609e-06
| 674.6805 | 0.00142 | 889.4624 | 0.00010192 | 674.6805 | 0.00113 | 889.4624 | 7.7838e-05 | 889.6879 | 0 | 889.4624 | 0.00081929 | 676.6212 | 1.3721e-05 | 884.12 | 0.0013322 | 674.6805 | 0.00030748 | 884.12 | 0.0030645 | 884.12 | 7.5855e-05 | 676.6212 | 1.492e-05 | 676.6212 | 1.0695e-05 | 889.4624 | 0.00196 | 889.4624 | 0.00067996 | 1000.9862 | 0.00556 | 889.4624 | 0.00058976 | 1000.9301 | 5.0004e-05 | 1000.9862 | 0.01523 | 676.6212 | 2.0634e-06
| 674.8043 | 0 | 889.7028 | -0.00058204 | 674.8043 | 0 | 889.7028 | -0.0028366 | 889.9286 | 0 | 889.7028 | -0.0015977 | 676.7418 | 2.7375e-05 | 884.36 | -0.0029512 | 674.8043 | 0.0006719 | 884.36 | -0.0012296 | 884.36 | -0.0019397 | 676.7418 | 3.0565e-05 | 676.7418 | 2.1599e-05 | 889.7028 | -0.00207 | 889.7028 | -0.0014929 | 1001.1547 | 0.00726 | 889.7028 | 0.0012054 | 1001.0998 | 0 | 1001.1547 | 0.01429 | 676.7418 | 2.9831e-06
| 674.9281 | 0.00082352 | 889.9432 | -0.00072544 | 674.9281 | 0.00125 | 889.9432 | 4.1967e-05 | 890.1692 | 0 | 889.9432 | 0.0011263 | 676.8624 | 1.3822e-05 | 884.6 | 0.0012648 | 674.9281 | 0.00227 | 884.6 | -0.0030053 | 884.6 | -0.00093193 | 676.8624 | 1.5763e-05 | 676.8624 | 1.1124e-05 | 889.9432 | 0.00176 | 889.9432 | 0.0011685 | 1001.3233 | 0.00624 | 889.9432 | 0.00061538 | 1001.2696 | 5.0004e-05 | 1001.3233 | 0.01498 | 676.8624 | 9.197e-07
| 675.0519 | 0 | 890.1837 | -0.00016115 | 675.0519 | 0 | 890.1837 | -0.0011269 | 890.4099 | 0 | 890.1837 | -0.0019434 | 676.983 | 2.723e-05 | 884.84 | 0.00045532 | 675.0519 | 0.00121 | 884.84 | -0.0017139 | 884.84 | -0.001257 | 676.983 | 2.9663e-05 | 676.983 | 2.3521e-05 | 890.1837 | -0.00063837 | 890.1837 | -0.0012058 | 1001.4918 | 0.00505 | 890.1837 | 0.00022973 | 1001.4393 | 0 | 1001.4918 | 0.01417 | 676.983 | 9.197e-07
| 675.1757 | 0.00179 | 890.4241 | -0.00013596 | 675.1757 | 0.00060691 | 890.4241 | 8.4025e-05 | 890.6505 | 0 | 890.4241 | 0.00078148 | 677.1036 | 1.3565e-05 | 885.08 | 0.00028669 | 675.1757 | 0.00204 | 885.08 | -0.00051927 | 885.08 | -2.1673e-05 | 677.1036 | 1.4076e-05 | 677.1036 | 1.2408e-05 | 890.4241 | 0.00184 | 890.4241 | -4.1448e-05 | 1001.6603 | 0.00601 | 890.4241 | 0.00040516 | 1001.6091 | 8.9995e-05 | 1001.6603 | 0.0148 | 677.1036 | 0
| 675.2995 | 0 | 890.6645 | -0.00067714 | 675.2995 | 0 | 890.6645 | -0.0034681 | 890.8912 | 0 | 890.6645 | -0.0020503 | 677.2242 | 2.9358e-05 | 885.32 | 0.00015177 | 675.2995 | 0.00078546 | 885.32 | -0.001165 | 885.32 | -0.0029475 | 677.2242 | 2.9125e-05 | 677.2242 | 2.5454e-05 | 890.6645 | -0.00174 | 890.6645 | -0.0032234 | 1001.8289 | 0.00557 | 890.6645 | 0.00087346 | 1001.7789 | 0 | 1001.8289 | 0.01404 | 677.2242 | 1.3795e-06
| 675.4233 | 0.00129 | 890.905 | -0.00096595 | 675.4233 | 0.00153 | 890.905 | -0.00067986 | 891.1319 | 0 | 890.905 | 0.00070264 | 677.3448 | 1.6018e-05 | 885.56 | -0.00059023 | 675.4233 | 0.00079001 | 885.56 | -0.00071299 | 885.56 | -0.00034676 | 677.3448 | 1.54e-05 | 677.3448 | 1.3045e-05 | 890.905 | 0.00178 | 890.905 | 0.0011526 | 1001.9974 | 0.00614 | 890.905 | 0.0030464 | 1001.9486 | 6.9993e-05 | 1001.9974 | 0.0147 | 677.3448 | 1.3795e-06
| 675.5472 | 0 | 891.1454 | -0.0006547 | 675.5472 | 0 | 891.1454 | -0.0039202 | 891.3726 | 0 | 891.1454 | -0.0015143 | 677.4654 | 3.0433e-05 | 885.8 | -8.4319e-05 | 675.5472 | 0.0013 | 885.8 | -0.00064841 | 885.8 | -0.00050931 | 677.4654 | 3.0366e-05 | 677.4654 | 2.2884e-05 | 891.1454 | -0.00157 | 891.1454 | -0.001237 | 1002.166 | 0.00592 | 891.1454 | 0.0048334 | 1002.1184 | 0 | 1002.166 | 0.01403 | 677.4654 | 2.2992e-06
| 675.671 | 0.00064383 | 891.3859 | 0.00018897 | 675.671 | 0.00081498 | 891.3859 | 0.0006146 | 891.6133 | 0 | 891.3859 | 0.0011044 | 677.586 | 1.4573e-05 | 886.04 | 0.00038786 | 675.671 | 0.0019 | 886.04 | 0.00077218 | 886.04 | 0.0010836 | 677.586 | 1.5329e-05 | 677.586 | 9.8388e-06 | 891.3859 | 0.00080511 | 891.3859 | -0.00061279 | 1002.3345 | 0.00605 | 891.3859 | -0.00059254 | 1002.2881 | 3.0002e-05 | 1002.3345 | 0.01468 | 677.586 | 9.197e-07
| 675.7949 | 0 | 891.6263 | -0.0012007 | 675.7949 | 0 | 891.6263 | -0.00465 | 891.854 | 0 | 891.6263 | -0.0021504 | 677.7065 | 2.8484e-05 | 886.28 | -0.0028162 | 675.7949 | 0.00115 | 886.28 | -0.0030053 | 886.28 | -0.0014846 | 677.7065 | 3.0589e-05 | 677.7065 | 2.2236e-05 | 891.6263 | -0.00138 | 891.6263 | -0.00039528 | 1002.5031 | 0.00538 | 891.6263 | -0.0050498 | 1002.4579 | 0 | 1002.5031 | 0.01405 | 677.7065 | 2.1813e-06
| 675.9188 | 0.00069774 | 891.8668 | 0.00015278 | 675.9188 | 0.00175 | 891.8668 | 0.00090425 | 892.0947 | 0 | 891.8668 | 0.0010047 | 677.8271 | 1.4024e-05 | 886.52 | 0.00089378 | 675.9188 | 0.00329 | 886.52 | 0.00067532 | 886.52 | 0.0010186 | 677.8271 | 1.5517e-05 | 677.8271 | 1.2617e-05 | 891.8668 | 0.00158 | 891.8668 | -0.00015468 | 1002.6716 | 0.00726 | 891.8668 | 0.0055459 | 1002.6277 | 5.0004e-05 | 1002.6716 | 0.01471 | 677.8271 | 1.2616e-06
| 676.0426 | 0 | 892.1073 | -0.0018795 | 676.0426 | 0 | 892.1073 | -0.0018585 | 892.3354 | 0 | 892.1073 | -0.0023182 | 677.9478 | 2.9179e-05 | 886.76 | -0.00015177 | 676.0426 | 0.00141 | 886.76 | -0.0009067 | 886.76 | 0.0012462 | 677.9478 | 3.1162e-05 | 677.9478 | 2.3741e-05 | 892.1073 | -0.0022 | 892.1073 | -0.0031357 | 1002.8402 | 0.00471 | 892.1073 | -0.0044808 | 1002.7974 | 0 | 1002.8402 | 0.01415 | 677.9478 | 1.7215e-06
| 676.1665 | 0.00023058 | 892.3478 | -0.00037997 | 676.1665 | 0.00048552 | 892.3478 | 0.0013028 | 892.5761 | 0 | 892.3478 | 0.00084284 | 678.0684 | 1.5222e-05 | 887 | -0.0013322 | 676.1665 | 0.00105 | 887 | 0.00015874 | 887 | -0.0022648 | 678.0684 | 1.5681e-05 | 678.0684 | 1.1332e-05 | 892.3478 | 0.00221 | 892.3478 | 0.0031295 | 1003.0087 | 0.00556 | 892.3478 | 0.0041307 | 1002.9672 | 5.0004e-05 | 1003.0087 | 0.01481 | 678.0684 | 4.5985e-07
| 676.2904 | 0 | 892.5883 | -0.00066721 | 676.2904 | 0 | 892.5883 | -0.0024937 | 892.8169 | 0 | 892.5883 | -0.0016555 | 678.1889 | 3.0276e-05 | 887.24 | -0.00045532 | 676.2904 | 0.0013 | 887.24 | -0.00064841 | 887.24 | -0.00018422 | 678.1889 | 3.0132e-05 | 678.1889 | 2.3521e-05 | 892.5883 | -0.00083351 | 892.5883 | -0.0039958 | 1003.1773 | 0.00629 | 892.5883 | 0.0029455 | 1003.137 | 0 | 1003.1773 | 0.01423 | 678.1889 | 4.5985e-07
| 676.4143 | 0.00082352 | 892.8288 | 0.00010076 | 676.4143 | 0.00104 | 892.8288 | 0.00052151 | 893.0576 | 0 | 892.8288 | 0.0012197 | 678.3096 | 1.5155e-05 | 887.48 | 0.00025296 | 676.4143 | 0.00122 | 887.48 | 0.0016117 | 887.48 | -0.00037928 | 678.3096 | 1.4826e-05 | 678.3096 | 1.2617e-05 | 892.8288 | 0.00072625 | 892.8288 | 0.0018898 | 1003.3458 | 0.00557 | 892.8288 | 0.0010168 | 1003.3067 | 5.0004e-05 | 1003.3458 | 0.01484 | 678.3096 | 0
| 676.5382 | 0 | 893.0693 | -0.000303 | 676.5382 | 0 | 893.0693 | -0.003611 | 893.2983 | 0 | 893.0693 | -0.0021412 | 678.4302 | 2.8484e-05 | 887.72 | -0.00032042 | 676.5382 | 0.00132 | 887.72 | -0.0017784 | 887.72 | 0.00046596 | 678.4302 | 2.9148e-05 | 678.4302 | 2.5025e-05 | 893.0693 | -0.00067042 | 893.0693 | 0.0010076 | 1003.5144 | 0.00478 | 893.0693 | -0.0015522 | 1003.4765 | 0 | 1003.5144 | 0.01428 | 678.4302 | 8.0179e-07
| 676.6622 | 0 | 893.3098 | 1.1395e-05 | 676.6622 | 0.00191 | 893.3098 | 0.0011192 | 893.5391 | 0 | 893.3098 | 0.001103 | 678.5508 | 1.343e-05 | 887.96 | -0.001602 | 676.6622 | 0.00173 | 887.96 | 9.4169e-05 | 887.96 | 0.0022539 | 678.5508 | 1.4779e-05 | 678.5508 | 1.2617e-05 | 893.3098 | 0.00137 | 893.3098 | 0.0046328 | 1003.6829 | 0.00681 | 893.3098 | 0.0043674 | 1003.6463 | 6.9993e-05 | 1003.6829 | 0.0149 | 678.5508 | 8.0179e-07
| 676.7861 | 0 | 893.5503 | -0.00055735 | 676.7861 | 0 | 893.5503 | -0.0024157 | 893.7799 | 0 | 893.5503 | -0.0016873 | 678.6714 | 2.6894e-05 | 888.2 | -0.00062396 | 676.7861 | 0.00052996 | 888.2 | -0.0021336 | 888.2 | -0.0021348 | 678.6714 | 2.8492e-05 | 678.6714 | 2.4169e-05 | 893.5503 | -0.00128 | 893.5503 | 0.0013966 | 1003.8515 | 0.00749 | 893.5503 | -0.0045241 | 1003.8161 | 0 | 1003.8515 | 0.0144 | 678.6714 | 1.2616e-06
| 676.9101 | 0.00087741 | 893.7908 | -0.00015612 | 676.9101 | 0.00125 | 893.7908 | 0.00088542 | 894.0206 | 0 | 893.7908 | 0.0010191 | 678.792 | 1.3531e-05 | 888.44 | 0.00021923 | 676.9101 | 0.00181 | 888.44 | 0.0019022 | 888.44 | 0.0023515 | 678.792 | 1.4311e-05 | 678.792 | 1.1761e-05 | 893.7908 | 0.00142 | 893.7908 | -0.00096607 | 1004.02 | 0.00513 | 893.7908 | 0.00010096 | 1003.9859 | 6.9993e-05 | 1004.02 | 0.015 | 678.792 | 4.5985e-07
| 677.034 | 0 | 894.0313 | -0.00019919 | 677.034 | 0 | 894.0313 | -0.0029188 | 894.2614 | 0 | 894.0313 | -0.0018345 | 678.9126 | 2.6703e-05 | 888.68 | -5.0592e-05 | 677.034 | 0.00201 | 888.68 | -0.001617 | 888.68 | 0.00030341 | 678.9126 | 2.7403e-05 | 678.9126 | 2.5454e-05 | 894.0313 | -0.00116 | 894.0313 | -0.00094246 | 1004.1886 | 0.0058 | 894.0313 | -0.0010036 | 1004.1557 | 0 | 1004.1886 | 0.01452 | 678.9126 | 9.197e-07
| 677.158 | 0.00058994 | 894.2719 | 0.00025559 | 677.158 | 0.00041617 | 894.2719 | 0.00099149 | 894.5022 | 0 | 894.2719 | 0.0011408 | 679.0332 | 1.3172e-05 | 888.92 | 0.0018044 | 677.158 | 0.00187 | 888.92 | 0.00028789 | 888.92 | 0.00033593 | 679.0332 | 1.3502e-05 | 679.0332 | 1.3682e-05 | 894.2719 | 0.00062715 | 894.2719 | 0.0010452 | 1004.3571 | 0.00693 | 894.2719 | 0.0033949 | 1004.3254 | 6.9993e-05 | 1004.3571 | 0.01507 | 679.0332 | 4.5985e-07
| 677.282 | 0 | 894.5124 | -0.0011261 | 677.282 | 0 | 894.5124 | -0.0027898 | 894.743 | 0 | 894.5124 | -0.0020412 | 679.1538 | 2.658e-05 | 889.16 | -0.0021416 | 677.282 | 0.00104 | 889.16 | -0.0013587 | 889.16 | -0.0020047 | 679.1538 | 2.8059e-05 | 679.1538 | 2.5454e-05 | 894.5124 | -0.00133 | 894.5124 | -0.0034658 | 1004.5257 | 0.00617 | 894.5124 | 0.00052408 | 1004.4952 | 0 | 1004.5257 | 0.01459 | 679.1538 | 9.197e-07
| 677.406 | 0.00188 | 894.753 | -0.0010397 | 677.406 | 0.00102 | 894.753 | 0.00098263 | 894.9838 | 0 | 894.753 | 0.0008178 | 679.2745 | 1.3464e-05 | 889.4 | -0.0011299 | 677.406 | 0.00369 | 889.4 | 0.0014824 | 889.4 | -2.1673e-05 | 679.2745 | 1.4943e-05 | 679.2745 | 1.1761e-05 | 894.753 | 0.00082296 | 894.753 | 0.0023389 | 1004.6942 | 0.00754 | 894.753 | 0.0063101 | 1004.665 | 5.0004e-05 | 1004.6942 | 0.0151 | 679.2745 | 4.5985e-07
| 677.53 | 0 | 894.9935 | -6.6521e-05 | 677.53 | 0 | 894.9935 | -0.0020976 | 895.2246 | 0 | 894.9935 | -0.0017831 | 679.3951 | 2.7118e-05 | 889.64 | -0.0016358 | 677.53 | 0.00218 | 889.64 | 0.0013533 | 889.64 | 0.00040094 | 679.3951 | 3.094e-05 | 679.3951 | 2.4806e-05 | 894.9935 | -0.00181 | 894.9935 | 0.00028454 | 1004.8628 | 0.00687 | 894.9935 | 0.00068225 | 1004.8348 | 0 | 1004.8628 | 0.01465 | 679.3951 | 1.6036e-06
| 677.654 | 0.00127 | 895.2341 | 0.00030333 | 677.654 | 0.00144 | 895.2341 | -0.00063475 | 895.4654 | 0 | 895.2341 | 0.00091461 | 679.5157 | 1.3721e-05 | 889.88 | 0.00045532 | 677.654 | 0.00164 | 889.88 | 0.00038475 | 889.88 | 0.0019939 | 679.5157 | 1.6278e-05 | 679.5157 | 1.3045e-05 | 895.2341 | 0.000815 | 895.2341 | 0.0010605 | 1005.0313 | 0.00842 | 895.2341 | 0.0043436 | 1005.0046 | 5.0004e-05 | 1005.0313 | 0.01514 | 679.5157 | 1.1437e-06
| 677.778 | 0 | 895.4746 | -0.0012289 | 677.778 | 0 | 895.4746 | -0.0021288 | 895.7062 | 0 | 895.4746 | -0.0023918 | 679.6363 | 2.6367e-05 | 890.12 | -0.00089378 | 677.778 | 0 | 890.12 | -0.00042241 | 890.12 | 7.5855e-05 | 679.6363 | 3.0425e-05 | 679.6363 | 2.6091e-05 | 895.4746 | -0.00118 | 895.4746 | -0.0063028 | 1005.1999 | 0.00606 | 895.4746 | -0.0022839 | 1005.1744 | 6.6672e-06 | 1005.1999 | 0.01475 | 679.6363 | 3.101e-06
| 677.902 | 0.00102 | 895.7152 | 0.00020434 | 677.902 | 0.00165 | 895.7152 | 0.0013704 | 895.947 | 0 | 895.7152 | 0.0012297 | 679.7569 | 1.2825e-05 | 890.36 | -0.00025296 | 677.902 | 0.00204 | 890.36 | -0.00016412 | 890.36 | -0.00054182 | 679.7569 | 1.4311e-05 | 679.7569 | 1.3254e-05 | 895.7152 | 0.00054096 | 895.7152 | -0.00041046 | 1005.3684 | 0.00654 | 895.7152 | 0.0055403 | 1005.3442 | 5.0004e-05 | 1005.3684 | 0.01518 | 679.7569 | 1.9573e-06
| 678.0261 | 0 | 895.9558 | -0.0014424 | 678.0261 | 0 | 895.9558 | -0.0017969 | 896.1879 | 0 | 895.9558 | -0.0020849 | 679.8776 | 2.7275e-05 | 890.6 | 8.4319e-05 | 678.0261 | 0.00203 | 890.6 | -0.0017139 | 890.6 | -0.00021673 | 679.8776 | 3.0811e-05 | 679.8776 | 2.6299e-05 | 895.9558 | -0.00236 | 895.9558 | -0.0019396 | 1005.537 | 0.00418 | 895.9558 | 0.0057006 | 1005.514 | 0 | 1005.537 | 0.01477 | 679.8776 | 4.7046e-06
| 678.1501 | 0.00015871 | 896.1964 | -0.00028868 | 678.1501 | 0.00206 | 896.1964 | 0.0012687 | 896.4287 | 0 | 896.1964 | 0.0007305 | 679.9982 | 1.4584e-05 | 890.84 | -0.0014672 | 678.1501 | 0.00036425 | 890.84 | -0.0016493 | 890.84 | 0.0011487 | 679.9982 | 1.6606e-05 | 679.9982 | 1.3254e-05 | 896.1964 | 0.00144 | 896.1964 | -0.0012941 | 1005.7055 | 0.0079 | 896.1964 | 0.0047297 | 1005.6838 | 1.0001e-05 | 1005.7055 | 0.01513 | 679.9982 | 2.7591e-06
| 678.2742 | 0 | 896.437 | -0.00044443 | 678.2742 | 0 | 896.437 | -0.0018186 | 896.6696 | 0 | 896.437 | -0.001775 | 680.1188 | 2.8608e-05 | 891.08 | -0.0014334 | 678.2742 | 0.00081385 | 891.08 | -0.0016493 | 891.08 | -0.00018422 | 680.1188 | 3.0998e-05 | 680.1188 | 2.4806e-05 | 896.437 | -0.00141 | 896.437 | 0.0031132 | 1005.8741 | 0.00617 | 896.437 | -0.0022669 | 1005.8536 | 0 | 1005.8741 | 0.0148 | 680.1188 | 3.443e-06
| 678.3982 | 0.00104 | 896.6776 | 6.4318e-05 | 678.3982 | 0.00064159 | 896.6776 | 0.0014173 | 896.9104 | 0 | 896.6776 | 0.0013588 | 680.2394 | 1.418e-05 | 891.32 | 0.0016358 | 678.3982 | 0.00176 | 891.32 | 0.0011596 | 891.32 | -0.0001192 | 680.2394 | 1.4615e-05 | 680.2394 | 1.1761e-05 | 896.6776 | 0.00148 | 896.6776 | -0.00085282 | 1006.0426 | 0.00586 | 896.6776 | 0.0052736 | 1006.0234 | 3.0002e-05 | 1006.0426 | 0.01515 | 680.2394 | 6.8388e-07
| 678.5223 | 0 | 896.9182 | -0.00089415 | 678.5223 | 0 | 896.9182 | -0.0015097 | 897.1513 | 0 | 896.9182 | -0.0021119 | 680.3601 | 2.7801e-05 | 891.56 | 0.00011805 | 678.5223 | 0.00138 | 891.56 | -0.0028439 | 891.56 | -0.00037928 | 680.3601 | 2.9195e-05 | 680.3601 | 2.4169e-05 | 896.9182 | -0.00164 | 896.9182 | -0.0012921 | 1006.2112 | 0.00666 | 896.9182 | -0.0015419 | 1006.1932 | 0 | 1006.2112 | 0.01482 | 680.3601 | 1.6036e-06
| 678.6464 | 8.684e-05 | 897.1588 | -0.00032969 | 678.6464 | 0.00238 | 897.1588 | 0.00025381 | 897.3922 | 0 | 897.1588 | 0.001184 | 680.4807 | 1.3766e-05 | 891.8 | 0.00052277 | 678.6464 | 0.00289 | 891.8 | 9.4169e-05 | 891.8 | 0.00049847 | 680.4807 | 1.4802e-05 | 680.4807 | 1.2408e-05 | 897.1588 | 0.00195 | 897.1588 | 0.00012554 | 1006.3798 | 0.00635 | 897.1588 | 0.0018629 | 1006.363 | 6.9993e-05 | 1006.3798 | 0.01509 | 680.4807 | 9.197e-07
| 678.7705 | 0 | 897.3994 | -0.0014012 | 678.7705 | 0 | 897.3994 | -0.0037542 | 897.6331 | 0 | 897.3994 | -0.0024782 | 680.6013 | 2.8428e-05 | 892.04 | -0.0014334 | 678.7705 | 0.00013249 | 892.04 | 0.0010628 | 892.04 | 0.00010836 | 680.6013 | 2.9207e-05 | 680.6013 | 2.4169e-05 | 897.3994 | -0.00153 | 897.3994 | -0.0018156 | 1006.5483 | 0.0061 | 897.3994 | 0.00016329 | 1006.5328 | 0 | 1006.5483 | 0.01479 | 680.6013 | 2.1813e-06
| 678.8946 | 0.00032042 | 897.64 | 0.00020493 | 678.8946 | 0.00095371 | 897.64 | -0.0006267 | 897.8739 | 0 | 897.64 | 0.0011176 | 680.7219 | 1.4785e-05 | 892.28 | 0.0011973 | 678.8946 | 0.00198 | 892.28 | 0.0020636 | 892.28 | 0.0011487 | 680.7219 | 1.4639e-05 | 680.7219 | 1.1761e-05 | 897.64 | 0.00281 | 897.64 | 0.0041664 | 1006.7169 | 0.00605 | 897.64 | 0.0013569 | 1006.7026 | 5.0004e-05 | 1006.7169 | 0.01495 | 680.7219 | 1.2616e-06
| 679.0187 | 0 | 897.8806 | -0.0007792 | 679.0187 | 0 | 897.8806 | -0.0022053 | 898.1148 | 0 | 897.8806 | -0.0020737 | 680.8426 | 2.8865e-05 | 892.52 | -0.0015684 | 679.0187 | 0 | 892.52 | 0.0009659 | 892.52 | 0.0022539 | 680.8426 | 2.8656e-05 | 680.8426 | 2.2884e-05 | 897.8806 | -0.00155 | 897.8806 | -0.0028296 | 1006.8854 | 0.00534 | 897.8806 | -0.0020373 | 1006.8725 | 0 | 1006.8854 | 0.01471 | 680.8426 | 2.2992e-06
| 679.1429 | 0.00098522 | 898.1213 | -0.00016134 | 679.1429 | 0.00168 | 898.1213 | 0.00038444 | 898.3557 | 0 | 898.1213 | 0.00072404 | 680.9632 | 1.4236e-05 | 892.76 | -1.6864e-05 | 679.1429 | 0.00261 | 892.76 | -0.0015847 | 892.76 | -0.00054182 | 680.9632 | 1.4287e-05 | 680.9632 | 1.1332e-05 | 898.1213 | 0.00146 | 898.1213 | 0.0014257 | 1007.054 | 0.00749 | 898.1213 | -0.00018132 | 1007.0423 | 5.0004e-05 | 1007.054 | 0.01493 | 680.9632 | 1.0376e-06
| 679.267 | 0 | 898.3619 | -0.00014119 | 679.267 | 0 | 898.3619 | -0.0034382 | 898.5966 | 0 | 898.3619 | -0.0019932 | 681.0839 | 2.7532e-05 | 893 | -0.0023104 | 679.267 | 0 | 893 | -0.00051927 | 893 | -0.00044429 | 681.0839 | 2.8738e-05 | 681.0839 | 2.5025e-05 | 898.3619 | -0.00117 | 898.3619 | 0.00090462 | 1007.2225 | 0.00448 | 898.3619 | 0.0016354 | 1007.2121 | 0 | 1007.2225 | 0.01478 | 681.0839 | 2.5233e-06
| 679.3912 | 0.00094928 | 898.6026 | -0.00086596 | 679.3912 | 0.00125 | 898.6026 | -0.0013852 | 898.8376 | 0 | 898.6026 | 0.001108 | 681.2045 | 1.3374e-05 | 893.24 | -0.00059023 | 679.3912 | 0.00070485 | 893.24 | -0.0021982 | 893.24 | -0.00047681 | 681.2045 | 1.4662e-05 | 681.2045 | 1.3902e-05 | 898.6026 | 0.00125 | 898.6026 | 0.0023751 | 1007.3911 | 0.00543 | 898.6026 | 0.0034399 | 1007.3819 | 5.0004e-05 | 1007.3911 | 0.01492 | 681.2045 | 1.4974e-06
| 679.5153 | 0 | 898.8432 | -0.0013298 | 679.5153 | 0 | 898.8432 | -0.0025863 | 899.0785 | 0 | 898.8432 | -0.0023155 | 681.3251 | 2.882e-05 | 893.48 | -0.00079259 | 679.5153 | 0.00027444 | 893.48 | -0.0015202 | 893.48 | -0.00060684 | 681.3251 | 2.7591e-05 | 681.3251 | 2.5344e-05 | 898.8432 | -0.00346 | 898.8432 | -0.0044207 | 1007.5597 | 0.00424 | 898.8432 | -0.0013851 | 1007.5517 | 0 | 1007.5597 | 0.01465 | 681.3251 | 3.2189e-06
| 679.6395 | 0.00087741 | 899.0839 | -3.2941e-05 | 679.6395 | 0.00098839 | 899.0839 | -0.00033681 | 899.3194 | 0 | 899.0839 | 0.0012109 | 681.4458 | 1.557e-05 | 893.73 | -0.00079259 | 679.6395 | 0.00241 | 893.73 | -0.00019641 | 893.73 | -0.00024923 | 681.4458 | 1.3245e-05 | 681.4458 | 1.1651e-05 | 899.0839 | 0.00096639 | 899.0839 | 0.00032262 | 1007.7282 | 0.00904 | 899.0839 | -0.0020989 | 1007.7216 | 5.0004e-05 | 1007.7282 | 0.01471 | 681.4458 | 1.7215e-06
| 679.7637 | 0 | 899.3246 | -0.00097332 | 679.7637 | 0 | 899.3246 | -0.0024774 | 899.5604 | 0 | 899.3246 | -0.0020506 | 681.5664 | 2.9448e-05 | 893.97 | -0.0020068 | 679.7637 | 0.00115 | 893.97 | -0.00051927 | 893.97 | -0.00060684 | 681.5664 | 2.8188e-05 | 681.5664 | 2.149e-05 | 899.3246 | -0.00146 | 899.3246 | -0.0048183 | 1007.8968 | 0.00512 | 899.3246 | 0.0022273 | 1007.8914 | 0 | 1007.8968 | 0.01453 | 681.5664 | 1.9573e-06
| 679.8878 | 0.00069774 | 899.5652 | 0.00021636 | 679.8878 | 0.00191 | 899.5652 | -2.7785e-05 | 899.8013 | 0 | 899.5652 | 0.0010521 | 681.6871 | 1.3979e-05 | 894.21 | -5.0592e-05 | 679.8878 | 0.00133 | 894.21 | 0.0028707 | 894.21 | -2.1673e-05 | 681.6871 | 1.5107e-05 | 681.6871 | 9.8388e-06 | 899.5652 | 0.001 | 899.5652 | 0.00051429 | 1008.0653 | 0.00647 | 899.5652 | 0.0032291 | 1008.0612 | 5.0004e-05 | 1008.0653 | 0.01456 | 681.6871 | 2.2403e-07
| 680.012 | 0 | 899.8059 | -0.00082682 | 680.012 | 0 | 899.8059 | -0.0027416 | 900.0423 | 0 | 899.8059 | -0.0019907 | 681.8077 | 2.8764e-05 | 894.45 | -0.00032042 | 680.012 | 0.00084224 | 894.45 | 0.0022251 | 894.45 | -0.00093193 | 681.8077 | 3.1549e-05 | 681.8077 | 2.3521e-05 | 899.8059 | -0.00244 | 899.8059 | -0.0038033 | 1008.2339 | 0.00541 | 899.8059 | 0.00040282 | 1008.2311 | 0 | 1008.2339 | 0.01444 | 681.8077 | 2.0634e-06
| 680.1363 | 0.00057197 | 900.0466 | -0.0001556 | 680.1363 | 0.00142 | 900.0466 | 0.0017902 | 900.2832 | 0 | 900.0466 | 0.0012865 | 681.9284 | 1.4886e-05 | 894.69 | -0.00082632 | 680.1363 | 0.00173 | 894.69 | -0.0015847 | 894.69 | -0.00057433 | 681.9284 | 1.677e-05 | 681.9284 | 1.3902e-05 | 900.0466 | 0.00088244 | 900.0466 | 0.0025603 | 1008.4025 | 0.006 | 900.0466 | 0.00078331 | 1008.4009 | 6.9993e-05 | 1008.4025 | 0.01448 | 681.9284 | 1.8394e-06
| 680.2605 | 0 | 900.2873 | -0.00039617 | 680.2605 | 0 | 900.2873 | -0.0032417 | 900.5242 | 0 | 900.2873 | -0.0020945 | 682.049 | 3.0478e-05 | 894.93 | 5.0592e-05 | 680.2605 | 0 | 894.93 | 0.00093361 | 894.93 | 0.00049847 | 682.049 | 3.19e-05 | 682.049 | 2.6947e-05 | 900.2873 | -0.00208 | 900.2873 | -0.00060899 | 1008.571 | 0.00599 | 900.2873 | -0.0035137 | 1008.5707 | 0 | 1008.571 | 0.01438 | 682.049 | 3.443e-06
| 680.3847 | 0.00149 | 900.528 | -0.00020316 | 680.3847 | 0.0016 | 900.528 | 0.00075867 | 900.7652 | 0 | 900.528 | 0.00095186 | 682.1697 | 1.5805e-05 | 895.17 | 0.00032042 | 680.3847 | 0.00153 | 895.17 | -9.9549e-05 | 895.17 | -5.4182e-05 | 682.1697 | 1.54e-05 | 682.1697 | 1.3254e-05 | 900.528 | 0.00073973 | 900.528 | 0.00055333 | 1008.7396 | 0.00763 | 900.528 | 0.0034444 | 1008.7406 | 6.9993e-05 | 1008.7396 | 0.01438 | 682.1697 | 1.6036e-06
| 680.5089 | 0 | 900.7687 | -0.0015655 | 680.5089 | 0 | 900.7687 | -0.0045091 | 901.0062 | 0 | 900.7687 | -0.0022693 | 682.2903 | 3.0512e-05 | 895.41 | -0.00045532 | 680.5089 | 0.00033123 | 895.41 | -0.00026098 | 895.41 | -0.00093193 | 682.2903 | 3.0425e-05 | 682.2903 | 2.2236e-05 | 900.7687 | -0.00267 | 900.7687 | -0.0032459 | 1008.9081 | 0.00724 | 900.7687 | -0.0068286 | 1008.9104 | 0 | 1008.9081 | 0.01426 | 682.2903 | 1.7215e-06
| 680.6332 | 0.00087741 | 901.0094 | 0.00039234 | 680.6332 | 0.0012 | 901.0094 | -0.0005194 | 901.2471 | 0 | 901.0094 | 0.0014587 | 682.411 | 1.4864e-05 | 895.65 | 0.001231 | 680.6332 | 0.00107 | 895.65 | 0.00041703 | 895.65 | -0.0020047 | 682.411 | 1.5236e-05 | 682.411 | 9.191e-06 | 901.0094 | 0.00214 | 901.0094 | 0.00011523 | 1009.0767 | 0.00577 | 901.0094 | 0.0044569 | 1009.0802 | 5.0004e-05 | 1009.0767 | 0.01422 | 682.411 | 1.1791e-07
| 680.7574 | 0 | 901.2501 | -0.00095837 | 680.7574 | 0 | 901.2501 | -0.0022841 | 901.4881 | 0 | 901.2501 | -0.0017251 | 682.5316 | 2.8731e-05 | 895.89 | -0.00075887 | 680.7574 | 0.00101 | 895.89 | -0.00071299 | 895.89 | -0.00050931 | 682.5316 | 3.0015e-05 | 682.5316 | 1.9678e-05 | 901.2501 | -0.00181 | 901.2501 | 0.00019742 | 1009.2453 | 0.00608 | 901.2501 | 0.0018152 | 1009.2501 | 0 | 1009.2453 | 0.01412 | 682.5316 | 2.1813e-06
| 680.8817 | 0.00109 | 901.4909 | -1.0834e-05 | 680.8817 | 0.00137 | 901.4909 | -0.00022012 | 901.7291 | 0 | 901.4909 | 0.0011823 | 682.6523 | 1.4035e-05 | 896.13 | -0.0015008 | 680.8817 | 0.003 | 896.13 | -9.9549e-05 | 896.13 | 0.00069354 | 682.6523 | 1.4838e-05 | 682.6523 | 1.0476e-05 | 901.4909 | 0.00125 | 901.4909 | 5.7408e-05 | 1009.4138 | 0.00761 | 901.4909 | -0.0024005 | 1009.4199 | 6.9993e-05 | 1009.4138 | 0.01403 | 682.6523 | 2.0634e-06
| 681.006 | 0 | 901.7316 | -0.00031251 | 681.006 | 0 | 901.7316 | -0.0018227 | 901.9702 | 0 | 901.7316 | -0.0023713 | 682.773 | 2.7331e-05 | 896.37 | 0.00069142 | 681.006 | 0.00152 | 896.37 | -0.0004547 | 896.37 | -0.00089942 | 682.773 | 3.0038e-05 | 682.773 | 2.4806e-05 | 901.7316 | -0.00173 | 901.7316 | -0.0027511 | 1009.5824 | 0.00705 | 901.7316 | -0.001377 | 1009.5898 | 0 | 1009.5824 | 0.01397 | 682.773 | 4.1386e-06
| 681.1303 | 0.00087741 | 901.9723 | -0.00064787 | 681.1303 | 0.0014 | 901.9723 | -0.00019544 | 902.2112 | 0 | 901.9723 | 0.00099799 | 682.8936 | 1.3665e-05 | 896.61 | 0.0017032 | 681.1303 | 0.00326 | 896.61 | -0.0006807 | 896.61 | -0.0016797 | 682.8936 | 1.5236e-05 | 682.8936 | 1.433e-05 | 901.9723 | 0.00131 | 901.9723 | 0.0041144 | 1009.7509 | 0.00647 | 901.9723 | -0.0023789 | 1009.7596 | 5.0004e-05 | 1009.7509 | 0.01379 | 682.8936 | 2.0634e-06
| 681.2546 | 0 | 902.2131 | -3.1605e-05 | 681.2546 | 0 | 902.2131 | -0.004403 | 902.4522 | 0 | 902.2131 | -0.0020245 | 683.0143 | 2.6345e-05 | 896.85 | -0.001366 | 681.2546 | 0.0013 | 896.85 | -0.0033928 | 896.85 | -0.0010295 | 683.0143 | 3.0284e-05 | 683.0143 | 2.4806e-05 | 902.2131 | -0.00166 | 902.2131 | -0.0015287 | 1009.9195 | 0.00668 | 902.2131 | 6.8193e-05 | 1009.9295 | 0 | 1009.9195 | 0.01376 | 683.0143 | 2.5233e-06
| 681.3789 | 0.00098522 | 902.4538 | -0.00026936 | 681.3789 | 0.00088435 | 902.4538 | 0.0017501 | 902.6932 | 0 | 902.4538 | 0.00075361 | 683.1349 | 1.306e-05 | 897.09 | -0.0011299 | 681.3789 | 0.00195 | 897.09 | -0.00064841 | 897.09 | 0.0017013 | 683.1349 | 1.5166e-05 | 683.1349 | 1.1442e-05 | 902.4538 | 0.00283 | 902.4538 | 0.00098211 | 1010.0881 | 0.00693 | 902.4538 | 0.0010076 | 1010.0993 | 5.0004e-05 | 1010.0881 | 0.01355 | 683.1349 | 4.5985e-07
| 681.5032 | 0 | 902.6946 | -0.00077936 | 681.5032 | 0 | 902.6946 | -0.0029466 | 902.9343 | 0 | 902.6946 | -0.001794 | 683.2556 | 2.6726e-05 | 897.33 | 0.0011973 | 681.5032 | 0.00141 | 897.33 | -0.0014878 | 897.33 | -0.00015171 | 683.2556 | 3.0483e-05 | 683.2556 | 2.3203e-05 | 902.6946 | -0.002 | 902.6946 | -0.0064039 | 1010.2566 | 0.00664 | 902.6946 | -0.0041886 | 1010.2692 | 0 | 1010.2566 | 0.01368 | 683.2556 | 9.197e-07
| 681.6276 | 0.00087741 | 902.9354 | -0.00015725 | 681.6276 | 0.00137 | 902.9354 | 0.0013953 | 903.1753 | 0 | 902.9354 | 0.0011279 | 683.3763 | 1.4259e-05 | 897.57 | 0.0016358 | 681.6276 | 0.00102 | 897.57 | 0.0014502 | 897.57 | 0.0015062 | 683.3763 | 1.5435e-05 | 683.3763 | 1.2935e-05 | 902.9353 | 0.00102 | 902.9354 | 0.0022623 | 1010.4252 | 0.00498 | 902.9354 | 0.0015354 | 1010.439 | 6.9993e-05 | 1010.4252 | 0.01352 | 683.3763 | 4.5985e-07
| 681.7519 | 0 | 903.1761 | -0.0014156 | 681.7519 | 0 | 903.1761 | -0.0039309 | 903.4164 | 0 | 903.1761 | -0.0026314 | 683.4969 | 2.8081e-05 | 897.81 | -0.0010961 | 681.7519 | 0.00152 | 897.81 | -0.0039416 | 897.81 | -0.0015171 | 683.4969 | 2.7345e-05 | 683.4969 | 2.5662e-05 | 903.1761 | -0.00252 | 903.1761 | -0.0025564 | 1010.5938 | 0.00849 | 903.1761 | 0.0015937 | 1010.6089 | 0 | 1010.5938 | 0.01358 | 683.4969 | 1.3795e-06
| 681.8762 | 0.000554 | 903.4169 | -9.6508e-05 | 681.8762 | 0.00135 | 903.4169 | 0.0010522 | 903.6575 | 0 | 903.4169 | 0.00097397 | 683.6176 | 1.4102e-05 | 898.05 | 0.00042159 | 681.8762 | 0.00144 | 898.05 | 2.9596e-05 | 898.05 | -5.4182e-05 | 683.6176 | 1.2214e-05 | 683.6176 | 1.3902e-05 | 903.4169 | 0.00264 | 903.4169 | 0.002502 | 1010.7623 | 0.00469 | 903.4169 | 0.0031968 | 1010.7788 | 5.0004e-05 | 1010.7623 | 0.01328 | 683.6176 | 9.197e-07
| 682.0006 | 0 | 903.6577 | -0.00099851 | 682.0006 | 0 | 903.6577 | -0.0021896 | 903.8985 | 0 | 903.6577 | -0.0018841 | 683.7383 | 2.8809e-05 | 898.29 | -0.00065769 | 682.0006 | 0.00215 | 898.29 | -0.0016815 | 898.29 | -0.001062 | 683.7383 | 2.6174e-05 | 683.7383 | 2.6727e-05 | 903.6577 | -0.00167 | 903.6577 | -0.0043375 | 1010.9309 | 0.00626 | 903.6577 | 0.001674 | 1010.9486 | 0 | 1010.9309 | 0.01321 | 683.7383 | 1.9573e-06
| 682.125 | 0.00033839 | 903.8985 | -0.0004647 | 682.125 | 0.00114 | 903.8985 | 0.0020246 | 904.1396 | 0 | 903.8985 | 0.0011149 | 683.8589 | 1.4976e-05 | 898.53 | 0.00025296 | 682.125 | 0.003 | 898.53 | 0.00077218 | 898.53 | 0.00036844 | 683.8589 | 1.4182e-05 | 683.8589 | 1.3045e-05 | 903.8985 | 1.8253e-05 | 903.8985 | 0.0051185 | 1011.0995 | 0.00489 | 903.8985 | 0.0067457 | 1011.1185 | 5.0004e-05 | 1011.0995 | 0.01303 | 683.8589 | 1.0376e-06
| 682.2494 | 0 | 904.1393 | -0.00016995 | 682.2494 | 0 | 904.1393 | -0.0040432 | 904.3807 | 0 | 904.1393 | -0.0021166 | 683.9796 | 3.059e-05 | 898.77 | 0.00035414 | 682.2494 | 0.00021766 | 898.77 | 0.0009659 | 898.77 | 0.00085607 | 683.9796 | 3.053e-05 | 683.9796 | 2.5454e-05 | 904.1393 | -0.00236 | 904.1393 | -0.0038672 | 1011.268 | 0.01025 | 904.1393 | -0.0020823 | 1011.2884 | 0 | 1011.268 | 0.01302 | 683.9796 | 4.9404e-06
| 682.3737 | 0.00021262 | 904.3801 | -0.00046082 | 682.3737 | 0.00163 | 904.3801 | 0.00019792 | 904.6218 | 0 | 904.3801 | 0.0010563 | 684.1003 | 1.5693e-05 | 899.01 | 0.00086005 | 682.3737 | 0.00087516 | 899.01 | -0.0014878 | 899.01 | -0.00028175 | 684.1003 | 1.6606e-05 | 684.1003 | 1.2408e-05 | 904.3801 | 0.00017658 | 904.3801 | 0.0034131 | 1011.4366 | 0.00638 | 904.3801 | 0.0011019 | 1011.4582 | 3.0002e-05 | 1011.4366 | 0.0129 | 684.1003 | 3.9028e-06
| 682.4982 | 0 | 904.6209 | -0.00032811 | 682.4982 | 0 | 904.6209 | -0.0036601 | 904.8629 | 0 | 904.6209 | -0.0019862 | 684.221 | 2.9492e-05 | 899.25 | 0.001737 | 682.4982 | 0.00038799 | 899.25 | -0.0010681 | 899.25 | -0.00031426 | 684.221 | 3.3528e-05 | 684.221 | 2.3521e-05 | 904.6209 | -0.00137 | 904.6209 | -0.0029219 | 1011.6052 | 0.00496 | 904.6209 | -0.0021369 | 1011.6281 | 0 | 1011.6052 | 0.01293 | 684.221 | 5.9662e-06
| 682.6226 | 0.00152 | 904.8617 | 1.8959e-06 | 682.6226 | 0.00116 | 904.8617 | 0.00039701 | 905.104 | 0 | 904.8617 | 0.0010923 | 684.3416 | 1.4057e-05 | 899.5 | -0.0009275 | 682.6226 | 0.00050617 | 899.5 | -0.00013183 | 899.5 | 0.00040094 | 684.3416 | 1.7039e-05 | 684.3416 | 1.1124e-05 | 904.8617 | 0.00056837 | 904.8617 | -0.0036186 | 1011.7737 | 0.00593 | 904.8617 | -0.00034904 | 1011.798 | 3.0002e-05 | 1011.7737 | 0.01281 | 684.3416 | 2.0634e-06
| 682.747 | 0 | 905.1025 | -0.0011292 | 682.747 | 0 | 905.1025 | -0.0035328 | 905.3451 | 0 | 905.1025 | -0.0025724 | 684.4623 | 2.8137e-05 | 899.74 | -0.00062396 | 682.747 | 0.0007003 | 899.74 | -0.0020045 | 899.74 | 0.0009211 | 684.4623 | 3.1549e-05 | 684.4623 | 2.4169e-05 | 905.1025 | -0.00254 | 905.1025 | -0.0031636 | 1011.9423 | 0.00598 | 905.1025 | -0.0021194 | 1011.9678 | 0 | 1011.9423 | 0.01288 | 684.4623 | 2.8652e-06
| 682.8714 | 8.684e-05 | 905.3433 | 0.00027883 | 682.8714 | 0.00194 | 905.3433 | -9.0941e-05 | 905.5862 | 0 | 905.3433 | 0.00078525 | 684.583 | 1.4472e-05 | 899.98 | 0.0013322 | 682.8714 | 0.00113 | 899.98 | 0.0014502 | 899.98 | 0.0016688 | 684.583 | 1.4662e-05 | 684.583 | 1.3045e-05 | 905.3433 | 0.00179 | 905.3433 | -0.0003791 | 1012.1109 | 0.00608 | 905.3433 | 0.0040573 | 1012.1377 | 5.0004e-05 | 1012.1109 | 0.01276 | 684.583 | 8.0179e-07
| 682.9959 | 0 | 905.5842 | -5.2495e-05 | 682.9959 | 0 | 905.5842 | -0.0013408 | 905.8274 | 0 | 905.5842 | -0.0019081 | 684.7037 | 2.6961e-05 | 900.22 | -0.00048905 | 682.9959 | 0.00013249 | 900.22 | -0.00061613 | 900.22 | 0.00014088 | 684.7037 | 3.0038e-05 | 684.7037 | 2.6091e-05 | 905.5842 | -0.00141 | 905.5842 | -0.0016434 | 1012.2794 | 0.00735 | 905.5842 | -0.008061 | 1012.3076 | 0 | 1012.2794 | 0.0127 | 684.7037 | 9.197e-07
| 683.1203 | 0 | 905.825 | -0.00022835 | 683.1203 | 0.00149 | 905.825 | 0.0010164 | 906.0685 | 0 | 905.825 | 0.0014165 | 684.8243 | 1.2836e-05 | 900.46 | -0.00096123 | 683.1203 | 0.00198 | 900.46 | -0.00013183 | 900.46 | 0.0011812 | 684.8243 | 1.554e-05 | 684.8243 | 1.3045e-05 | 905.825 | 0.00239 | 905.825 | 0.0033879 | 1012.448 | 0.00695 | 905.825 | -0.0048641 | 1012.4775 | 5.0004e-05 | 1012.448 | 0.01236 | 684.8243 | 1.1791e-07
| 683.2448 | 0 | 906.0658 | -0.00034986 | 683.2448 | 0 | 906.0658 | -0.0019995 | 906.3097 | 0 | 906.0658 | -0.0020632 | 684.945 | 2.6815e-05 | 900.7 | -0.0018719 | 683.2448 | 0.00101 | 900.7 | 0.0004816 | 900.7 | -0.00096444 | 684.945 | 3.1865e-05 | 684.945 | 2.4806e-05 | 906.0658 | -0.00094757 | 906.0658 | -6.6913e-05 | 1012.6166 | 0.00585 | 906.0658 | -0.00068839 | 1012.6473 | 0 | 1012.6166 | 0.01225 | 684.945 | 2.7591e-06
| 683.3692 | 0.00023058 | 906.3067 | -5.8644e-06 | 683.3692 | 0.00081498 | 906.3067 | 0.00096919 | 906.5508 | 0 | 906.3067 | 0.0010406 | 685.0657 | 1.4113e-05 | 900.94 | 0.00072515 | 683.3692 | 0.00193 | 900.94 | 0.00044931 | 900.94 | 0.00053099 | 685.0657 | 1.6524e-05 | 685.0657 | 1.1761e-05 | 906.3067 | 0.00257 | 906.3067 | 0.0027025 | 1012.7852 | 0.00742 | 906.3067 | -0.00036837 | 1012.8172 | 8.9995e-05 | 1012.7852 | 0.01204 | 685.0657 | 2.6412e-06
| 683.4937 | 0 | 906.5476 | -0.00099231 | 683.4937 | 0 | 906.5476 | -0.0036572 | 906.792 | 0 | 906.5476 | -0.0018693 | 685.1864 | 2.8159e-05 | 901.18 | 0.00032042 | 683.4937 | 0.00018926 | 901.18 | 0.0016439 | 901.18 | -0.0013546 | 685.1864 | 3.1631e-05 | 685.1864 | 2.4169e-05 | 906.5476 | -0.0025 | 906.5476 | -0.003695 | 1012.9537 | 0.00622 | 906.5476 | -0.0062263 | 1012.9871 | 0 | 1012.9537 | 0.01214 | 685.1864 | 4.9404e-06
| 683.6182 | 0.00129 | 906.7884 | -0.00019805 | 683.6182 | 0.00134 | 906.7884 | 0.00095769 | 907.0331 | 0 | 906.7884 | 0.0012502 | 685.3071 | 1.4035e-05 | 901.42 | 0.0023441 | 683.6182 | 0 | 901.42 | -0.00084214 | 901.42 | -0.0019397 | 685.3071 | 1.54e-05 | 685.3071 | 1.2408e-05 | 906.7884 | 0.00274 | 906.7884 | 0.0076498 | 1013.1223 | 0.006 | 906.7884 | 0.0032397 | 1013.157 | 6.9993e-05 | 1013.1223 | 0.01195 | 685.3071 | 2.2992e-06
| 683.7427 | 0 | 907.0293 | -0.00092169 | 683.7427 | 0 | 907.0293 | -0.0032276 | 907.2743 | 0 | 907.0293 | -0.002085 | 685.4278 | 2.7219e-05 | 901.66 | -0.0020742 | 683.7427 | 0.00072869 | 901.66 | 0.00038475 | 901.66 | -0.00054182 | 685.4278 | 3.0483e-05 | 685.4278 | 2.7375e-05 | 907.0293 | -0.00251 | 907.0293 | 0.00075475 | 1013.2908 | 0.00575 | 907.0293 | -0.0055287 | 1013.3269 | 0 | 1013.2908 | 0.01196 | 685.4278 | 3.443e-06
| 683.8672 | 0.00124 | 907.2702 | 0.00019698 | 683.8672 | 0.00098839 | 907.2702 | 0.00014222 | 907.5155 | 0 | 907.2702 | 0.0017235 | 685.5485 | 1.343e-05 | 901.9 | 0.0015008 | 683.8672 | 0.00061971 | 901.9 | -0.00055155 | 901.9 | 0.0013112 | 685.5485 | 1.5329e-05 | 685.5485 | 1.4967e-05 | 907.2702 | 0.00124 | 907.2702 | 0.0019539 | 1013.4594 | 0.00594 | 907.2702 | 0.0030161 | 1013.4968 | 5.0004e-05 | 1013.4594 | 0.0117 | 685.5485 | 1.1437e-06
| 683.9918 | 0 | 907.511 | -0.00051258 | 683.9918 | 0 | 907.511 | -0.0015369 | 907.7567 | 0 | 907.511 | -0.0021104 | 685.6692 | 2.8608e-05 | 902.14 | -0.00086005 | 683.9918 | 0.00229 | 902.14 | -9.9549e-05 | 902.14 | -0.0018422 | 685.6692 | 3.2275e-05 | 685.6692 | 2.866e-05 | 907.511 | -0.00228 | 907.511 | -0.0007771 | 1013.628 | 0.00591 | 907.511 | -0.0044032 | 1013.6667 | 0 | 1013.628 | 0.0118 | 685.6692 | 1.6036e-06
| 684.1163 | 0.00098522 | 907.7519 | -0.00060913 | 684.1163 | 0.00151 | 907.7519 | 5.2562e-05 | 907.9979 | 0 | 907.7519 | 0.0014244 | 685.7899 | 1.5513e-05 | 902.38 | 0.0013322 | 684.1163 | 0.00116 | 902.38 | -2.6905e-06 | 902.38 | -0.0017771 | 685.7899 | 1.7203e-05 | 685.7899 | 1.3682e-05 | 907.7519 | 0.00225 | 907.7519 | 0.005722 | 1013.7966 | 0.00691 | 907.7519 | 2.4343e-05 | 1013.8366 | 3.0002e-05 | 1013.7966 | 0.01156 | 685.7899 | 4.5985e-07
| 684.2408 | 0 | 907.9928 | -0.00071815 | 684.2408 | 0 | 907.9928 | -0.00060085 | 908.2391 | 0 | 907.9928 | -0.0026105 | 685.9105 | 3.1867e-05 | 902.62 | -0.0013997 | 684.2408 | 0.00186 | 902.62 | -0.0016815 | 902.62 | -0.0017121 | 685.9105 | 3.2849e-05 | 685.9105 | 2.866e-05 | 907.9928 | -0.00256 | 907.9928 | -0.0058753 | 1013.9651 | 0.00765 | 907.9928 | 0.0024065 | 1014.0065 | 0 | 1013.9651 | 0.01171 | 685.9105 | 2.5233e-06
| 684.3654 | 0.00062587 | 908.2337 | 2.7286e-05 | 684.3654 | 0.00098839 | 908.2337 | -0.00019119 | 908.4803 | 0 | 908.2337 | 0.0012894 | 686.0312 | 1.669e-05 | 902.86 | -0.0010624 | 684.3654 | 0.00073324 | 902.86 | -0.0010681 | 902.86 | -0.00037928 | 686.0312 | 1.5821e-05 | 686.0312 | 1.4967e-05 | 908.2337 | 0.00096736 | 908.2337 | 0.0025556 | 1014.1337 | 0.00522 | 908.2337 | 0.0039125 | 1014.1764 | 6.9993e-05 | 1014.1337 | 0.01136 | 686.0312 | 2.0634e-06
| 684.49 | 0 | 908.4746 | -0.00074417 | 684.49 | 0 | 908.4746 | -0.0032927 | 908.7215 | 0 | 908.4746 | -0.0024823 | 686.1519 | 3.1553e-05 | 903.1 | -0.00045532 | 684.49 | 0.00345 | 903.1 | 0.00077218 | 903.1 | 0.00069354 | 686.1519 | 3.1631e-05 | 686.1519 | 2.7057e-05 | 908.4746 | -0.0014 | 908.4746 | -0.002758 | 1014.3023 | 0.00626 | 908.4746 | -0.0019069 | 1014.3463 | 0 | 1014.3023 | 0.01149 | 686.1519 | 4.2448e-06
| 684.6145 | 0.00136 | 908.7156 | 0.00058955 | 684.6145 | 5.2025e-05 | 908.7156 | 5.692e-05 | 908.9627 | 0 | 908.7156 | 0.0013789 | 686.2726 | 1.4976e-05 | 903.34 | 0.0010624 | 684.6145 | 0.00147 | 903.34 | -0.00077756 | 903.34 | -0.001257 | 686.2726 | 1.6161e-05 | 686.2726 | 1.2298e-05 | 908.7156 | 0.00133 | 908.7156 | 0.0027172 | 1014.4709 | 0.0061 | 908.7156 | 0.0039079 | 1014.5162 | 6.9993e-05 | 1014.4709 | 0.01109 | 686.2726 | 2.1813e-06
| 684.7391 | 0 | 908.9565 | -0.0010559 | 684.7391 | 0 | 908.9565 | -0.0035051 | 909.204 | 0 | 908.9565 | -0.0026922 | 686.3933 | 2.9055e-05 | 903.58 | -0.00096123 | 684.7391 | 0.00127 | 903.58 | -0.00093899 | 903.58 | 0.0022864 | 686.3933 | 3.1947e-05 | 686.3933 | 2.149e-05 | 908.9565 | -0.00331 | 908.9565 | -0.0012128 | 1014.6394 | 0.00564 | 908.9565 | -0.004681 | 1014.6861 | 0 | 1014.6394 | 0.01108 | 686.3933 | 3.443e-06
| 684.8637 | 0.00165 | 909.1974 | -0.00076251 | 684.8637 | 0.00253 | 909.1974 | 0.0015248 | 909.4452 | 0 | 909.1974 | 0.0010842 | 686.514 | 1.4113e-05 | 903.82 | 0.001231 | 684.8637 | 0.00122 | 903.82 | 0.0018054 | 903.82 | 0.0009536 | 686.514 | 1.6243e-05 | 686.514 | 9.6192e-06 | 909.1974 | 0.00134 | 909.1974 | 0.0042713 | 1014.808 | 0.00705 | 909.1974 | 0.0046231 | 1014.856 | 6.9993e-05 | 1014.808 | 0.011 | 686.514 | 1.2616e-06
| 684.9883 | 0 | 909.4383 | -0.00071556 | 684.9883 | 0 | 909.4383 | -0.0040027 | 909.6865 | 0 | 909.4383 | -0.0023953 | 686.6347 | 2.7846e-05 | 904.07 | 0.0001855 | 684.9883 | 0.00084224 | 904.07 | 0.0014824 | 904.07 | -0.0012245 | 686.6347 | 3.012e-05 | 686.6347 | 2.1171e-05 | 909.4383 | -0.00245 | 909.4383 | -0.0032852 | 1014.9766 | 0.00582 | 909.4383 | -0.0048578 | 1015.0259 | 0 | 1014.9766 | 0.01115 | 686.6347 | 2.5233e-06
| 685.1129 | 0.00106 | 909.6793 | -3.6944e-06 | 685.1129 | 0.00048552 | 909.6793 | -0.00028281 | 909.9277 | 0 | 909.6793 | 0.0018002 | 686.7554 | 1.3867e-05 | 904.31 | -0.0020742 | 685.1129 | 0.00491 | 904.31 | 0.0015148 | 904.31 | 0.00046596 | 686.7554 | 1.4592e-05 | 686.7554 | 1.198e-05 | 909.6793 | 0.00133 | 909.6793 | 0.0022785 | 1015.1451 | 0.00598 | 909.6793 | 0.0021978 | 1015.1958 | 6.9993e-05 | 1015.1451 | 0.0112 | 686.7554 | 1.2616e-06
| 685.2376 | 0 | 909.9202 | -0.00093396 | 685.2376 | 0 | 909.9202 | -0.0023791 | 910.169 | 0 | 909.9202 | -0.0025838 | 686.8762 | 2.798e-05 | 904.55 | 0.00032042 | 685.2376 | 0.0015 | 904.55 | -3.4977e-05 | 904.55 | -0.00015171 | 686.8762 | 3.1162e-05 | 686.8762 | 2.3521e-05 | 909.9202 | -0.00214 | 909.9202 | -6.1604e-05 | 1015.3137 | 0.00643 | 909.9202 | -0.0071866 | 1015.3657 | 0 | 1015.3137 | 0.01121 | 686.8762 | 1.7215e-06
| 685.3622 | 0.00138 | 910.1612 | -0.00043031 | 685.3622 | 0.0013 | 910.1612 | -0.00042563 | 910.4103 | 0 | 910.1612 | 0.0010997 | 686.9968 | 1.4315e-05 | 904.79 | 0.0013997 | 685.3622 | 0.00261 | 904.79 | -2.6905e-06 | 904.79 | -2.1673e-05 | 686.9968 | 1.718e-05 | 686.9968 | 1.1761e-05 | 910.1612 | 0.00060506 | 910.1612 | -0.00032276 | 1015.4823 | 0.00668 | 910.1612 | 0.0014844 | 1015.5356 | 5.0004e-05 | 1015.4823 | 0.01091 | 686.9968 | 4.5985e-07
| 685.4868 | 0 | 910.4021 | -7.5469e-05 | 685.4868 | 0 | 910.4021 | -0.0019819 | 910.6515 | 0 | 910.4021 | -0.0021704 | 687.1176 | 2.6916e-05 | 905.03 | 0.00065769 | 685.4868 | 0.00050157 | 905.03 | 0.0030645 | 905.03 | -0.00031426 | 687.1176 | 2.9863e-05 | 687.1176 | 2.2236e-05 | 910.4021 | -0.00090422 | 910.4021 | -0.0011295 | 1015.6509 | 0.0057 | 910.4021 | 0.0028292 | 1015.7055 | 0 | 1015.6509 | 0.01093 | 687.1176 | 1.6036e-06
| 685.6115 | 0.00082352 | 910.6431 | 0.00030519 | 685.6115 | 0.00161 | 910.6431 | 0.00088483 | 910.8928 | 0 | 910.6431 | 0.001391 | 687.2383 | 1.2825e-05 | 905.27 | 0.00089378 | 685.6115 | 0.00039263 | 905.27 | -3.4977e-05 | 905.27 | -0.00076939 | 687.2383 | 1.3163e-05 | 687.2383 | 1.0476e-05 | 910.6431 | 0.00209 | 910.6431 | 0.0018638 | 1015.8194 | 0.00543 | 910.6431 | 0.0057373 | 1015.8755 | 6.9993e-05 | 1015.8194 | 0.01057 | 687.2383 | 1.1437e-06
| 685.7362 | 0 | 910.8841 | -0.00026357 | 685.7362 | 0 | 910.8841 | -0.0038378 | 911.1341 | 0 | 910.8841 | -0.0024502 | 687.359 | 2.7431e-05 | 905.51 | -0.00082632 | 685.7362 | 0.00141 | 905.51 | 0.00032017 | 905.51 | -0.0019072 | 687.359 | 2.7017e-05 | 687.359 | 2.0962e-05 | 910.8841 | -0.00238 | 910.8841 | -0.00037234 | 1015.988 | 0.00563 | 910.8841 | -0.0074803 | 1016.0454 | 0 | 1015.988 | 0.01083 | 687.359 | 1.3795e-06
| 685.8608 | 0.00064383 | 911.125 | -0.00082191 | 685.8608 | 0.0026 | 911.125 | 0.0018821 | 911.3754 | 0 | 911.125 | 0.0010984 | 687.4797 | 1.4785e-05 | 905.75 | -0.0014334 | 685.8608 | 0.00064808 | 905.75 | -0.00084214 | 905.75 | -0.00024923 | 687.4797 | 1.4065e-05 | 687.4797 | 1.0476e-05 | 911.125 | 0.00166 | 911.125 | 0.0049527 | 1016.1566 | 0.00624 | 911.125 | 0.0045423 | 1016.2153 | 6.9993e-05 | 1016.1566 | 0.01042 | 687.4797 | 2.2403e-07
| 685.9855 | 0 | 911.366 | -0.00075959 | 685.9855 | 0 | 911.366 | -0.0046676 | 911.6167 | 0 | 911.366 | -0.0024717 | 687.6004 | 2.8999e-05 | 905.99 | 0.00072515 | 685.9855 | 0.00189 | 905.99 | 0.0018699 | 905.99 | -0.0021673 | 687.6004 | 2.8961e-05 | 687.6004 | 2.0534e-05 | 911.366 | -0.00167 | 911.366 | 0.00051854 | 1016.3252 | 0.00454 | 911.366 | -0.0035792 | 1016.3852 | 0 | 1016.3252 | 0.01054 | 687.6004 | 4.5985e-07
| 686.1102 | 1.4969e-05 | 911.607 | -0.0010134 | 686.1102 | 0.00074563 | 911.607 | 0.00082081 | 911.858 | 0 | 911.607 | 0.0010108 | 687.7211 | 1.4293e-05 | 906.23 | 0.00072515 | 686.1102 | 0.00221 | 906.23 | 0.00064304 | 906.23 | 0.0013112 | 687.7211 | 1.5002e-05 | 687.7211 | 1.0047e-05 | 911.607 | 0.00124 | 911.607 | 0.001349 | 1016.4937 | 0.00767 | 911.607 | 0.0018963 | 1016.5551 | 6.9993e-05 | 1016.4937 | 0.0101 | 687.7211 | 2.2403e-07
| 686.2349 | 0 | 911.848 | 0.00017725 | 686.2349 | 0 | 911.848 | -0.0021958 | 912.0993 | 0 | 911.848 | -0.0017443 | 687.8418 | 2.835e-05 | 906.47 | -0.00025296 | 686.2349 | 0.00255 | 906.47 | 0.00086903 | 906.47 | 0.00040094 | 687.8418 | 3.1525e-05 | 687.8418 | 2.3093e-05 | 911.848 | -0.00136 | 911.848 | 0.00012999 | 1016.6623 | 0.00508 | 911.848 | 0.0001712 | 1016.7251 | 0 | 1016.6623 | 0.01035 | 687.8418 | 9.197e-07
| 686.3596 | 0.00069774 | 912.089 | 0.00012785 | 686.3596 | 0.00248 | 912.089 | 0.0012933 | 912.3407 | 0 | 912.089 | 0.0014412 | 687.9626 | 1.4315e-05 | 906.71 | -1.6864e-05 | 686.3596 | 0 | 906.71 | 0.0010305 | 906.71 | 0.0017663 | 687.9626 | 1.6547e-05 | 687.9626 | 1.3045e-05 | 912.089 | 0.00203 | 912.089 | 0.00074593 | 1016.8309 | 0.00445 | 912.089 | 0.00097142 | 1016.895 | 8.9995e-05 | 1016.8309 | 0.01019 | 687.9626 | 6.8388e-07
| 686.4844 | 0 | 912.33 | -0.0017662 | 686.4844 | 0 | 912.33 | -0.00424 | 912.582 | 0 | 912.33 | -0.0022795 | 688.0833 | 2.9515e-05 | 906.95 | 0.00038786 | 686.4844 | 0.00124 | 906.95 | -0.0011327 | 906.95 | -0.0035652 | 688.0833 | 3.3458e-05 | 688.0833 | 2.5454e-05 | 912.33 | -0.00185 | 912.33 | -0.0010815 | 1016.9995 | 0.00693 | 912.33 | 0.00023949 | 1017.0649 | 0 | 1016.9995 | 0.01056 | 688.0833 | 4.0207e-06
| 686.6091 | 0.000554 | 912.571 | 0.00097237 | 686.6091 | 0.00168 | 912.571 | 0.0011372 | 912.8233 | 0 | 912.571 | 0.0017297 | 688.204 | 1.5413e-05 | 907.19 | 0.0009275 | 686.6091 | 0.00139 | 907.19 | 0.0012242 | 907.19 | 0.00053099 | 688.204 | 1.7039e-05 | 688.204 | 1.3254e-05 | 912.571 | 0.0044 | 912.571 | 0.0030559 | 1017.168 | 0.00575 | 912.571 | 0.0047967 | 1017.2349 | 8.9995e-05 | 1017.168 | 0.01021 | 688.204 | 3.3251e-06
| 686.7339 | 0 | 912.812 | -0.000854 | 686.7339 | 0 | 912.812 | -0.0036546 | 913.0647 | 0 | 912.812 | -0.0026453 | 688.3247 | 2.9358e-05 | 907.43 | -0.0013997 | 686.7339 | 0.00087064 | 907.43 | -0.00084214 | 907.43 | -0.0023299 | 688.3247 | 3.1865e-05 | 688.3247 | 2.6299e-05 | 912.812 | -0.00214 | 912.812 | -0.00030393 | 1017.3366 | 0.00752 | 912.812 | -0.0028544 | 1017.4048 | 0 | 1017.3366 | 0.01028 | 688.3247 | 3.7849e-06
| 686.8586 | 0.00102 | 913.0531 | -0.00028823 | 686.8586 | 0.00184 | 913.0531 | -0.0012305 | 913.3061 | 0 | 913.0531 | 0.0011422 | 688.4454 | 1.4348e-05 | 907.68 | -0.00079259 | 686.8586 | 0 | 907.68 | 0.0031937 | 907.68 | 0.0029691 | 688.4454 | 1.5002e-05 | 688.4454 | 1.3902e-05 | 913.053 | 0.00145 | 913.0531 | 0.0032343 | 1017.5052 | 0.00561 | 913.0531 | -0.0012804 | 1017.5747 | 3.0002e-05 | 1017.5052 | 0.00997 | 688.4454 | 4.5985e-07
| 686.9834 | 0 | 913.2941 | -0.0014341 | 686.9834 | 0 | 913.2941 | -0.0022793 | 913.5474 | 0 | 913.2941 | -0.0027966 | 688.5662 | 2.9044e-05 | 907.92 | -0.00086005 | 686.9834 | 0.00223 | 907.92 | -0.00019641 | 907.92 | -0.00067186 | 688.5662 | 2.9336e-05 | 688.5662 | 2.5454e-05 | 913.2941 | -0.0024 | 913.2941 | 0.0017897 | 1017.6738 | 0.00668 | 913.2941 | -0.004823 | 1017.7446 | 0 | 1017.6738 | 0.01024 | 688.5662 | 1.1437e-06
| 687.1082 | 0.00163 | 913.5351 | 0.00040532 | 687.1082 | 0.00079764 | 913.5351 | 0.00057924 | 913.7888 | 0 | 913.5351 | 0.0014561 | 688.6869 | 1.4897e-05 | 908.16 | -0.0005565 | 687.1082 | 0.00059133 | 908.16 | -0.0024242 | 908.16 | 0.0009211 | 688.6869 | 1.451e-05 | 688.6869 | 1.2408e-05 | 913.5351 | 0.00169 | 913.5351 | 0.0034351 | 1017.8423 | 0.00688 | 913.5351 | -0.0032588 | 1017.9146 | 5.0004e-05 | 1017.8423 | 0.00986 | 688.6869 | 6.8388e-07
| 687.233 | 0 | 913.7762 | -9.2514e-05 | 687.233 | 0 | 913.7762 | -0.0023277 | 914.0302 | 0 | 913.7762 | -0.00247 | 688.8076 | 2.9761e-05 | 908.4 | -0.00075887 | 687.233 | 0.00055835 | 908.4 | 0.0004816 | 908.4 | -0.0026874 | 688.8076 | 2.9523e-05 | 688.8076 | 2.6091e-05 | 913.7762 | -0.00196 | 913.7762 | -0.0010146 | 1018.0109 | 0.00471 | 913.7762 | -0.005373 | 1018.0845 | 0 | 1018.0109 | 0.00992 | 688.8076 | 1.8394e-06
| 687.3578 | 0.00076961 | 914.0172 | 0.00058302 | 687.3578 | 0.00168 | 914.0172 | 0.00095305 | 914.2716 | 0 | 914.0172 | 0.0016285 | 688.9283 | 1.5054e-05 | 908.64 | -0.00028669 | 687.3578 | 0.00187 | 908.64 | 0.00086903 | 908.64 | 0.0015387 | 688.9283 | 1.5072e-05 | 688.9283 | 1.5186e-05 | 914.0172 | 0.00271 | 914.0172 | 0.0022975 | 1018.1795 | 0.00733 | 914.0172 | 0.0012715 | 1018.2545 | 6.9993e-05 | 1018.1795 | 0.00953 | 688.9283 | 1.1437e-06
| 687.4826 | 0 | 914.2583 | -0.00068755 | 687.4826 | 0 | 914.2583 | -0.0035671 | 914.5129 | 0 | 914.2583 | -0.0023865 | 689.0491 | 2.7644e-05 | 908.88 | 0.00072515 | 687.4826 | 0.00041639 | 908.88 | 0.0002556 | 908.88 | 7.5855e-05 | 689.0491 | 3.087e-05 | 689.0491 | 2.7156e-05 | 914.2583 | -0.0038 | 914.2583 | -0.0040294 | 1018.3481 | 0.00566 | 914.2583 | -0.001621 | 1018.4244 | 0 | 1018.3481 | 0.00972 | 689.0491 | 1.9573e-06
| 687.6074 | 0.00048213 | 914.4993 | 1.8253e-05 | 687.6074 | 0.00265 | 914.4993 | 0.00024738 | 914.7543 | 0 | 914.4993 | 0.0013848 | 689.1698 | 1.2646e-05 | 909.12 | -0.0030186 | 687.6074 | 0 | 909.12 | 0.0012242 | 909.12 | -0.0016472 | 689.1698 | 1.5821e-05 | 689.1698 | 1.3474e-05 | 914.4993 | 0.00385 | 914.4993 | 0.0038729 | 1018.5166 | 0.00614 | 914.4993 | 0.0088725 | 1018.5944 | 5.0004e-05 | 1018.5166 | 0.00934 | 689.1698 | 8.0179e-07
| 687.7322 | 0 | 914.7404 | -0.00059653 | 687.7322 | 0 | 914.7404 | -0.0026648 | 914.9958 | 0 | 914.7404 | -0.0026375 | 689.2905 | 2.8708e-05 | 909.36 | 0.00035414 | 687.7322 | 0 | 909.36 | 6.1882e-05 | 909.36 | 0.0010186 | 689.2905 | 3.0155e-05 | 689.2905 | 2.3093e-05 | 914.7404 | -5.3494e-05 | 914.7404 | -0.0016846 | 1018.6852 | 0.00469 | 914.7404 | 0.00078964 | 1018.7643 | 0 | 1018.6852 | 0.00969 | 689.2905 | 2.7591e-06
| 687.8571 | 0.00199 | 914.9815 | -4.5262e-05 | 687.8571 | 0.00132 | 914.9815 | 0.00082032 | 915.2372 | 0 | 914.9815 | 0.0010429 | 689.4113 | 1.6118e-05 | 909.6 | 0.0017707 | 687.8571 | 0.00113 | 909.6 | -0.0014233 | 909.6 | -0.0031751 | 689.4113 | 1.4369e-05 | 689.4113 | 1.1124e-05 | 914.9815 | 0.00252 | 914.9815 | 0.0041641 | 1018.8538 | 0.00681 | 914.9815 | 0.0023431 | 1018.9343 | 5.0004e-05 | 1018.8538 | 0.00941 | 689.4113 | 1.9573e-06
| 687.9819 | 0 | 915.2225 | 9.4726e-05 | 687.9819 | 0 | 915.2225 | -0.0016277 | 915.4786 | 0 | 915.2225 | -0.0020861 | 689.532 | 3.0881e-05 | 909.84 | 0.00042159 | 687.9819 | 0.00232 | 909.84 | 0.00019102 | 909.84 | -0.00080189 | 689.532 | 2.9043e-05 | 689.532 | 2.4696e-05 | 915.2225 | -0.00213 | 915.2225 | -0.0023614 | 1019.0224 | 0.00506 | 915.2225 | 0.00020328 | 1019.1042 | 0 | 1019.0224 | 0.00971 | 689.532 | 2.2992e-06
| 688.1068 | 6.8875e-05 | 915.4636 | 0.00032618 | 688.1068 | 0.00179 | 915.4636 | 0.00096184 | 915.72 | 0 | 915.4636 | 0.0013831 | 689.6527 | 1.4841e-05 | 910.08 | 0.001366 | 688.1068 | 0.00141 | 910.08 | -0.0011004 | 910.08 | -0.0001192 | 689.6527 | 1.4721e-05 | 689.6527 | 1.3792e-05 | 915.4636 | 0.00229 | 915.4636 | 0.003772 | 1019.191 | 0.0064 | 915.4636 | 0.0035375 | 1019.2742 | 5.0004e-05 | 1019.191 | 0.00934 | 689.6527 | 3.4194e-07
| 688.2316 | 0 | 915.7047 | -0.00112 | 688.2316 | 0 | 915.7047 | -0.0035854 | 915.9615 | 0 | 915.7047 | -0.0026572 | 689.7735 | 2.8843e-05 | 910.32 | -0.0026139 | 688.2316 | 0.0011 | 910.32 | -0.0015524 | 910.32 | -0.00028175 | 689.7735 | 3.0624e-05 | 689.7735 | 2.4268e-05 | 915.7047 | -0.00275 | 915.7047 | -0.0012631 | 1019.3595 | 0.00589 | 915.7047 | 0.0028101 | 1019.4441 | 0 | 1019.3595 | 0.00956 | 689.7735 | 8.0179e-07
| 688.3565 | 0.0004462 | 915.9458 | 9.9247e-05 | 688.3565 | 8.6698e-05 | 915.9458 | 0.00046115 | 916.2029 | 0 | 915.9458 | 0.0012554 | 689.8942 | 1.4057e-05 | 910.56 | 0.0026476 | 688.3565 | 0.00349 | 910.56 | -0.00097128 | 910.56 | 0.00040094 | 689.8942 | 1.6032e-05 | 689.8942 | 1.0695e-05 | 915.9458 | 0.00090872 | 915.9458 | 0.0065584 | 1019.5281 | 0.00549 | 915.9458 | 0.0050893 | 1019.6141 | 5.0004e-05 | 1019.5281 | 0.00907 | 689.8942 | 4.5985e-07
| 688.4814 | 0 | 916.1869 | -0.0012045 | 688.4814 | 0 | 916.1869 | -0.0033832 | 916.4443 | 0 | 916.1869 | -0.0029183 | 690.015 | 2.7846e-05 | 910.8 | -1.6864e-05 | 688.4814 | 0.0022 | 910.8 | 0.00038475 | 910.8 | -0.0024923 | 690.015 | 3.1631e-05 | 690.015 | 2.4806e-05 | 916.1869 | -0.00307 | 916.1869 | -0.00014249 | 1019.6967 | 0.00462 | 916.1869 | 0.0033973 | 1019.784 | 0 | 1019.6967 | 0.00929 | 690.015 | 1.9573e-06
| 688.6063 | 0.00156 | 916.428 | -0.00081478 | 688.6063 | 0.00090168 | 916.428 | 0.0009121 | 916.6858 | 0 | 916.428 | 0.00086186 | 690.1357 | 1.3844e-05 | 911.05 | 0.00011805 | 688.6063 | 0.00124 | 911.05 | 0.0018054 | 911.05 | -0.0018422 | 690.1357 | 1.5786e-05 | 690.1357 | 1.433e-05 | 916.428 | 0.00041114 | 916.428 | -0.0011438 | 1019.8653 | 0.00473 | 916.428 | 0.00029055 | 1019.954 | 6.9993e-05 | 1019.8653 | 0.009 | 690.1357 | 1.4974e-06
| 688.7313 | 0 | 916.6692 | -0.00047334 | 688.7313 | 0 | 916.6692 | -0.0041079 | 916.9273 | 0 | 916.6692 | -0.0020469 | 690.2564 | 2.7801e-05 | 911.29 | 0.0010961 | 688.7313 | 0 | 911.29 | 0.0031291 | 911.29 | 4.3346e-05 | 690.2564 | 3.1865e-05 | 690.2564 | 2.4806e-05 | 916.6691 | -0.00189 | 916.6692 | 0.0011475 | 1020.0338 | 0.00552 | 916.6692 | -0.0044921 | 1020.124 | 0 | 1020.0338 | 0.00927 | 690.2564 | 4.4806e-06
| 688.8562 | 0.00147 | 916.9103 | 6.3649e-05 | 688.8562 | 0.00097105 | 916.9103 | 0.0014568 | 917.1687 | 0 | 916.9103 | 0.001192 | 690.3772 | 1.408e-05 | 911.53 | 0.0015008 | 688.8562 | 0.00073324 | 911.53 | 0.0012888 | 911.53 | 0.0009536 | 690.3772 | 1.6325e-05 | 690.3772 | 1.0695e-05 | 916.9103 | 0.0011 | 916.9103 | 0.0010406 | 1020.2024 | 0.00596 | 916.9103 | 0.0028141 | 1020.2939 | 0.00011 | 1020.2024 | 0.00874 | 690.3772 | 2.9831e-06
| 688.9811 | 0 | 917.1514 | -0.00081915 | 688.9811 | 0 | 917.1514 | -0.0028309 | 917.4102 | 0 | 917.1514 | -0.0024446 | 690.4979 | 2.8899e-05 | 911.77 | -0.00069142 | 688.9811 | 0.00027444 | 911.77 | -0.0016493 | 911.77 | -0.0021023 | 690.4979 | 3.2287e-05 | 690.4979 | 2.1808e-05 | 917.1514 | -0.00405 | 917.1514 | -0.0024007 | 1020.371 | 0.00589 | 917.1514 | 0.00050387 | 1020.4639 | 0 | 1020.371 | 0.00865 | 690.4979 | 7.0038e-06
| 689.106 | 0.00073368 | 917.3925 | 0.0008607 | 689.106 | 0.0014 | 917.3925 | 0.00052016 | 917.6517 | 0 | 917.3925 | 0.001517 | 690.6187 | 1.4942e-05 | 912.01 | 0.00072515 | 689.106 | 0.00181 | 912.01 | -0.0010358 | 912.01 | -0.0021348 | 690.6187 | 1.6255e-05 | 690.6187 | 1.1332e-05 | 917.3925 | 0.00285 | 917.3925 | 0.0057731 | 1020.5396 | 0.00765 | 917.3925 | 0.0059323 | 1020.6339 | 3.0002e-05 | 1020.5396 | 0.00842 | 690.6187 | 4.0207e-06
| 689.231 | 0 | 917.6337 | -0.001015 | 689.231 | 0 | 917.6337 | -0.0049187 | 917.8932 | 0 | 917.6337 | -0.0030242 | 690.7394 | 2.8271e-05 | 912.25 | -0.0014334 | 689.231 | 0.00041639 | 912.25 | 6.1882e-05 | 912.25 | 0.002514 | 690.7394 | 3.0917e-05 | 690.7394 | 2.149e-05 | 917.6337 | -0.00182 | 917.6337 | -0.0011149 | 1020.7082 | 0.0068 | 917.6337 | -0.0031951 | 1020.8038 | 0 | 1020.7082 | 0.00866 | 690.7394 | 5.6243e-06
| 689.356 | 0.00039229 | 917.8748 | -0.00066915 | 689.356 | 0.00199 | 917.8748 | 0.00045897 | 918.1347 | 0 | 917.8748 | 0.0010176 | 690.8602 | 1.3486e-05 | 912.49 | -0.00038786 | 689.356 | 0.00207 | 912.49 | -0.00039012 | 912.49 | 0.0002384 | 690.8602 | 1.4966e-05 | 690.8602 | 1.0377e-05 | 917.8748 | 2.9287e-05 | 917.8748 | 0.00059152 | 1020.8767 | 0.00825 | 917.8748 | -0.0051194 | 1020.9738 | 8.9995e-05 | 1020.8767 | 0.00866 | 690.8602 | 1.6036e-06
| 689.481 | 0 | 918.116 | -0.0010095 | 689.481 | 0 | 918.116 | -0.003097 | 918.3762 | 0 | 918.116 | -0.003172 | 690.9809 | 2.7689e-05 | 912.73 | -0.001366 | 689.481 | 0.00132 | 912.73 | 0.001095 | 912.73 | 0.0015712 | 690.9809 | 3.0483e-05 | 690.9809 | 2.0205e-05 | 918.116 | -0.00092032 | 918.116 | -0.0033373 | 1021.0453 | 0.00661 | 918.116 | -0.0038188 | 1021.1438 | 0 | 1021.0453 | 0.00889 | 690.9809 | 3.5609e-06
| 689.6059 | 0.00127 | 918.3571 | 0.0010388 | 689.6059 | 0.00058956 | 918.3571 | 0.00043609 | 918.6177 | 0 | 918.3571 | 0.0015871 | 691.1017 | 1.4337e-05 | 912.97 | -0.001231 | 689.6059 | 0.00261 | 912.97 | -0.00039012 | 912.97 | 0.0023515 | 691.1017 | 1.5845e-05 | 691.1017 | 1.0047e-05 | 918.3571 | 0.00195 | 918.3571 | 0.0017547 | 1021.2139 | 0.0052 | 918.3571 | 0.0035144 | 1021.3138 | 5.0004e-05 | 1021.2139 | 0.00863 | 691.1017 | 1.9573e-06
| 689.7309 | 0 | 918.5983 | -0.0011891 | 689.7309 | 0 | 918.5983 | -0.0038826 | 918.8592 | 0 | 918.5983 | -0.0027754 | 691.2224 | 2.8999e-05 | 913.21 | -0.0013997 | 689.7309 | 0.00218 | 913.21 | -0.0030376 | 913.21 | -0.0015171 | 691.2224 | 3.1186e-05 | 691.2224 | 2.5662e-05 | 918.5983 | -0.00205 | 918.5983 | 0.00085463 | 1021.3825 | 0.00506 | 918.5983 | -0.0046064 | 1021.4837 | 0 | 1021.3825 | 0.0088 | 691.2224 | 3.3251e-06
| 689.8559 | 0 | 918.8395 | -0.00046993 | 689.8559 | 0.00088435 | 918.8395 | 0.0027526 | 919.1008 | 0 | 918.8395 | 0.001365 | 691.3432 | 1.4864e-05 | 913.45 | 1.6864e-05 | 689.8559 | 0.00147 | 913.45 | -0.00058385 | 913.45 | 0.00040094 | 691.3432 | 1.5517e-05 | 691.3432 | 1.5823e-05 | 918.8395 | 0.00073411 | 918.8395 | 0.0025432 | 1021.5511 | 0.00471 | 918.8395 | 0.00052463 | 1021.6537 | 6.9993e-05 | 1021.5511 | 0.00843 | 691.3432 | 1.3795e-06
| 689.981 | 0 | 919.0806 | -0.00091101 | 689.981 | 0 | 919.0806 | -0.0050242 | 919.3423 | 0 | 919.0806 | -0.0023229 | 691.4639 | 3.0333e-05 | 913.69 | -0.0010961 | 689.981 | 0.00027444 | 913.69 | -0.00026098 | 913.69 | -0.0022648 | 691.4639 | 3.0132e-05 | 691.4639 | 2.6727e-05 | 919.0806 | -0.0032 | 919.0806 | -0.001146 | 1021.7196 | 0.00798 | 919.0806 | -0.0048864 | 1021.8237 | 0 | 1021.7196 | 0.00874 | 691.4639 | 5.5064e-06
| 690.106 | 0.00169 | 919.3218 | 0.00021985 | 690.106 | 0.00179 | 919.3218 | -0.00049578 | 919.5838 | 0 | 919.3218 | 0.0014797 | 691.5847 | 1.5782e-05 | 913.93 | 0.0010961 | 690.106 | 0.00067647 | 913.93 | -0.0010036 | 913.93 | 0.00043346 | 691.5847 | 1.4697e-05 | 691.5847 | 1.1124e-05 | 919.3218 | 0.00221 | 919.3218 | -0.0074805 | 1021.8882 | 0.0063 | 919.3218 | -0.00046627 | 1021.9937 | 5.0004e-05 | 1021.8882 | 0.00838 | 691.5847 | 4.1386e-06
| 690.231 | 0 | 919.563 | -0.0001011 | 690.231 | 0 | 919.563 | -0.0036607 | 919.8254 | 0 | 919.563 | -0.0025482 | 691.7055 | 3.1116e-05 | 914.18 | 0.0005565 | 690.231 | 0.00161 | 914.18 | -0.0013587 | 914.18 | -0.0015822 | 691.7055 | 2.8785e-05 | 691.7055 | 2.4169e-05 | 919.563 | -0.0011 | 919.563 | -0.0037551 | 1022.0568 | 0.00545 | 919.563 | 0.0045201 | 1022.1637 | 0 | 1022.0568 | 0.00858 | 691.7055 | 5.2824e-06
| 690.3561 | 0.00073368 | 919.8042 | -1.7951e-05 | 690.3561 | 0.00128 | 919.8042 | 0.0013457 | 920.067 | 0 | 919.8042 | 0.0013209 | 691.8262 | 1.5592e-05 | 914.42 | 0.00028669 | 690.3561 | 0.00056294 | 914.42 | -0.00026098 | 914.42 | 0.0027416 | 691.8262 | 1.4147e-05 | 691.8262 | 1.3045e-05 | 919.8042 | 0.00278 | 919.8042 | 0.00040464 | 1022.2254 | 0.00666 | 919.8042 | 0.002308 | 1022.3337 | 5.0004e-05 | 1022.2254 | 0.00828 | 691.8262 | 1.1437e-06
| 690.4811 | 0 | 920.0454 | -0.00077022 | 690.4811 | 0 | 920.0454 | -0.0020132 | 920.3085 | 0 | 920.0454 | -0.0022114 | 691.947 | 3.1195e-05 | 914.66 | 0.00028669 | 690.4811 | 0.00118 | 914.66 | 0.00083675 | 914.66 | 0.0017988 | 691.947 | 2.9851e-05 | 691.947 | 2.4806e-05 | 920.0454 | -0.00286 | 920.0454 | -0.00091515 | 1022.394 | 0.00656 | 920.0454 | 4.0296e-05 | 1022.5036 | 0 | 1022.394 | 0.00849 | 691.947 | 1.6036e-06
| 690.6062 | 0.000554 | 920.2866 | 0.00013891 | 690.6062 | 0.00165 | 920.2866 | 0.001881 | 920.5501 | 0 | 920.2866 | 0.0013432 | 692.0677 | 1.5961e-05 | 914.9 | 0.00015177 | 690.6062 | 0.00090353 | 914.9 | -0.0013909 | 914.9 | -0.0011595 | 692.0677 | 1.5763e-05 | 692.0677 | 1.1761e-05 | 920.2866 | 0.00192 | 920.2866 | 0.0050599 | 1022.5625 | 0.00751 | 920.2866 | 0.0056983 | 1022.6736 | 6.9993e-05 | 1022.5625 | 0.00819 | 692.0677 | 4.5985e-07
| 690.7313 | 0 | 920.5278 | -0.00050519 | 690.7313 | 0 | 920.5278 | -0.0027872 | 920.7917 | 0 | 920.5278 | -0.0028008 | 692.1885 | 3.1374e-05 | 915.14 | 0.00062396 | 690.7313 | 0.00294 | 915.14 | 0.00057846 | 915.14 | -0.0010945 | 692.1885 | 3.0565e-05 | 692.1885 | 2.2884e-05 | 920.5278 | -0.00239 | 920.5278 | -0.0053823 | 1022.7311 | 0.0055 | 920.5278 | 0.00070238 | 1022.8436 | 0 | 1022.7311 | 0.00838 | 692.1885 | 4.3627e-06
| 690.8564 | 0.000554 | 920.769 | -0.0003538 | 690.8564 | 0.0002601 | 920.769 | -0.00084101 | 921.0333 | 0 | 920.769 | 0.00081238 | 692.3093 | 1.567e-05 | 915.38 | 5.0592e-05 | 690.8564 | 0.00238 | 915.38 | 0.0025157 | 915.38 | 0.0030016 | 692.3093 | 1.4943e-05 | 692.3093 | 1.1124e-05 | 920.769 | 0.00114 | 920.769 | -0.002867 | 1022.8997 | 0.00594 | 920.769 | 0.0050809 | 1023.0136 | 6.9993e-05 | 1022.8997 | 0.00813 | 692.3093 | 3.9028e-06
| 690.9815 | 0 | 921.0103 | -0.00075488 | 690.9815 | 0 | 921.0103 | -0.0028319 | 921.2749 | 0 | 921.0103 | -0.0026719 | 692.43 | 2.994e-05 | 915.62 | -0.0024453 | 690.9815 | 0.00218 | 915.62 | -0.0017461 | 915.62 | -0.0016472 | 692.43 | 2.9031e-05 | 692.43 | 2.3521e-05 | 921.0103 | -0.00232 | 921.0103 | -0.00060854 | 1023.0683 | 0.00598 | 921.0103 | 0.0011302 | 1023.1836 | 0 | 1023.0683 | 0.00823 | 692.43 | 5.9662e-06
| 691.1066 | 0.00098522 | 921.2515 | -0.00043266 | 691.1066 | 0.00081498 | 921.2515 | 0.0011911 | 921.5164 | 0 | 921.2515 | 0.0015116 | 692.5508 | 1.4528e-05 | 915.86 | 0.00065769 | 691.1066 | 0.00227 | 915.86 | -0.00087442 | 915.86 | 0.00027091 | 692.5508 | 1.417e-05 | 692.5508 | 1.2408e-05 | 921.2515 | 0.00062503 | 921.2515 | 0.0026607 | 1023.2369 | 0.00605 | 921.2515 | 0.0043409 | 1023.3536 | 6.9993e-05 | 1023.2369 | 0.00775 | 692.5508 | 2.0634e-06
| 691.2317 | 0 | 921.4927 | -0.00051371 | 691.2317 | 0 | 921.4927 | -0.0047991 | 921.7581 | 0 | 921.4927 | -0.0031183 | 692.6716 | 2.7532e-05 | 916.1 | -0.001737 | 691.2317 | 0.00084224 | 916.1 | -0.0015202 | 916.1 | -0.00041178 | 692.6716 | 3.012e-05 | 692.6716 | 2.5454e-05 | 921.4927 | -0.00169 | 921.4927 | -0.0049074 | 1023.4054 | 0.00529 | 921.4927 | 0.0013015 | 1023.5236 | 0 | 1023.4054 | 0.00797 | 692.6716 | 5.8601e-06
| 691.3569 | 0.00066181 | 921.734 | 0.00033947 | 691.3569 | 0.00213 | 921.734 | -0.0007763 | 921.9997 | 0 | 921.734 | 0.0015969 | 692.7923 | 1.315e-05 | 916.34 | 1.6864e-05 | 691.3569 | 0.00019395 | 916.34 | -0.0028761 | 916.34 | 0.00059601 | 692.7923 | 1.6091e-05 | 692.7923 | 1.3045e-05 | 921.734 | 0.00156 | 921.734 | 0.0044814 | 1023.574 | 0.00673 | 921.734 | 0.0076945 | 1023.6936 | 6.9993e-05 | 1023.574 | 0.0078 | 692.7923 | 3.7849e-06
| 691.482 | 0 | 921.9752 | -0.0011272 | 691.482 | 0 | 921.9752 | -0.0041203 | 922.2413 | 0 | 921.9752 | -0.002287 | 692.9131 | 2.7174e-05 | 916.58 | -0.00099496 | 691.482 | 0.0006719 | 916.58 | -0.00016412 | 916.58 | 0.0024815 | 692.9131 | 3.1326e-05 | 692.9131 | 2.4169e-05 | 921.9752 | -0.0019 | 921.9752 | -0.00056081 | 1023.7426 | 0.00591 | 921.9752 | -0.0048314 | 1023.8636 | 0 | 1023.7426 | 0.0082 | 692.9131 | 6.6619e-06
| 691.6071 | 0.00015871 | 922.2165 | -0.00034105 | 691.6071 | 0.0016 | 922.2165 | 0.00012094 | 922.4829 | 0 | 922.2165 | 0.0012643 | 693.0339 | 1.4192e-05 | 916.83 | -0.00069142 | 691.6071 | 0.00050617 | 916.83 | -0.0019399 | 916.83 | 1.0836e-05 | 693.0339 | 1.5329e-05 | 693.0339 | 1.1124e-05 | 922.2165 | 0.00239 | 922.2165 | 0.0017933 | 1023.9112 | 0.00679 | 922.2165 | 0.00078053 | 1024.0336 | 6.9993e-05 | 1023.9112 | 0.008 | 693.0339 | 2.8652e-06
| 691.7323 | 0 | 922.4577 | -0.00050375 | 691.7323 | 0 | 922.4577 | -0.0022848 | 922.7246 | 0 | 922.4577 | -0.0029092 | 693.1547 | 2.7275e-05 | 917.07 | -0.0019057 | 691.7323 | 0.0009558 | 917.07 | 0.00054618 | 917.07 | 0.00030341 | 693.1547 | 3.0343e-05 | 693.1547 | 2.4169e-05 | 922.4577 | -0.00297 | 922.4577 | -0.0030969 | 1024.0798 | 0.0054 | 922.4577 | -0.0036018 | 1024.2036 | 0 | 1024.0798 | 0.00826 | 693.1547 | 3.5609e-06
| 691.8575 | 0.00057197 | 922.699 | -0.00064336 | 691.8575 | 0.00218 | 922.699 | -0.00070507 | 922.9662 | 0 | 922.699 | 0.0010875 | 693.2754 | 1.3352e-05 | 917.31 | 0.00062396 | 691.8575 | 0.00215 | 917.31 | -3.4977e-05 | 917.31 | -8.6692e-05 | 693.2754 | 1.5166e-05 | 693.2754 | 1.3045e-05 | 922.699 | 0.00196 | 922.699 | -0.0037473 | 1024.2484 | 0.00586 | 922.699 | 0.0016136 | 1024.3736 | 6.9993e-05 | 1024.2484 | 0.0081 | 693.2754 | 6.8388e-07
| 691.9827 | 0 | 922.9403 | -0.00096633 | 691.9827 | 0 | 922.9403 | -0.0032203 | 923.2079 | 0 | 922.9403 | -0.0026311 | 693.3962 | 2.7073e-05 | 917.55 | 0.0005565 | 691.9827 | 0.00081385 | 917.55 | -0.0012941 | 917.55 | -0.0020698 | 693.3962 | 2.9945e-05 | 693.3962 | 2.8012e-05 | 922.9403 | -0.00427 | 922.9403 | -0.00038227 | 1024.4169 | 0.00937 | 922.9403 | -0.0045118 | 1024.5437 | 0 | 1024.4169 | 0.00832 | 693.3962 | 4.4806e-06
| 692.1079 | 0.00032042 | 923.1816 | 0.0001148 | 692.1079 | 0.00165 | 923.1816 | 0.0014332 | 923.4495 | 0 | 923.1816 | 0.0018445 | 693.517 | 1.3956e-05 | 917.79 | 0.0021416 | 692.1079 | 0.00181 | 917.79 | -0.00013183 | 917.79 | 0.0009211 | 693.517 | 1.5072e-05 | 693.517 | 1.4967e-05 | 923.1816 | 0.00321 | 923.1816 | 0.0013936 | 1024.5855 | 0.00679 | 923.1816 | 0.0059645 | 1024.7137 | 6.9993e-05 | 1024.5855 | 0.00801 | 693.517 | 3.7849e-06
| 692.2331 | 0 | 923.4228 | -0.00069636 | 692.2331 | 0 | 923.4228 | -0.0047461 | 923.6912 | 0 | 923.4228 | -0.0025123 | 693.6378 | 2.751e-05 | 918.03 | 8.4319e-05 | 692.2331 | 0 | 918.03 | -0.0012296 | 918.03 | -0.0010295 | 693.6378 | 2.9945e-05 | 693.6378 | 2.4806e-05 | 923.4229 | -0.00193 | 923.4228 | -0.0010604 | 1024.7541 | 0.00708 | 923.4228 | -0.0020802 | 1024.8837 | 0 | 1024.7541 | 0.00811 | 693.6378 | 6.544e-06
| 692.3583 | 0.00087741 | 923.6641 | -1.792e-05 | 692.3583 | 0.00102 | 923.6641 | 0.0006735 | 923.9328 | 0 | 923.6641 | 0.0013834 | 693.7586 | 1.371e-05 | 918.27 | 0.0010287 | 692.3583 | 0.00036425 | 918.27 | -0.0013909 | 918.27 | 0.00014088 | 693.7586 | 1.5166e-05 | 693.7586 | 9.8388e-06 | 923.6641 | 0.00328 | 923.6641 | -0.0023018 | 1024.9227 | 0.00619 | 923.6641 | 0.0014599 | 1025.0537 | 3.0002e-05 | 1024.9227 | 0.0079 | 693.7586 | 2.7591e-06
| 692.4835 | 0 | 923.9054 | -0.000371 | 692.4835 | 0 | 923.9054 | -0.0036402 | 924.1745 | 0 | 923.9054 | -0.0030676 | 693.8793 | 2.7409e-05 | 918.51 | -0.001602 | 692.4835 | 0 | 918.51 | -0.0014233 | 918.51 | -0.001062 | 693.8793 | 3.1525e-05 | 693.8793 | 1.903e-05 | 923.9054 | -0.00105 | 923.9054 | -0.0027991 | 1025.0913 | 0.00601 | 923.9054 | -0.00096797 | 1025.2237 | 0 | 1025.0913 | 0.00815 | 693.8793 | 4.3627e-06
| 692.6087 | 0.00169 | 924.1467 | -0.00030178 | 692.6087 | 0.00187 | 924.1467 | -0.0008211 | 924.4162 | 0 | 924.1467 | 0.001776 | 694.0001 | 1.3766e-05 | 918.75 | -0.00099496 | 692.6087 | 0.00141 | 918.75 | 0.0013856 | 918.75 | -0.00047681 | 694.0001 | 1.6582e-05 | 694.0001 | 9.191e-06 | 924.1467 | 0.00194 | 924.1467 | 0.0019973 | 1025.2598 | 0.0067 | 924.1467 | 0.0023063 | 1025.3937 | 8.9995e-05 | 1025.2598 | 0.00789 | 694.0001 | 1.6036e-06
| 692.734 | 0 | 924.388 | -0.00093839 | 692.734 | 0 | 924.388 | -0.0018251 | 924.6579 | 0 | 924.388 | -0.0028641 | 694.1209 | 2.8159e-05 | 918.99 | -8.4319e-05 | 692.734 | 0.00107 | 918.99 | -0.0017139 | 918.99 | 0.00046596 | 694.1209 | 3.0917e-05 | 694.1209 | 2.0315e-05 | 924.388 | -0.0026 | 924.388 | -0.0060302 | 1025.4284 | 0.00471 | 924.388 | 0.001043 | 1025.5637 | 0 | 1025.4284 | 0.00796 | 694.1209 | 2.6412e-06
| 692.8593 | 0.00167 | 924.6294 | -0.00010039 | 692.8593 | 0.00224 | 924.6294 | -0.00092505 | 924.8996 | 0 | 924.6294 | 0.00087071 | 694.2417 | 1.4416e-05 | 919.23 | -0.00062396 | 692.8593 | 0.00227 | 919.23 | 0.00073989 | 919.23 | 0.0017013 | 694.2417 | 1.4416e-05 | 694.2417 | 1.1124e-05 | 924.6294 | 0.00136 | 924.6294 | 0.0032448 | 1025.597 | 0.00758 | 924.6294 | -0.00073454 | 1025.7338 | 5.0004e-05 | 1025.597 | 0.00775 | 694.2417 | 1.0376e-06
| 692.9845 | 0 | 924.8707 | -0.00084929 | 692.9845 | 0 | 924.8707 | -0.0032775 | 925.1413 | 0 | 924.8707 | -0.0023156 | 694.3625 | 2.9123e-05 | 919.48 | -0.00032042 | 692.9845 | 0.0022 | 919.48 | 0.00022331 | 919.48 | -0.00028175 | 694.3625 | 2.9968e-05 | 694.3625 | 2.4169e-05 | 924.8707 | -0.00202 | 924.8707 | -0.0040033 | 1025.7656 | 0.00837 | 924.8707 | -0.0021712 | 1025.9038 | 0 | 1025.7656 | 0.00802 | 694.3625 | 4.7046e-06
| 693.1098 | 0.00069774 | 925.112 | -0.00034692 | 693.1098 | 0.00128 | 925.112 | 0.00027597 | 925.383 | 0 | 925.112 | 0.0014484 | 694.4833 | 1.4819e-05 | 919.72 | 0.0019057 | 693.1098 | 0.00193 | 919.72 | -0.00093899 | 919.72 | -0.0018096 | 694.4833 | 1.5599e-05 | 694.4833 | 1.3045e-05 | 925.112 | 0.00082602 | 925.112 | 0.00014336 | 1025.9342 | 0.00573 | 925.112 | 0.0044378 | 1026.0738 | 5.0004e-05 | 1025.9342 | 0.00768 | 694.4833 | 3.6788e-06
| 693.2351 | 0 | 925.3533 | -0.0013088 | 693.2351 | 0 | 925.3533 | -0.0043437 | 925.6247 | 0 | 925.3533 | -0.0024123 | 694.6041 | 2.9291e-05 | 919.96 | -0.0012985 | 693.2351 | 0.00141 | 919.96 | -0.00064841 | 919.96 | -0.0019397 | 694.6041 | 3.0261e-05 | 694.6041 | 2.7375e-05 | 925.3533 | -0.00198 | 925.3533 | 4.2776e-05 | 1026.1028 | 0.00793 | 925.3533 | -0.0069988 | 1026.2438 | 0 | 1026.1028 | 0.00793 | 694.6041 | 6.7798e-06
| 693.3604 | 0.00102 | 925.5947 | -2.9256e-06 | 693.3604 | 0.0002601 | 925.5947 | 0.00061079 | 925.8665 | 0 | 925.5947 | 0.0015128 | 694.7248 | 1.4651e-05 | 920.2 | -0.00015177 | 693.3604 | 0.0011 | 920.2 | -0.0011327 | 920.2 | -0.0014196 | 694.7248 | 1.4721e-05 | 694.7248 | 1.433e-05 | 925.5947 | 0.00143 | 925.5947 | -0.003876 | 1026.2713 | 0.0071 | 925.5947 | 0.0027273 | 1026.4139 | 1.0001e-05 | 1026.2713 | 0.00751 | 694.7248 | 3.101e-06
| 693.4857 | 0 | 925.836 | -0.00090361 | 693.4857 | 0 | 925.836 | -0.0035063 | 926.1082 | 0 | 925.836 | -0.00255 | 694.8456 | 2.7723e-05 | 920.44 | -0.00028669 | 693.4857 | 0.00232 | 920.44 | -0.0004547 | 920.44 | -0.00050931 | 694.8456 | 2.9172e-05 | 694.8456 | 2.8012e-05 | 925.836 | -0.00142 | 925.836 | -0.0066582 | 1026.4399 | 0.00986 | 925.836 | -0.0025825 | 1026.5839 | 0 | 1026.4399 | 0.00782 | 694.8456 | 5.8601e-06
| 693.611 | 0.00094928 | 926.0774 | 0.00054381 | 693.611 | 0.0017 | 926.0774 | 2.3003e-05 | 926.35 | 0 | 926.0774 | 0.001905 | 694.9664 | 1.3307e-05 | 920.68 | 1.6864e-05 | 693.611 | 0.00167 | 920.68 | 0.00067532 | 920.68 | 0.0011487 | 694.9664 | 1.4826e-05 | 694.9664 | 1.3682e-05 | 926.0774 | 0.0029 | 926.0774 | 0.0040947 | 1026.6085 | 0.00612 | 926.0774 | 0.0052307 | 1026.7539 | 5.0004e-05 | 1026.6085 | 0.00765 | 694.9664 | 2.7591e-06
| 693.7364 | 0 | 926.3187 | -0.00058675 | 693.7364 | 0 | 926.3187 | -0.0025712 | 926.5917 | 0 | 926.3187 | -0.0021883 | 695.0872 | 2.5628e-05 | 920.92 | 0.00015177 | 693.7364 | 0.00238 | 920.92 | -3.4977e-05 | 920.92 | -0.00096444 | 695.0872 | 3.0237e-05 | 695.0872 | 2.8012e-05 | 926.3187 | -0.00295 | 926.3187 | -0.00033255 | 1026.7771 | 0.00461 | 926.3187 | 0.0049672 | 1026.924 | 0 | 1026.7771 | 0.00797 | 695.0872 | 4.1386e-06
| 693.8617 | 0.00138 | 926.5601 | -0.00078528 | 693.8617 | 0.00135 | 926.5601 | 0.00044789 | 926.8334 | 0 | 926.5601 | 0.0014898 | 695.208 | 1.259e-05 | 921.16 | 0.00089378 | 693.8617 | 0.00133 | 921.16 | 0.0017085 | 921.16 | -0.00057433 | 695.208 | 1.5821e-05 | 695.208 | 1.433e-05 | 926.5601 | 0.00186 | 926.5601 | 0.0030196 | 1026.9457 | 0.00575 | 926.5601 | 0.0070611 | 1027.094 | 5.0004e-05 | 1026.9457 | 0.00765 | 695.208 | 1.3795e-06
| 693.9871 | 0 | 926.8014 | -0.00043422 | 693.9871 | 0 | 926.8014 | -0.0034814 | 927.0752 | 0 | 926.8014 | -0.0030509 | 695.3288 | 2.6882e-05 | 921.4 | -0.001231 | 693.9871 | 0.00167 | 921.4 | -0.0013264 | 921.4 | -0.0013871 | 695.3288 | 2.8844e-05 | 695.3288 | 2.6947e-05 | 926.8015 | -0.0031 | 926.8014 | -0.002283 | 1027.1143 | 0.00582 | 926.8014 | -0.0023727 | 1027.264 | 0 | 1027.1143 | 0.0077 | 695.3288 | 3.2189e-06
| 694.1124 | 0.00113 | 927.0428 | 0.00063787 | 694.1124 | 0.00106 | 927.0428 | 0.0014165 | 927.317 | 0 | 927.0428 | 0.0017105 | 695.4496 | 1.4573e-05 | 921.64 | 0.00048905 | 694.1124 | 0.00153 | 921.64 | 0.0015793 | 921.64 | 0.0023515 | 695.4496 | 1.3491e-05 | 695.4496 | 1.3474e-05 | 927.0428 | 0.00123 | 927.0428 | 0.0054856 | 1027.2828 | 0.00661 | 927.0428 | 0.003405 | 1027.4341 | 5.0004e-05 | 1027.2828 | 0.00741 | 695.4496 | 1.8394e-06
| 694.2378 | 0 | 927.2842 | -0.001685 | 694.2378 | 0 | 927.2842 | -0.0024052 | 927.5588 | 0 | 927.2842 | -0.0022388 | 695.5704 | 2.8585e-05 | 921.89 | -0.0010287 | 694.2378 | 7.5708e-05 | 921.89 | -0.00029326 | 921.89 | 0.00062851 | 695.5704 | 2.95e-05 | 695.5704 | 2.6519e-05 | 927.2842 | -0.00211 | 927.2842 | -0.0036139 | 1027.4514 | 0.0065 | 927.2842 | 0.0012115 | 1027.6041 | 0 | 1027.4514 | 0.00782 | 695.5704 | 5.9662e-06
| 694.3632 | 0.0005001 | 927.5256 | -0.00046334 | 694.3632 | 0.00116 | 927.5256 | 0.0020543 | 927.8006 | 0 | 927.5256 | 0.0019612 | 695.6912 | 1.4214e-05 | 922.13 | -0.00028669 | 694.3632 | 0.00136 | 922.13 | 0.00054618 | 922.13 | 0.00053099 | 695.6912 | 1.6278e-05 | 695.6912 | 1.3902e-05 | 927.5256 | 0.00233 | 927.5256 | 0.00046571 | 1027.62 | 0.00705 | 927.5256 | 0.00030912 | 1027.7742 | 5.0004e-05 | 1027.62 | 0.00753 | 695.6912 | 4.1386e-06
| 694.4886 | 0 | 927.767 | -0.00049058 | 694.4886 | 0 | 927.767 | -0.0025236 | 928.0423 | 0 | 927.767 | -0.0019822 | 695.812 | 2.686e-05 | 922.37 | -0.001231 | 694.4886 | 0.00152 | 922.37 | 0.00080447 | 922.37 | -0.00037928 | 695.812 | 3.0401e-05 | 695.812 | 2.6727e-05 | 927.767 | -0.00042599 | 927.767 | -0.00067638 | 1027.7886 | 0.00795 | 927.767 | -9.9719e-05 | 1027.9442 | 0 | 1027.7886 | 0.00776 | 695.812 | 7.8056e-06
| 694.614 | 0.0016 | 928.0084 | -0.00076642 | 694.614 | 0.00081498 | 928.0084 | 0.0013797 | 928.2841 | 0 | 928.0084 | 0.0013703 | 695.9328 | 1.278e-05 | 922.61 | -0.00099496 | 694.614 | 0.00204 | 922.61 | -0.001843 | 922.61 | 0.0002384 | 695.9328 | 1.4346e-05 | 695.9328 | 1.3682e-05 | 928.0084 | 0.00166 | 928.0084 | -0.0013533 | 1027.9572 | 0.00802 | 928.0084 | 0.0057601 | 1028.1143 | 5.0004e-05 | 1027.9572 | 0.00737 | 695.9328 | 3.6788e-06
| 694.7394 | 0 | 928.2498 | -2.0578e-05 | 694.7394 | 0 | 928.2498 | -0.004645 | 928.5259 | 0 | 928.2498 | -0.0021565 | 696.0536 | 2.7487e-05 | 922.85 | -0.0029512 | 694.7394 | 0.00252 | 922.85 | -0.0018108 | 922.85 | -0.0010295 | 696.0536 | 2.964e-05 | 696.0536 | 2.5454e-05 | 928.2498 | -0.00131 | 928.2498 | 0.0016143 | 1028.1257 | 0.00598 | 928.2498 | -0.0012249 | 1028.2843 | 0 | 1028.1257 | 0.00774 | 696.0536 | 7.2279e-06
| 694.8648 | 0.00094928 | 928.4912 | -0.00024088 | 694.8648 | 0.00144 | 928.4912 | 0.0015842 | 928.7678 | 0 | 928.4912 | 0.0019855 | 696.1744 | 1.4785e-05 | 923.09 | -0.0018044 | 694.8648 | 0.00232 | 923.09 | 0.0024833 | 923.09 | 0.0014737 | 696.1744 | 1.5564e-05 | 696.1744 | 1.1761e-05 | 928.4912 | 0.00225 | 928.4912 | 0.0023617 | 1028.2943 | 0.00552 | 928.4912 | 0.0043359 | 1028.4544 | 5.0004e-05 | 1028.2943 | 0.00736 | 696.1744 | 3.5609e-06
| 694.9903 | 0 | 928.7326 | -0.00061365 | 694.9903 | 0 | 928.7326 | -0.0040017 | 929.0096 | 0 | 928.7326 | -0.0031957 | 696.2952 | 2.9526e-05 | 923.33 | -0.00048905 | 694.9903 | 0.00152 | 923.33 | -0.0012941 | 923.33 | -0.00047681 | 696.2952 | 3.0319e-05 | 696.2952 | 2.5454e-05 | 928.7326 | -0.00286 | 928.7326 | 0.0026687 | 1028.4629 | 0.00696 | 928.7326 | 0.00068328 | 1028.6244 | 0 | 1028.4629 | 0.00762 | 696.2952 | 6.4261e-06
| 695.1157 | 0.000554 | 928.974 | -4.5244e-05 | 695.1157 | 0.00234 | 928.974 | 0.0020855 | 929.2514 | 0 | 928.974 | 0.0012342 | 696.416 | 1.5121e-05 | 923.57 | 0.0015346 | 695.1157 | 0.00281 | 923.57 | 0.0020636 | 923.57 | 0.00075855 | 696.416 | 1.4943e-05 | 696.416 | 1.3682e-05 | 928.974 | 0.00254 | 928.974 | 0.0087529 | 1028.6315 | 0.00584 | 928.974 | -0.00070003 | 1028.7945 | 6.9993e-05 | 1028.6315 | 0.00725 | 696.416 | 2.8652e-06
| 695.2412 | 0 | 929.2154 | -0.00079791 | 695.2412 | 0 | 929.2154 | -0.0034449 | 929.4932 | 0 | 929.2154 | -0.0030528 | 696.5368 | 2.9358e-05 | 923.81 | -0.001231 | 695.2412 | 0.00092742 | 923.81 | -0.0021982 | 923.81 | -0.0011595 | 696.5368 | 2.8949e-05 | 696.5368 | 2.6091e-05 | 929.2155 | -0.00269 | 929.2154 | -0.0011485 | 1028.8001 | 0.00951 | 929.2154 | -0.0031398 | 1028.9645 | 0 | 1028.8001 | 0.00755 | 696.5368 | 1.0329e-05
| 695.3667 | 0.00098522 | 929.4569 | -0.0014159 | 695.3667 | 0.00172 | 929.4569 | -2.3639e-05 | 929.7351 | 0 | 929.4569 | 0.0015966 | 696.6577 | 1.4573e-05 | 924.05 | -0.00038786 | 695.3667 | 0.00204 | 924.05 | -0.0013587 | 924.05 | -0.0016797 | 696.6577 | 1.4416e-05 | 696.6577 | 1.2408e-05 | 929.4569 | 0.0027 | 929.4569 | 0.0011256 | 1028.9687 | 0.00753 | 929.4569 | -0.0040385 | 1029.1346 | 8.9995e-05 | 1028.9687 | 0.00716 | 696.6577 | 7.4637e-06
| 695.4921 | 0 | 929.6983 | -0.00033834 | 695.4921 | 0 | 929.6983 | -0.0020307 | 929.9769 | 0 | 929.6983 | -0.002439 | 696.7785 | 2.8036e-05 | 924.3 | 0.00048905 | 695.4921 | 0.00098419 | 924.3 | -0.0019399 | 924.3 | -0.00018422 | 696.7785 | 2.7731e-05 | 696.7785 | 2.6727e-05 | 929.6983 | -0.00165 | 929.6983 | -0.00049428 | 1029.1372 | 0.00622 | 929.6983 | 0.0039661 | 1029.3046 | 0 | 1029.1372 | 0.0074 | 696.7785 | 1.0907e-05
| 695.6176 | 0.00127 | 929.9398 | 0.00028526 | 695.6176 | 0.00161 | 929.9398 | 0.00080508 | 930.2188 | 0 | 929.9398 | 0.0012097 | 696.8993 | 1.3822e-05 | 924.54 | 0.00028669 | 695.6176 | 0.00158 | 924.54 | -0.0012619 | 924.54 | -0.00054182 | 696.8993 | 1.3667e-05 | 696.8993 | 1.433e-05 | 929.9398 | 0.00144 | 929.9398 | 8.4296e-05 | 1029.3058 | 0.00761 | 929.9398 | 0.00063252 | 1029.4747 | 6.9993e-05 | 1029.3058 | 0.00714 | 696.8993 | 3.443e-06
| 695.7431 | 0 | 930.1812 | -0.0009825 | 695.7431 | 0 | 930.1812 | -0.0041292 | 930.4606 | 0 | 930.1812 | -0.0031638 | 697.0201 | 2.7308e-05 | 924.78 | -0.00032042 | 695.7431 | 0.00232 | 924.78 | 0.001095 | 924.78 | -0.00018422 | 697.0201 | 2.8633e-05 | 697.0201 | 2.4806e-05 | 930.1812 | -0.00367 | 930.1812 | -0.0079836 | 1029.4744 | 0.00694 | 930.1812 | -0.00079161 | 1029.6448 | 0 | 1029.4744 | 0.00748 | 697.0201 | 6.7798e-06
| 695.8686 | 0.00116 | 930.4227 | -0.00027009 | 695.8686 | 0.00217 | 930.4227 | -0.0010501 | 930.7025 | 0 | 930.4227 | 0.0018935 | 697.1409 | 1.38e-05 | 925.02 | -0.00025296 | 695.8686 | 0.00204 | 925.02 | -0.00097128 | 925.02 | -0.0008344 | 697.1409 | 1.5247e-05 | 697.1409 | 1.0476e-05 | 930.4227 | 0.00085611 | 930.4227 | 0.00045409 | 1029.643 | 0.00589 | 930.4227 | -0.0050853 | 1029.8148 | 8.9995e-05 | 1029.643 | 0.00729 | 697.1409 | 3.3251e-06
| 695.9942 | 0 | 930.6641 | -0.00065981 | 695.9942 | 0 | 930.6641 | -0.0033691 | 930.9444 | 0 | 930.6641 | -0.0022344 | 697.2617 | 2.7073e-05 | 925.26 | 0.00082632 | 695.9942 | 0.00144 | 925.26 | -0.00080984 | 925.26 | 0.00036844 | 697.2617 | 2.964e-05 | 697.2617 | 2.1599e-05 | 930.6641 | -0.00229 | 930.6641 | -0.005721 | 1029.8116 | 0.00663 | 930.6641 | 0.0026968 | 1029.9849 | 0 | 1029.8116 | 0.00754 | 697.2617 | 7.0038e-06
| 696.1197 | 0 | 930.9056 | -7.9188e-05 | 696.1197 | 0.00158 | 930.9056 | -0.00033208 | 931.1863 | 0 | 930.9056 | 0.0015589 | 697.3826 | 1.3553e-05 | 925.5 | 0.00086005 | 696.1197 | 0.00181 | 925.5 | -0.00013183 | 925.5 | 0.00066102 | 697.3826 | 1.4498e-05 | 697.3826 | 1.1761e-05 | 930.9056 | 0.00199 | 930.9056 | -0.00061414 | 1029.9802 | 0.00735 | 930.9056 | 0.0035314 | 1030.155 | 3.0002e-05 | 1029.9802 | 0.00724 | 697.3826 | 3.6788e-06
| 696.2452 | 0 | 931.1471 | -0.00089003 | 696.2452 | 0 | 931.1471 | -0.004158 | 931.4282 | 0 | 931.1471 | -0.0028911 | 697.5034 | 2.835e-05 | 925.74 | 0.0013997 | 696.2452 | 0.00189 | 925.74 | 0.00022331 | 925.74 | -0.00047681 | 697.5034 | 2.8949e-05 | 697.5034 | 2.4806e-05 | 931.1471 | -0.00247 | 931.1471 | -0.0043874 | 1030.1488 | 0.00707 | 931.1471 | -0.0015683 | 1030.325 | 0 | 1030.1488 | 0.00736 | 697.5034 | 5.1645e-06
| 696.3708 | 0.00062587 | 931.3885 | -6.3764e-05 | 696.3708 | 0.00147 | 931.3885 | -0.00025978 | 931.6701 | 0 | 931.3885 | 0.0017161 | 697.6242 | 1.5177e-05 | 925.98 | 0.0010624 | 696.3708 | 0.00039263 | 925.98 | 0.00099818 | 925.98 | -0.0017446 | 697.6242 | 1.4498e-05 | 697.6242 | 1.3682e-05 | 931.3886 | 0.00226 | 931.3885 | 0.0025122 | 1030.3173 | 0.00821 | 931.3885 | 0.0094679 | 1030.4951 | 3.0002e-05 | 1030.3173 | 0.00711 | 697.6242 | 1.4974e-06
| 696.4964 | 0 | 931.63 | -0.0003309 | 696.4964 | 0 | 931.63 | -0.0038009 | 931.912 | 0 | 931.63 | -0.0026958 | 697.745 | 2.8473e-05 | 926.22 | -0.0012648 | 696.4964 | 0.00169 | 926.22 | 0.00041703 | 926.22 | 0.0010836 | 697.745 | 2.9031e-05 | 697.745 | 2.6727e-05 | 931.63 | -0.0022 | 931.63 | -0.00096964 | 1030.4859 | 0.00578 | 931.63 | -0.0017251 | 1030.6652 | 0 | 1030.4859 | 0.00736 | 697.745 | 6.7798e-06
| 696.6219 | 0.00051807 | 931.8715 | 0.00058252 | 696.6219 | 0.00086701 | 931.8715 | 0.00046389 | 932.1539 | 0 | 931.8715 | 0.0021224 | 697.8658 | 1.3408e-05 | 926.47 | -0.0015008 | 696.6219 | 0.00369 | 926.47 | 0.0015793 | 926.47 | 0.00059601 | 697.8658 | 1.458e-05 | 697.8658 | 1.3682e-05 | 931.8715 | 0.0016 | 931.8715 | 0.0016624 | 1030.6545 | 0.00633 | 931.8715 | 0.0045166 | 1030.8353 | 5.0004e-05 | 1030.6545 | 0.0071 | 697.8658 | 5.2824e-06
| 696.7475 | 0 | 932.113 | 0.00017247 | 696.7475 | 0 | 932.113 | -0.0024568 | 932.3958 | 0 | 932.113 | -0.0025235 | 697.9867 | 2.7409e-05 | 926.71 | -0.0005565 | 696.7475 | 0.00294 | 926.71 | -0.0013264 | 926.71 | -0.0028175 | 697.9867 | 2.8328e-05 | 697.9867 | 2.6091e-05 | 932.113 | -0.00094271 | 932.113 | -0.0010509 | 1030.8231 | 0.00749 | 932.113 | -0.0012609 | 1031.0053 | 0 | 1030.8231 | 0.00739 | 697.9867 | 1.1591e-05
| 696.8731 | 0.00035636 | 932.3545 | 1.8464e-05 | 696.8731 | 0.00123 | 932.3545 | -0.00037949 | 932.6377 | 0 | 932.3545 | 0.00083864 | 698.1075 | 1.4192e-05 | 926.95 | 0.0014672 | 696.8731 | 0.00315 | 926.95 | -0.0010036 | 926.95 | -0.00073687 | 698.1075 | 1.3772e-05 | 698.1075 | 1.2408e-05 | 932.3545 | 0.00176 | 932.3545 | 0.0012178 | 1030.9917 | 0.00594 | 932.3545 | 0.0020921 | 1031.1754 | 5.0004e-05 | 1030.9917 | 0.0072 | 698.1075 | 6.32e-06
| 696.9987 | 0 | 932.596 | -0.00087047 | 696.9987 | 0 | 932.596 | -0.0033904 | 932.8796 | 0 | 932.596 | -0.0028705 | 698.2283 | 2.7857e-05 | 927.19 | -0.00059023 | 696.9987 | 0.00152 | 927.19 | 0.00064304 | 927.19 | 0.00014088 | 698.2283 | 2.9827e-05 | 698.2283 | 2.3521e-05 | 932.596 | -0.00304 | 932.596 | -0.0018646 | 1031.1602 | 0.00563 | 932.596 | -5.7957e-05 | 1031.3455 | 0 | 1031.1602 | 0.00759 | 698.2283 | 7.5816e-06
| 697.1244 | 0.00094928 | 932.8375 | 0.00078403 | 697.1244 | 0.00064159 | 932.8375 | 0.00085382 | 933.1216 | 0 | 932.8375 | 0.001625 | 698.3491 | 1.3789e-05 | 927.43 | 0.001737 | 697.1244 | 0.00263 | 927.43 | -0.0013264 | 927.43 | -0.00031426 | 698.3491 | 1.6278e-05 | 698.3491 | 1.1124e-05 | 932.8375 | 0.00304 | 932.8375 | 0.00033453 | 1031.3288 | 0.00628 | 932.8375 | 0.0063886 | 1031.5156 | 6.9993e-05 | 1031.3288 | 0.00729 | 698.3491 | 1.2616e-06
| 697.25 | 0 | 933.0791 | -0.0009009 | 697.25 | 0 | 933.0791 | -0.001721 | 933.3635 | 0 | 933.0791 | -0.0028522 | 698.47 | 2.7823e-05 | 927.67 | -0.0011636 | 697.25 | 0.00113 | 927.67 | 0.0013211 | 927.67 | -0.0020372 | 698.47 | 3.0214e-05 | 698.47 | 2.6091e-05 | 933.0791 | -0.00232 | 933.0791 | 0.00056672 | 1031.4974 | 0.00603 | 933.0791 | 0.0021258 | 1031.6856 | 0 | 1031.4974 | 0.00771 | 698.47 | 5.0465e-06
| 697.3756 | 8.684e-05 | 933.3206 | 2.1498e-06 | 697.3756 | 0.00196 | 933.3206 | 0.000723 | 933.6055 | 0 | 933.3206 | 0.0021159 | 698.5908 | 1.4293e-05 | 927.91 | -0.0013997 | 697.3756 | 0.00306 | 927.91 | -6.7263e-05 | 927.91 | 0.00062851 | 698.5908 | 1.4182e-05 | 698.5908 | 1.4967e-05 | 933.3206 | 0.00152 | 933.3206 | 0.0019349 | 1031.666 | 0.00695 | 933.3206 | 0.0033635 | 1031.8557 | 8.9995e-05 | 1031.666 | 0.00745 | 698.5908 | 3.7849e-06
| 697.5013 | 0 | 933.5621 | -0.0011031 | 697.5013 | 0 | 933.5621 | -0.0030868 | 933.8474 | 0 | 933.5621 | -0.0027741 | 698.7116 | 2.9078e-05 | 928.15 | -0.0016358 | 697.5013 | 0.00334 | 928.15 | -0.00061613 | 928.15 | 0.00010836 | 698.7116 | 2.9722e-05 | 698.7116 | 2.5454e-05 | 933.5621 | -0.00246 | 933.5621 | -0.0074335 | 1031.8346 | 0.00527 | 933.5621 | -0.010456 | 1032.0258 | 0 | 1031.8346 | 0.00773 | 698.7116 | 1.1025e-05
| 697.6269 | 0.00042823 | 933.8037 | -2.3982e-05 | 697.6269 | 0.00229 | 933.8037 | -0.001657 | 934.0894 | 0 | 933.8037 | 0.0013629 | 698.8325 | 1.5054e-05 | 928.4 | 0.001231 | 697.6269 | 0.00295 | 928.4 | -0.0012941 | 928.4 | 0.0015387 | 698.8325 | 1.5763e-05 | 698.8325 | 1.0805e-05 | 933.8036 | 0.00261 | 933.8037 | 0.00015064 | 1032.0032 | 0.00823 | 933.8037 | -0.0016023 | 1032.1959 | 8.9995e-05 | 1032.0032 | 0.00724 | 698.8325 | 7.2279e-06
| 697.7526 | 0 | 934.0452 | -0.00071702 | 697.7526 | 0 | 934.0452 | -0.0044439 | 934.3314 | 0 | 934.0452 | -0.0032011 | 698.9533 | 2.8216e-05 | 928.64 | -0.00069142 | 697.7526 | 0.0007003 | 928.64 | -0.0032313 | 928.64 | -0.0025248 | 698.9533 | 3.0811e-05 | 698.9533 | 2.4487e-05 | 934.0452 | -0.00287 | 934.0452 | 0.004034 | 1032.1717 | 0.00496 | 934.0452 | -0.0087817 | 1032.366 | 0 | 1032.1717 | 0.00752 | 698.9533 | 1.1944e-05
| 697.8783 | 0 | 934.2867 | -0.0007222 | 697.8783 | 0.00179 | 934.2867 | 0.0011898 | 934.5734 | 0 | 934.2867 | 0.0016722 | 699.0741 | 1.343e-05 | 928.88 | 0.0028162 | 697.8783 | 0.00397 | 928.88 | 0.0024833 | 928.88 | 0.00046596 | 699.0741 | 1.5072e-05 | 699.0741 | 1.4012e-05 | 934.2867 | 0.00273 | 934.2867 | 0.0089765 | 1032.3403 | 0.00709 | 934.2867 | -0.005985 | 1032.5361 | 8.9995e-05 | 1032.3403 | 0.00731 | 699.0741 | 4.7046e-06
| 698.004 | 0 | 934.5283 | -0.00034032 | 698.004 | 0 | 934.5283 | -0.0055795 | 934.8153 | 0 | 934.5283 | -0.0024939 | 699.195 | 2.5449e-05 | 929.12 | -0.0010961 | 698.004 | 0.00209 | 929.12 | -0.0017139 | 929.12 | 0.00069354 | 699.195 | 3.1162e-05 | 699.195 | 2.62e-05 | 934.5283 | -0.00159 | 934.5283 | -0.0032318 | 1032.5089 | 0.00561 | 934.5283 | -0.0053197 | 1032.7062 | 0 | 1032.5089 | 0.00759 | 699.195 | 8.6074e-06
| 698.1297 | 0.00039229 | 934.7699 | -9.8083e-05 | 698.1297 | 0.00137 | 934.7699 | 0.00089404 | 935.0573 | 0 | 934.7699 | 0.0015172 | 699.3158 | 1.2176e-05 | 929.36 | 0.00048905 | 698.1297 | 0.00334 | 929.36 | -0.0010036 | 929.36 | -0.00099695 | 699.3158 | 1.6243e-05 | 699.3158 | 1.2507e-05 | 934.7699 | 0.0013 | 934.7699 | 0.0025289 | 1032.6775 | 0.00682 | 934.7699 | 0.0048475 | 1032.8763 | 6.9993e-05 | 1032.6775 | 0.0072 | 699.3158 | 3.9028e-06
| 698.2554 | 0 | 935.0114 | -0.0015627 | 698.2554 | 0 | 935.0114 | -0.0030081 | 935.2993 | 0 | 935.0114 | -0.0030119 | 699.4366 | 2.5326e-05 | 929.6 | 0.00025296 | 698.2554 | 0.0015 | 929.6 | -0.00051927 | 929.6 | 0.0010836 | 699.4366 | 3.1678e-05 | 699.4366 | 2.1709e-05 | 935.0114 | -0.00333 | 935.0114 | -0.0074734 | 1032.8461 | 0.0055 | 935.0114 | -0.0067529 | 1033.0464 | 0 | 1032.8461 | 0.00751 | 699.4366 | 8.0414e-06
| 698.3811 | 0.00082352 | 935.253 | -0.00036067 | 698.3811 | 0.00172 | 935.253 | 0.0014703 | 935.5413 | 0 | 935.253 | 0.0010097 | 699.5575 | 1.3217e-05 | 929.84 | 0.00062396 | 698.3811 | 0.00136 | 929.84 | -2.6905e-06 | 929.84 | -0.0010945 | 699.5575 | 1.5575e-05 | 699.5575 | 9.191e-06 | 935.253 | 0.00379 | 935.253 | 0.0047985 | 1033.0147 | 0.00589 | 935.253 | 0.0084192 | 1033.2165 | 5.0004e-05 | 1033.0147 | 0.00716 | 699.5575 | 4.1386e-06
| 698.5069 | 0 | 935.4946 | -0.0011952 | 698.5069 | 0 | 935.4946 | -0.0047888 | 935.7834 | 0 | 935.4946 | -0.0032694 | 699.6783 | 2.7196e-05 | 930.08 | -0.0014672 | 698.5069 | 0.00124 | 930.08 | -0.0020367 | 930.08 | -8.6692e-05 | 699.6783 | 3.1736e-05 | 699.6783 | 2.2236e-05 | 935.4946 | -0.0038 | 935.4946 | -0.0019745 | 1033.1832 | 0.00793 | 935.4946 | -0.0028238 | 1033.3866 | 0 | 1033.1832 | 0.00729 | 699.6783 | 4.8225e-06
| 698.6326 | 0.00084148 | 935.7362 | -0.00030328 | 698.6326 | 0.0016 | 935.7362 | -0.0019334 | 936.0254 | 0 | 935.7362 | 0.0017362 | 699.7992 | 1.4024e-05 | 930.32 | 0.00082632 | 698.6326 | 0.00084678 | 930.32 | 0.0018376 | 930.32 | 0.00059601 | 699.7992 | 1.6407e-05 | 699.7992 | 1.3045e-05 | 935.7362 | 0.0014 | 935.7362 | -0.0072727 | 1033.3518 | 0.00615 | 935.7362 | 0.0040676 | 1033.5567 | 6.9993e-05 | 1033.3518 | 0.00687 | 699.7992 | 6.8388e-07
| 698.7584 | 0 | 935.9777 | -0.00052457 | 698.7584 | 0 | 935.9777 | -0.0058515 | 936.2674 | 0 | 935.9777 | -0.0028999 | 699.92 | 2.9078e-05 | 930.57 | -0.00075887 | 698.7584 | 0.00113 | 930.57 | -0.0016815 | 930.57 | -0.001257 | 699.92 | 3.1467e-05 | 699.92 | 2.7057e-05 | 935.9777 | -0.00056554 | 935.9777 | -0.0066726 | 1033.5204 | 0.00585 | 935.9777 | -0.0031998 | 1033.7268 | 0 | 1033.5204 | 0.00725 | 699.92 | 8.5013e-06
| 698.8841 | 0 | 936.2193 | 0.0002586 | 698.8841 | 0.00072829 | 936.2193 | 0.00094875 | 936.5095 | 0 | 936.2193 | 0.0016831 | 700.0409 | 1.5121e-05 | 930.81 | -0.0012648 | 698.8841 | 0.00309 | 930.81 | 0.001547 | 930.81 | 0.00020589 | 700.0409 | 1.5212e-05 | 700.0409 | 1.4012e-05 | 936.2193 | 0.00246 | 936.2193 | 0.0076744 | 1033.689 | 0.00719 | 936.2193 | 0.0048816 | 1033.8969 | 6.9993e-05 | 1033.689 | 0.00718 | 700.0409 | 7.8056e-06
| 699.0099 | 0 | 936.4609 | -0.00070543 | 699.0099 | 0 | 936.4609 | -0.0038616 | 936.7515 | 0 | 936.4609 | -0.0029807 | 700.1617 | 2.9235e-05 | 931.05 | -0.00075887 | 699.0099 | 0.00052996 | 931.05 | -0.0015202 | 931.05 | -0.0008344 | 700.1617 | 2.9804e-05 | 700.1617 | 2.8979e-05 | 936.4609 | -0.00177 | 936.4609 | -0.001071 | 1033.8576 | 0.00972 | 936.4609 | 0.0010714 | 1034.067 | 0 | 1033.8576 | 0.00749 | 700.1617 | 1.0789e-05
| 699.1357 | 0.00030245 | 936.7025 | -0.00019824 | 699.1357 | 0.00076297 | 936.7025 | 0.00018166 | 936.9936 | 0 | 936.7025 | 0.0019783 | 700.2826 | 1.4293e-05 | 931.29 | 0.00099496 | 699.1357 | 0.00343 | 931.29 | -0.0026824 | 931.29 | 7.5855e-05 | 700.2826 | 1.4826e-05 | 700.2826 | 1.4967e-05 | 936.7025 | 0.00023957 | 936.7025 | -0.0023334 | 1034.0262 | 0.00538 | 936.7025 | 0.0074076 | 1034.2371 | 8.9995e-05 | 1034.0262 | 0.00711 | 700.2826 | 2.9831e-06
| 699.2615 | 0 | 936.9442 | -0.00054646 | 699.2615 | 0 | 936.9442 | -0.0066166 | 937.2356 | 0 | 936.9442 | -0.0035648 | 700.4034 | 2.8137e-05 | 931.53 | 8.4319e-05 | 699.2615 | 0.00138 | 931.53 | -3.4977e-05 | 931.53 | 0.00036844 | 700.4034 | 3.0706e-05 | 700.4034 | 2.4806e-05 | 936.9442 | -0.00319 | 936.9442 | -0.0046312 | 1034.1947 | 0.00478 | 936.9442 | -0.00042075 | 1034.4072 | 0 | 1034.1947 | 0.00745 | 700.4034 | 5.9662e-06
| 699.3873 | 0.00098522 | 937.1858 | -0.00022925 | 699.3873 | 0.00057222 | 937.1858 | 0.001175 | 937.4777 | 0 | 937.1858 | 0.0019013 | 700.5243 | 1.4001e-05 | 931.77 | 0.001231 | 699.3873 | 0.00244 | 931.77 | 0.0012565 | 931.77 | -5.4182e-05 | 700.5243 | 1.6255e-05 | 700.5243 | 9.8388e-06 | 937.1858 | 0.00363 | 937.1858 | -0.0022166 | 1034.3633 | 0.00777 | 937.1858 | -0.0020679 | 1034.5773 | 5.0004e-05 | 1034.3633 | 0.00721 | 700.5243 | 2.9831e-06
| 699.5131 | 0 | 937.4274 | -0.0016206 | 699.5131 | 0 | 937.4274 | -0.0061541 | 937.7197 | 0 | 937.4274 | -0.0038467 | 700.6451 | 2.8473e-05 | 932.01 | -0.00048905 | 699.5131 | 0.00132 | 932.01 | 0.00012645 | 932.01 | -0.00089942 | 700.6451 | 2.9277e-05 | 700.6451 | 2.2884e-05 | 937.4274 | -0.00568 | 937.4274 | -0.0037098 | 1034.5319 | 0.00682 | 937.4274 | -0.00040152 | 1034.7474 | 0 | 1034.5319 | 0.00752 | 700.6451 | 8.7253e-06
| 699.639 | 0.00087741 | 937.669 | -0.00028244 | 699.639 | 0.00039883 | 937.669 | 0.00040297 | 937.9618 | 0 | 937.669 | 0.00098955 | 700.7659 | 1.4584e-05 | 932.25 | 0.0017707 | 699.639 | 0.00272 | 932.25 | 0.00051389 | 932.25 | 0.00033593 | 700.7659 | 1.3339e-05 | 700.7659 | 1.3045e-05 | 937.669 | 0.00105 | 937.669 | 0.00051226 | 1034.7005 | 0.00622 | 937.669 | 1.0121e-06 | 1034.9175 | 5.0004e-05 | 1034.7005 | 0.00712 | 700.7659 | 5.7422e-06
| 699.7648 | 0 | 937.9107 | -0.00079326 | 699.7648 | 0 | 937.9107 | -0.0055052 | 938.2039 | 0 | 937.9107 | -0.0037142 | 700.8868 | 2.835e-05 | 932.5 | 0.0016695 | 699.7648 | 0.0024 | 932.5 | -0.00013183 | 932.5 | 0.0015062 | 700.8868 | 2.9769e-05 | 700.8868 | 2.5454e-05 | 937.9107 | -0.0028 | 937.9107 | -0.0040296 | 1034.8691 | 0.00722 | 937.9107 | -0.004755 | 1035.0876 | 0 | 1034.8691 | 0.00738 | 700.8868 | 1.2286e-05
| 699.8907 | 0.00076961 | 938.1523 | 7.2467e-05 | 699.8907 | 0.0012 | 938.1523 | -0.00030359 | 938.446 | 0 | 938.1523 | 0.0021727 | 701.0077 | 1.3766e-05 | 932.74 | 0.0014334 | 699.8907 | 0.00386 | 932.74 | 0.0017408 | 932.74 | -0.00054182 | 701.0077 | 1.7098e-05 | 701.0077 | 1.2408e-05 | 938.1523 | 0.00427 | 938.1523 | -0.00025742 | 1035.0376 | 0.00563 | 938.1523 | -0.0041604 | 1035.2578 | 6.9993e-05 | 1035.0376 | 0.00719 | 701.0077 | 6.544e-06
| 700.0165 | 0 | 938.3939 | -0.0002124 | 700.0165 | 0 | 938.3939 | -0.0063449 | 938.6881 | 0 | 938.3939 | -0.0036854 | 701.1285 | 2.8014e-05 | 932.98 | 8.4319e-05 | 700.0165 | 0.00041639 | 932.98 | -0.0012296 | 932.98 | 0.00075855 | 701.1285 | 3.094e-05 | 701.1285 | 2.4378e-05 | 938.394 | -0.00156 | 938.3939 | 0.0037152 | 1035.2062 | 0.00531 | 938.3939 | -0.0060313 | 1035.4279 | 0 | 1035.2062 | 0.00745 | 701.1285 | 1.4232e-05
|  |  | 938.6356 | 0.00050729 | 700.1424 | 0.00192 | 938.6356 | 0.0023082 | 938.9302 | 0 | 938.6356 | 0.0018396 | 701.2494 | 1.4505e-05 | 933.22 | -0.00065769 | 700.1424 | 0.00329 | 933.22 | -0.00039012 | 933.22 | -0.001127 | 701.2494 | 1.4475e-05 | 701.2494 | 1.198e-05 | 938.6356 | 0.00163 | 938.6356 | 0.0027739 | 1035.3748 | 0.00767 | 938.6356 | 0.0022382 | 1035.598 | 6.9993e-05 | 1035.3748 | 0.00709 | 701.2494 | 7.6877e-06
|  |  | 938.8773 | -0.00017442 | 700.2683 | 0 | 938.8773 | -0.0044036 | 939.1723 | 0 | 938.8773 | -0.0029654 | 701.3702 | 2.8507e-05 | 933.46 | -0.00072515 | 700.2683 | 0.00041639 | 933.46 | -0.0010036 | 933.46 | -2.1673e-05 | 701.3702 | 2.9008e-05 | 701.3702 | 2.3093e-05 | 938.8773 | -0.00261 | 938.8773 | -0.0010066 | 1035.5434 | 0.00452 | 938.8773 | -0.0051227 | 1035.7681 | 0 | 1035.5434 | 0.00739 | 701.3702 | 1.1249e-05
|  |  | 939.1189 | -0.00069676 | 700.3942 | 0.00166 | 939.1189 | -0.0010631 | 939.4144 | 0 | 939.1189 | 0.0014842 | 701.4911 | 1.4259e-05 | 933.7 | -0.00048905 | 700.3942 | 0.00244 | 933.7 | -0.0026824 | 933.7 | -0.0015171 | 701.4911 | 1.5166e-05 | 701.4911 | 1.1124e-05 | 939.1189 | 0.00211 | 939.1189 | -0.00051485 | 1035.712 | 0.00677 | 939.1189 | 0.008366 | 1035.9383 | 6.9993e-05 | 1035.712 | 0.00708 | 701.4911 | 3.5609e-06
|  |  | 939.3606 | -0.00036985 | 700.5201 | 0 | 939.3606 | -0.0044868 | 939.6566 | 0 | 939.3606 | -0.0037518 | 701.6119 | 2.8787e-05 | 933.94 | -0.00011805 | 700.5201 | 0.00238 | 933.94 | 0.0011919 | 933.94 | -0.00057433 | 701.6119 | 2.9172e-05 | 701.6119 | 2.2884e-05 | 939.3606 | -0.00123 | 939.3606 | 5.0348e-05 | 1035.8806 | 0.00578 | 939.3606 | -0.0067495 | 1036.1084 | 0 | 1035.8806 | 0.00746 | 701.6119 | 6.32e-06
|  |  | 939.6023 | -0.00047342 | 700.646 | 0.00227 | 939.6023 | 0.00022336 | 939.8987 | 0 | 939.6023 | 0.0020704 | 701.7328 | 1.4785e-05 | 934.18 | 0.00096123 | 700.646 | 0.00272 | 934.18 | -0.00058385 | 934.18 | 0.00082357 | 701.7328 | 1.4311e-05 | 701.7328 | 1.1761e-05 | 939.6023 | 0.00228 | 939.6023 | 0.0021498 | 1036.0491 | 0.00684 | 939.6023 | 0.0014603 | 1036.2785 | 3.0002e-05 | 1036.0491 | 0.00714 | 701.7328 | 2.7591e-06
|  |  | 939.8439 | -0.0018922 | 700.7719 | 0 | 939.8439 | -0.0063766 | 940.1408 | 0 | 939.8439 | -0.0035653 | 701.8537 | 2.9862e-05 | 934.43 | 0.001737 | 700.7719 | 0.0009558 | 934.43 | -0.002069 | 934.43 | -2.1673e-05 | 701.8537 | 2.7673e-05 | 701.8537 | 2.0315e-05 | 939.8439 | -0.0053 | 939.8439 | 0.004586 | 1036.2177 | 0.00629 | 939.8439 | -0.0029317 | 1036.4487 | 0 | 1036.2177 | 0.00733 | 701.8537 | 9.7629e-06
|  |  | 940.0856 | -0.00031061 | 700.8979 | 0.00109 | 940.0856 | 0.0012973 | 940.383 | 0 | 940.0856 | 0.0018116 | 701.9745 | 1.5099e-05 | 934.67 | -0.00028669 | 700.8979 | 0.00161 | 934.67 | -0.0010358 | 934.67 | 0.0013438 | 701.9745 | 1.3467e-05 | 701.9745 | 8.5541e-06 | 940.0856 | 0.00323 | 940.0856 | 0.00035712 | 1036.3863 | 0.00536 | 940.0856 | 0.0001675 | 1036.6188 | 3.0002e-05 | 1036.3863 | 0.00685 | 701.9745 | 7.0038e-06
|  |  | 940.3273 | -0.00050847 | 701.0239 | 0 | 940.3273 | -0.0037175 | 940.6251 | 0 | 940.3273 | -0.0037328 | 702.0954 | 2.9235e-05 | 934.91 | -8.4319e-05 | 701.0239 | 0.0007003 | 934.91 | 0.00028789 | 934.91 | 0.00088859 | 702.0954 | 2.8551e-05 | 702.0954 | 1.5823e-05 | 940.3273 | -0.00237 | 940.3273 | -0.0010074 | 1036.5549 | 0.00573 | 940.3273 | 0.00066201 | 1036.7889 | 0 | 1036.5549 | 0.00699 | 702.0954 | 1.389e-05
|  |  | 940.569 | 0.0010447 | 701.1498 | 0.00199 | 940.569 | 0.0019001 | 940.8673 | 0 | 940.569 | 0.0023531 | 702.2163 | 1.4192e-05 | 935.15 | 0.00062396 | 701.1498 | 0 | 935.15 | -0.00016412 | 935.15 | 0.0019614 | 702.2163 | 1.5189e-05 | 702.2163 | 7.2693e-06 | 940.569 | 0.00175 | 940.569 | 0.0015954 | 1036.7235 | 0.00642 | 940.569 | 0.0047592 | 1036.959 | 8.9995e-05 | 1036.7235 | 0.00671 | 702.2163 | 6.8859e-06
|  |  | 940.8107 | -0.0010882 | 701.2758 | 0 | 940.8107 | -0.0050016 | 941.1095 | 0 | 940.8107 | -0.0043056 | 702.3371 | 2.7588e-05 | 935.39 | 0.0010961 | 701.2758 | 0.00201 | 935.39 | -0.0025855 | 935.39 | -0.00050931 | 702.3371 | 3.1115e-05 | 702.3371 | 1.8393e-05 | 940.8107 | -0.00357 | 940.8107 | -0.0049473 | 1036.892 | 0.00693 | 940.8107 | -0.0072298 | 1037.1292 | 0 | 1036.892 | 0.00706 | 702.3371 | 9.5271e-06
|  |  | 941.0524 | -0.00035225 | 701.4018 | 0.00123 | 941.0524 | 0.0013807 | 941.3516 | 0 | 941.0524 | 0.0019267 | 702.458 | 1.3609e-05 | 935.63 | -0.0010624 | 701.4018 | 0.00136 | 935.63 | -0.0025855 | 935.63 | -0.00015171 | 702.458 | 1.6173e-05 | 702.458 | 1.1124e-05 | 941.0524 | 0.00236 | 941.0524 | -0.00093535 | 1037.0606 | 0.00577 | 941.0524 | -0.0043265 | 1037.2993 | 5.0004e-05 | 1037.0606 | 0.00683 | 702.458 | 2.6412e-06
|  |  | 941.2941 | -0.0010696 | 701.5278 | 0 | 941.2941 | -0.0062435 | 941.5938 | 0 | 941.2941 | -0.0038599 | 702.5789 | 2.5796e-05 | 935.87 | -0.0009275 | 701.5278 | 0.00052996 | 935.87 | 0.0010628 | 935.87 | 0.0015387 | 702.5789 | 3.0998e-05 | 702.5789 | 2.0962e-05 | 941.2941 | -0.00336 | 941.2941 | 0.002386 | 1037.2292 | 0.00796 | 941.2941 | -0.0078753 | 1037.4695 | 0 | 1037.2292 | 0.00712 | 702.5789 | 6.32e-06
|  |  | 941.5359 | 0.00031432 | 701.6538 | 0.00050287 | 941.5359 | 0.003294 | 941.836 | 0 | 941.5359 | 0.0012131 | 702.6997 | 1.2545e-05 | 936.12 | -0.0005565 | 701.6538 | 0.00238 | 936.12 | -0.0012619 | 936.12 | 0.00079106 | 702.6997 | 1.5084e-05 | 702.6997 | 9.8388e-06 | 941.5359 | 0.00167 | 941.5359 | 0.010274 | 1037.3978 | 0.00637 | 941.5359 | 0.0080656 | 1037.6396 | 8.9995e-05 | 1037.3978 | 0.00687 | 702.6997 | 3.6788e-06
|  |  | 941.7776 | -0.0020843 | 701.7798 | 0 | 941.7776 | -0.010056 | 942.0782 | 0 | 941.7776 | -0.0040415 | 702.8206 | 2.6647e-05 | 936.36 | -0.0011973 | 701.7798 | 0.00232 | 936.36 | -0.00048698 | 936.36 | -0.00086692 | 702.8206 | 3.0401e-05 | 702.8206 | 2.1599e-05 | 941.7776 | -0.0028 | 941.7776 | -0.00077999 | 1037.5664 | 0.00554 | 941.7776 | -5.6592e-05 | 1037.8097 | 0 | 1037.5664 | 0.00714 | 702.8206 | 9.645e-06
|  |  | 942.0193 | -0.00059047 | 701.9058 | 0.00144 | 942.0193 | 0.000411 | 942.3204 | 0 | 942.0193 | 0.0016016 | 702.9415 | 1.7474e-05 | 936.6 | 0.0014672 | 701.9058 | 0.00113 | 936.6 | -0.0027792 | 936.6 | 4.3346e-05 | 702.9415 | 1.8456e-05 | 702.9415 | 1.444e-05 | 942.0193 | -0.00023567 | 942.0193 | 0.0017327 | 1037.7349 | 0.00969 | 942.0193 | 0.0092186 | 1037.9799 | 5.0004e-05 | 1037.7349 | 0.00717 | 702.9415 | 6.7798e-06
|  |  | 942.2611 | -0.00063707 | 702.0318 | 0 | 942.2611 | 0.00080452 | 942.5626 | 0 | 942.2611 | 0.0012424 | 703.0624 | 2.1674e-05 | 936.84 | -0.0010624 | 702.0318 | 0.00175 | 936.84 | -0.00022869 | 936.84 | -0.00015171 | 703.0624 | 2.2145e-05 | 703.0624 | 1.8075e-05 | 942.2611 | 0.00119 | 942.2611 | -0.0027588 | 1037.9035 | 0.00854 | 942.2611 | 0.0058589 | 1038.15 | 0 | 1037.9035 | 0.0073 | 703.0624 | 6.7798e-06
|  |  | 942.5028 | -0.00098548 | 702.1579 | 0.00052021 | 942.5028 | -0.0041692 | 942.8048 | 0 | 942.5028 | -0.0038325 | 703.1832 | 1.0193e-05 | 937.08 | 0.00021923 | 702.1579 | 0.00156 | 937.08 | -9.9549e-05 | 937.08 | -0.0011595 | 703.1832 | 9.3452e-06 | 703.1832 | 8.016e-06 | 942.5028 | -0.00434 | 942.5028 | -0.0085109 | 1038.0721 | 0.00659 | 942.5028 | -0.0060876 | 1038.3202 | 1.0001e-05 | 1038.0721 | 0.00726 | 703.1832 | 1.2616e-06
|  |  | 942.7445 | -0.00024863 | 702.284 | 0 | 942.7445 | 0.0028998 | 943.047 | 0 | 942.7445 | 0.0019281 | 703.3041 | 9.1849e-06 | 937.32 | 0.00025296 | 702.284 | 0.00186 | 937.32 | 0.00028789 | 937.32 | 0.00010836 | 703.3041 | 9.029e-06 | 703.3041 | 9.3008e-06 | 942.7446 | 0.00243 | 942.7445 | 0.0012704 | 1038.2407 | 0.00765 | 942.7445 | 0.0025743 | 1038.4903 | 0 | 1038.2407 | 0.00706 | 703.3041 | 4.5985e-07
|  |  | 942.9863 | -0.00028757 | 702.41 | 0.00095371 | 942.9863 | -0.0025564 | 943.2893 | 0 | 942.9863 | -0.0031233 | 703.425 | 8.3896e-06 | 937.56 | 0.00048905 | 702.41 | 0.00022234 | 937.56 | -0.0019721 | 937.56 | -0.00093193 | 703.425 | 8.9705e-06 | 703.425 | 9.0921e-06 | 942.9863 | -0.00295 | 942.9863 | -0.0019237 | 1038.4093 | 0.00475 | 942.9863 | 0.00084775 | 1038.6605 | 1.0001e-05 | 1038.4093 | 0.00715 | 703.425 | 4.5985e-07
|  |  | 943.2281 | 4.072e-05 | 702.5361 | 0 | 943.2281 | -0.0026013 | 943.5315 | 0 | 943.2281 | 0.0017729 | 703.5459 | 8.468e-06 | 937.8 | 0.00035414 | 702.5361 | 0.00035962 | 937.8 | 0.0011919 | 937.8 | 0.0016038 | 703.5459 | 1.02e-05 | 703.5459 | 1.1124e-05 | 943.2281 | 0.00156 | 943.2281 | 0.0043973 | 1038.5778 | 0.00867 | 943.2281 | 0.0033052 | 1038.8306 | 6.6672e-06 | 1038.5778 | 0.00688 | 703.5459 | 0
|  |  | 943.4698 | -0.00072272 | 702.6622 | 0.0017 | 943.4698 | -0.0081996 | 943.7737 | 0 | 943.4698 | -0.0042668 | 703.6667 | 9.5657e-06 | 938.05 | 0.0013322 | 702.6622 | 0 | 938.05 | -0.00022869 | 938.05 | 0.0011162 | 703.6667 | 1.1746e-05 | 703.6667 | 7.9172e-06 | 943.4698 | -0.00149 | 943.4698 | 0.00033634 | 1038.7464 | 0.007 | 943.4698 | -0.0075462 | 1039.0008 | 1.0001e-05 | 1038.7464 | 0.00716 | 703.6667 | 6.8388e-07
|  |  | 943.7116 | -0.00057667 | 702.7883 | 0 | 943.7116 | -0.0017859 | 944.016 | 0 | 943.7116 | 0.0025651 | 703.7876 | 1.0271e-05 | 938.29 | -0.00032042 | 702.7883 | 0.0001041 | 938.29 | 0.00015874 | 938.29 | -0.001192 | 703.7876 | 1.1348e-05 | 703.7876 | 6.314e-06 | 943.7116 | 0.00309 | 943.7116 | 0.0029592 | 1038.915 | 0.01035 | 943.7116 | -0.0010849 | 1039.1709 | 6.6672e-06 | 1038.915 | 0.00702 | 703.7876 | 1.1437e-06
|  |  | 943.9534 | -0.00066915 | 702.9144 | 0.00031212 | 943.9534 | -0.0039301 | 944.2582 | 0 | 943.9534 | -0.0041586 | 703.9085 | 9.9689e-06 | 938.53 | 1.6864e-05 | 702.9144 | 0.00033588 | 938.53 | 0.0011273 | 938.53 | -0.00054182 | 703.9085 | 1.0493e-05 | 703.9085 | 5.4575e-06 | 943.9534 | -0.00343 | 943.9534 | -0.0023954 | 1039.0836 | 0.00568 | 943.9534 | -0.005718 | 1039.3411 | 0 | 1039.0836 | 0.00734 | 703.9085 | 1.3795e-06
|  |  | 944.1952 | -0.0001198 | 703.0406 | 0 | 944.1952 | 0.00086777 | 944.5005 | 0 | 944.1952 | 0.0021806 | 704.0294 | 8.5464e-06 | 938.77 | -0.00062396 | 703.0406 | 0.0006719 | 938.77 | 0.00090132 | 938.77 | -8.6692e-05 | 704.0294 | 1.0083e-05 | 704.0294 | 8.6639e-06 | 944.1952 | 0.00357 | 944.1952 | -0.0037148 | 1039.2522 | 0.00689 | 944.1952 | 0.0028731 | 1039.5113 | 2.6669e-05 | 1039.2522 | 0.00703 | 704.0294 | 6.8388e-07
|  |  | 944.4369 | 0.0012963 | 703.1667 | 0.00097105 | 944.4369 | -0.0042182 | 944.7428 | 0 | 944.4369 | -0.0037041 | 704.1503 | 8.0312e-06 | 939.01 | -0.0014334 | 703.1667 | 0.00119 | 939.01 | 9.4169e-05 | 939.01 | 0.0017663 | 704.1503 | 1.0141e-05 | 704.1503 | 1.0047e-05 | 944.4369 | -0.00023464 | 944.4369 | 0.0023403 | 1039.4207 | 0.00587 | 944.4369 | -0.0045356 | 1039.6814 | 3.0002e-05 | 1039.4207 | 0.00733 | 704.1503 | 4.5985e-07
|  |  | 944.6787 | -0.00030291 | 703.2928 | 0 | 944.6787 | -0.0011969 | 944.9851 | 0 | 944.6787 | 0.0022237 | 704.2712 | 7.3031e-06 | 939.25 | -0.00065769 | 703.2928 | 0.00064351 | 939.25 | 0.00064304 | 939.25 | -0.00050931 | 704.2712 | 9.8956e-06 | 704.2712 | 8.7737e-06 | 944.6787 | 0.00192 | 944.6787 | -2.4396e-05 | 1039.5893 | 0.00756 | 944.6787 | 0.0011316 | 1039.8516 | 6.6672e-06 | 1039.5893 | 0.00706 | 704.2712 | 1.0376e-06
|  |  | 944.9205 | -0.00048008 | 703.419 | 0.00142 | 944.9205 | -0.0030402 | 945.2273 | 0 | 944.9205 | -0.0038365 | 704.3921 | 9.8121e-06 | 939.49 | -0.00021923 | 703.419 | 0.00119 | 939.49 | -0.00029326 | 939.49 | 0.0010836 | 704.3921 | 9.3218e-06 | 704.3921 | 6.8411e-06 | 944.9205 | -0.00297 | 944.9205 | -0.011091 | 1039.7579 | 0.00877 | 944.9205 | -0.0010417 | 1040.0218 | 1.0001e-05 | 1039.7579 | 0.00737 | 704.3921 | 1.0376e-06
|  |  | 945.1623 | 0.0010066 | 703.5452 | 0 | 945.1623 | -0.00019728 | 945.4696 | 0 | 945.1623 | 0.0022755 | 704.513 | 9.7785e-06 | 939.74 | -0.00032042 | 703.5452 | 0.00127 | 939.74 | 0.0019667 | 939.74 | 0.0010186 | 704.513 | 9.2398e-06 | 704.513 | 6.2042e-06 | 945.1623 | 0.00236 | 945.1623 | 0.0084086 | 1039.9265 | 0.00686 | 945.1623 | 0.013694 | 1040.1919 | 0 | 1039.9265 | 0.00706 | 704.513 | 8.0179e-07
|  |  | 945.4041 | -0.00047404 | 703.6713 | 0.00053755 | 945.4041 | -0.0036841 | 945.7119 | 0 | 945.4041 | -0.0032178 | 704.6338 | 1.1156e-05 | 939.98 | 0.00075887 | 703.6713 | 0.00093192 | 939.98 | -0.00077756 | 939.98 | 0.00088859 | 704.6338 | 9.193e-06 | 704.6338 | 7.8074e-06 | 945.4041 | -0.00398 | 945.4041 | -0.0048029 | 1040.095 | 0.00417 | 945.4041 | -0.0083774 | 1040.3621 | 3.0002e-05 | 1040.095 | 0.00746 | 704.6338 | 0
|  |  | 945.646 | -0.00083292 | 703.7975 | 0 | 945.646 | 0.0016998 | 945.9542 | 0 | 945.646 | 0.0028941 | 704.7547 | 9.7225e-06 | 940.22 | -0.00065769 | 703.7975 | 0.00121 | 940.22 | 0.00051389 | 940.22 | 0.0019289 | 704.7547 | 9.0759e-06 | 704.7547 | 7.9172e-06 | 945.646 | 0.00321 | 945.646 | 0.0015564 | 1040.2636 | 0.00687 | 945.646 | 0.0068122 | 1040.5322 | 6.6672e-06 | 1040.2636 | 0.00731 | 704.7547 | 0
|  |  | 945.8878 | -0.0011831 | 703.9237 | 0.00114 | 945.8878 | -0.0048387 | 946.1965 | 0 | 945.8878 | -0.0043866 | 704.8756 | 8.3896e-06 | 940.46 | 0.0014334 | 703.9237 | 0.00212 | 940.46 | -0.0021658 | 940.46 | -0.0022323 | 704.8756 | 1.0141e-05 | 704.8756 | 8.9823e-06 | 945.8878 | -0.00295 | 945.8878 | 0.0010423 | 1040.4322 | 0.00522 | 945.8878 | -0.0096343 | 1040.7024 | 3.0002e-05 | 1040.4322 | 0.00756 | 704.8756 | 1.8394e-06
|  |  | 946.1296 | 0.00025607 | 704.0499 | 0 | 946.1296 | 0.0023591 | 946.4389 | 0 | 946.1296 | 0.0022928 | 704.9965 | 7.5047e-06 | 940.7 | 0.00028669 | 704.0499 | 0.00021766 | 940.7 | -0.001165 | 940.7 | -0.00060684 | 704.9965 | 1.1477e-05 | 704.9965 | 9.4106e-06 | 946.1296 | 0.0016 | 946.1296 | 0.0016119 | 1040.6008 | 0.00745 | 946.1296 | 0.0013626 | 1040.8726 | 0 | 1040.6008 | 0.0072 | 704.9965 | 1.8394e-06
|  |  | 946.3714 | -0.00038765 | 704.1762 | 0.00062425 | 946.3714 | -0.006953 | 946.6812 | 0 | 946.3714 | -0.0040062 | 705.1174 | 7.6167e-06 | 940.94 | -0.00086005 | 704.1762 | 0.00025072 | 940.94 | -0.0022951 | 940.94 | -0.0024274 | 705.1174 | 1.1699e-05 | 705.1174 | 7.4889e-06 | 946.3714 | -0.00411 | 946.3714 | -0.0028931 | 1040.7694 | 0.00621 | 946.3714 | -0.0033313 | 1041.0428 | 0 | 1040.7694 | 0.00734 | 705.1174 | 2.8652e-06
|  |  | 946.6133 | 0.00065764 | 704.3024 | 0 | 946.6133 | 0.0040198 | 946.9235 | 0 | 946.6133 | 0.0023509 | 705.2383 | 8.4456e-06 | 941.18 | 0.00021923 | 704.3024 | 0.00294 | 941.18 | -0.0014233 | 941.18 | 0.0010511 | 705.2383 | 1.0469e-05 | 705.2383 | 5.8857e-06 | 946.6133 | 0.00294 | 946.6133 | 0.0043423 | 1040.9379 | 0.00584 | 946.6133 | -0.0031466 | 1041.2129 | 0 | 1040.9379 | 0.00708 | 705.2383 | 1.3795e-06
|  |  | 946.8551 | -0.00064613 | 704.4286 | 0.00048552 | 946.8551 | -0.0075114 | 947.1658 | 0 | 946.8551 | -0.0036342 | 705.3592 | 9.2297e-06 | 941.43 | -0.00075887 | 704.4286 | 0.00244 | 941.43 | -9.9549e-05 | 941.43 | 0.00046596 | 705.3592 | 9.1344e-06 | 705.3592 | 3.9531e-06 | 946.8551 | -0.003 | 946.8551 | -0.0056877 | 1041.1065 | 0.006 | 946.8551 | -0.0082062 | 1041.3831 | 0 | 1041.1065 | 0.00728 | 705.3592 | 2.2992e-06
|  |  | 947.097 | 0.00055746 | 704.5549 | 0 | 947.097 | -0.00024063 | 947.4082 | 0 | 947.097 | 0.0016025 | 705.4801 | 8.58e-06 | 941.67 | 0.0001855 | 704.5549 | 0.00212 | 941.67 | 0.00073989 | 941.67 | 0.00069354 | 705.4801 | 9.5443e-06 | 705.4801 | 5.2379e-06 | 947.097 | 0.00632 | 947.097 | 0.0049565 | 1041.2751 | 0.00775 | 947.097 | 0.0014156 | 1041.5533 | 6.6672e-06 | 1041.2751 | 0.00708 | 705.4801 | 1.2616e-06
|  |  | 947.3388 | -0.00050312 | 704.6812 | 0.00151 | 947.3388 | -0.0060934 | 947.6505 | 0 | 947.3388 | -0.0027928 | 705.601 | 8.4232e-06 | 941.91 | -0.0012648 | 704.6812 | 0.00158 | 941.91 | -0.0026179 | 941.91 | 0.00046596 | 705.601 | 1.1125e-05 | 705.601 | 5.9846e-06 | 947.3388 | -0.00464 | 947.3388 | -0.005089 | 1041.4437 | 0.00761 | 947.3388 | 0.0042386 | 1041.7235 | 0 | 1041.4437 | 0.00735 | 705.601 | 1.1437e-06
|  |  | 947.5807 | -0.00010072 | 704.8074 | 0 | 947.5807 | 0.0014778 | 947.8929 | 0 | 947.5807 | 0.0021679 | 705.7219 | 7.8519e-06 | 942.15 | 0.00059023 | 704.8074 | 0.00050157 | 942.15 | 0.00022331 | 942.15 | 0.0011812 | 705.7219 | 1.1043e-05 | 705.7219 | 8.5541e-06 | 947.5807 | 0.00405 | 947.5807 | 0.0097529 | 1041.6122 | 0.00731 | 947.5807 | -0.0017109 | 1041.8937 | 0 | 1041.6122 | 0.00721 | 705.7219 | 2.2403e-07
|  |  | 947.8226 | -0.00041652 | 704.9337 | 0.00036414 | 947.8226 | -0.0052866 | 948.1353 | 0 | 947.8226 | -0.0036223 | 705.8428 | 8.6248e-06 | 942.39 | 8.4319e-05 | 704.9337 | 0.00167 | 942.39 | 0.00077218 | 942.39 | 0.0020264 | 705.8428 | 1.0797e-05 | 705.8428 | 9.9487e-06 | 947.8226 | -0.00109 | 947.8226 | -0.0095382 | 1041.7808 | 0.00737 | 947.8226 | -0.0041115 | 1042.0638 | 0 | 1041.7808 | 0.0074 | 705.8428 | 4.5985e-07
|  |  | 948.0644 | -0.00022389 | 705.06 | 0 | 948.0644 | 0.0022387 | 948.3776 | 0 | 948.0644 | 0.0022502 | 705.9637 | 8.468e-06 | 942.63 | 0.00086005 | 705.06 | 0.00038799 | 942.63 | 0.00054618 | 942.63 | -0.00093193 | 705.9637 | 8.6191e-06 | 705.9637 | 8.2356e-06 | 948.0644 | 0.0049 | 948.0644 | 0.0069125 | 1041.9494 | 0.00854 | 948.0644 | 0.0020264 | 1042.234 | 0 | 1041.9494 | 0.00719 | 705.9637 | 2.2992e-06
|  |  | 948.3063 | -6.6928e-05 | 705.1863 | 0.00232 | 948.3063 | -0.0055031 | 948.62 | 0 | 948.3063 | -0.0032946 | 706.0846 | 8.7592e-06 | 942.87 | -0.00099496 | 705.1863 | 0.00025072 | 942.87 | -0.0020367 | 942.87 | -0.0017121 | 706.0846 | 9.3569e-06 | 706.0846 | 7.2693e-06 | 948.3063 | -0.00581 | 948.3063 | 0.00057153 | 1042.118 | 0.00668 | 948.3063 | -0.0074392 | 1042.4042 | 5.0004e-05 | 1042.118 | 0.00736 | 706.0846 | 2.9831e-06
|  |  | 948.5482 | 0.0002836 | 705.3127 | 0 | 948.5482 | 0.0023237 | 948.8624 | 0 | 948.5482 | 0.0017732 | 706.2055 | 7.8183e-06 | 943.12 | 0.0013997 | 705.3127 | 0.00115 | 943.12 | 0.0012565 | 943.12 | 0.002124 | 706.2055 | 9.919e-06 | 706.2055 | 6.314e-06 | 948.5482 | 0.00381 | 948.5482 | 0.0023749 | 1042.2866 | 0.00745 | 948.5482 | -0.011143 | 1042.5744 | 0 | 1042.2866 | 0.00706 | 706.2055 | 4.3627e-06
|  |  | 948.7901 | 0.00022719 | 705.439 | 0.00198 | 948.7901 | -0.0063721 | 949.1048 | 0 | 948.7901 | -0.0040709 | 706.3264 | 7.6167e-06 | 943.36 | -0.00086005 | 705.439 | 0.00124 | 943.36 | 0.00051389 | 943.36 | -0.00285 | 706.3264 | 1.0715e-05 | 706.3264 | 8.5541e-06 | 948.7901 | -0.00315 | 948.7901 | -0.00086341 | 1042.4551 | 0.00784 | 948.7901 | -0.0024877 | 1042.7446 | 0 | 1042.4551 | 0.00731 | 706.3264 | 3.5609e-06
|  |  | 949.032 | 0.00015797 | 705.5653 | 0 | 949.032 | 0.0012694 | 949.3472 | 0 | 949.032 | 0.0023124 | 706.4473 | 7.6391e-06 | 943.6 | 0.00021923 | 705.5653 | 0.00078546 | 943.6 | -0.00051927 | 943.6 | -0.00044429 | 706.4473 | 9.9542e-06 | 706.4473 | 7.3791e-06 | 949.032 | 0.00336 | 949.032 | -0.0022796 | 1042.6237 | 0.00733 | 949.032 | 0.010092 | 1042.9148 | 0 | 1042.6237 | 0.00711 | 706.4473 | 2.8652e-06
|  |  | 949.2739 | -0.00040298 | 705.6917 | 0.00121 | 949.2739 | -0.0053322 | 949.5896 | 0 | 949.2739 | -0.0045572 | 706.5682 | 8.3448e-06 | 943.84 | -0.0031197 | 705.6917 | 0.00147 | 943.84 | 0.00064304 | 943.84 | 0.00027091 | 706.5682 | 9.5209e-06 | 706.5682 | 6.8411e-06 | 949.2739 | -0.00304 | 949.2739 | 0.0020498 | 1042.7923 | 0.00615 | 949.2739 | -0.0034979 | 1043.085 | 1.0001e-05 | 1042.7923 | 0.00731 | 706.5682 | 1.2616e-06
|  |  | 949.5158 | 0.00038982 | 705.8181 | 0 | 949.5158 | 0.0024432 | 949.832 | 0 | 949.5158 | 0.001326 | 706.6891 | 9.4873e-06 | 944.08 | -0.00021923 | 705.8181 | 0.00087064 | 944.08 | -0.00048698 | 944.08 | 0.00040094 | 706.6891 | 9.919e-06 | 706.6891 | 5.4575e-06 | 949.5158 | 0.00386 | 949.5158 | 0.012007 | 1042.9608 | 0.00763 | 949.5158 | 0.007131 | 1043.2552 | 0 | 1042.9608 | 0.00691 | 706.6891 | 6.8388e-07
|  |  | 949.7577 | -0.0015463 | 705.9444 | 0.00172 | 949.7577 | -0.0057873 | 950.0744 | 0 | 949.7577 | -0.0043801 | 706.81 | 9.9913e-06 | 944.32 | -0.0028838 | 705.9444 | 0 | 944.32 | -0.0027792 | 944.32 | -0.0017446 | 706.81 | 9.8956e-06 | 706.81 | 5.9846e-06 | 949.7577 | -0.00475 | 949.7577 | -0.0070919 | 1043.1294 | 0.00512 | 949.7577 | -0.004798 | 1043.4254 | 1.0001e-05 | 1043.1294 | 0.00703 | 706.81 | 9.197e-07
|  |  | 949.9996 | -0.00075597 | 706.0708 | 0 | 949.9996 | -0.00062744 | 950.3169 | 0 | 949.9996 | 0.0009694 | 706.9309 | 9.5769e-06 | 944.57 | -0.0029174 | 706.0708 | 0.00072869 | 944.57 | -0.00016412 | 944.57 | 0.00088859 | 706.9309 | 9.4623e-06 | 706.9309 | 6.6324e-06 | 949.9996 | 0.00237 | 949.9996 | 0.0029995 | 1043.298 | 0.00995 | 949.9996 | 0.0026008 | 1043.5956 | 0 | 1043.298 | 0.00688 | 706.9309 | 1.0376e-06
|  |  | 950.2415 | -0.00074234 | 706.1972 | 0.00196 | 950.2415 | -0.0063312 | 950.5593 | 0 | 950.2415 | -0.0040022 | 707.0518 | 7.5607e-06 | 944.81 | -0.0012648 | 706.1972 | 0.00235 | 944.81 | -0.00026098 | 944.81 | -0.00086692 | 707.0518 | 9.7082e-06 | 707.0518 | 7.3791e-06 | 950.2415 | -0.00191 | 950.2415 | -0.0015464 | 1043.4666 | 0.00714 | 950.2415 | 0.0053063 | 1043.7658 | 0 | 1043.4666 | 0.00712 | 707.0518 | 2.7591e-06
|  |  | 950.4834 | 0.00011599 | 706.3236 | 0 | 950.4834 | 0.0024508 | 950.8017 | 0 | 950.4834 | 0.0019489 | 707.1728 | 7.2023e-06 | 945.05 | -0.00045532 | 706.3236 | 0.00209 | 945.05 | 0.00054618 | 945.05 | 0.0012462 | 707.1728 | 1.1149e-05 | 707.1728 | 8.5541e-06 | 950.4834 | 0.00168 | 950.4834 | -0.0026228 | 1043.6351 | 0.00552 | 950.4834 | 0.0044818 | 1043.936 | 0 | 1043.6351 | 0.00695 | 707.1728 | 3.3251e-06
|  |  | 950.7254 | -3.2618e-05 | 706.4501 | 0.00113 | 950.7254 | -0.0050691 | 951.0442 | 0 | 950.7254 | -0.0040546 | 707.2937 | 7.3591e-06 | 945.29 | -0.0017032 | 706.4501 | 0.0019 | 945.29 | 0.0013211 | 945.29 | -5.4182e-05 | 707.2937 | 1.1043e-05 | 707.2937 | 8.5541e-06 | 950.7254 | -0.00138 | 950.7254 | -0.001629 | 1043.8037 | 0.00515 | 950.7254 | -0.0026023 | 1044.1062 | 1.0001e-05 | 1043.8037 | 0.00726 | 707.2937 | 4.9404e-06
|  |  | 950.9673 | -0.0002518 | 706.5765 | 0 | 950.9673 | -0.00084225 | 951.2866 | 0 | 950.9673 | 0.0026551 | 707.4146 | 8.7144e-06 | 945.53 | 0.00015177 | 706.5765 | 0.00124 | 945.53 | 0.00019102 | 945.53 | -0.00063934 | 707.4146 | 9.5092e-06 | 707.4146 | 1.0695e-05 | 950.9673 | 0.0025 | 950.9673 | 0.0091669 | 1043.9723 | 0.00731 | 950.9673 | -3.1006e-05 | 1044.2764 | 0 | 1043.9723 | 0.00715 | 707.4146 | 2.5233e-06
|  |  | 951.2093 | -0.00075227 | 706.7029 | 0.00086701 | 951.2093 | -0.0098128 | 951.5291 | 0 | 951.2093 | -0.0035477 | 707.5355 | 8.86e-06 | 945.77 | 5.0592e-05 | 706.7029 | 0.00193 | 945.77 | -0.00016412 | 945.77 | -0.00018422 | 707.5355 | 9.6263e-06 | 707.5355 | 1.198e-05 | 951.2093 | -0.00267 | 951.2093 | -0.00036928 | 1044.1409 | 0.00515 | 951.2093 | -0.010364 | 1044.4466 | 1.0001e-05 | 1044.1409 | 0.00741 | 707.5355 | 1.9573e-06
|  |  | 951.4512 | -0.00035052 | 706.8294 | 0 | 951.4512 | -0.0024469 | 951.7715 | 0 | 951.4512 | 0.002441 | 707.6564 | 8.244e-06 | 946.01 | 0.0018044 | 706.8294 | 0.00084224 | 946.01 | -0.00064841 | 946.01 | -0.0014846 | 707.6564 | 1.068e-05 | 707.6564 | 1.2408e-05 | 951.4512 | 0.00365 | 951.4512 | 0.0056275 | 1044.3094 | 0.00837 | 951.4512 | 0.0046926 | 1044.6168 | 0 | 1044.3094 | 0.00706 | 707.6564 | 1.0376e-06
|  |  | 951.6932 | -0.00047721 | 706.9558 | 0.00153 | 951.6932 | -0.0056506 | 952.014 | 0 | 951.6932 | -0.0031896 | 707.7773 | 8.2104e-06 | 946.26 | -0.0025465 | 706.9558 | 0.00184 | 946.26 | -0.0006807 | 946.26 | -0.0001192 | 707.7773 | 1.1699e-05 | 707.7773 | 1.0377e-05 | 951.6932 | -0.00192 | 951.6932 | -0.00079615 | 1044.478 | 0.00705 | 951.6932 | -0.004197 | 1044.787 | 0 | 1044.478 | 0.00731 | 707.7773 | 1.2616e-06
|  |  | 951.9351 | 0.00025131 | 707.0823 | 0 | 951.9351 | 0.0020537 | 952.2565 | 0 | 951.9351 | 0.0029906 | 707.8983 | 8.4792e-06 | 946.5 | 0.0025127 | 707.0823 | 0.00024605 | 946.5 | 0.00012645 | 946.5 | -0.0010945 | 707.8983 | 1.0001e-05 | 707.8983 | 6.7313e-06 | 951.9351 | 0.00285 | 951.9351 | 0.0080914 | 1044.6466 | 0.00652 | 951.9351 | 0.0032973 | 1044.9572 | 0 | 1044.6466 | 0.007 | 707.8983 | 1.0376e-06
|  |  | 952.1771 | -0.001328 | 707.2088 | 0.00097105 | 952.1771 | -0.0064678 | 952.499 | 0 | 952.1771 | -0.0042792 | 708.0192 | 9.4649e-06 | 946.74 | -0.00038786 | 707.2088 | 0.00090353 | 946.74 | -0.0029407 | 946.74 | -0.0026874 | 708.0192 | 9.7668e-06 | 708.0192 | 5.9846e-06 | 952.1771 | -0.00477 | 952.1771 | -0.0027789 | 1044.8151 | 0.00668 | 952.1771 | 0.0020331 | 1045.1274 | 0 | 1044.8151 | 0.00723 | 708.0192 | 4.5985e-07
|  |  | 952.4191 | -0.00016193 | 707.3353 | 0 | 952.4191 | 0.00019569 | 952.7415 | 0 | 952.4191 | 0.001831 | 708.1401 | 8.9944e-06 | 946.98 | 8.4319e-05 | 707.3353 | 0.00277 | 946.98 | 0.00012645 | 946.98 | 0.0010836 | 708.1401 | 9.2398e-06 | 708.1401 | 4.9194e-06 | 952.4191 | 0.00101 | 952.4191 | 0.0035156 | 1044.9837 | 0.00603 | 952.4191 | 0.012371 | 1045.2976 | 0 | 1044.9837 | 0.00697 | 708.1401 | 4.1386e-06
|  |  | 952.661 | -0.0010424 | 707.4618 | 0.00147 | 952.661 | -0.0080338 | 952.984 | 0 | 952.661 | -0.0040272 | 708.261 | 8.972e-06 | 947.22 | -0.0018044 | 707.4618 | 0.00064808 | 947.22 | -0.0012941 | 947.22 | -0.00021673 | 708.261 | 1.0165e-05 | 708.261 | 5.1281e-06 | 952.661 | -0.0043 | 952.661 | -0.00034025 | 1045.1523 | 0.00584 | 952.661 | -0.0034218 | 1045.4678 | 0 | 1045.1523 | 0.00723 | 708.261 | 5.1645e-06
|  |  | 952.903 | -0.00049151 | 707.5883 | 0 | 952.903 | 0.0041249 | 953.2265 | 0 | 952.903 | 0.0028096 | 708.3819 | 8.4792e-06 | 947.46 | -0.00069142 | 707.5883 | 0.00018926 | 947.46 | 0.0012888 | 947.46 | 0.0012462 | 708.3819 | 1.0423e-05 | 708.3819 | 6.5226e-06 | 952.903 | 0.00285 | 952.903 | 0.0071292 | 1045.3209 | 0.00914 | 952.903 | -0.0003014 | 1045.6381 | 0 | 1045.3209 | 0.00697 | 708.3819 | 4.9404e-06
|  |  | 953.145 | 0.00025697 | 707.7149 | 0.0012 | 953.145 | -0.0044538 | 953.469 | 0 | 953.145 | -0.0031523 | 708.5029 | 9.3305e-06 | 947.71 | -0.001366 | 707.7149 | 0.00116 | 947.71 | -0.0024887 | 947.71 | -0.00063934 | 708.5029 | 1.1043e-05 | 708.5029 | 8.1258e-06 | 953.145 | -0.00061402 | 953.145 | -0.007411 | 1045.4894 | 0.00703 | 953.145 | -0.00081462 | 1045.8083 | 0 | 1045.4894 | 0.00715 | 708.5029 | 1.2616e-06
|  |  | 953.387 | 4.3108e-05 | 707.8414 | 0 | 953.387 | -0.00055525 | 953.7115 | 0 | 953.387 | 0.0017911 | 708.6238 | 1.0047e-05 | 947.95 | 0.00096123 | 707.8414 | 0.00078546 | 947.95 | 2.9596e-05 | 947.95 | 0.00075855 | 708.6238 | 1.1395e-05 | 708.6238 | 9.6192e-06 | 953.387 | 0.00335 | 953.387 | -0.00021263 | 1045.658 | 0.00763 | 953.387 | 0.0052452 | 1045.9785 | 0 | 1045.658 | 0.00696 | 708.6238 | 8.0179e-07
|  |  | 953.629 | -0.00091684 | 707.9679 | 0.00111 | 953.629 | -0.0057481 | 953.954 | 0 | 953.629 | -0.004565 | 708.7447 | 1.0148e-05 | 948.19 | -0.0022766 | 707.9679 | 0.00081839 | 948.19 | -0.0011327 | 948.19 | 0.00014088 | 708.7447 | 1.1336e-05 | 708.7447 | 9.4106e-06 | 953.629 | -0.00538 | 953.629 | -0.00091552 | 1045.8266 | 0.00491 | 953.629 | -0.0073433 | 1046.1487 | 0 | 1045.8266 | 0.0073 | 708.7447 | 8.0179e-07
|  |  | 953.871 | -0.00048452 | 708.0945 | 0 | 953.871 | -0.001066 | 954.1966 | 0 | 953.871 | 0.0013563 | 708.8657 | 9.6777e-06 | 948.43 | 0.0010287 | 708.0945 | 0.00061512 | 948.43 | 0.0002556 | 948.43 | 0.0012462 | 708.8657 | 1.102e-05 | 708.8657 | 9.191e-06 | 953.871 | 0.00147 | 953.871 | -0.0063279 | 1045.9951 | 0.01006 | 953.871 | -0.0039425 | 1046.3189 | 0 | 1045.9951 | 0.00712 | 708.8657 | 9.197e-07
|  |  | 954.113 | -0.0013531 | 708.2211 | 0.0018 | 954.113 | -0.0041763 | 954.4391 | 0 | 954.113 | -0.0040953 | 708.9866 | 8.3896e-06 | 948.67 | 0.00042159 | 708.2211 | 0.00156 | 948.67 | -0.0017784 | 948.67 | 0.00049847 | 708.9866 | 1.0879e-05 | 708.9866 | 8.9823e-06 | 954.113 | -0.00507 | 954.113 | -0.0077044 | 1046.1637 | 0.00688 | 954.113 | -0.0095749 | 1046.4892 | 0 | 1046.1637 | 0.00739 | 708.9866 | 9.197e-07
|  |  | 954.355 | 8.8197e-05 | 708.3477 | 0 | 954.355 | 3.4888e-05 | 954.6817 | 0 | 954.355 | 0.0018319 | 709.1075 | 8.7144e-06 | 948.91 | 0.00015177 | 708.3477 | 0.00113 | 948.91 | -0.00058385 | 948.91 | 0.00017338 | 709.1075 | 9.5911e-06 | 709.1075 | 7.6976e-06 | 954.355 | 0.00066926 | 954.355 | 0.0060446 | 1046.3323 | 0.00886 | 954.355 | 0.0065722 | 1046.6594 | 0 | 1046.3323 | 0.00712 | 709.1075 | 9.197e-07
|  |  | 954.597 | -0.00069083 | 708.4743 | 0.00048552 | 954.597 | -0.0033154 | 954.9242 | 0 | 954.597 | -0.0035475 | 709.2284 | 9.4089e-06 | 949.16 | 0.0018044 | 708.4743 | 0.0015 | 949.16 | 0.0018376 | 949.16 | 0.0017663 | 709.2284 | 9.6497e-06 | 709.2284 | 7.0607e-06 | 954.597 | -0.00266 | 954.597 | -0.0062258 | 1046.5008 | 0.00707 | 954.597 | -0.0063882 | 1046.8296 | 0 | 1046.5008 | 0.00728 | 709.2284 | 3.443e-06
|  |  | 954.8391 | -0.0002831 | 708.6009 | 0 | 954.8391 | -0.00010856 | 955.1668 | 0 | 954.8391 | 0.0026155 | 709.3494 | 1.0014e-05 | 949.4 | -0.00042159 | 708.6009 | 0.00209 | 949.4 | 0.0019345 | 949.4 | 0.00017338 | 709.3494 | 9.7317e-06 | 709.3494 | 6.5226e-06 | 954.8391 | 0.00296 | 954.8391 | 0.0017697 | 1046.6694 | 0.00926 | 954.8391 | -0.00091217 | 1046.9998 | 0 | 1046.6694 | 0.00702 | 709.3494 | 4.0207e-06
|  |  | 955.0811 | -0.0010099 | 708.7275 | 0.00095371 | 955.0811 | -0.0085952 | 955.4093 | 0 | 955.0811 | -0.0037633 | 709.4703 | 9.9689e-06 | 949.64 | -0.0025127 | 708.7275 | 0.00283 | 949.64 | -0.0010681 | 949.64 | 0.00020589 | 709.4703 | 1.0633e-05 | 709.4703 | 9.0921e-06 | 955.0811 | -0.00389 | 955.0811 | -0.011963 | 1046.838 | 0.00601 | 955.0811 | -0.013376 | 1047.1701 | 0 | 1046.838 | 0.0073 | 709.4703 | 4.7046e-06
|  |  | 955.3231 | -0.00052683 | 708.8541 | 0 | 955.3231 | 0.0022878 | 955.6519 | 0 | 955.3231 | 0.002304 | 709.5912 | 8.86e-06 | 949.88 | 0.00042159 | 708.8541 | 0.00050157 | 949.88 | 0.0025802 | 949.88 | 0.00056349 | 709.5912 | 1.061e-05 | 709.5912 | 8.4443e-06 | 955.3231 | 0.00428 | 955.3231 | -0.0030654 | 1047.0066 | 0.00691 | 955.3231 | 0.0068342 | 1047.3403 | 0 | 1047.0066 | 0.0072 | 709.5912 | 2.1813e-06
|  |  | 955.5652 | -0.00017304 | 708.9808 | 0.00079764 | 955.5652 | -0.0038244 | 955.8945 | 0 | 955.5652 | -0.003065 | 709.7122 | 8.468e-06 | 950.12 | 0.00028669 | 708.9808 | 0.00176 | 950.12 | -0.0020367 | 950.12 | -0.00034676 | 709.7122 | 1.0762e-05 | 709.7122 | 9.3008e-06 | 955.5652 | -0.00394 | 955.5652 | -0.0025307 | 1047.1751 | 0.00598 | 955.5652 | -0.0017072 | 1047.5105 | 1.0001e-05 | 1047.1751 | 0.00746 | 709.7122 | 2.2992e-06
|  |  | 955.8072 | 0.00070604 | 709.1074 | 0.00019118 | 955.8072 | 0.00037901 | 956.1371 | 0 | 955.8072 | 0.0022783 | 709.8331 | 9.1737e-06 | 950.36 | 0.0010287 | 709.1074 | 0.00075708 | 950.36 | 9.4169e-05 | 950.36 | -0.00044429 | 709.8331 | 1.0762e-05 | 709.8331 | 9.9487e-06 | 955.8072 | 0.00224 | 955.8072 | -0.0023635 | 1047.3437 | 0.00833 | 955.8072 | 0.0027626 | 1047.6808 | 0 | 1047.3437 | 0.00712 | 709.8331 | 1.6036e-06
|  |  | 956.0493 | -0.0005997 | 709.2341 | 0.00116 | 956.0493 | -0.0024981 | 956.3797 | 0 | 956.0493 | -0.0045583 | 709.9541 | 9.6777e-06 | 950.61 | 0.00021923 | 709.2341 | 0.00255 | 950.61 | 9.4169e-05 | 950.61 | -0.0008344 | 709.9541 | 1.0844e-05 | 709.9541 | 1.0267e-05 | 956.0493 | -0.00397 | 956.0493 | 0.0043974 | 1047.5123 | 0.00767 | 956.0493 | 0.00029116 | 1047.851 | 0 | 1047.5123 | 0.00721 | 709.9541 | 3.2189e-06
|  |  | 956.2913 | 8.319e-06 | 709.3608 | 0 | 956.2913 | 0.00089632 | 956.6223 | 0 | 956.2913 | 0.0032511 | 710.075 | 9.4425e-06 | 950.85 | -0.00038786 | 709.3608 | 4.7316e-05 | 950.85 | -9.9549e-05 | 950.85 | -0.00015171 | 710.075 | 9.7082e-06 | 710.075 | 9.8388e-06 | 956.2913 | 0.00474 | 956.2913 | 0.0035666 | 1047.6808 | 0.00779 | 956.2913 | -0.00059488 | 1048.0212 | 0 | 1047.6808 | 0.00697 | 710.075 | 2.5233e-06
|  |  | 956.5334 | -0.00021368 | 709.4874 | 0.00057222 | 956.5334 | -0.0035354 | 956.8649 | 0 | 956.5334 | -0.003442 | 710.1959 | 9.7561e-06 | 951.09 | -0.00021923 | 709.4874 | 0.00298 | 951.09 | 6.1882e-05 | 951.09 | -0.0010945 | 710.1959 | 1.1102e-05 | 710.1959 | 6.7313e-06 | 956.5334 | -0.00304 | 956.5334 | -0.0064353 | 1047.8494 | 0.00693 | 956.5334 | -0.0019327 | 1048.1915 | 0 | 1047.8494 | 0.00718 | 710.1959 | 4.7046e-06
|  |  | 956.7755 | 0.0014566 | 709.6141 | 0 | 956.7755 | 0.00063409 | 957.1075 | 0 | 956.7755 | 0.0027861 | 710.3169 | 1.0294e-05 | 951.33 | -0.00028669 | 709.6141 | 0 | 951.33 | 9.4169e-05 | 951.33 | -0.001192 | 710.3169 | 1.0879e-05 | 710.3169 | 6.7313e-06 | 956.7755 | 0.00577 | 956.7755 | 0.0052922 | 1048.018 | 0.00955 | 956.7755 | 0.0028918 | 1048.3617 | 0 | 1048.018 | 0.00693 | 710.3169 | 4.3627e-06
|  |  | 957.0175 | -0.00045181 | 709.7409 | 0.00041617 | 957.0175 | -0.003132 | 957.3501 | 0 | 957.0175 | -0.0030772 | 710.4378 | 9.7225e-06 | 951.57 | -5.0592e-05 | 709.7409 | 0.00019395 | 951.57 | -0.0010036 | 951.57 | 0.00036844 | 710.4378 | 1.1149e-05 | 710.4378 | 6.5226e-06 | 957.0175 | -0.00316 | 957.0175 | 0.0015905 | 1048.1865 | 0.00717 | 957.0175 | -0.0016105 | 1048.532 | 0 | 1048.1865 | 0.00706 | 710.4378 | 4.7046e-06
|  |  | 957.2596 | -0.00052296 | 709.8676 | 0 | 957.2596 | 0.0013394 | 957.5927 | 0 | 957.2596 | 0.0016751 | 710.5588 | 8.7368e-06 | 951.81 | 0.001737 | 709.8676 | 0.00101 | 951.81 | 0.0012565 | 951.81 | -5.4182e-05 | 710.5588 | 9.6497e-06 | 710.5588 | 7.2693e-06 | 957.2596 | 0.00192 | 957.2596 | 0.0041962 | 1048.3551 | 0.00849 | 957.2596 | 0.0023274 | 1048.7022 | 0 | 1048.3551 | 0.00689 | 710.5588 | 4.9404e-06
|  |  | 957.5017 | -0.0010156 | 709.9943 | 0.00128 | 957.5017 | -0.0069716 | 957.8354 | 0 | 957.5017 | -0.0034603 | 710.6797 | 8.3224e-06 | 952.06 | -0.0010961 | 709.9943 | 0.00070485 | 952.06 | 0.0015793 | 952.06 | -0.0024923 | 710.6797 | 9.7668e-06 | 710.6797 | 7.3791e-06 | 957.5017 | -0.00525 | 957.5017 | -0.0027583 | 1048.5237 | 0.00691 | 957.5017 | -0.0014451 | 1048.8725 | 0 | 1048.5237 | 0.00722 | 710.6797 | 4.0207e-06
|  |  | 957.7438 | -0.00061504 | 710.121 | 0 | 957.7438 | 0.0018294 | 958.078 | 0 | 957.7438 | 0.001944 | 710.8007 | 9.0505e-06 | 952.3 | -0.00052277 | 710.121 | 0.0026 | 952.3 | 0.00093361 | 952.3 | 0.00043346 | 710.8007 | 1.02e-05 | 710.8007 | 7.0607e-06 | 957.7438 | 0.00218 | 957.7438 | 0.0034643 | 1048.6922 | 0.00744 | 957.7438 | 0.0022313 | 1049.0427 | 6.6672e-06 | 1048.6922 | 0.00707 | 710.8007 | 3.2189e-06
|  |  | 957.9859 | -0.0010809 | 710.2478 | 0.00084967 | 957.9859 | -0.003768 | 958.3207 | 0 | 957.9859 | -0.003772 | 710.9216 | 8.8376e-06 | 952.54 | -0.00028669 | 710.2478 | 0.00067647 | 952.54 | -0.00055155 | 952.54 | -0.00041178 | 710.9216 | 1.0305e-05 | 710.9216 | 7.1595e-06 | 957.9859 | -0.00539 | 957.9859 | -0.0042189 | 1048.8608 | 0.00679 | 957.9859 | -0.008011 | 1049.2129 | 0 | 1048.8608 | 0.00728 | 710.9216 | 8.0179e-07
|  |  | 958.228 | 0.00013289 | 710.3745 | 0 | 958.228 | -0.0014616 | 958.5633 | 0 | 958.228 | 0.0014494 | 711.0426 | 9.0168e-06 | 952.78 | 0.0005565 | 710.3745 | 0.00269 | 952.78 | 0.00093361 | 952.78 | 0.0028717 | 711.0426 | 9.7668e-06 | 711.0426 | 6.6324e-06 | 958.228 | 0.0003923 | 958.228 | 0.0096822 | 1049.0294 | 0.00703 | 958.228 | 0.0086163 | 1049.3832 | 0 | 1049.0294 | 0.00698 | 711.0426 | 2.6412e-06
|  |  | 958.4701 | 5.995e-05 | 710.5013 | 0.00158 | 958.4701 | -0.0080294 | 958.806 | 0 | 958.4701 | -0.0036774 | 711.1635 | 9.2521e-06 | 953.02 | -0.0010961 | 710.5013 | 0.0011 | 953.02 | -0.0023273 | 953.02 | 0.00062851 | 711.1635 | 8.8065e-06 | 711.1635 | 9.191e-06 | 958.4701 | -0.00301 | 958.4701 | -0.0040649 | 1049.1979 | 0.0077 | 958.4701 | -0.0061904 | 1049.5534 | 0 | 1049.1979 | 0.00721 | 711.1635 | 3.2189e-06
|  |  | 958.7122 | 0.00061735 | 710.6281 | 0 | 958.7122 | 0.0022567 | 959.0486 | 0 | 958.7122 | 0.0023183 | 711.2844 | 9.2633e-06 | 953.26 | 5.0592e-05 | 710.6281 | 0.00072869 | 953.26 | -0.0024887 | 953.26 | 0.00043346 | 711.2844 | 8.3498e-06 | 711.2844 | 8.3454e-06 | 958.7122 | 0.00421 | 958.7122 | -0.0015093 | 1049.3665 | 0.00784 | 958.7122 | 0.0043214 | 1049.7237 | 0 | 1049.3665 | 0.00701 | 711.2844 | 3.9028e-06
|  |  | 958.9543 | -0.00094481 | 710.7549 | 0.00093636 | 958.9543 | -0.0032154 | 959.2913 | 0 | 958.9543 | -0.0034381 | 711.4054 | 9.0729e-06 | 953.51 | -0.0015346 | 710.7549 | 0.00215 | 953.51 | -6.7263e-05 | 953.51 | -0.00047681 | 711.4054 | 8.947e-06 | 711.4054 | 9.729e-06 | 958.9543 | -0.00292 | 958.9543 | -0.0072792 | 1049.535 | 0.00638 | 958.9543 | -0.0078371 | 1049.8939 | 0 | 1049.535 | 0.00732 | 711.4054 | 3.6788e-06
|  |  | 959.1964 | 0.00027042 | 710.8817 | 0 | 959.1964 | -0.00065151 | 959.534 | 0 | 959.1964 | 0.0020717 | 711.5263 | 8.8712e-06 | 953.75 | 0.00011805 | 710.8817 | 0.00178 | 953.75 | -0.00071299 | 953.75 | -0.00034676 | 711.5263 | 9.8722e-06 | 711.5263 | 6.9509e-06 | 959.1964 | 0.00312 | 959.1964 | 0.0093379 | 1049.7036 | 0.00863 | 959.1964 | 0.00040506 | 1050.0642 | 0 | 1049.7036 | 0.00698 | 711.5263 | 3.6788e-06
|  |  | 959.4386 | 4.1806e-05 | 711.0085 | 0.00088435 | 959.4386 | -0.003898 | 959.7767 | 0 | 959.4386 | -0.0027883 | 711.6473 | 9.2073e-06 | 953.99 | -0.00011805 | 711.0085 | 0 | 953.99 | 0.0012888 | 953.99 | 0.00062851 | 711.6473 | 1.1149e-05 | 711.6473 | 8.1258e-06 | 959.4386 | -0.00283 | 959.4386 | 0.0019939 | 1049.8722 | 0.00795 | 959.4386 | -0.0080477 | 1050.2345 | 0 | 1049.8722 | 0.00709 | 711.6473 | 2.9831e-06
|  |  | 959.6807 | 0.00032354 | 711.1354 | 0 | 959.6807 | 0.0031132 | 960.0194 | 0 | 959.6807 | 0.0027624 | 711.7682 | 9.8121e-06 | 954.23 | -0.00045532 | 711.1354 | 0.00021766 | 954.23 | 0.0014824 | 954.23 | -0.0001192 | 711.7682 | 1.1582e-05 | 711.7682 | 1.0377e-05 | 959.6807 | 0.00461 | 959.6807 | 0.0047515 | 1050.0407 | 0.00839 | 959.6807 | 0.0080434 | 1050.4047 | 0 | 1050.0407 | 0.00691 | 711.7682 | 1.8394e-06
|  |  | 959.9228 | -0.00012839 | 711.2622 | 0.00277 | 959.9228 | -0.004024 | 960.2621 | 0 | 959.9228 | -0.0036698 | 711.8892 | 1.0092e-05 | 954.47 | -0.00075887 | 711.2622 | 0.00176 | 954.47 | -0.0018108 | 954.47 | 0.00017338 | 711.8892 | 1.1699e-05 | 711.8892 | 1.2408e-05 | 959.9228 | -0.00261 | 959.9228 | -0.0020848 | 1050.2093 | 0.00512 | 959.9228 | -0.0032755 | 1050.575 | 0 | 1050.2093 | 0.00724 | 711.8892 | 2.0634e-06
|  |  | 960.165 | -0.00030684 | 711.3891 | 0 | 960.165 | 0.0032654 | 960.5048 | 0 | 960.165 | 0.0015077 | 712.0102 | 9.8121e-06 | 954.71 | -0.00028669 | 711.3891 | 0.00132 | 954.71 | 0.0009659 | 954.71 | 0.0019614 | 712.0102 | 9.4623e-06 | 712.0102 | 1.3474e-05 | 960.165 | 5.1035e-05 | 960.165 | -0.0029509 | 1050.3779 | 0.00979 | 960.165 | -0.0069317 | 1050.7452 | 0 | 1050.3779 | 0.00705 | 712.0102 | 2.9831e-06
|  |  | 960.4071 | -0.0020011 | 711.5159 | 0.00032946 | 960.4071 | -0.0042357 | 960.7475 | 0 | 960.4071 | -0.0043107 | 712.1311 | 9.7561e-06 | 954.96 | 0.00015177 | 711.5159 | 0.00136 | 954.96 | -0.00093899 | 954.96 | -0.002915 | 712.1311 | 8.9939e-06 | 712.1311 | 1.0695e-05 | 960.4071 | -0.00476 | 960.4071 | -0.0041864 | 1050.5464 | 0.0057 | 960.4071 | 0.0031613 | 1050.9155 | 1.0001e-05 | 1050.5464 | 0.00715 | 712.1311 | 2.5233e-06
|  |  | 960.6493 | 0.00011928 | 711.6428 | 0 | 960.6493 | 0.0017696 | 960.9902 | 0 | 960.6493 | 0.0018676 | 712.2521 | 9.4873e-06 | 955.2 | -0.0001855 | 711.6428 | 0.00124 | 955.2 | -0.00074527 | 955.2 | 0.00040094 | 712.2521 | 7.7994e-06 | 712.2521 | 8.7737e-06 | 960.6493 | 0.00252 | 960.6493 | -0.0047391 | 1050.715 | 0.00921 | 960.6493 | 0.015503 | 1051.0858 | 0 | 1050.715 | 0.00694 | 712.2521 | 1.7215e-06
|  |  | 960.8914 | -0.001093 | 711.7697 | 0.00172 | 960.8914 | -0.0069514 | 961.2329 | 0 | 960.8914 | -0.0036568 | 712.373 | 1.0036e-05 | 955.44 | -0.00042159 | 711.7697 | 0.00193 | 955.44 | 0.00032017 | 955.44 | 0.00069354 | 712.373 | 8.4552e-06 | 712.373 | 7.1595e-06 | 960.8914 | -0.00272 | 960.8914 | 0.0049634 | 1050.8835 | 0.00819 | 960.8914 | 0.0010513 | 1051.256 | 0 | 1050.8835 | 0.0073 | 712.373 | 2.4054e-06
|  |  | 961.1336 | 0.00078432 | 711.8966 | 0 | 961.1336 | -0.00025217 | 961.4757 | 0 | 961.1336 | 0.0022004 | 712.494 | 9.1289e-06 | 955.68 | 0.0014672 | 711.8966 | 0.00118 | 955.68 | 2.9596e-05 | 955.68 | -0.0017121 | 712.494 | 8.1858e-06 | 712.494 | 7.0607e-06 | 961.1336 | 0.00373 | 961.1336 | 0.0022409 | 1051.0521 | 0.00928 | 961.1336 | 0.0029983 | 1051.4263 | 0 | 1051.0521 | 0.00716 | 712.494 | 2.6412e-06
|  |  | 961.3758 | -0.00022817 | 712.0235 | 0.00084967 | 961.3758 | -0.0053112 | 961.7184 | 0 | 961.3758 | -0.0037824 | 712.615 | 8.8152e-06 | 955.92 | -0.0019393 | 712.0235 | 0.0019 | 955.92 | -0.00087442 | 955.92 | -0.0022648 | 712.615 | 9.2632e-06 | 712.615 | 8.1258e-06 | 961.3758 | -0.00169 | 961.3758 | 0.0014902 | 1051.2207 | 0.00589 | 961.3758 | -0.005077 | 1051.5966 | 0 | 1051.2207 | 0.00753 | 712.615 | 3.5609e-06
|  |  | 961.618 | 9.0955e-05 | 712.1504 | 0 | 961.618 | 0.0013753 | 961.9612 | 0 | 961.618 | 0.0019437 | 712.7359 | 8.6584e-06 | 956.16 | 0.00069142 | 712.1504 | 0.00052996 | 956.16 | -0.0013264 | 956.16 | -0.0025575 | 712.7359 | 1.0493e-05 | 712.7359 | 7.0607e-06 | 961.618 | 0.00178 | 961.618 | -0.0027049 | 1051.3892 | 0.00919 | 961.618 | 0.0090228 | 1051.7668 | 0 | 1051.3892 | 0.00741 | 712.7359 | 3.7849e-06
|  |  | 961.8601 | -0.0007236 | 712.2773 | 0.00125 | 961.8601 | -0.0044489 | 962.2039 | 0 | 961.8601 | -0.0041668 | 712.8569 | 8.972e-06 | 956.41 | 0.00038786 | 712.2773 | 0.00195 | 956.41 | -0.0023919 | 956.41 | -0.0018747 | 712.8569 | 1.0598e-05 | 712.8569 | 7.5878e-06 | 961.8601 | -0.00191 | 961.8601 | 0.0011887 | 1051.5578 | 0.00563 | 961.8601 | -0.00083156 | 1051.9371 | 3.0002e-05 | 1051.5578 | 0.00766 | 712.8569 | 3.5609e-06
|  |  | 962.1023 | 0.00063251 | 712.4043 | 0 | 962.1023 | -0.0024713 | 962.4467 | 0 | 962.1023 | 0.0024144 | 712.9778 | 9.3081e-06 | 956.65 | -0.0011299 | 712.4043 | 0.00124 | 956.65 | -0.0015202 | 956.65 | 0.0002384 | 712.9778 | 1.02e-05 | 712.9778 | 5.6661e-06 | 962.1023 | 0.00418 | 962.1023 | 0.0054098 | 1051.7263 | 0.00928 | 962.1023 | 0.0026473 | 1052.1074 | 0 | 1051.7263 | 0.00722 | 712.9778 | 2.9831e-06
|  |  | 962.3445 | -0.0010741 | 712.5312 | 0.00039883 | 962.3445 | -0.0064512 | 962.6894 | 0 | 962.3445 | -0.0040866 | 713.0988 | 8.5576e-06 | 956.89 | -0.0029174 | 712.5312 | 0.00204 | 956.89 | -0.00074527 | 956.89 | -0.00034676 | 713.0988 | 9.7317e-06 | 713.0988 | 8.2356e-06 | 962.3445 | -0.00519 | 962.3445 | -0.0019253 | 1051.8949 | 0.00621 | 962.3445 | -0.0014237 | 1052.2777 | 0 | 1051.8949 | 0.00732 | 713.0988 | 2.6412e-06
|  |  | 962.5867 | 0.0014846 | 712.6582 | 0 | 962.5867 | -0.00057364 | 962.9322 | 0 | 962.5867 | 0.0019014 | 713.2198 | 8.6248e-06 | 957.13 | 0.00079259 | 712.6582 | 0.0013 | 957.13 | 0.00057846 | 957.13 | 0.0025791 | 713.2198 | 9.7082e-06 | 713.2198 | 7.1595e-06 | 962.5867 | 0.00565 | 962.5867 | 0.01342 | 1052.0635 | 0.00698 | 962.5867 | 0.0067881 | 1052.4479 | 0 | 1052.0635 | 0.00698 | 713.2198 | 2.5233e-06
|  |  | 962.8289 | 7.2794e-06 | 712.7852 | 0.00093636 | 962.8289 | -0.0036766 | 963.175 | 0 | 962.8289 | -0.0036167 | 713.3407 | 8.468e-06 | 957.37 | -0.00072515 | 712.7852 | 0.00127 | 957.37 | -0.0021336 | 957.37 | 0.00066102 | 713.3407 | 9.6497e-06 | 713.3407 | 9.0921e-06 | 962.8289 | -0.00074458 | 962.8289 | 0.0026149 | 1052.232 | 0.0096 | 962.8289 | -0.0023344 | 1052.6182 | 1.0001e-05 | 1052.232 | 0.00739 | 713.3407 | 3.443e-06
|  |  | 963.0711 | -0.0001583 | 712.9122 | 0 | 963.0711 | -0.00097188 | 963.4178 | 0 | 963.0711 | 0.0012715 | 713.4617 | 8.636e-06 | 957.62 | 0.0029174 | 712.9122 | 0.00107 | 957.62 | 0.00015874 | 957.62 | 0.0017663 | 713.4617 | 1.0423e-05 | 713.4617 | 6.2042e-06 | 963.0711 | 0.00444 | 963.0711 | 0.0024675 | 1052.4006 | 0.00724 | 963.0711 | -0.0012457 | 1052.7885 | 0 | 1052.4006 | 0.00714 | 713.4617 | 2.0634e-06
|  |  | 963.3133 | -0.0011505 | 713.0392 | 0.0016 | 963.3133 | -0.0072099 | 963.6606 | 0 | 963.3133 | -0.0039845 | 713.5827 | 9.5769e-06 | 957.86 | 0.001737 | 713.0392 | 0.00124 | 957.86 | -0.00058385 | 957.86 | 0.00066102 | 713.5827 | 1.0469e-05 | 713.5827 | 5.9846e-06 | 963.3133 | -0.00403 | 963.3133 | -0.0047605 | 1052.5691 | 0.00635 | 963.3133 | -0.0019156 | 1052.9588 | 0 | 1052.5691 | 0.00748 | 713.5827 | 3.9028e-06
|  |  | 963.5556 | 0.00042696 | 713.1662 | 0 | 963.5556 | 0.0020875 | 963.9034 | 0 | 963.5556 | 0.0019453 | 713.7037 | 8.5464e-06 | 958.1 | 0.001366 | 713.1662 | 0.00203 | 958.1 | 0.0014179 | 958.1 | 0.0014088 | 713.7037 | 1.0341e-05 | 713.7037 | 5.1281e-06 | 963.5556 | 0.00112 | 963.5556 | 0.0029729 | 1052.7377 | 0.00747 | 963.5556 | -0.0023889 | 1053.1291 | 0 | 1052.7377 | 0.00728 | 713.7037 | 4.4806e-06
|  |  | 963.7978 | -0.00031296 | 713.2932 | 0.00116 | 963.7978 | -0.0026009 | 964.1462 | 0 | 963.7978 | -0.0037344 | 713.8246 | 9.7785e-06 | 958.34 | -0.0015346 | 713.2932 | 0 | 958.34 | -0.0024242 | 958.34 | -0.0014846 | 713.8246 | 9.2398e-06 | 713.8246 | 6.5226e-06 | 963.7978 | -0.00176 | 963.7978 | -0.0068283 | 1052.9062 | 0.01071 | 963.7978 | -0.0026902 | 1053.2994 | 0 | 1052.9062 | 0.0075 | 713.8246 | 6.2021e-06
|  |  | 964.04 | -0.0005261 | 713.4202 | 0 | 964.04 | 0.00085277 | 964.389 | 0 | 964.04 | 0.0013624 | 713.9456 | 8.3448e-06 | 958.58 | 0.00032042 | 713.4202 | 0.00147 | 958.58 | -0.0010358 | 958.58 | -0.00018422 | 713.9456 | 9.2749e-06 | 713.9456 | 8.2356e-06 | 964.04 | 0.00173 | 964.04 | 0.0059843 | 1053.0748 | 0.00877 | 964.04 | 0.001335 | 1053.4696 | 6.6672e-06 | 1053.0748 | 0.00723 | 713.9456 | 4.2448e-06
|  |  | 964.2822 | -0.00051428 | 713.5473 | 0.00172 | 964.2822 | -0.0067758 | 964.6318 | 0 | 964.2822 | -0.0036852 | 714.0666 | 9.0953e-06 | 958.82 | -0.00021923 | 713.5473 | 0.00093192 | 958.82 | -0.001843 | 958.82 | -0.0013871 | 714.0666 | 9.5209e-06 | 714.0666 | 7.4889e-06 | 964.2822 | -0.0044 | 964.2822 | -0.0048439 | 1053.2434 | 0.00955 | 964.2822 | -0.0036152 | 1053.6399 | 0 | 1053.2434 | 0.00743 | 714.0666 | 3.6788e-06
|  |  | 964.5245 | -0.00029348 | 713.6743 | 0 | 964.5245 | -0.0014806 | 964.8746 | 0 | 964.5245 | 0.0016915 | 714.1875 | 7.8183e-06 | 959.07 | -0.0009275 | 713.6743 | 0.00061512 | 959.07 | 0.00019102 | 959.07 | -0.0011595 | 714.1875 | 1.0247e-05 | 714.1875 | 8.016e-06 | 964.5245 | 0.00395 | 964.5245 | 0.016348 | 1053.4119 | 0.00712 | 964.5245 | -0.0013663 | 1053.8102 | 0 | 1053.4119 | 0.00721 | 714.1875 | 2.9831e-06
|  |  | 964.7667 | -0.00019482 | 713.8014 | 0.00134 | 964.7667 | -0.005491 | 965.1174 | 0 | 964.7667 | -0.0037189 | 714.3085 | 8.7816e-06 | 959.31 | 0.00096123 | 713.8014 | 0.00053456 | 959.31 | 0.0004816 | 959.31 | 0.0002384 | 714.3085 | 1.1699e-05 | 714.3085 | 7.9172e-06 | 964.7667 | -0.00316 | 964.7667 | -0.0094351 | 1053.5805 | 0.00577 | 964.7667 | -0.0016282 | 1053.9805 | 3.0002e-05 | 1053.5805 | 0.00749 | 714.3085 | 2.5233e-06
|  |  | 965.009 | -9.4578e-05 | 713.9285 | 0 | 965.009 | 0.0041307 | 965.3603 | 0 | 965.009 | 0.0014276 | 714.4295 | 9.2857e-06 | 959.55 | 0.0015008 | 713.9285 | 0.00132 | 959.55 | 0.001095 | 959.55 | 0.00056349 | 714.4295 | 1.0013e-05 | 714.4295 | 8.5541e-06 | 965.009 | 0.00066324 | 965.009 | 0.0051959 | 1053.749 | 0.00642 | 965.009 | 0.0015125 | 1054.1508 | 0 | 1053.749 | 0.00735 | 714.4295 | 1.1437e-06
|  |  | 965.2512 | -0.00021628 | 714.0556 | 0.00032946 | 965.2512 | -0.0037944 | 965.6031 | 0 | 965.2512 | -0.0042075 | 714.5505 | 9.7337e-06 | 959.79 | -0.00096123 | 714.0556 | 0.00122 | 959.79 | 0.00051389 | 959.79 | 0.0020264 | 714.5505 | 9.7082e-06 | 714.5505 | 8.016e-06 | 965.2512 | -0.00295 | 965.2512 | -0.0014407 | 1053.9176 | 0.00872 | 965.2512 | -0.0043957 | 1054.3211 | 0 | 1053.9176 | 0.00761 | 714.5505 | 1.8394e-06
|  |  | 965.4935 | -0.00033 | 714.1826 | 0 | 965.4935 | 0.00078545 | 965.846 | 0 | 965.4935 | 0.0021122 | 714.6715 | 9.1513e-06 | 960.03 | 0.001231 | 714.1826 | 0 | 960.03 | 9.4169e-05 | 960.03 | 0.00027091 | 714.6715 | 8.8534e-06 | 714.6715 | 6.4128e-06 | 965.4935 | 0.00045554 | 965.4935 | -0.0013614 | 1054.0861 | 0.00781 | 965.4935 | 0.0049847 | 1054.4914 | 0 | 1054.0861 | 0.00735 | 714.6715 | 4.7046e-06
|  |  | 965.7358 | -0.0012086 | 714.3098 | 0.00184 | 965.7358 | -0.0060109 | 966.0888 | 0 | 965.7358 | -0.0040217 | 714.7924 | 9.2297e-06 | 960.28 | -5.0592e-05 | 714.3098 | 0.00016557 | 960.28 | -2.6905e-06 | 960.28 | -0.00285 | 714.7924 | 1.102e-05 | 714.7924 | 7.8074e-06 | 965.7358 | -0.00419 | 965.7358 | -0.0050763 | 1054.2547 | 0.00826 | 965.7358 | -0.010176 | 1054.6617 | 0 | 1054.2547 | 0.00755 | 714.7924 | 7.2279e-06
|  |  | 965.978 | 0.00011725 | 714.4369 | 0 | 965.978 | -0.00071959 | 966.3317 | 0 | 965.978 | 0.001871 | 714.9134 | 8.7816e-06 | 960.52 | 0.00035414 | 714.4369 | 0.00138 | 960.52 | -0.0010036 | 960.52 | -0.0014521 | 714.9134 | 1.068e-05 | 714.9134 | 7.6976e-06 | 965.978 | 0.0033 | 965.978 | 0.0065759 | 1054.4232 | 0.00649 | 965.978 | 0.0032595 | 1054.832 | 0 | 1054.4232 | 0.00735 | 714.9134 | 7.8056e-06
|  |  | 966.2203 | -0.0014218 | 714.564 | 0 | 966.2203 | -0.0041833 | 966.5746 | 0 | 966.2203 | -0.0043785 | 715.0344 | 7.5159e-06 | 960.76 | -0.00035414 | 714.564 | 0 | 960.76 | 6.1882e-05 | 960.76 | -0.0022973 | 715.0344 | 1.1149e-05 | 715.0344 | 1.0377e-05 | 966.2203 | -0.0036 | 966.2203 | -0.0026296 | 1054.5918 | 0.00707 | 966.2203 | -0.011389 | 1055.0023 | 0 | 1054.5918 | 0.00751 | 715.0344 | 7.4637e-06
|  |  | 966.4626 | -9.7619e-05 | 714.6911 | 0 | 966.4626 | 0.0018192 | 966.8175 | 0 | 966.4626 | 0.0023649 | 715.1554 | 7.8743e-06 | 961 | 0.00059023 | 714.6911 | 0.0011 | 961 | 0.00015874 | 961 | 0.00082357 | 715.1554 | 1.205e-05 | 715.1554 | 9.0921e-06 | 966.4626 | 0.00194 | 966.4626 | 0.0068026 | 1054.7603 | 0.00867 | 966.4626 | 0.0092045 | 1055.1726 | 0 | 1054.7603 | 0.00702 | 715.1554 | 6.544e-06
|  |  | 966.7049 | -0.00099477 | 714.8183 | 0.00081498 | 966.7049 | -0.0046153 | 967.0603 | 0 | 966.7049 | -0.0039603 | 715.2764 | 9.3305e-06 | 961.24 | -0.0009275 | 714.8183 | 0.00246 | 961.24 | -0.0011973 | 961.24 | -0.0032725 | 715.2764 | 1.191e-05 | 715.2764 | 9.5204e-06 | 966.7049 | -0.003 | 966.7049 | 0.0060104 | 1054.9289 | 0.00615 | 966.7049 | -0.0045122 | 1055.3429 | 0 | 1054.9289 | 0.00729 | 715.2764 | 4.3627e-06
|  |  | 966.9472 | 6.6047e-06 | 714.9455 | 0 | 966.9472 | -4.2152e-07 | 967.3032 | 0 | 966.9472 | 0.002365 | 715.3973 | 1.0014e-05 | 961.48 | 0.0024115 | 714.9455 | 0.00055835 | 961.48 | -2.6905e-06 | 961.48 | 0.0010186 | 715.3973 | 1.0411e-05 | 715.3973 | 7.4889e-06 | 966.9472 | 0.00288 | 966.9472 | 0.0013785 | 1055.0974 | 0.00944 | 966.9472 | 0.0007417 | 1055.5132 | 0 | 1055.0974 | 0.00695 | 715.3973 | 1.8394e-06
|  |  | 967.1895 | -0.00039403 | 715.0726 | 0.00093636 | 967.1895 | -0.0043928 | 967.5461 | 0 | 967.1895 | -0.0039635 | 715.5183 | 1.0383e-05 | 961.73 | -0.0012648 | 715.0726 | 0.00119 | 961.73 | -0.0013909 | 961.73 | -0.00096444 | 715.5183 | 9.9542e-06 | 715.5183 | 7.6976e-06 | 967.1895 | -0.00249 | 967.1895 | 0.00018025 | 1055.266 | 0.00675 | 967.1895 | -2.7707e-05 | 1055.6835 | 0 | 1055.266 | 0.0073 | 715.5183 | 2.8652e-06
|  |  | 967.4318 | 0.0007657 | 715.1998 | 0 | 967.4318 | -0.0025536 | 967.789 | 0 | 967.4318 | 0.0026357 | 715.6393 | 9.3081e-06 | 961.97 | 0.00065769 | 715.1998 | 0.0013 | 961.97 | 0.0015793 | 961.97 | 0.0015387 | 715.6393 | 9.5209e-06 | 715.6393 | 6.0944e-06 | 967.4318 | 0.00721 | 967.4318 | 0.0035759 | 1055.4345 | 0.00715 | 967.4318 | 0.0083249 | 1055.8538 | 0 | 1055.4345 | 0.00695 | 715.6393 | 3.9028e-06
|  |  | 967.6741 | -0.0013598 | 715.327 | 0.00177 | 967.6741 | -0.0053644 | 968.0319 | 0 | 967.6741 | -0.0036026 | 715.7603 | 1.0036e-05 | 962.21 | -0.0011973 | 715.327 | 0.00204 | 962.21 | 0.0002556 | 962.21 | -5.4182e-05 | 715.7603 | 1.1746e-05 | 715.7603 | 6.9509e-06 | 967.6741 | -0.00309 | 967.6741 | -0.0056256 | 1055.6031 | 0.0103 | 967.6741 | -0.0012953 | 1056.0241 | 0 | 1055.6031 | 0.00733 | 715.7603 | 6.0841e-06
|  |  | 967.9164 | -1.7792e-05 | 715.4543 | 0 | 967.9164 | -0.00044669 | 968.2749 | 0 | 967.9164 | 0.0014943 | 715.8813 | 9.3865e-06 | 962.45 | -0.00028669 | 715.4543 | 0.00209 | 962.45 | 0.0025479 | 962.45 | 0.00043346 | 715.8813 | 1.0118e-05 | 715.8813 | 6.6324e-06 | 967.9164 | 0.00059049 | 967.9164 | 0.0051577 | 1055.7716 | 0.01006 | 967.9164 | 9.7496e-05 | 1056.1944 | 0 | 1055.7716 | 0.00713 | 715.8813 | 3.9028e-06
|  |  | 968.1587 | 6.738e-05 | 715.5815 | 0.00224 | 968.1587 | -0.0073356 | 968.5178 | 0 | 968.1587 | -0.0042201 | 716.0023 | 1.0294e-05 | 962.69 | -8.4319e-05 | 715.5815 | 0.00113 | 962.69 | 0.00093361 | 962.69 | 0.0013112 | 716.0023 | 1.1395e-05 | 716.0023 | 9.729e-06 | 968.1587 | -0.00259 | 968.1587 | -0.0016044 | 1055.9402 | 0.00559 | 968.1587 | -0.0021738 | 1056.3647 | 1.0001e-05 | 1055.9402 | 0.00747 | 716.0023 | 4.0207e-06
|  |  | 968.401 | -3.1048e-05 | 715.7087 | 0 | 968.401 | 0.0020071 | 968.7607 | 0 | 968.401 | 0.0027967 | 716.1233 | 9.6217e-06 | 962.94 | -0.00099496 | 715.7087 | 0.00101 | 962.94 | 0.0007076 | 962.94 | -0.00047681 | 716.1233 | 8.8299e-06 | 716.1233 | 1.198e-05 | 968.401 | 0.00378 | 968.401 | -0.0010849 | 1056.1087 | 0.00949 | 968.401 | 0.0013331 | 1056.535 | 0 | 1056.1087 | 0.00722 | 716.1233 | 5.1645e-06
|  |  | 968.6434 | -0.00085417 | 715.836 | 0.00146 | 968.6434 | -0.0028179 | 969.0036 | 0 | 968.6434 | -0.0046823 | 716.2443 | 9.7561e-06 | 963.18 | -0.0011299 | 715.836 | 0.00070485 | 963.18 | 0.0012888 | 963.18 | 0.0019289 | 716.2443 | 1.006e-05 | 716.2443 | 1.1552e-05 | 968.6434 | -0.0024 | 968.6434 | -0.0076955 | 1056.2773 | 0.00605 | 968.6434 | -0.00062537 | 1056.7053 | 0 | 1056.2773 | 0.00749 | 716.2443 | 5.2824e-06
|  |  | 968.8857 | 0.00055277 | 715.9632 | 0 | 968.8857 | 0.0030472 | 969.2466 | 0 | 968.8857 | 0.0021032 | 716.3652 | 9.6553e-06 | 963.42 | 0.0015346 | 715.9632 | 0.00092742 | 963.42 | 0.00012645 | 963.42 | 0.00010836 | 716.3652 | 9.0993e-06 | 716.3652 | 9.6192e-06 | 968.8857 | 0.00266 | 968.8857 | 0.0031402 | 1056.4458 | 0.00765 | 968.8857 | -0.0059947 | 1056.8756 | 0 | 1056.4458 | 0.00717 | 716.3652 | 4.0207e-06
|  |  | 969.128 | -0.0012303 | 716.0905 | 0.00116 | 969.128 | -0.0059286 | 969.4895 | 0 | 969.128 | -0.0035134 | 716.4862 | 9.1737e-06 | 963.66 | -0.00032042 | 716.0905 | 0.00133 | 963.66 | -0.00087442 | 963.66 | -0.00031426 | 716.4862 | 9.8371e-06 | 716.4862 | 7.5878e-06 | 969.128 | -0.00445 | 969.128 | -0.0019803 | 1056.6144 | 0.00941 | 969.128 | -0.00093064 | 1057.046 | 0 | 1056.6144 | 0.00745 | 716.4862 | 6.8388e-07
|  |  | 969.3704 | 0.00011321 | 716.2178 | 0 | 969.3704 | 0.00078629 | 969.7325 | 0 | 969.3704 | 0.0023698 | 716.6072 | 8.0088e-06 | 963.9 | -0.00015177 | 716.2178 | 0.00167 | 963.9 | 0.0007076 | 963.9 | 0.0011162 | 716.6072 | 9.193e-06 | 716.6072 | 7.1595e-06 | 969.3704 | 0.00332 | 969.3704 | 0.012595 | 1056.7829 | 0.00744 | 969.3704 | 0.0037555 | 1057.2163 | 0 | 1056.7829 | 0.00728 | 716.6072 | 2.2992e-06
|  |  | 969.6127 | -0.0011833 | 716.3451 | 0.00098839 | 969.6127 | -0.004845 | 969.9755 | 0 | 969.6127 | -0.0030281 | 716.7282 | 6.9558e-06 | 964.15 | -0.0014334 | 716.3451 | 0.00136 | 964.15 | 0.001547 | 964.15 | -0.00054182 | 716.7282 | 9.1812e-06 | 716.7282 | 6.5226e-06 | 969.6127 | -0.00364 | 969.6127 | -0.0040509 | 1056.9515 | 0.0063 | 969.6127 | 0.0018035 | 1057.3866 | 0 | 1056.9515 | 0.00763 | 716.7282 | 3.443e-06
|  |  | 969.8551 | -0.00082061 | 716.4724 | 0 | 969.8551 | 0.003435 | 970.2184 | 0 | 969.8551 | 0.0018204 | 716.8492 | 8.1096e-06 | 964.39 | 0.0013322 | 716.4724 | 0.00147 | 964.39 | -0.00087442 | 964.39 | -0.0010295 | 716.8492 | 9.3803e-06 | 716.8492 | 4.9194e-06 | 969.8551 | 0.00365 | 969.8551 | 0.00070643 | 1057.12 | 0.00904 | 969.8551 | 0.0033114 | 1057.5569 | 0 | 1057.12 | 0.00748 | 716.8492 | 5.6243e-06
|  |  | 970.0974 | -0.00089412 | 716.5997 | 0.00065893 | 970.0974 | -0.0056171 | 970.4614 | 0 | 970.0974 | -0.0039529 | 716.9702 | 9.8793e-06 | 964.63 | -0.00099496 | 716.5997 | 0.00036425 | 964.63 | -0.0033282 | 964.63 | 0.00043346 | 716.9702 | 9.0524e-06 | 716.9702 | 5.5563e-06 | 970.0974 | -0.00199 | 970.0974 | -0.003856 | 1057.2886 | 0.00858 | 970.0974 | -0.00043451 | 1057.7272 | 0 | 1057.2886 | 0.00765 | 716.9702 | 4.2448e-06
|  |  | 970.3398 | 0.00033121 | 716.727 | 0 | 970.3398 | 0.0046707 | 970.7044 | 0 | 970.3398 | 0.0019928 | 717.0912 | 9.9689e-06 | 964.87 | -0.0016695 | 716.727 | 0.00087064 | 964.87 | -3.4977e-05 | 964.87 | 0.00062851 | 717.0912 | 9.2632e-06 | 717.0912 | 1.0157e-05 | 970.3398 | 0.00070225 | 970.3398 | 0.0084963 | 1057.4571 | 0.00672 | 970.3398 | 0.008981 | 1057.8976 | 0 | 1057.4571 | 0.00738 | 717.0912 | 3.443e-06
|  |  | 970.5822 | -0.00048257 | 716.8543 | 0.00088435 | 970.5822 | -0.0038449 | 970.9474 | 0 | 970.5822 | -0.0043903 | 717.2122 | 1.0115e-05 | 965.11 | -0.0005565 | 716.8543 | 0.00133 | 965.11 | -0.00080984 | 965.11 | -0.002915 | 717.2122 | 9.0524e-06 | 717.2122 | 1.2837e-05 | 970.5822 | -0.00539 | 970.5822 | -0.0076709 | 1057.6256 | 0.00948 | 970.5822 | -0.0041827 | 1058.0679 | 0 | 1057.6256 | 0.00758 | 717.2122 | 4.0207e-06
|  |  | 970.8246 | 1.8582e-05 | 716.9817 | 0 | 970.8246 | -0.0015717 | 971.1904 | 0 | 970.8246 | 0.0020078 | 717.3332 | 9.9353e-06 | 965.36 | 0.0013997 | 716.9817 | 0 | 965.36 | -0.0021013 | 965.36 | -0.001257 | 717.3332 | 9.111e-06 | 717.3332 | 1.2408e-05 | 970.8246 | 0.00168 | 970.8246 | -0.0016776 | 1057.7942 | 0.00837 | 970.8246 | -0.0035609 | 1058.2382 | 0 | 1057.7942 | 0.00738 | 717.3332 | 4.4806e-06
|  |  | 971.0669 | -0.0010304 | 717.109 | 0.00151 | 971.0669 | -0.0046401 | 971.4334 | 0 | 971.0669 | -0.0048511 | 717.4542 | 1.0215e-05 | 965.6 | -0.0010624 | 717.109 | 0.00158 | 965.6 | 0.00035245 | 965.6 | -0.00037928 | 717.4542 | 8.6777e-06 | 717.4542 | 9.729e-06 | 971.0669 | -0.00591 | 971.0669 | -0.0038113 | 1057.9627 | 0.0071 | 971.0669 | -0.00072203 | 1058.4085 | 0 | 1057.9627 | 0.00756 | 717.4542 | 4.9404e-06
|  |  | 971.3093 | -0.00016167 | 717.2364 | 0 | 971.3093 | 0.0013078 | 971.6764 | 0 | 971.3093 | 0.0018794 | 717.5752 | 9.5209e-06 | 965.84 | -0.0009275 | 717.2364 | 0 | 965.84 | 0.00051389 | 965.84 | 0.00010836 | 717.5752 | 8.1039e-06 | 717.5752 | 8.3454e-06 | 971.3093 | 0.00449 | 971.3093 | -0.0044412 | 1058.1313 | 0.00756 | 971.3093 | -0.0035796 | 1058.5789 | 0 | 1058.1313 | 0.00727 | 717.5752 | 2.6412e-06
|  |  | 971.5517 | -0.00062245 | 717.3638 | 0.00163 | 971.5517 | -0.0034807 | 971.9194 | 0 | 971.5517 | -0.0042203 | 717.6962 | 8.3896e-06 | 966.08 | -0.001366 | 717.3638 | 0.00283 | 966.08 | -0.0017461 | 966.08 | 0.00014088 | 717.6962 | 8.9705e-06 | 717.6962 | 9.191e-06 | 971.5517 | -0.00313 | 971.5517 | 0.00027414 | 1058.2998 | 0.00682 | 971.5517 | -0.0051458 | 1058.7492 | 1.0001e-05 | 1058.2998 | 0.00748 | 717.6962 | 6.4261e-06
|  |  | 971.7941 | 0.00063556 | 717.4912 | 0 | 971.7941 | 0.00019102 | 972.1624 | 0 | 971.7941 | 0.0025072 | 717.8172 | 7.6951e-06 | 966.32 | -0.0005565 | 717.4912 | 0.0007003 | 966.32 | 0.0020636 | 966.32 | 0.00072604 | 717.8172 | 9.6028e-06 | 717.8172 | 7.8074e-06 | 971.7941 | 0.00158 | 971.7941 | -0.0020274 | 1058.4684 | 0.00805 | 971.7941 | 0.0087369 | 1058.9195 | 0 | 1058.4684 | 0.00723 | 717.8172 | 5.6243e-06
|  |  | 972.0365 | -0.00092385 | 717.6186 | 0.00114 | 972.0365 | -0.0083996 | 972.4054 | 0 | 972.0365 | -0.0047774 | 717.9382 | 9.0505e-06 | 966.57 | 0.00072515 | 717.6186 | 0.00033588 | 966.57 | -0.00064841 | 966.57 | 0.0012787 | 717.9382 | 1.0961e-05 | 717.9382 | 7.6976e-06 | 972.0365 | -0.00319 | 972.0365 | 0.00095354 | 1058.6369 | 0.00682 | 972.0365 | -0.0016988 | 1059.0899 | 0 | 1058.6369 | 0.00745 | 717.9382 | 1.0329e-05
|  |  | 972.2789 | 9.8225e-05 | 717.746 | 0 | 972.2789 | -0.00037282 | 972.6485 | 0 | 972.2789 | 0.0022456 | 718.0593 | 9.0953e-06 | 966.81 | -0.00072515 | 717.746 | 0.00164 | 966.81 | 0.0018054 | 966.81 | 0.00079106 | 718.0593 | 1.0598e-05 | 718.0593 | 8.016e-06 | 972.2789 | 0.00348 | 972.2789 | 0.00042575 | 1058.8055 | 0.00698 | 972.2789 | 0.0012168 | 1059.2602 | 0 | 1058.8055 | 0.00718 | 718.0593 | 5.9662e-06
|  |  | 972.5213 | -0.00090533 | 717.8734 | 0.00144 | 972.5213 | -0.0055401 | 972.8915 | 0 | 972.5213 | -0.0046338 | 718.1803 | 9.7337e-06 | 967.05 | -0.0012648 | 717.8734 | 0.00098869 | 967.05 | -0.0013587 | 967.05 | -0.0016147 | 718.1803 | 1.0774e-05 | 718.1803 | 6.314e-06 | 972.5213 | -0.00376 | 972.5213 | -0.0081499 | 1058.974 | 0.00575 | 972.5213 | 0.00098873 | 1059.4305 | 0 | 1058.974 | 0.00747 | 718.1803 | 9.1852e-06
|  |  | 972.7637 | 0.00010453 | 718.0009 | 0 | 972.7637 | 0.002487 | 973.1345 | 0 | 972.7637 | 0.0031047 | 718.3013 | 7.5159e-06 | 967.29 | 0.00086005 | 718.0009 | 0.00107 | 967.29 | 0.00041703 | 967.29 | 0.0020589 | 718.3013 | 9.1812e-06 | 718.3013 | 6.2042e-06 | 972.7637 | 0.003 | 972.7637 | 0.0030057 | 1059.1425 | 0.00759 | 972.7637 | 0.0095132 | 1059.6009 | 0 | 1059.1425 | 0.00725 | 718.3013 | 4.4806e-06
|  |  | 973.0062 | -0.001321 | 718.1283 | 0.00146 | 973.0062 | -0.0078532 | 973.3776 | 0 | 973.0062 | -0.003716 | 718.4223 | 8.3224e-06 | 967.53 | 0.00038786 | 718.1283 | 0.0013 | 967.53 | -0.0009067 | 967.53 | -0.001127 | 718.4223 | 9.5092e-06 | 718.4223 | 4.6998e-06 | 973.0062 | -0.00539 | 973.0062 | -0.0036126 | 1059.3111 | 0.0041 | 973.0062 | -0.012182 | 1059.7712 | 1.0001e-05 | 1059.3111 | 0.00758 | 718.4223 | 6.8859e-06
|  |  | 973.2486 | -0.00040931 | 718.2558 | 0 | 973.2486 | 0.00063001 | 973.6207 | 0 | 973.2486 | 0.0019387 | 718.5433 | 7.2807e-06 | 967.77 | -0.0013322 | 718.2558 | 0 | 967.77 | -0.00019641 | 967.77 | 0.00049847 | 718.5433 | 9.193e-06 | 718.5433 | 6.314e-06 | 973.2486 | 0.003 | 973.2486 | 0.010432 | 1059.4796 | 0.00784 | 973.2486 | -0.0067368 | 1059.9416 | 0 | 1059.4796 | 0.00743 | 718.5433 | 4.1386e-06
|  |  | 973.491 | -0.0011697 | 718.3833 | 0.00055488 | 973.491 | -0.0037202 | 973.8637 | 0 | 973.491 | -0.0048181 | 718.6643 | 8.8936e-06 | 968.02 | 0.00062396 | 718.3833 | 0.00173 | 968.02 | -0.0021658 | 968.02 | 0.00069354 | 718.6643 | 1.0692e-05 | 718.6643 | 3.9531e-06 | 973.491 | -0.00377 | 973.491 | -0.0078235 | 1059.6481 | 0.00598 | 973.491 | -0.002519 | 1060.1119 | 0 | 1059.6481 | 0.00767 | 718.6643 | 6.0841e-06
|  |  | 973.7335 | 0.0011367 | 718.5108 | 0 | 973.7335 | 0.0042065 | 974.1068 | 0 | 973.7335 | 0.002526 | 718.7853 | 8.916e-06 | 968.26 | 0.0012985 | 718.5108 | 0 | 968.26 | -0.0012619 | 968.26 | 0.0009211 | 718.7853 | 1.0388e-05 | 718.7853 | 6.4128e-06 | 973.7335 | 0.00286 | 973.7335 | 0.0070335 | 1059.8167 | 0.00626 | 973.7335 | 0.018357 | 1060.2822 | 0 | 1059.8167 | 0.00736 | 718.7853 | 4.3627e-06
|  |  | 973.9759 | -0.00017535 | 718.6382 | 0.0012 | 973.9759 | -0.0069421 | 974.3499 | 0 | 973.9759 | -0.0042843 | 718.9063 | 9.4985e-06 | 968.5 | -0.00025296 | 718.6382 | 0.00283 | 968.5 | -0.0019076 | 968.5 | 0.0015062 | 718.9063 | 1.0575e-05 | 718.9063 | 7.8074e-06 | 973.9759 | -0.00591 | 973.9759 | -0.0072001 | 1059.9852 | 0.00656 | 973.9759 | -0.00067841 | 1060.4526 | 0 | 1059.9852 | 0.00747 | 718.9063 | 7.0038e-06
|  |  | 974.2183 | -7.6574e-05 | 718.7658 | 0 | 974.2183 | 0.0012623 | 974.593 | 0 | 974.2183 | 0.0017578 | 719.0273 | 8.9384e-06 | 968.74 | 1.6864e-05 | 718.7658 | 0 | 968.74 | -0.0010358 | 968.74 | -0.001127 | 719.0273 | 9.6731e-06 | 719.0273 | 9.3008e-06 | 974.2183 | 0.00157 | 974.2183 | -0.0021759 | 1060.1538 | 0.00733 | 974.2183 | 0.0070028 | 1060.6229 | 0 | 1060.1538 | 0.00716 | 719.0273 | 6.0841e-06
|  |  | 974.4608 | -0.00021001 | 718.8933 | 0.00102 | 974.4608 | -0.0081549 | 974.8361 | 0 | 974.4608 | -0.0042073 | 719.1483 | 8.0872e-06 | 968.99 | -0.00052277 | 718.8933 | 0.00139 | 968.99 | 0.00080447 | 968.99 | -0.0012245 | 719.1483 | 1.0305e-05 | 719.1483 | 5.7759e-06 | 974.4608 | -0.00365 | 974.4608 | 0.0017126 | 1060.3223 | 0.00596 | 974.4608 | -0.0049183 | 1060.7933 | 0 | 1060.3223 | 0.0074 | 719.1483 | 7.2279e-06
|  |  | 974.7033 | -4.5101e-06 | 719.0208 | 0 | 974.7033 | 0.0025502 | 975.0792 | 0 | 974.7033 | 0.0023489 | 719.2694 | 8.524e-06 | 969.23 | 0.002715 | 719.0208 | 0.0009558 | 969.23 | -3.4977e-05 | 969.23 | 0.0017663 | 719.2694 | 9.9542e-06 | 719.2694 | 5.1281e-06 | 974.7033 | 0.00125 | 974.7033 | 0.0060445 | 1060.4908 | 0.00881 | 974.7033 | 0.00085825 | 1060.9636 | 0 | 1060.4908 | 0.00719 | 719.2694 | 4.5985e-06
|  |  | 974.9457 | -0.00076511 | 719.1483 | 0.00097105 | 974.9457 | -0.0071268 | 975.3223 | 0 | 974.9457 | -0.0036233 | 719.3904 | 8.1096e-06 | 969.47 | -0.0020068 | 719.1483 | 0.00164 | 969.47 | -0.0014556 | 969.47 | -0.0016472 | 719.3904 | 1.0985e-05 | 719.3904 | 5.1281e-06 | 974.9457 | -0.00346 | 974.9457 | -0.007395 | 1060.6594 | 0.01069 | 974.9457 | -0.0088519 | 1061.134 | 1.0001e-05 | 1060.6594 | 0.00759 | 719.3904 | 6.0841e-06
|  |  | 975.1882 | 4.2947e-05 | 719.2759 | 0 | 975.1882 | 0.00019607 | 975.5654 | 0 | 975.1882 | 0.0021152 | 719.5114 | 8.4008e-06 | 969.71 | -0.0001855 | 719.2759 | 0.00169 | 969.71 | 0.0016761 | 969.71 | 0.002384 | 719.5114 | 9.8136e-06 | 719.5114 | 7.4889e-06 | 975.1882 | 0.00378 | 975.1882 | 0.0035797 | 1060.8279 | 0.01004 | 975.1882 | -0.00010499 | 1061.3043 | 6.6672e-06 | 1060.8279 | 0.00744 | 719.5114 | 3.5609e-06
|  |  | 975.4307 | -0.00089528 | 719.4035 | 0.00191 | 975.4307 | -0.0075777 | 975.8085 | 0 | 975.4307 | -0.0044383 | 719.6324 | 8.58e-06 | 969.95 | -0.00059023 | 719.4035 | 0.00027911 | 969.95 | -0.00029326 | 969.95 | -0.00073687 | 719.6324 | 1.0095e-05 | 719.6324 | 6.4128e-06 | 975.4307 | -0.00337 | 975.4307 | -0.0087727 | 1060.9964 | 0.00805 | 975.4307 | -0.0049325 | 1061.4747 | 1.0001e-05 | 1060.9964 | 0.00788 | 719.6324 | 6.4261e-06
|  |  | 975.6731 | -0.0006777 | 719.531 | 0 | 975.6731 | -0.0005736 | 976.0516 | 0 | 975.6731 | 0.0022388 | 719.7534 | 9.4873e-06 | 970.2 | -0.00065769 | 719.531 | 0.00169 | 970.2 | -0.00074527 | 970.2 | 0.00066102 | 719.7534 | 9.0524e-06 | 719.7534 | 7.0607e-06 | 975.6731 | 0.00268 | 975.6731 | -0.0013289 | 1061.165 | 0.00844 | 975.6731 | 0.00044534 | 1061.645 | 0 | 1061.165 | 0.00764 | 719.7534 | 5.4003e-06
|  |  | 975.9156 | -8.9988e-05 | 719.6586 | 0.00093636 | 975.9156 | -0.0064864 | 976.2947 | 0 | 975.9156 | -0.0037353 | 719.8745 | 1.0148e-05 | 970.44 | -0.00072515 | 719.6586 | 0.0004494 | 970.44 | -0.0020367 | 970.44 | -0.0012895 | 719.8745 | 9.3452e-06 | 719.8745 | 5.1281e-06 | 975.9156 | -0.00555 | 975.9156 | -0.003378 | 1061.3335 | 0.01083 | 975.9156 | -0.004024 | 1061.8154 | 0 | 1061.3335 | 0.00785 | 719.8745 | 9.3031e-06
|  |  | 976.1581 | -0.00012617 | 719.7862 | 0 | 976.1581 | -0.00089912 | 976.5379 | 0 | 976.1581 | 0.0014215 | 719.9955 | 9.7785e-06 | 970.68 | -0.0019057 | 719.7862 | 0.00087064 | 970.68 | -0.00026098 | 970.68 | 0.0009536 | 719.9955 | 8.5606e-06 | 719.9955 | 4.3814e-06 | 976.1581 | 0.00147 | 976.1581 | 0.0053356 | 1061.502 | 0.01078 | 976.1581 | 0.0030562 | 1061.9857 | 0 | 1061.502 | 0.00752 | 719.9955 | 8.0414e-06
|  |  | 976.4006 | -0.00062811 | 719.9138 | 0.00106 | 976.4006 | -0.00095651 | 976.781 | 0 | 976.4006 | -0.0039878 | 720.1165 | 1.0014e-05 | 970.92 | -0.00028669 | 719.9138 | 0.0019 | 970.92 | 0.0004816 | 970.92 | -0.00034676 | 720.1165 | 8.7011e-06 | 720.1165 | 3.9531e-06 | 976.4006 | -0.00252 | 976.4006 | -0.0021844 | 1061.6706 | 0.00895 | 976.4006 | 0.0014868 | 1062.1561 | 0 | 1061.6706 | 0.00775 | 720.1165 | 9.869e-06
|  |  | 976.6431 | -0.00022053 | 720.0415 | 0 | 976.6431 | 0.0011977 | 977.0242 | 0 | 976.6431 | 0.0016239 | 720.2375 | 9.7225e-06 | 971.16 | 0.00025296 | 720.0415 | 0.00027444 | 971.16 | 0.00073989 | 971.16 | -2.1673e-05 | 720.2375 | 8.4201e-06 | 720.2375 | 6.7313e-06 | 976.6431 | 0.00354 | 976.6431 | 0.0013962 | 1061.8391 | 0.01083 | 976.6431 | 0.0064004 | 1062.3265 | 0 | 1061.8391 | 0.00756 | 720.2375 | 6.6619e-06
|  |  | 976.8856 | -0.00044063 | 720.1691 | 0.00147 | 976.8856 | -0.0083642 | 977.2673 | 0 | 976.8856 | -0.0056401 | 720.3585 | 9.6217e-06 | 971.41 | -0.00032042 | 720.1691 | 0 | 971.41 | 0.00041703 | 971.41 | 0.00014088 | 720.3585 | 9.193e-06 | 720.3585 | 8.7737e-06 | 976.8856 | -0.00545 | 976.8856 | 0.00023004 | 1062.0076 | 0.00746 | 976.8856 | 0.0027431 | 1062.4968 | 0 | 1062.0076 | 0.00797 | 720.3585 | 8.2655e-06
|  |  | 977.1281 | 0.00020356 | 720.2967 | 0 | 977.1281 | 0.0015804 | 977.5105 | 0 | 977.1281 | 0.0029692 | 720.4796 | 8.1656e-06 | 971.65 | -0.00025296 | 720.2967 | 0.00050157 | 971.65 | -0.00084214 | 971.65 | 0.00010836 | 720.4796 | 9.3803e-06 | 720.4796 | 9.3008e-06 | 977.1281 | 0.00462 | 977.1281 | 9.8312e-05 | 1062.1762 | 0.00942 | 977.1281 | 0.0080643 | 1062.6672 | 0 | 1062.1762 | 0.00797 | 720.4796 | 4.8225e-06
|  |  | 977.3706 | -0.0012321 | 720.4244 | 0.00187 | 977.3706 | -0.0057239 | 977.7537 | 0 | 977.3706 | -0.0050372 | 720.6006 | 8.3896e-06 | 971.89 | 0.0010961 | 720.4244 | 0.00178 | 971.89 | 0.00019102 | 971.89 | -0.0017121 | 720.6006 | 1.0364e-05 | 720.6006 | 6.4128e-06 | 977.3706 | -0.00378 | 977.3706 | 0.0019162 | 1062.3447 | 0.01073 | 977.3706 | 0.0023487 | 1062.8375 | 0 | 1062.3447 | 0.00841 | 720.6006 | 7.2279e-06
|  |  | 977.6131 | -0.00034045 | 720.5521 | 0 | 977.6131 | 0.002271 | 977.9968 | 0 | 977.6131 | 0.0028684 | 720.7216 | 8.3224e-06 | 972.13 | -0.00032042 | 720.5521 | 0.00147 | 972.13 | 0.0011596 | 972.13 | -0.0016472 | 720.7216 | 9.5209e-06 | 720.7216 | 6.8411e-06 | 977.6132 | 0.00641 | 977.6131 | -0.0024776 | 1062.5132 | 0.0109 | 977.6131 | 0.0048273 | 1063.0079 | 6.6672e-06 | 1062.5132 | 0.00811 | 720.7216 | 3.9028e-06
|  |  | 977.8557 | -0.00082771 | 720.6797 | 0.00137 | 977.8557 | -0.0064512 | 978.24 | 0 | 977.8557 | -0.0046886 | 720.8427 | 8.9944e-06 | 972.37 | 0.0013322 | 720.6797 | 0.0004494 | 972.37 | -0.0004547 | 972.37 | -0.001257 | 720.8427 | 1.0551e-05 | 720.8427 | 6.7313e-06 | 977.8557 | 0.0008559 | 977.8557 | 0.00020686 | 1062.6817 | 0.00958 | 977.8557 | -0.00056706 | 1063.1783 | 0 | 1062.6817 | 0.00827 | 720.8427 | 4.8225e-06
|  |  | 978.0982 | -0.00019555 | 720.8074 | 0 | 978.0982 | 0.0038994 | 978.4832 | 0 | 978.0982 | 0.0020335 | 720.9637 | 9.0281e-06 | 972.62 | 0.0009275 | 720.8074 | 0.00050157 | 972.62 | -2.6905e-06 | 972.62 | 0.00027091 | 720.9637 | 9.4389e-06 | 720.9637 | 8.2356e-06 | 978.0982 | 0.0016 | 978.0982 | 0.0031339 | 1062.8503 | 0.00889 | 978.0982 | 0.0090766 | 1063.3486 | 0 | 1062.8503 | 0.00798 | 720.9637 | 3.6788e-06
|  |  | 978.3407 | -0.00056799 | 720.9351 | 0.00058956 | 978.3407 | -0.008071 | 978.7264 | 0 | 978.3407 | -0.0042053 | 721.0847 | 9.9129e-06 | 972.86 | -0.0015684 | 720.9351 | 0.00144 | 972.86 | -0.0019076 | 972.86 | -0.00080189 | 721.0847 | 9.5209e-06 | 721.0847 | 8.9823e-06 | 978.3407 | -0.00308 | 978.3407 | -0.00086977 | 1063.0188 | 0.00772 | 978.3407 | -0.005281 | 1063.519 | 0 | 1063.0188 | 0.00827 | 721.0847 | 7.2279e-06
|  |  | 978.5833 | -0.0003318 | 721.0628 | 0 | 978.5833 | -0.0004803 | 978.9696 | 0 | 978.5833 | 0.0022201 | 721.2057 | 9.9689e-06 | 973.1 | -0.0010287 | 721.0628 | 0.00098419 | 973.1 | -0.00074527 | 973.1 | -0.00034676 | 721.2057 | 9.2749e-06 | 721.2057 | 8.9823e-06 | 978.5833 | 0.00299 | 978.5833 | -0.0012105 | 1063.1873 | 0.01028 | 978.5833 | 0.0054929 | 1063.6894 | 0 | 1063.1873 | 0.00798 | 721.2057 | 7.5816e-06
|  |  | 978.8258 | -0.00012425 | 721.1906 | 0.00052021 | 978.8258 | -0.0048129 | 979.2128 | 0 | 978.8258 | -0.0048525 | 721.3268 | 8.3896e-06 | 973.34 | -0.0022428 | 721.1906 | 0.00258 | 973.34 | -0.0024564 | 973.34 | -0.0012245 | 721.3268 | 9.8371e-06 | 721.3268 | 9.4106e-06 | 978.8258 | -0.00425 | 978.8258 | -0.00024539 | 1063.3559 | 0.00784 | 978.8258 | -0.0030697 | 1063.8598 | 0 | 1063.3559 | 0.00815 | 721.3268 | 1.0105e-05
|  |  | 979.0684 | 0.00065538 | 721.3183 | 0 | 979.0684 | 0.00099423 | 979.456 | 0 | 979.0684 | 0.0020213 | 721.4478 | 7.2807e-06 | 973.58 | 0.00086005 | 721.3183 | 0.0013 | 973.58 | -0.0010036 | 973.58 | 0.00017338 | 721.4478 | 1.0083e-05 | 721.4478 | 7.1595e-06 | 979.0684 | 0.00221 | 979.0684 | 0.010103 | 1063.5244 | 0.01092 | 979.0684 | 0.0070588 | 1064.0301 | 6.6672e-06 | 1063.5244 | 0.00787 | 721.4478 | 8.5013e-06
|  |  | 979.3109 | -0.0012692 | 721.4461 | 0.00106 | 979.3109 | -0.0075621 | 979.6992 | 0 | 979.3109 | -0.0039704 | 721.5688 | 6.8102e-06 | 973.83 | 0.00025296 | 721.4461 | 0.00107 | 973.83 | -0.00016412 | 973.83 | 0.00036844 | 721.5688 | 8.5137e-06 | 721.5688 | 7.2693e-06 | 979.3109 | -0.00829 | 979.3109 | -0.0059885 | 1063.6929 | 0.00793 | 979.3109 | 0.001072 | 1064.2005 | 0 | 1063.6929 | 0.00802 | 721.5688 | 9.0673e-06
|  |  | 979.5535 | 0.00025245 | 721.5738 | 0 | 979.5535 | 0.0031367 | 979.9425 | 0 | 979.5535 | 0.0030014 | 721.6899 | 7.1687e-06 | 974.07 | -0.00032042 | 721.5738 | 0.00033123 | 974.07 | 0.00057846 | 974.07 | -0.00034676 | 721.6899 | 8.3732e-06 | 721.6899 | 6.9509e-06 | 979.5535 | 0.00345 | 979.5535 | 0.0044468 | 1063.8614 | 0.00939 | 979.5535 | 0.0065636 | 1064.3709 | 0 | 1063.8614 | 0.00773 | 721.6899 | 4.7046e-06
|  |  | 979.796 | -0.00020704 | 721.7016 | 0.0006936 | 979.796 | -0.0064459 | 980.1857 | 0 | 979.796 | -0.0043803 | 721.8109 | 7.5383e-06 | 974.31 | -0.0026139 | 721.7016 | 0.00036425 | 974.31 | -0.0017139 | 974.31 | 0.00088859 | 721.8109 | 9.5911e-06 | 721.8109 | 8.8725e-06 | 979.796 | -0.0037 | 979.796 | -0.0045031 | 1064.03 | 0.01018 | 979.796 | 0.0066943 | 1064.5412 | 0 | 1064.03 | 0.00798 | 721.8109 | 4.2448e-06
|  |  | 980.0386 | 0.00022973 | 721.8294 | 0 | 980.0386 | 0.0019227 | 980.4289 | 0 | 980.0386 | 0.0021802 | 721.9319 | 7.5383e-06 | 974.55 | 0.0001855 | 721.8294 | 0.0011 | 974.55 | 0.0021605 | 974.55 | 0.0017988 | 721.9319 | 1.0259e-05 | 721.9319 | 8.5541e-06 | 980.0386 | 0.00253 | 980.0386 | 0.0090496 | 1064.1985 | 0.01294 | 980.0386 | 0.012296 | 1064.7116 | 0 | 1064.1985 | 0.00792 | 721.9319 | 3.2189e-06
|  |  | 980.2812 | -0.00072112 | 721.9572 | 0.00039883 | 980.2812 | -0.0037175 | 980.6722 | 0 | 980.2812 | -0.0056527 | 722.053 | 7.8967e-06 | 974.8 | -0.00082632 | 721.9572 | 0.00204 | 974.8 | 0.00057846 | 974.8 | 0.00014088 | 722.053 | 1.1266e-05 | 722.053 | 7.0607e-06 | 980.2812 | -0.00196 | 980.2812 | -0.0038157 | 1064.367 | 0.01087 | 980.2812 | 0.00054935 | 1064.882 | 0 | 1064.367 | 0.00831 | 722.053 | 7.5816e-06
|  |  | 980.5238 | 7.808e-05 | 722.085 | 0 | 980.5238 | -0.0014991 | 980.9154 | 0 | 980.5238 | 0.0032471 | 722.174 | 8.3448e-06 | 975.04 | 0.001231 | 722.085 | 0.00186 | 975.04 | 0.0009659 | 975.04 | 0.00010836 | 722.174 | 9.6731e-06 | 722.174 | 6.314e-06 | 980.5238 | 0.00254 | 980.5238 | 0.0099635 | 1064.5355 | 0.01206 | 980.5238 | 0.0098211 | 1065.0524 | 6.6672e-06 | 1064.5355 | 0.00848 | 722.174 | 6.0841e-06
|  |  | 980.7664 | -0.00055313 | 722.2128 | 0.0006936 | 980.7664 | -0.0045826 | 981.1587 | 0 | 980.7664 | -0.0044895 | 722.295 | 9.0953e-06 | 975.28 | 0.00035414 | 722.2128 | 0.00119 | 975.28 | 0.00044931 | 975.28 | -0.0019722 | 722.295 | 1.0903e-05 | 722.295 | 5.5563e-06 | 980.7663 | -0.00247 | 980.7664 | -0.0073227 | 1064.7041 | 0.01146 | 980.7664 | -0.0025775 | 1065.2228 | 0 | 1064.7041 | 0.00885 | 722.295 | 1.0223e-05
|  |  | 981.0089 | 0.00022774 | 722.3406 | 0 | 981.0089 | -2.4229e-05 | 981.402 | 0 | 981.0089 | 0.0031199 | 722.4161 | 9.2297e-06 | 975.52 | 0.00045532 | 722.3406 | 0.00269 | 975.52 | -0.00026098 | 975.52 | -2.1673e-05 | 722.4161 | 1.1008e-05 | 722.4161 | 7.3791e-06 | 981.0089 | 0.0036 | 981.0089 | 0.003092 | 1064.8726 | 0.00916 | 981.0089 | 0.0068698 | 1065.3932 | 0 | 1064.8726 | 0.00906 | 722.4161 | 7.3458e-06
|  |  | 981.2515 | -0.00052113 | 722.4684 | 0.00192 | 981.2515 | -0.0035328 | 981.6452 | 0 | 981.2515 | -0.0045969 | 722.5371 | 8.7928e-06 | 975.76 | -0.00059023 | 722.4684 | 0.00215 | 975.76 | 0.0017085 | 975.76 | -5.4182e-05 | 722.5371 | 1.1828e-05 | 722.5371 | 6.314e-06 | 981.2515 | -0.00163 | 981.2515 | -0.0042157 | 1065.0411 | 0.01261 | 981.2515 | 0.002573 | 1065.5635 | 0 | 1065.0411 | 0.0095 | 722.5371 | 8.5013e-06
|  |  | 981.4941 | -0.00023048 | 722.5963 | 0 | 981.4941 | -0.0016053 | 981.8885 | 0 | 981.4941 | 0.002465 | 722.6582 | 8.8152e-06 | 976.01 | 0.00065769 | 722.5963 | 7.5708e-05 | 976.01 | -0.00097128 | 976.01 | -0.0013871 | 722.6582 | 1.0692e-05 | 722.6582 | 7.3791e-06 | 981.4941 | 0.00062402 | 981.4941 | 0.0063971 | 1065.2096 | 0.01028 | 981.4941 | -0.00032869 | 1065.7339 | 0 | 1065.2096 | 0.00991 | 722.6582 | 4.4806e-06
|  |  | 981.7367 | -0.00095724 | 722.7242 | 0.00116 | 981.7367 | -0.0065573 | 982.1318 | 0 | 981.7367 | -0.0045696 | 722.7792 | 9.2857e-06 | 976.25 | 0.00069142 | 722.7242 | 0.00102 | 976.25 | -0.00029326 | 976.25 | -0.001322 | 722.7792 | 9.5677e-06 | 722.7792 | 6.2042e-06 | 981.7367 | -0.00276 | 981.7367 | -0.0081618 | 1065.3781 | 0.01326 | 981.7367 | 0.0049753 | 1065.9043 | 0 | 1065.3781 | 0.01044 | 722.7792 | 4.8225e-06
|  |  | 981.9793 | -0.00054388 | 722.852 | 0 | 981.9793 | 5.8455e-05 | 982.3751 | 0 | 981.9793 | 0.00277 | 722.9003 | 8.86e-06 | 976.49 | -0.00052277 | 722.852 | 0.00186 | 976.49 | -0.0017139 | 976.49 | -0.00024923 | 722.9003 | 9.0524e-06 | 722.9003 | 7.8074e-06 | 981.9793 | 0.00443 | 981.9793 | -0.0097994 | 1065.5466 | 0.01287 | 981.9793 | 0.0077575 | 1066.0747 | 6.6672e-06 | 1065.5466 | 0.0105 | 722.9003 | 3.6788e-06
|  |  | 982.222 | -0.00063377 | 722.9799 | 0.0018 | 982.222 | -0.00049201 | 982.6184 | 0 | 982.222 | -0.0048936 | 723.0213 | 8.4792e-06 | 976.73 | -0.0001855 | 722.9799 | 0.0001088 | 976.73 | 0.0009659 | 976.73 | 0.0032292 | 723.0213 | 9.3569e-06 | 723.0213 | 7.3791e-06 | 982.222 | -0.00172 | 982.222 | 0.0038106 | 1065.7152 | 0.01479 | 982.222 | -0.0015453 | 1066.2451 | 3.0002e-05 | 1065.7152 | 0.01064 | 723.0213 | 5.0465e-06
|  |  | 982.4646 | 0.0010234 | 723.1078 | 0 | 982.4646 | 0.0020623 | 982.8617 | 0 | 982.4646 | 0.0031142 | 723.1423 | 8.244e-06 | 976.97 | -0.0018381 | 723.1078 | 0 | 976.97 | 0.0020314 | 976.97 | 0.00027091 | 723.1423 | 9.8136e-06 | 723.1423 | 9.191e-06 | 982.4646 | 0.00655 | 982.4646 | 0.0077492 | 1065.8837 | 0.0097 | 982.4646 | 0.0036376 | 1066.4155 | 0 | 1065.8837 | 0.01046 | 723.1423 | 5.2824e-06
|  |  | 982.7072 | -0.0011918 | 723.2357 | 0.00095371 | 982.7072 | -0.0034889 | 983.105 | 0 | 982.7072 | -0.0048724 | 723.2634 | 8.3672e-06 | 977.22 | -0.0011299 | 723.2357 | 0.00036425 | 977.22 | -0.0015847 | 977.22 | -0.0014196 | 723.2634 | 9.919e-06 | 723.2634 | 8.6639e-06 | 982.7072 | -0.00736 | 982.7072 | -0.012732 | 1066.0522 | 0.01092 | 982.7072 | -0.009931 | 1066.5859 | 0 | 1066.0522 | 0.01085 | 723.2634 | 7.8056e-06
|  |  | 982.9498 | 0.00045504 | 723.3637 | 0 | 982.9498 | 0.00068401 | 983.3483 | 0 | 982.9498 | 0.0025482 | 723.3844 | 8.7816e-06 | 977.46 | 0.0014334 | 723.3637 | 0.00092742 | 977.46 | -0.0006807 | 977.46 | -0.00063934 | 723.3844 | 1.0364e-05 | 723.3844 | 1.0586e-05 | 982.9498 | 0.00256 | 982.9498 | 0.0047326 | 1066.2207 | 0.01318 | 982.9498 | 0.006046 | 1066.7563 | 0 | 1066.2207 | 0.01122 | 723.3844 | 7.6877e-06
|  |  | 983.1925 | -0.0016345 | 723.4916 | 0.00166 | 983.1925 | -0.0090118 | 983.5916 | 0 | 983.1925 | -0.0046761 | 723.5055 | 8.188e-06 | 977.7 | -0.0012648 | 723.4916 | 0.00013718 | 977.7 | -0.001843 | 977.7 | 0.0009536 | 723.5055 | 1.0961e-05 | 723.5055 | 8.7737e-06 | 983.1925 | -0.00306 | 983.1925 | -0.013726 | 1066.3892 | 0.01408 | 983.1925 | -0.0060571 | 1066.9267 | 0 | 1066.3892 | 0.01176 | 723.5055 | 7.2279e-06
|  |  | 983.4351 | 0.00068352 | 723.6195 | 0.00024332 | 983.4351 | -0.00097014 | 983.8349 | 0 | 983.4351 | 0.0032418 | 723.6265 | 8.244e-06 | 977.94 | 0.00015177 | 723.6195 | 0.00266 | 977.94 | -0.001165 | 977.94 | 0.0012137 | 723.6265 | 1.1617e-05 | 723.6265 | 7.9172e-06 | 983.4351 | 0.0023 | 983.4351 | 0.0037285 | 1066.5577 | 0.01362 | 983.4351 | 0.0039942 | 1067.0971 | 0 | 1066.5577 | 0.01166 | 723.6265 | 5.7422e-06
|  |  | 983.6778 | -0.00020723 | 723.7475 | 0.00065893 | 983.6778 | -0.0034564 | 984.0783 | 0 | 983.6778 | -0.0043145 | 723.7476 | 7.3815e-06 | 978.19 | -0.0012648 | 723.7475 | 0.00013718 | 978.19 | 0.001095 | 978.19 | 0.00040094 | 723.7476 | 1.1313e-05 | 723.7476 | 4.6998e-06 | 983.6777 | -0.00513 | 983.6778 | 0.0024991 | 1066.7263 | 0.01219 | 983.6778 | -0.00034387 | 1067.2675 | 1.0001e-05 | 1066.7263 | 0.01182 | 723.7476 | 4.1386e-06
|  |  | 983.9204 | -0.00053253 | 723.8755 | 0 | 983.9204 | -0.00034702 | 984.3216 | 0 | 983.9204 | 0.0027875 | 723.8686 | 8.2888e-06 | 978.43 | 0.00045532 | 723.8755 | 0.00033123 | 978.43 | 0.0023219 | 978.43 | 0.0020589 | 723.8686 | 9.5677e-06 | 723.8686 | 7.3791e-06 | 983.9204 | 0.00499 | 983.9204 | 0.011881 | 1066.8948 | 0.01528 | 983.9204 | 0.0040029 | 1067.4379 | 0 | 1066.8948 | 0.0122 | 723.8686 | 3.101e-06
|  |  | 984.1631 | -0.00073802 | 724.0034 | 0.00086701 | 984.1631 | -0.0050406 | 984.565 | 0 | 984.1631 | -0.0039692 | 723.9897 | 8.916e-06 | 978.67 | -0.00048905 | 724.0034 | 0.00113 | 978.67 | 0.00022331 | 978.67 | -0.0021998 | 723.9897 | 9.9542e-06 | 723.9897 | 7.9172e-06 | 984.1631 | -0.00458 | 984.1631 | -0.0075301 | 1067.0633 | 0.01572 | 984.1631 | -0.0020996 | 1067.6083 | 0 | 1067.0633 | 0.01301 | 723.9897 | 6.2021e-06
|  |  | 984.4057 | -0.00072328 | 724.1314 | 0 | 984.4057 | -0.0010603 | 984.8083 | 0 | 984.4057 | 0.0019718 | 724.1107 | 9.4985e-06 | 978.91 | 0.0011299 | 724.1314 | 0.0009558 | 978.91 | 0.00057846 | 978.91 | 7.5855e-05 | 724.1107 | 1.0013e-05 | 724.1107 | 7.6976e-06 | 984.4057 | 0.00017615 | 984.4057 | 0.011487 | 1067.2318 | 0.01519 | 984.4057 | 0.0043716 | 1067.7787 | 0 | 1067.2318 | 0.01352 | 724.1107 | 5.2824e-06
|  |  | 984.6484 | -0.0013153 | 724.2594 | 0.00031212 | 984.6484 | -0.0077377 | 985.0517 | 0 | 984.6484 | -0.0052659 | 724.2318 | 9.5209e-06 | 979.15 | 0.00096123 | 724.2594 | 0.00124 | 979.15 | -0.00016412 | 979.15 | -0.00080189 | 724.2318 | 1.0282e-05 | 724.2318 | 4.6998e-06 | 984.6484 | -0.00197 | 984.6484 | -0.011333 | 1067.4003 | 0.01572 | 984.6484 | -0.0015954 | 1067.9491 | 0 | 1067.4003 | 0.01391 | 724.2318 | 9.9869e-06
|  |  | 984.891 | -0.00011703 | 724.3874 | 0 | 984.891 | 0.0039019 | 985.295 | 0 | 984.891 | 0.0029009 | 724.3528 | 8.4792e-06 | 979.4 | -0.0009275 | 724.3874 | 0.0009558 | 979.4 | -0.0018108 | 979.4 | -0.00021673 | 724.3528 | 8.8885e-06 | 724.3528 | 5.0292e-06 | 984.891 | 0.00626 | 984.891 | 0.00032073 | 1067.5688 | 0.0147 | 984.891 | 0.0097767 | 1068.1195 | 0 | 1067.5688 | 0.0143 | 724.3528 | 5.6243e-06
|  |  | 985.1337 | -8.479e-05 | 724.5155 | 0.00108 | 985.1337 | -0.0059493 | 985.5384 | 0 | 985.1337 | -0.0052952 | 724.4739 | 9.7225e-06 | 979.64 | 5.0592e-05 | 724.5155 | 0.00064808 | 979.64 | -0.0011004 | 979.64 | -0.00067186 | 724.4739 | 8.947e-06 | 724.4739 | 7.4889e-06 | 985.1337 | -0.0053 | 985.1337 | -0.010345 | 1067.7373 | 0.01595 | 985.1337 | -0.0025266 | 1068.2899 | 1.0001e-05 | 1067.7373 | 0.01452 | 724.4739 | 9.645e-06
|  |  | 985.3764 | 0.0004186 | 724.6435 | 0 | 985.3764 | 0.002637 | 985.7818 | 0 | 985.3764 | 0.0027524 | 724.595 | 9.3865e-06 | 979.88 | 0.0010624 | 724.6435 | 0.00041639 | 979.88 | 0.00077218 | 979.88 | 0.0010511 | 724.595 | 9.4272e-06 | 724.595 | 1.0805e-05 | 985.3764 | 0.00645 | 985.3764 | 0.0098851 | 1067.9059 | 0.01456 | 985.3764 | 0.0068575 | 1068.4603 | 0 | 1067.9059 | 0.01485 | 724.595 | 5.5064e-06
|  |  | 985.6191 | -0.00055102 | 724.7716 | 0.00102 | 985.6191 | -0.0042485 | 986.0252 | 0 | 985.6191 | -0.005471 | 724.716 | 1.0999e-05 | 980.12 | -0.00045532 | 724.7716 | 0.00113 | 980.12 | 0.0010305 | 980.12 | 0.0012137 | 724.716 | 1.0095e-05 | 724.716 | 8.2356e-06 | 985.6191 | -0.00584 | 985.6191 | 0.002491 | 1068.0744 | 0.01598 | 985.6191 | -0.010171 | 1068.6307 | 0 | 1068.0744 | 0.01473 | 724.716 | 7.9235e-06
|  |  | 985.8618 | -0.00038416 | 724.8996 | 0 | 985.8618 | 0.0030985 | 986.2686 | 0 | 985.8618 | 0.0033513 | 724.8371 | 9.7561e-06 | 980.37 | -0.001737 | 724.8996 | 0.00184 | 980.37 | 0.0014824 | 980.37 | 0.0011812 | 724.8371 | 1.0341e-05 | 724.8371 | 7.3791e-06 | 985.8618 | 0.00334 | 985.8618 | 0.00049749 | 1068.2429 | 0.0141 | 985.8618 | 0.0055733 | 1068.8011 | 0 | 1068.2429 | 0.01505 | 724.8371 | 4.5985e-06
|  |  | 986.1045 | -0.0013092 | 725.0277 | 0.00158 | 986.1045 | -0.007278 | 986.5119 | 0 | 986.1045 | -0.0045899 | 724.9581 | 1.0171e-05 | 980.61 | 0.00021923 | 725.0277 | 0.00218 | 980.61 | 0.00051389 | 980.61 | 0.0013763 | 724.9581 | 1.0423e-05 | 724.9581 | 5.8857e-06 | 986.1045 | -0.00727 | 986.1045 | -0.0066296 | 1068.4114 | 0.01593 | 986.1045 | 0.0024016 | 1068.9715 | 1.0001e-05 | 1068.4114 | 0.01477 | 724.9581 | 7.3458e-06
|  |  | 986.3472 | -5.2836e-05 | 725.1558 | 0 | 986.3472 | 0.0011803 | 986.7554 | 0 | 986.3472 | 0.0024571 | 725.0792 | 8.972e-06 | 980.85 | 0.0016695 | 725.1558 | 0.00169 | 980.85 | 0.00067532 | 980.85 | -0.00060684 | 725.0792 | 9.2164e-06 | 725.0792 | 7.9172e-06 | 986.3472 | 0.00087758 | 986.3472 | 0.0038658 | 1068.5799 | 0.01391 | 986.3472 | 0.0082296 | 1069.1419 | 0 | 1068.5799 | 0.01513 | 725.0792 | 4.7046e-06
|  |  | 986.5899 | -0.00082007 | 725.2839 | 0.00084967 | 986.5899 | -0.0067466 | 986.9988 | 0 | 986.5899 | -0.0050277 | 725.2002 | 9.0505e-06 | 981.09 | -0.00069142 | 725.2839 | 0.00136 | 981.09 | -0.00032556 | 981.09 | -0.00054182 | 725.2002 | 8.3732e-06 | 725.2002 | 7.8074e-06 | 986.5899 | -0.00574 | 986.5899 | -0.0036608 | 1068.7484 | 0.0159 | 986.5899 | -0.025151 | 1069.3123 | 0 | 1068.7484 | 0.01476 | 725.2002 | 6.2021e-06
|  |  | 986.8326 | 2.8231e-05 | 725.412 | 0 | 986.8326 | 0.0042811 | 987.2422 | 0 | 986.8326 | 0.0022862 | 725.3213 | 8.5576e-06 | 981.33 | 0.00099496 | 725.412 | 0.00027444 | 981.33 | -0.0020045 | 981.33 | -0.00015171 | 725.3213 | 1.0036e-05 | 725.3213 | 7.4889e-06 | 986.8326 | 0.00432 | 986.8326 | -0.00062004 | 1068.9169 | 0.01376 | 986.8326 | -0.0021433 | 1069.4827 | 0 | 1068.9169 | 0.01517 | 725.3213 | 4.7046e-06
|  |  | 987.0753 | -0.00076257 | 725.5401 | 0.00097105 | 987.0753 | -0.0089608 | 987.4856 | 0 | 987.0753 | -0.0053727 | 725.4424 | 9.0953e-06 | 981.58 | -0.0017707 | 725.5401 | 0.0015 | 981.58 | 0.00064304 | 981.58 | 0.0017663 | 725.4424 | 1.1699e-05 | 725.4424 | 7.5878e-06 | 987.0753 | -0.00386 | 987.0753 | -0.0010789 | 1069.0854 | 0.01593 | 987.0753 | -0.0044232 | 1069.6532 | 0 | 1069.0854 | 0.01471 | 725.4424 | 6.7798e-06
|  |  | 987.318 | 0.00069385 | 725.6682 | 0 | 987.318 | -0.0013865 | 987.729 | 0 | 987.318 | 0.0021628 | 725.5634 | 8.7592e-06 | 981.82 | 0.0011636 | 725.6682 | 0.00223 | 981.82 | -0.0006807 | 981.82 | -0.00044429 | 725.5634 | 1.2402e-05 | 725.5634 | 7.8074e-06 | 987.318 | 0.00228 | 987.318 | 0.00092422 | 1069.2539 | 0.01378 | 987.318 | 0.0041218 | 1069.8236 | 0 | 1069.2539 | 0.01513 | 725.5634 | 7.5816e-06
|  |  | 987.5607 | -0.00084022 | 725.7964 | 0.00104 | 987.5607 | -0.0036906 | 987.9725 | 0 | 987.5607 | -0.00534 | 725.6845 | 8.972e-06 | 982.06 | -0.00089378 | 725.7964 | 0.0021 | 982.06 | -0.0015202 | 982.06 | -0.00063934 | 725.6845 | 1.109e-05 | 725.6845 | 7.4889e-06 | 987.5607 | -0.00337 | 987.5607 | 0.0030606 | 1069.4224 | 0.01528 | 987.5607 | 0.0048451 | 1069.994 | 1.0001e-05 | 1069.4224 | 0.01451 | 725.6845 | 8.5013e-06
|  |  | 987.8035 | -0.00043685 | 725.9245 | 0 | 987.8035 | -0.00056461 | 988.2159 | 0 | 987.8035 | 0.001967 | 725.8056 | 8.7928e-06 | 982.3 | -0.00032042 | 725.9245 | 0 | 982.3 | 0.00077218 | 982.3 | 0.00059601 | 725.8056 | 9.7551e-06 | 725.8056 | 7.4889e-06 | 987.8035 | 0.00357 | 987.8035 | 0.0043581 | 1069.5909 | 0.01406 | 987.8035 | 0.00059781 | 1070.1644 | 0 | 1069.5909 | 0.01497 | 725.8056 | 6.4261e-06
|  |  | 988.0462 | -0.0010441 | 726.0527 | 0 | 988.0462 | -0.006063 | 988.4593 | 0 | 988.0462 | -0.0047919 | 725.9266 | 1.166e-05 | 982.55 | 0.00079259 | 726.0527 | 0.00102 | 982.55 | -0.00087442 | 982.55 | 0.00069354 | 725.9266 | 9.3803e-06 | 725.9266 | 6.9509e-06 | 988.0462 | -0.00501 | 988.0462 | -0.0016442 | 1069.7594 | 0.01551 | 988.0462 | 0.00047361 | 1070.3348 | 0 | 1069.7594 | 0.01431 | 725.9266 | 5.1645e-06
|  |  | 988.2889 | -0.00078899 | 726.1809 | 0 | 988.2889 | -0.0037978 | 988.7028 | 0 | 988.2889 | 0.002814 | 726.0477 | 1.156e-05 | 982.79 | -0.0001855 | 726.1809 | 0.00198 | 982.79 | -0.00022869 | 982.79 | 0.0024165 | 726.0477 | 9.4857e-06 | 726.0477 | 7.8074e-06 | 988.2889 | 0.00086153 | 988.2889 | 0.0043159 | 1069.9279 | 0.01373 | 988.2889 | 0.0075432 | 1070.5053 | 0 | 1069.9279 | 0.01489 | 726.0477 | 3.2189e-06
|  |  | 988.5317 | -0.001033 | 726.3091 | 0.0018 | 988.5317 | -0.010145 | 988.9463 | 0 | 988.5317 | -0.0057903 | 726.1688 | 1.1884e-05 | 983.03 | -0.00079259 | 726.3091 | 0.00036425 | 983.03 | -0.00035784 | 983.03 | -0.00024923 | 726.1688 | 1.0083e-05 | 726.1688 | 8.7737e-06 | 988.5317 | -0.00573 | 988.5317 | -0.0049463 | 1070.0964 | 0.01523 | 988.5317 | -0.0093552 | 1070.6757 | 0 | 1070.0964 | 0.01419 | 726.1688 | 7.4637e-06
|  |  | 988.7744 | -0.00073465 | 726.4373 | 0 | 988.7744 | -0.00022571 | 989.1897 | 0 | 988.7744 | 0.0028059 | 726.2898 | 9.1513e-06 | 983.27 | 0.00021923 | 726.4373 | 0.00141 | 983.27 | 0.0017085 | 983.27 | -0.00047681 | 726.2898 | 9.2984e-06 | 726.2898 | 9.729e-06 | 988.7744 | 0.00156 | 988.7744 | 0.0070281 | 1070.2649 | 0.01355 | 988.7744 | -0.00053816 | 1070.8461 | 6.6672e-06 | 1070.2649 | 0.0148 | 726.2898 | 6.2021e-06
|  |  | 989.0172 | -0.00071357 | 726.5655 | 0.00125 | 989.0172 | -0.0079474 | 989.4332 | 0 | 989.0172 | -0.0057959 | 726.4109 | 9.2073e-06 | 983.52 | -0.0020405 | 726.5655 | 0.00286 | 983.52 | 0.00073989 | 983.52 | 0.00040094 | 726.4109 | 9.6497e-06 | 726.4109 | 1.0586e-05 | 989.0172 | -0.00214 | 989.0172 | -0.0024438 | 1070.4334 | 0.0157 | 989.0172 | 0.00037768 | 1071.0166 | 0 | 1070.4334 | 0.01411 | 726.4109 | 7.3458e-06
|  |  | 989.2599 | 7.0205e-06 | 726.6937 | 0 | 989.2599 | 0.0023776 | 989.6767 | 0 | 989.2599 | 0.0022559 | 726.532 | 8.524e-06 | 983.76 | -0.00011805 | 726.6937 | 0.00058673 | 983.76 | 0.0012565 | 983.76 | 0.0022214 | 726.532 | 1.0223e-05 | 726.532 | 1.1761e-05 | 989.2599 | 0.00528 | 989.2599 | 0.0030219 | 1070.6019 | 0.01519 | 989.2599 | 0.0074179 | 1071.187 | 0 | 1070.6019 | 0.01478 | 726.532 | 4.8225e-06
|  |  | 989.5027 | -0.00078995 | 726.8219 | 0.00177 | 989.5027 | -0.0103 | 989.9202 | 0 | 989.5027 | -0.0063932 | 726.653 | 9.7225e-06 | 984 | 0.0011299 | 726.8219 | 0.00090353 | 984 | -0.0004547 | 984 | -0.00093193 | 726.653 | 1.1102e-05 | 726.653 | 9.9487e-06 | 989.5027 | -0.0051 | 989.5027 | 0.00088442 | 1070.7704 | 0.01598 | 989.5027 | -0.0054939 | 1071.3574 | 0 | 1070.7704 | 0.01413 | 726.653 | 8.0414e-06
|  |  | 989.7455 | 0.00033726 | 726.9502 | 0 | 989.7455 | 0.0008408 | 990.1636 | 0 | 989.7455 | 0.0037634 | 726.7741 | 8.6024e-06 | 984.24 | 0.00072515 | 726.9502 | 0.00027444 | 984.24 | 0.0016439 | 984.24 | 7.5855e-05 | 726.7741 | 1.0259e-05 | 726.7741 | 9.191e-06 | 989.7455 | 0.00058891 | 989.7455 | 0.0090174 | 1070.9389 | 0.01345 | 989.7455 | 0.010385 | 1071.5278 | 0 | 1070.9389 | 0.01481 | 726.7741 | 5.9662e-06
|  |  | 989.9882 | -0.0014287 | 727.0784 | 0.00102 | 989.9882 | -0.011289 | 990.4072 | 0 | 989.9882 | -0.006742 | 726.8952 | 1.0227e-05 | 984.48 | -0.001231 | 727.0784 | 0.00136 | 984.48 | 0.00015874 | 984.48 | -0.00070437 | 726.8952 | 9.919e-06 | 726.8952 | 5.3477e-06 | 989.9882 | -0.00636 | 989.9882 | -0.0092109 | 1071.1074 | 0.01546 | 989.9882 | -0.010301 | 1071.6983 | 0 | 1071.1074 | 0.01427 | 726.8952 | 6.0841e-06
|  |  | 990.231 | -8.084e-05 | 727.2067 | 0 | 990.231 | 0.0018773 | 990.6507 | 0 | 990.231 | 0.0024752 | 727.0163 | 9.1513e-06 | 984.73 | -0.0017032 | 727.2067 | 0.00249 | 984.73 | 0.0025802 | 984.73 | -0.00089942 | 727.0163 | 1.1266e-05 | 727.0163 | 6.8411e-06 | 990.231 | 0.00421 | 990.231 | -0.0079793 | 1071.2759 | 0.01338 | 990.231 | 0.012958 | 1071.8687 | 0 | 1071.2759 | 0.01498 | 727.0163 | 3.5609e-06
|  |  | 990.4738 | -0.0015993 | 727.335 | 0.00168 | 990.4738 | -0.0062275 | 990.8942 | 0 | 990.4738 | -0.0060138 | 727.1373 | 1.0507e-05 | 984.97 | 8.4319e-05 | 727.335 | 0.00059133 | 984.97 | -0.0023273 | 984.97 | -0.00099695 | 727.1373 | 1.1992e-05 | 727.1373 | 3.8543e-06 | 990.4738 | -0.00575 | 990.4738 | -0.0075511 | 1071.4444 | 0.01565 | 990.4738 | -0.00731 | 1072.0391 | 0 | 1071.4444 | 0.01454 | 727.1373 | 6.544e-06
|  |  | 990.7166 | 0.00066387 | 727.4633 | 0 | 990.7166 | 0.0044249 | 991.1377 | 0 | 990.7166 | 0.0033355 | 727.2584 | 1.0036e-05 | 985.21 | 0.0034234 | 727.4633 | 0.00127 | 985.21 | 0.00090132 | 985.21 | -0.00021673 | 727.2584 | 1.1395e-05 | 727.2584 | 5.5563e-06 | 990.7166 | 0.00351 | 990.7166 | 0.005833 | 1071.6129 | 0.01477 | 990.7166 | 0.0049975 | 1072.2096 | 6.6672e-06 | 1071.6129 | 0.01515 | 727.2584 | 6.32e-06
|  |  | 990.9594 | -0.00060768 | 727.5916 | 0.00153 | 990.9594 | -0.0081526 | 991.3812 | 0 | 990.9594 | -0.0062791 | 727.3795 | 9.0281e-06 | 985.45 | -0.0018719 | 727.5916 | 0.00061971 | 985.45 | -0.0015202 | 985.45 | -0.0015171 | 727.3795 | 1.02e-05 | 727.3795 | 8.3454e-06 | 990.9594 | -0.00565 | 990.9594 | -0.00139 | 1071.7814 | 0.01595 | 990.9594 | -0.0052562 | 1072.38 | 0 | 1071.7814 | 0.01476 | 727.3795 | 8.1476e-06
|  |  | 991.2022 | 2.7331e-06 | 727.7199 | 0 | 991.2022 | 0.0049888 | 991.6247 | 0 | 991.2022 | 0.0040197 | 727.5006 | 7.5607e-06 | 985.7 | -0.001366 | 727.7199 | 0.00198 | 985.7 | 0.00032017 | 985.7 | -0.00037928 | 727.5006 | 9.4623e-06 | 727.5006 | 1.1124e-05 | 991.2022 | 0.00535 | 991.2022 | -0.0032382 | 1071.9499 | 0.01417 | 991.2022 | 0.0048522 | 1072.5504 | 0 | 1071.9499 | 0.01517 | 727.5006 | 5.4003e-06
|  |  | 991.445 | -0.001716 | 727.8483 | 0.0018 | 991.445 | -0.0073017 | 991.8683 | 0 | 991.445 | -0.0062659 | 727.6216 | 6.7318e-06 | 985.94 | -0.0022428 | 727.8483 | 0.00161 | 985.94 | -0.00093899 | 985.94 | -0.00060684 | 727.6216 | 1.02e-05 | 727.6216 | 1.0695e-05 | 991.445 | -0.00509 | 991.445 | -0.018557 | 1072.1184 | 0.01583 | 991.445 | -0.00095816 | 1072.7209 | 0 | 1072.1184 | 0.0148 | 727.6216 | 7.8056e-06
|  |  | 991.6878 | -0.00049409 | 727.9766 | 0 | 991.6878 | -0.00056283 | 992.1118 | 0 | 991.6878 | 0.0026553 | 727.7427 | 7.2807e-06 | 986.18 | 0.0018381 | 727.9766 | 0.00115 | 986.18 | 0.00067532 | 986.18 | -0.00041178 | 727.7427 | 9.193e-06 | 727.7427 | 8.2356e-06 | 991.6878 | 0.00608 | 991.6878 | 0.0093268 | 1072.2869 | 0.0147 | 991.6878 | 0.012539 | 1072.8913 | 6.6672e-06 | 1072.2869 | 0.01503 | 727.7427 | 4.9404e-06
|  |  | 991.9306 | -0.00077128 | 728.1049 | 0.00173 | 991.9306 | -0.0093741 | 992.3554 | 0 | 991.9306 | -0.006308 | 727.8638 | 8.4456e-06 | 986.42 | 0.00045532 | 728.1049 | 0.0004494 | 986.42 | 0.0004816 | 986.42 | -0.0019397 | 727.8638 | 9.7317e-06 | 727.8638 | 1.0476e-05 | 991.9306 | -0.00725 | 991.9306 | -0.0039856 | 1072.4554 | 0.01591 | 991.9306 | -0.018472 | 1073.0618 | 1.0001e-05 | 1072.4554 | 0.0147 | 727.8638 | 5.9662e-06
|  |  | 992.1734 | -0.00021214 | 728.2333 | 0 | 992.1734 | 0.0066306 | 992.5989 | 0 | 992.1734 | 0.0027866 | 727.9849 | 8.1432e-06 | 986.67 | 0.0005565 | 728.2333 | 0.00266 | 986.67 | -2.6905e-06 | 986.67 | -2.1673e-05 | 727.9849 | 8.8885e-06 | 727.9849 | 1.1014e-05 | 992.1734 | 0.00243 | 992.1734 | 0.0088608 | 1072.6238 | 0.01524 | 992.1734 | 0.024032 | 1073.2322 | 0 | 1072.6238 | 0.0148 | 727.9849 | 3.101e-06
|  |  | 992.4162 | -0.00035053 | 728.3617 | 0.00095371 | 992.4162 | -0.0062581 | 992.8425 | 0 | 992.4162 | -0.0049121 | 728.106 | 1.0014e-05 | 986.91 | -0.0022766 | 728.3617 | 0.00079001 | 986.91 | -0.002973 | 986.91 | -0.00070437 | 728.106 | 1.0739e-05 | 728.106 | 1.1651e-05 | 992.4162 | -0.00374 | 992.4162 | 0.0056004 | 1072.7923 | 0.01581 | 992.4162 | 0.0029401 | 1073.4027 | 1.0001e-05 | 1072.7923 | 0.01454 | 728.106 | 5.0465e-06
|  |  | 992.659 | -4.2202e-05 | 728.4901 | 0 | 992.659 | 0.001927 | 993.086 | 0 | 992.659 | 0.0034131 | 728.227 | 1.0406e-05 | 987.15 | -0.001366 | 728.4901 | 0 | 987.15 | 0.0007076 | 987.15 | -0.00047681 | 728.227 | 9.8136e-06 | 728.227 | 8.7737e-06 | 992.659 | 0.00338 | 992.659 | 0.012673 | 1072.9608 | 0.01366 | 992.659 | 0.0058203 | 1073.5731 | 0 | 1072.9608 | 0.01486 | 728.227 | 3.3251e-06
|  |  | 992.9019 | -0.00015038 | 728.6185 | 0.00055488 | 992.9019 | -0.0054893 | 993.3296 | 0 | 992.9019 | -0.0059504 | 728.3481 | 1.1347e-05 | 987.39 | -0.0027488 | 728.6185 | 0.00084678 | 987.39 | 0.00044931 | 987.39 | -0.0023624 | 728.3481 | 1.02e-05 | 728.3481 | 9.6192e-06 | 992.9019 | -0.00427 | 992.9019 | -0.0057854 | 1073.1293 | 0.01542 | 992.9019 | -0.014747 | 1073.7435 | 0 | 1073.1293 | 0.01474 | 728.3481 | 6.4261e-06
|  |  | 993.1447 | -0.00042922 | 728.7469 | 0 | 993.1447 | 0.00027515 | 993.5732 | 0 | 993.1447 | 0.0032584 | 728.4692 | 9.4649e-06 | 987.63 | 0.00032042 | 728.7469 | 0.00064351 | 987.63 | 0.0011919 | 987.63 | 0.00085607 | 728.4692 | 8.2912e-06 | 728.4692 | 9.6192e-06 | 993.1447 | 0.00388 | 993.1447 | 0.0075421 | 1073.2978 | 0.01391 | 993.1447 | 0.0038296 | 1073.914 | 6.6672e-06 | 1073.2978 | 0.01509 | 728.4692 | 5.1645e-06
|  |  | 993.3875 | -0.0015385 | 728.8753 | 0.00125 | 993.3875 | -0.008542 | 993.8168 | 0 | 993.3875 | -0.0062493 | 728.5903 | 9.6217e-06 | 987.88 | -0.0013322 | 728.8753 | 0.00127 | 987.88 | 0.0020314 | 987.88 | 0.00030341 | 728.5903 | 9.2164e-06 | 728.5903 | 9.9487e-06 | 993.3875 | -0.00906 | 993.3875 | -0.013928 | 1073.4663 | 0.01526 | 993.3875 | 0.00066907 | 1074.0845 | 0 | 1073.4663 | 0.01475 | 728.5903 | 9.421e-06
|  |  | 993.6304 | 0.00040832 | 729.0037 | 0 | 993.6304 | 0.00094832 | 994.0603 | 0 | 993.6304 | 0.0022974 | 728.7114 | 7.5943e-06 | 988.12 | 5.0592e-05 | 729.0037 | 0.00138 | 988.12 | -0.0011327 | 988.12 | 0.002189 | 728.7114 | 9.6028e-06 | 728.7114 | 1.0476e-05 | 993.6304 | 0.00456 | 993.6304 | 0.0041619 | 1073.6348 | 0.01383 | 993.6304 | 0.010223 | 1074.2549 | 0 | 1073.6348 | 0.01514 | 728.7114 | 6.4261e-06
|  |  | 993.8732 | -0.0010437 | 729.1322 | 0.00194 | 993.8732 | -0.010931 | 994.3039 | 0 | 993.8732 | -0.0050868 | 728.8325 | 8.1096e-06 | 988.36 | 0.0011299 | 729.1322 | 0.0011 | 988.36 | 0.0012565 | 988.36 | -0.00057433 | 728.8325 | 1.02e-05 | 728.8325 | 8.8725e-06 | 993.8732 | -0.00902 | 993.8732 | -0.00019873 | 1073.8033 | 0.01561 | 993.8732 | 0.001732 | 1074.4253 | 1.0001e-05 | 1073.8033 | 0.01467 | 728.8325 | 1.1708e-05
|  |  | 994.1161 | -0.00017003 | 729.2607 | 0 | 994.1161 | 0.00024166 | 994.5476 | 0 | 994.1161 | 0.0033932 | 728.9535 | 8.1432e-06 | 988.6 | 0.00035414 | 729.2607 | 0.00192 | 988.6 | 0.00041703 | 988.6 | 0.002124 | 728.9535 | 1.0141e-05 | 728.9535 | 1.0586e-05 | 994.1161 | 0.00218 | 994.1161 | 0.00021788 | 1073.9717 | 0.01385 | 994.1161 | -0.0040154 | 1074.5958 | 0 | 1073.9717 | 0.0151 | 728.9535 | 7.9235e-06
|  |  | 994.3589 | -0.00053255 | 729.3891 | 0.00189 | 994.3589 | -0.0057505 | 994.7912 | 0 | 994.3589 | -0.0059898 | 729.0746 | 9.8345e-06 | 988.85 | -0.0020068 | 729.3891 | 0.0001088 | 988.85 | -0.00097128 | 988.85 | 0.002384 | 729.0746 | 1.0762e-05 | 729.0746 | 8.9823e-06 | 994.359 | -0.0068 | 994.3589 | -0.023588 | 1074.1402 | 0.01537 | 994.3589 | -0.006638 | 1074.7663 | 0 | 1074.1402 | 0.01457 | 729.0746 | 1.1025e-05
|  |  | 994.6018 | -0.0001325 | 729.5176 | 0 | 994.6018 | -0.00075194 | 995.0348 | 0 | 994.6018 | 0.0028613 | 729.1957 | 1.0271e-05 | 989.09 | 0.0027826 | 729.5176 | 0.00172 | 989.09 | 0.00041703 | 989.09 | 0.00085607 | 729.1957 | 1.0364e-05 | 729.1957 | 7.9172e-06 | 994.6018 | 0.00347 | 994.6018 | 0.014121 | 1074.3087 | 0.01371 | 994.6018 | 0.0063523 | 1074.9367 | 0 | 1074.3087 | 0.01507 | 729.1957 | 5.4003e-06
|  |  | 994.8447 | -0.00021671 | 729.6461 | 0.00084967 | 994.8447 | -0.0078079 | 995.2784 | 0 | 994.8447 | -0.0057789 | 729.3168 | 9.1289e-06 | 989.33 | -0.0011636 | 729.6461 | 0.00127 | 989.33 | -0.0015847 | 989.33 | -0.00080189 | 729.3168 | 1.0692e-05 | 729.3168 | 5.7759e-06 | 994.8447 | -0.00513 | 994.8447 | 0.002093 | 1074.4772 | 0.01563 | 994.8447 | -0.0042775 | 1075.1072 | 1.0001e-05 | 1074.4772 | 0.01454 | 729.3168 | 7.4637e-06
|  |  | 995.0876 | 0.00014558 | 729.7746 | 0 | 995.0876 | 0.0037827 | 995.522 | 0 | 995.0876 | 0.0037188 | 729.4379 | 9.1849e-06 | 989.57 | 0.00062396 | 729.7746 | 0 | 989.57 | 0.0025802 | 989.57 | 0.0026441 | 729.4379 | 9.6731e-06 | 729.4379 | 6.2042e-06 | 995.0875 | 0.00343 | 995.0876 | 0.0042557 | 1074.6457 | 0.01419 | 995.0876 | -0.0063292 | 1075.2776 | 0 | 1074.6457 | 0.01509 | 729.4379 | 5.2824e-06
|  |  | 995.3304 | -0.00073502 | 729.9031 | 0.00146 | 995.3304 | -0.0074685 | 995.7657 | 0 | 995.3304 | -0.005922 | 729.559 | 9.0729e-06 | 989.82 | 0.00028669 | 729.9031 | 0.00232 | 989.82 | 0.00064304 | 989.82 | 0.00017338 | 729.559 | 1.0692e-05 | 729.559 | 7.0607e-06 | 995.3304 | -0.00669 | 995.3304 | 0.001442 | 1074.8142 | 0.0159 | 995.3304 | -0.0043872 | 1075.4481 | 3.0002e-05 | 1074.8142 | 0.01464 | 729.559 | 9.869e-06
|  |  | 995.5733 | -0.0003087 | 730.0317 | 0 | 995.5733 | -0.0017503 | 996.0093 | 0 | 995.5733 | 0.0036976 | 729.6801 | 8.524e-06 | 990.06 | 0.0016695 | 730.0317 | 0.00257 | 990.06 | 0.0011273 | 990.06 | 0.0026766 | 729.6801 | 9.8136e-06 | 729.6801 | 6.2042e-06 | 995.5733 | 0.00279 | 995.5733 | 0.00069685 | 1074.9826 | 0.01519 | 995.5733 | 0.00054128 | 1075.6185 | 0 | 1074.9826 | 0.01516 | 729.6801 | 9.0673e-06
|  |  | 995.8162 | -0.00032653 | 730.1602 | 0.00137 | 995.8162 | -0.0090758 | 996.2529 | 0 | 995.8162 | -0.0071152 | 729.8012 | 8.3896e-06 | 990.3 | -0.0020068 | 730.1602 | 0.00201 | 990.3 | -0.0013909 | 990.3 | -0.00028175 | 729.8012 | 1.1254e-05 | 729.8012 | 6.4128e-06 | 995.8162 | -0.00643 | 995.8162 | 0.0018886 | 1075.1511 | 0.01584 | 995.8162 | -0.0081324 | 1075.789 | 1.0001e-05 | 1075.1511 | 0.01475 | 729.8012 | 1.2286e-05
|  |  | 996.0591 | -0.00012784 | 730.2887 | 0 | 996.0591 | 0.0050572 | 996.4966 | 0 | 996.0591 | 0.0038721 | 729.9223 | 8.0648e-06 | 990.54 | 0.00015177 | 730.2887 | 0.00201 | 990.54 | 0.0019022 | 990.54 | 0.0018964 | 729.9223 | 1.1043e-05 | 729.9223 | 6.314e-06 | 996.0591 | 0.00477 | 996.0591 | 0.0094745 | 1075.3196 | 0.01503 | 996.0591 | -0.0019505 | 1075.9595 | 0 | 1075.3196 | 0.01505 | 729.9223 | 7.8056e-06
|  |  | 996.302 | -0.0021166 | 730.4173 | 0.00095371 | 996.302 | -0.0074059 | 996.7402 | 0 | 996.302 | -0.0069874 | 730.0434 | 1.0014e-05 | 990.79 | -0.00052277 | 730.4173 | 0.00124 | 990.79 | -0.0011004 | 990.79 | -0.0015822 | 730.0434 | 1.1805e-05 | 730.0434 | 9.4106e-06 | 996.302 | -0.00699 | 996.302 | -0.0040986 | 1075.4881 | 0.016 | 996.302 | -0.0056709 | 1076.1299 | 0 | 1075.4881 | 0.0147 | 730.0434 | 7.6877e-06
|  |  | 996.5449 | -0.00023352 | 730.5459 | 0 | 996.5449 | -0.0022484 | 996.9839 | 0 | 996.5449 | 0.0040136 | 730.1645 | 1.0215e-05 | 991.03 | -0.00028669 | 730.5459 | 0.00098419 | 991.03 | 0.00061074 | 991.03 | 0.0012787 | 730.1645 | 1.0001e-05 | 730.1645 | 6.4128e-06 | 996.5449 | -0.00044318 | 996.5449 | 0.018248 | 1075.6566 | 0.01452 | 996.5449 | 0.0035222 | 1076.3004 | 0 | 1075.6566 | 0.01492 | 730.1645 | 4.1386e-06
|  |  | 996.7878 | -0.00027268 | 730.6745 | 0.00091902 | 996.7878 | -0.0099169 | 997.2276 | 0 | 996.7878 | -0.005555 | 730.2855 | 9.7785e-06 | 991.27 | -0.00059023 | 730.6745 | 0.00255 | 991.27 | 2.9596e-05 | 991.27 | -0.00021673 | 730.2855 | 9.3452e-06 | 730.2855 | 9.191e-06 | 996.7878 | -0.00189 | 996.7878 | -0.0053477 | 1075.825 | 0.01597 | 996.7878 | 0.0015619 | 1076.4709 | 0 | 1075.825 | 0.01469 | 730.2855 | 9.4092e-06
|  |  | 997.0307 | -1.2957e-05 | 730.8031 | 0 | 997.0307 | 0.0045207 | 997.4713 | 0 | 997.0307 | 0.0034962 | 730.4067 | 8.2664e-06 | 991.51 | -0.00045532 | 730.8031 | 0 | 991.51 | 0.00077218 | 991.51 | 0.00043346 | 730.4067 | 7.7642e-06 | 730.4067 | 6.8411e-06 | 997.0307 | 0.00555 | 997.0307 | 0.0055208 | 1075.9935 | 0.01487 | 997.0307 | 0.0075849 | 1076.6413 | 0 | 1075.9935 | 0.01492 | 730.4067 | 7.8056e-06
|  |  | 997.2736 | -0.00052474 | 730.9317 | 0.00139 | 997.2736 | -0.0049295 | 997.7149 | 0 | 997.2736 | -0.0069401 | 730.5277 | 7.6951e-06 | 991.76 | -0.0020742 | 730.9317 | 0.00147 | 991.76 | 0.00019102 | 991.76 | -0.0008344 | 730.5277 | 9.5911e-06 | 730.5277 | 9.3008e-06 | 997.2736 | -0.00629 | 997.2736 | -0.0037047 | 1076.162 | 0.01584 | 997.2736 | -0.011789 | 1076.8118 | 0 | 1076.162 | 0.01469 | 730.5277 | 1.2628e-05
|  |  | 997.5165 | 4.9676e-05 | 731.0603 | 0 | 997.5165 | 0.0016759 | 997.9586 | 0 | 997.5165 | 0.0033712 | 730.6489 | 8.0088e-06 | 992 | 0.00042159 | 731.0603 | 0.00314 | 992 | -0.0017139 | 992 | 0.00085607 | 730.6489 | 8.5957e-06 | 730.6489 | 6.0944e-06 | 997.5166 | 0.00658 | 997.5165 | -0.0060298 | 1076.3305 | 0.01429 | 997.5165 | 0.0096523 | 1076.9823 | 0 | 1076.3305 | 0.01503 | 730.6489 | 6.8859e-06
|  |  | 997.7595 | -0.00067438 | 731.1889 | 0.0003468 | 997.7595 | -0.003401 | 998.2023 | 0 | 997.7595 | -0.0062242 | 730.7699 | 7.7511e-06 | 992.24 | -0.00059023 | 731.1889 | 0.00053456 | 992.24 | -2.6905e-06 | 992.24 | 0.0012462 | 730.7699 | 9.4857e-06 | 730.7699 | 8.7737e-06 | 997.7595 | -0.00427 | 997.7595 | -0.026717 | 1076.4989 | 0.01576 | 997.7595 | 0.0043444 | 1077.1527 | 0 | 1076.4989 | 0.01477 | 730.7699 | 1.4126e-05
|  |  | 998.0024 | -3.9862e-05 | 731.3176 | 0 | 998.0024 | -0.00075967 | 998.446 | 0 | 998.0024 | 0.0044146 | 730.891 | 8.468e-06 | 992.48 | 0.00069142 | 731.3176 | 0.00203 | 992.48 | 0.001547 | 992.48 | 0.0015387 | 730.891 | 7.7408e-06 | 730.891 | 1.0904e-05 | 998.0024 | 0.00741 | 998.0024 | 0.0030561 | 1076.6674 | 0.01415 | 998.0024 | -0.0099235 | 1077.3232 | 0 | 1076.6674 | 0.01515 | 730.891 | 9.3031e-06
|  |  | 998.2453 | -0.00071586 | 731.4463 | 0.00132 | 998.2453 | -0.0093531 | 998.6897 | 0 | 998.2453 | -0.0074316 | 731.0122 | 9.1849e-06 | 992.73 | -0.00045532 | 731.4463 | 0.0017 | 992.73 | -9.9549e-05 | 992.73 | -0.00063934 | 731.0122 | 8.5137e-06 | 731.0122 | 1.1651e-05 | 998.2453 | -0.01015 | 998.2453 | -0.004534 | 1076.8359 | 0.01598 | 998.2453 | -0.006077 | 1077.4937 | 1.0001e-05 | 1076.8359 | 0.01471 | 731.0122 | 1.3784e-05
|  |  | 998.4883 | 0.00048514 | 731.5749 | 0 | 998.4883 | -0.0017375 | 998.9334 | 0 | 998.4883 | 0.0035005 | 731.1332 | 1.0047e-05 | 992.97 | -0.0016695 | 731.5749 | 0.00038799 | 992.97 | 0.00064304 | 992.97 | 0.0016038 | 731.1332 | 8.5606e-06 | 731.1332 | 9.6192e-06 | 998.4883 | 0.00308 | 998.4883 | 0.0030566 | 1077.0043 | 0.01473 | 998.4883 | 0.0086781 | 1077.6642 | 0 | 1077.0043 | 0.01512 | 731.1332 | 7.3458e-06
|  |  | 998.7312 | -0.00096379 | 731.7036 | 0.00084967 | 998.7312 | -0.0085717 | 999.1772 | 0 | 998.7312 | -0.0076918 | 731.2544 | 9.5657e-06 | 993.21 | -0.0001855 | 731.7036 | 0.00201 | 993.21 | -0.0028761 | 993.21 | -0.0015171 | 731.2544 | 1.0141e-05 | 731.2544 | 5.9846e-06 | 998.7312 | -0.0058 | 998.7312 | -0.0074788 | 1077.1728 | 0.01593 | 998.7312 | -0.00037502 | 1077.8347 | 1.0001e-05 | 1077.1728 | 0.01464 | 731.2544 | 7.9235e-06
|  |  | 998.9742 | 4.0024e-05 | 731.8323 | 0 | 998.9742 | 0.0037585 | 999.4209 | 0 | 998.9742 | 0.0038052 | 731.3755 | 9.5993e-06 | 993.45 | -0.0012985 | 731.8323 | 0.00186 | 993.45 | 0.00077218 | 993.45 | 0.0016688 | 731.3755 | 9.6848e-06 | 731.3755 | 7.2693e-06 | 998.9742 | 0.00579 | 998.9742 | 0.0020616 | 1077.3413 | 0.01492 | 998.9742 | 0.0032477 | 1078.0051 | 0 | 1077.3413 | 0.01513 | 731.3755 | 4.4806e-06
|  |  | 999.2171 | -0.0010491 | 731.961 | 0.00053755 | 999.2171 | -0.0063919 | 999.6646 | 0 | 999.2171 | -0.0076469 | 731.4966 | 1.0451e-05 | 993.7 | 0.0015684 | 731.961 | 0.00176 | 993.7 | 0.00093361 | 993.7 | -0.00044429 | 731.4966 | 1.0141e-05 | 731.4966 | 5.6661e-06 | 999.2171 | -0.00596 | 999.2171 | -0.011173 | 1077.5098 | 0.01579 | 999.2171 | 0.013856 | 1078.1756 | 1.0001e-05 | 1077.5098 | 0.01472 | 731.4966 | 7.8056e-06
|  |  | 999.4601 | 0.00026982 | 732.0897 | 0 | 999.4601 | -0.00039988 | 999.9084 | 0 | 999.4601 | 0.004826 | 731.6177 | 1.0742e-05 | 993.94 | 0.00042159 | 732.0897 | 0 | 993.94 | 0.0052923 | 993.94 | 4.3346e-05 | 731.6177 | 8.7479e-06 | 731.6177 | 6.5226e-06 | 999.4601 | 0.00234 | 999.4601 | 0.0052157 | 1077.6782 | 0.01427 | 999.4601 | 0.012884 | 1078.3461 | 0 | 1077.6782 | 0.0152 | 731.6177 | 9.3031e-06
|  |  | 999.703 | -0.001049 | 732.2185 | 0.00102 | 999.703 | -0.0095376 | 1000.1521 | 0 | 999.703 | -0.0057456 | 731.7388 | 9.2073e-06 | 994.18 | -0.0005565 | 732.2185 | 0.00141 | 994.18 | -0.00071299 | 994.18 | -0.00099695 | 731.7388 | 8.6191e-06 | 731.7388 | 6.2042e-06 | 999.703 | -0.00676 | 999.703 | -0.0070203 | 1077.8467 | 0.01588 | 999.703 | -0.0012531 | 1078.5166 | 1.0001e-05 | 1077.8467 | 0.01479 | 731.7388 | 1.1944e-05
|  |  | 999.946 | -0.00046393 | 732.3472 | 0 | 999.946 | 0.0074475 | 1000.3958 | 0 | 999.946 | 0.0030558 | 731.8599 | 8.5576e-06 | 994.42 | 0.0013322 | 732.3472 | 0.00107 | 994.42 | 0.001095 | 994.42 | 0.00059601 | 731.8599 | 7.6354e-06 | 731.8599 | 8.9823e-06 | 999.946 | 0.00519 | 999.946 | 0.0047835 | 1078.0152 | 0.01394 | 999.946 | 0.0026969 | 1078.687 | 0 | 1078.0152 | 0.0151 | 731.8599 | 1.1025e-05
|  |  | 1000.189 | -0.00076731 | 732.476 | 0.00062425 | 1000.189 | -0.0076282 | 1000.6396 | 0 | 1000.189 | -0.0077407 | 731.981 | 8.244e-06 | 994.67 | 0.00082632 | 732.476 | 0.00064808 | 994.67 | 0.00080447 | 994.67 | -0.0016472 | 731.981 | 8.584e-06 | 731.981 | 9.5204e-06 | 1000.189 | -0.00423 | 1000.189 | -0.012118 | 1078.1836 | 0.01567 | 1000.189 | -0.00053767 | 1078.8575 | 1.0001e-05 | 1078.1836 | 0.01475 | 731.981 | 1.1944e-05
|  |  | 1000.432 | 3.8479e-05 | 732.6047 | 0 | 1000.432 | 0.00369 | 1000.8834 | 0 | 1000.432 | 0.0035484 | 732.1021 | 8.916e-06 | 994.91 | 0.00021923 | 732.6047 | 0.00118 | 994.91 | 0.0022573 | 994.91 | 0.0014737 | 732.1021 | 8.6426e-06 | 732.1021 | 1.0157e-05 | 1000.432 | 0.00161 | 1000.432 | 0.0090404 | 1078.3521 | 0.0141 | 1000.432 | 0.0052178 | 1079.028 | 0 | 1078.3521 | 0.01502 | 732.1021 | 8.7253e-06
|  |  | 1000.6749 | -0.00044849 | 732.7335 | 0.00102 | 1000.6749 | -0.0066825 | 1001.1271 | 0 | 1000.6749 | -0.008485 | 732.2232 | 8.6584e-06 | 995.15 | -0.00038786 | 732.7335 | 0.00116 | 995.15 | 0.0011596 | 995.15 | -0.0022323 | 732.2232 | 9.3569e-06 | 732.2232 | 1.0267e-05 | 1000.6749 | -0.00493 | 1000.6749 | 0.0039346 | 1078.5205 | 0.0156 | 1000.6749 | -0.0023421 | 1079.1985 | 0 | 1078.5205 | 0.01472 | 732.2232 | 7.5816e-06
|  |  | 1000.9179 | -0.00018408 | 732.8623 | 0 | 1000.9179 | 0.0055723 | 1001.3709 | 0 | 1000.9179 | 0.0041532 | 732.3443 | 8.4792e-06 | 995.39 | -0.00021923 | 732.8623 | 0.00141 | 995.39 | 0.0016439 | 995.39 | 0.0018964 | 732.3443 | 8.9119e-06 | 732.3443 | 1.0047e-05 | 1000.9179 | 0.00657 | 1000.9179 | 0.010635 | 1078.689 | 0.01496 | 1000.9179 | 0.0076673 | 1079.369 | 6.6672e-06 | 1078.689 | 0.01505 | 732.3443 | 3.3251e-06
|  |  | 1001.1609 | 1.7159e-05 | 732.9911 | 0.00045084 | 1001.1609 | -0.014888 | 1001.6147 | 0 | 1001.1609 | -0.0064122 | 732.4654 | 9.4201e-06 | 995.64 | 0.0010287 | 732.9911 | 0.00232 | 995.64 | -0.00029326 | 995.64 | -0.00024923 | 732.4654 | 9.6028e-06 | 732.4654 | 1.0267e-05 | 1001.1609 | -0.00342 | 1001.1609 | -0.0019664 | 1078.8575 | 0.01572 | 1001.1609 | 0.014246 | 1079.5395 | 1.0001e-05 | 1078.8575 | 0.01474 | 732.4654 | 4.5985e-06
|  |  | 1001.4039 | 6.99e-05 | 733.1199 | 0 | 1001.4039 | -0.001635 | 1001.8585 | 0 | 1001.4039 | 0.0044041 | 732.5865 | 8.4456e-06 | 995.88 | -0.00062396 | 733.1199 | 0 | 995.88 | 0.0014824 | 995.88 | 0.0019614 | 732.5865 | 9.7902e-06 | 732.5865 | 8.016e-06 | 1001.4039 | 0.00327 | 1001.4039 | 0.014976 | 1079.0259 | 0.01552 | 1001.4039 | -0.0022234 | 1079.71 | 0 | 1079.0259 | 0.01513 | 732.5865 | 3.5609e-06
|  |  | 1001.6469 | -8.7645e-05 | 733.2487 | 0.00098839 | 1001.6469 | -0.0020598 | 1002.1023 | 0 | 1001.6469 | -0.0065027 | 732.7076 | 9.0168e-06 | 996.12 | -0.00028669 | 733.2487 | 0.00136 | 996.12 | -0.0019076 | 996.12 | 4.3346e-05 | 732.7076 | 9.4389e-06 | 732.7076 | 1.0157e-05 | 1001.6469 | -0.00446 | 1001.6469 | -0.0092927 | 1079.1944 | 0.01577 | 1001.6469 | -0.0079796 | 1079.8805 | 1.0001e-05 | 1079.1944 | 0.01472 | 732.7076 | 8.9611e-06
|  |  | 1001.8899 | 6.4131e-06 | 733.3776 | 0 | 1001.8899 | 0.0064578 | 1002.3461 | 0 | 1001.8899 | 0.0042174 | 732.8288 | 8.244e-06 | 996.36 | 0.00052277 | 733.3776 | 0.00081385 | 996.36 | -0.00058385 | 996.36 | -0.00060684 | 732.8288 | 9.0173e-06 | 732.8288 | 9.5204e-06 | 1001.8899 | 0.00497 | 1001.8899 | 0.020891 | 1079.3629 | 0.01424 | 1001.8899 | 0.0050066 | 1080.051 | 0 | 1079.3629 | 0.01515 | 732.8288 | 7.5816e-06
|  |  | 1002.1329 | -0.00050347 | 733.5064 | 0.00041617 | 1002.1329 | -0.010743 | 1002.5899 | 0 | 1002.1329 | -0.0070991 | 732.9499 | 9.7561e-06 | 996.61 | -0.0015346 | 733.5064 | 0.00161 | 996.61 | 0.00038475 | 996.61 | 4.3346e-05 | 732.9499 | 8.5606e-06 | 732.9499 | 7.6976e-06 | 1002.1329 | -0.00675 | 1002.1329 | -0.011733 | 1079.5313 | 0.01568 | 1002.1329 | -0.010145 | 1080.2214 | 0 | 1079.5313 | 0.01477 | 732.9499 | 1.1143e-05
|  |  | 1002.3759 | -4.4937e-05 | 733.6353 | 0 | 1002.3759 | 0.0065333 | 1002.8337 | 0 | 1002.3759 | 0.0031394 | 733.071 | 9.4425e-06 | 996.85 | -0.00011805 | 733.6353 | 0.0013 | 996.85 | 0.00057846 | 996.85 | -0.0011595 | 733.071 | 1.0013e-05 | 733.071 | 7.0607e-06 | 1002.3759 | 0.00111 | 1002.3759 | 0.018576 | 1079.6998 | 0.0145 | 1002.3759 | 0.01501 | 1080.3919 | 0 | 1079.6998 | 0.01518 | 733.071 | 5.9662e-06
|  |  | 1002.619 | -0.00027694 | 733.7642 | 8.6698e-05 | 1002.619 | -0.0057042 | 1003.0775 | 0 | 1002.619 | -0.0075886 | 733.1921 | 9.6441e-06 | 997.09 | 0.00069142 | 733.7642 | 0.00113 | 997.09 | 0.00061074 | 997.09 | 0.0019289 | 733.1921 | 1.0715e-05 | 733.1921 | 8.9823e-06 | 1002.619 | -0.0012 | 1002.619 | -0.0025337 | 1079.8682 | 0.0159 | 1002.619 | -0.019786 | 1080.5624 | 0 | 1079.8682 | 0.01479 | 733.1921 | 1.0683e-05
|  |  | 1002.862 | -0.00065463 | 733.8931 | 0 | 1002.862 | 0.00029348 | 1003.3213 | 0 | 1002.862 | 0.0021679 | 733.3132 | 9.5433e-06 | 997.33 | -0.001602 | 733.8931 | 0.00024605 | 997.33 | -0.00097128 | 997.33 | -0.00063934 | 733.3132 | 1.0774e-05 | 733.3132 | 1.0377e-05 | 1002.862 | 0.0035 | 1002.862 | 0.014889 | 1080.0367 | 0.01436 | 1002.862 | 0.012383 | 1080.7329 | 0 | 1080.0367 | 0.01506 | 733.3132 | 6.544e-06
|  |  | 1003.105 | -0.0011551 | 734.0219 | 0.00022542 | 1003.105 | -0.012854 | 1003.5652 | 0 | 1003.105 | -0.0083816 | 733.4343 | 9.2073e-06 | 997.58 | 0.0010961 | 734.0219 | 0.00201 | 997.58 | -0.00084214 | 997.58 | -0.00080189 | 733.4343 | 9.5092e-06 | 733.4343 | 8.8725e-06 | 1003.105 | -0.00828 | 1003.105 | -0.011659 | 1080.2051 | 0.01576 | 1003.105 | 0.0099739 | 1080.9034 | 0 | 1080.2051 | 0.01472 | 733.4343 | 1.2746e-05
|  |  | 1003.3481 | 0.00033418 | 734.1509 | 0 | 1003.3481 | 0.0013656 | 1003.809 | 0 | 1003.3481 | 0.0057038 | 733.5554 | 8.972e-06 | 997.82 | 0.0015346 | 734.1509 | 0.00121 | 997.82 | 0.0004816 | 997.82 | -0.00076939 | 733.5554 | 9.2398e-06 | 733.5554 | 8.9823e-06 | 1003.348 | 0.00613 | 1003.3481 | 0.025142 | 1080.3736 | 0.01471 | 1003.3481 | 0.012334 | 1081.0739 | 6.6672e-06 | 1080.3736 | 0.01502 | 733.5554 | 8.2655e-06
|  |  | 1003.5911 | -0.00077031 | 734.2798 | 0.00179 | 1003.5911 | -0.012624 | 1004.0528 | 0 | 1003.5911 | -0.0074336 | 733.6766 | 8.636e-06 | 998.06 | -0.00042159 | 734.2798 | 0.00081839 | 998.06 | -0.0011973 | 998.06 | -0.0018422 | 733.6766 | 9.919e-06 | 733.6766 | 1.1761e-05 | 1003.5911 | -0.00906 | 1003.5911 | -0.0030859 | 1080.5421 | 0.01577 | 1003.5911 | -0.01224 | 1081.2444 | 0 | 1080.5421 | 0.01472 | 733.6766 | 1.1708e-05
|  |  | 1003.8341 | -0.000273 | 734.4087 | 0 | 1003.8341 | 0.0066259 | 1004.2967 | 0 | 1003.8341 | 0.0041265 | 733.7977 | 9.5657e-06 | 998.3 | -0.00011805 | 734.4087 | 0.0006719 | 998.3 | 9.4169e-05 | 998.3 | -0.00063934 | 733.7977 | 9.6497e-06 | 733.7977 | 1.187e-05 | 1003.8341 | 0.0081 | 1003.8341 | 0.0012916 | 1080.7105 | 0.01468 | 1003.8341 | 0.024303 | 1081.4149 | 0 | 1080.7105 | 0.01509 | 733.7977 | 6.6619e-06
|  |  | 1004.0772 | 1.757e-05 | 734.5377 | 0.00116 | 1004.0772 | -0.0099002 | 1004.5405 | 0 | 1004.0772 | -0.0085199 | 733.9188 | 6.7766e-06 | 998.55 | -0.0024789 | 734.5377 | 0 | 998.55 | -0.0022627 | 998.55 | 0.00030341 | 733.9188 | 6.9796e-06 | 733.9188 | 6.6324e-06 | 1004.0772 | -0.00681 | 1004.0772 | -0.015997 | 1080.879 | 0.01591 | 1004.0772 | -0.011703 | 1081.5854 | 0 | 1080.879 | 0.01514 | 733.9188 | 5.9662e-06
|  |  | 1004.3202 | -0.00088197 | 734.6666 | 0 | 1004.3202 | -0.012306 | 1004.7844 | 0 | 1004.3202 | -0.0082757 | 734.0399 | 1.8381e-05 | 998.79 | -0.0014672 | 734.6666 | 0.0026 | 998.79 | -0.0015202 | 998.79 | -0.0013546 | 734.0399 | 1.9768e-05 | 734.0399 | 1.5714e-05 | 1004.3202 | -0.00885 | 1004.3202 | -0.00020056 | 1081.0474 | 0.01626 | 1004.3202 | -0.01599 | 1081.7559 | 0 | 1081.0474 | 0.0151 | 734.0399 | 1.6307e-05
|  |  | 1004.5633 | 0.00012197 | 734.7956 | 0.00113 | 1004.5633 | 0.0074112 | 1005.0282 | 0 | 1004.5633 | 0.0025608 | 734.161 | 1.4897e-05 | 999.03 | 0.001231 | 734.7956 | 0.00266 | 999.03 | -0.00074527 | 999.03 | -0.00080189 | 734.161 | 1.7016e-05 | 734.161 | 1.3474e-05 | 1004.5633 | 0.00554 | 1004.5633 | 0.0011195 | 1081.2159 | 0.01449 | 1004.5633 | 0.0067954 | 1081.9264 | 5.0004e-05 | 1081.2159 | 0.01511 | 734.161 | 1.435e-05
|  |  | 1004.8063 | 7.1993e-05 | 734.9246 | 0 | 1004.8063 | -0.0097667 | 1005.2721 | 0 | 1004.8063 | -0.0071976 | 734.2822 | 2.8428e-05 | 999.27 | 0.0005565 | 734.9246 | 0.00078546 | 999.27 | -0.0009067 | 999.27 | -0.0020047 | 734.2822 | 3.1244e-05 | 734.2822 | 2.5234e-05 | 1004.8063 | -0.00373 | 1004.8063 | -0.0043547 | 1081.3843 | 0.0163 | 1004.8063 | 0.010716 | 1082.097 | 0 | 1081.3843 | 0.01477 | 734.2822 | 2.5952e-05
|  |  | 1005.0494 | 0.00052392 | 735.0536 | 0.00086701 | 1005.0494 | 0.00051072 | 1005.516 | 0 | 1005.0494 | 0.0044249 | 734.4033 | 1.3789e-05 | 999.52 | -0.00021923 | 735.0536 | 0.00198 | 999.52 | 0.0015793 | 999.52 | 0.0022214 | 734.4033 | 1.4697e-05 | 734.4033 | 1.2189e-05 | 1005.0494 | 0.00744 | 1005.0494 | 0.0065534 | 1081.5528 | 0.01403 | 1005.0494 | 0.00051828 | 1082.2675 | 3.0002e-05 | 1081.5528 | 0.0152 | 734.4033 | 1.1591e-05
|  |  | 1005.2925 | -0.001102 | 735.1826 | 0 | 1005.2925 | -0.0087632 | 1005.7599 | 0 | 1005.2925 | -0.0085336 | 734.5244 | 2.7588e-05 | 999.76 | -0.00072515 | 735.1826 | 0.00144 | 999.76 | 0.00099818 | 999.76 | -0.00060684 | 734.5244 | 2.9394e-05 | 734.5244 | 2.4378e-05 | 1005.2925 | -0.00762 | 1005.2925 | -0.024047 | 1081.7212 | 0.01628 | 1005.2925 | -0.019024 | 1082.438 | 0 | 1081.7212 | 0.01478 | 734.5244 | 2.5256e-05
|  |  | 1005.5356 | -0.00028549 | 735.3116 | 0.00041617 | 1005.5356 | -0.0054639 | 1006.0038 | 0 | 1005.5356 | 0.0034921 | 734.6455 | 1.4001e-05 | 1000 | 0.0018719 | 735.3116 | 0.00204 | 1000 | 0.00032017 | 1000 | -0.00015171 | 734.6455 | 1.4861e-05 | 734.6455 | 1.2617e-05 | 1005.5356 | 0.00277 | 1005.5356 | 0.019024 | 1081.8897 | 0.01447 | 1005.5356 | 0.010101 | 1082.6085 | 5.0004e-05 | 1081.8897 | 0.01514 | 734.6455 | 1.3666e-05
|  |  | 1005.7786 | -0.00067014 | 735.4406 | 0 | 1005.7786 | -0.013676 | 1006.2477 | 0 | 1005.7786 | -0.0088048 | 734.7667 | 2.8529e-05 | 1000.2 | 1.6864e-05 | 735.4406 | 0.00072869 | 1000.2 | -0.00058385 | 1000.2 | 0.0016688 | 734.7667 | 2.882e-05 | 734.7667 | 2.7375e-05 | 1005.7786 | -0.00751 | 1005.7786 | -0.014791 | 1082.0581 | 0.01616 | 1005.7786 | -0.012439 | 1082.779 | 0 | 1082.0581 | 0.01471 | 734.7667 | 2.5952e-05
|  |  | 1006.0217 | -0.00020717 | 735.5697 | 0.00187 | 1006.0217 | 0.0023478 | 1006.4916 | 0 | 1006.0217 | 0.0035903 | 734.8878 | 1.4785e-05 | 1000.5 | 0.0005565 | 735.5697 | 0.00229 | 1000.5 | 0.0016761 | 1000.5 | 0.0027091 | 734.8878 | 1.3994e-05 | 734.8878 | 1.4967e-05 | 1006.0217 | 0.00711 | 1006.0217 | 0.0092635 | 1082.2265 | 0.01384 | 1006.0217 | 0.015351 | 1082.9495 | 1.0001e-05 | 1082.2265 | 0.01514 | 734.8878 | 1.297e-05
|  |  | 1006.2648 | -0.00043039 | 735.6987 | 0 | 1006.2648 | -0.016614 | 1006.7355 | 0 | 1006.2648 | -0.0071848 | 735.0089 | 2.8608e-05 | 1000.7 | 1.6864e-05 | 735.6987 | 0.00169 | 1000.7 | -0.0025855 | 1000.7 | 0.00069354 | 735.0089 | 3.2041e-05 | 735.0089 | 2.9297e-05 | 1006.2648 | -0.00214 | 1006.2648 | -0.0082318 | 1082.395 | 0.01586 | 1006.2648 | 6.4433e-05 | 1083.12 | 0 | 1082.395 | 0.01469 | 735.0089 | 2.9395e-05
|  |  | 1006.5079 | -4.4743e-05 | 735.8278 | 0.00101 | 1006.5079 | 0.0084155 | 1006.9794 | 0 | 1006.5079 | 0.0053592 | 735.13 | 1.4102e-05 | 1001 | -0.0001855 | 735.8278 | 0.00232 | 1001 | -6.7263e-05 | 1001 | 0.0011487 | 735.13 | 1.8081e-05 | 735.13 | 1.433e-05 | 1006.5079 | 0.00702 | 1006.5079 | -0.0027574 | 1082.5634 | 0.01414 | 1006.5079 | 0.0044681 | 1083.2905 | 3.0002e-05 | 1082.5634 | 0.01515 | 735.13 | 1.7109e-05
|  |  | 1006.751 | -0.00046353 | 735.9569 | 0 | 1006.751 | -0.014474 | 1007.2233 | 0 | 1006.751 | -0.0080889 | 735.2512 | 2.6894e-05 | 1001.2 | -8.4319e-05 | 735.9569 | 0.00041639 | 1001.2 | -0.0014556 | 1001.2 | -0.0008344 | 735.2512 | 3.4383e-05 | 735.2512 | 2.6727e-05 | 1006.751 | -0.00848 | 1006.751 | -0.0076585 | 1082.7319 | 0.01601 | 1006.751 | 0.01193 | 1083.461 | 0 | 1082.7319 | 0.0147 | 735.2512 | 3.0079e-05
|  |  | 1006.9941 | -0.00062668 | 736.086 | 0.00142 | 1006.9941 | 0.0073559 | 1007.4672 | 0 | 1006.9941 | 0.0023367 | 735.3723 | 1.3228e-05 | 1001.5 | 0.0018044 | 736.086 | 0.0017 | 1001.5 | -0.00032556 | 1001.5 | 0.00075855 | 735.3723 | 1.6301e-05 | 735.3723 | 1.2408e-05 | 1006.9941 | 0.0081 | 1006.9941 | -0.002841 | 1082.9003 | 0.01357 | 1006.9941 | 0.011835 | 1083.6316 | 5.0004e-05 | 1082.9003 | 0.01514 | 735.3723 | 1.3666e-05
|  |  | 1007.2372 | -0.00026648 | 736.2151 | 0 | 1007.2372 | -0.0088991 | 1007.7112 | 0 | 1007.2372 | -0.010202 | 735.4934 | 2.6446e-05 | 1001.7 | -0.0026813 | 736.2151 | 0.00189 | 1001.7 | -0.00051927 | 1001.7 | -0.0014196 | 735.4934 | 3.313e-05 | 735.4934 | 2.866e-05 | 1007.2372 | -0.00456 | 1007.2372 | -0.0051225 | 1083.0687 | 0.01594 | 1007.2372 | -0.016559 | 1083.8021 | 0 | 1083.0687 | 0.01476 | 735.4934 | 3.0079e-05
|  |  | 1007.4803 | -0.00046677 | 736.3442 | 0.0007803 | 1007.4803 | 0.0059619 | 1007.9551 | 0 | 1007.4803 | 0.0044575 | 735.6146 | 1.3632e-05 | 1001.9 | 0.0031873 | 736.3442 | 0 | 1001.9 | 0.0015793 | 1001.9 | 0.0031317 | 735.6146 | 1.6828e-05 | 735.6146 | 1.6471e-05 | 1007.4803 | 0.00752 | 1007.4803 | 0.032287 | 1083.2372 | 0.01428 | 1007.4803 | -0.007637 | 1083.9726 | 1.0001e-05 | 1083.2372 | 0.01516 | 735.6146 | 1.6413e-05
|  |  | 1007.7234 | -0.00082065 | 736.4733 | 0 | 1007.7234 | -0.0079182 | 1008.1991 | 0 | 1007.7234 | -0.0086022 | 735.7357 | 2.7308e-05 | 1002.2 | 0.00015177 | 736.4733 | 0.00078546 | 1002.2 | -0.0012296 | 1002.2 | 0.0002384 | 735.7357 | 3.2989e-05 | 735.7357 | 3.0153e-05 | 1007.7234 | -0.00823 | 1007.7234 | -0.014976 | 1083.4056 | 0.01624 | 1007.7234 | 0.0084318 | 1084.1431 | 0 | 1083.4056 | 0.0148 | 735.7357 | 3.1458e-05
|  |  | 1007.9666 | -0.00017044 | 736.6024 | 0.00132 | 1007.9666 | 0.0051323 | 1008.443 | 0 | 1007.9666 | 0.0049594 | 735.8568 | 1.4102e-05 | 1002.4 | 1.6864e-05 | 736.6024 | 0.00158 | 1002.4 | -0.0009067 | 1002.4 | 0.0011487 | 735.8568 | 1.6173e-05 | 735.8568 | 1.3902e-05 | 1007.9666 | 0.00852 | 1007.9666 | 0.0090859 | 1083.5741 | 0.01377 | 1007.9666 | 0.023425 | 1084.3136 | 3.0002e-05 | 1083.5741 | 0.01516 | 735.8568 | 1.5045e-05
|  |  | 1008.2097 | 0.00026403 | 736.7316 | 0 | 1008.2097 | -0.0046533 | 1008.687 | 0 | 1008.2097 | -0.0080422 | 735.9779 | 3.022e-05 | 1002.7 | -0.00028669 | 736.7316 | 0.00243 | 1002.7 | 0.00041703 | 1002.7 | 0.00040094 | 735.9779 | 3.3458e-05 | 735.9779 | 2.9297e-05 | 1008.2097 | -0.0073 | 1008.2097 | -0.0080061 | 1083.7425 | 0.01624 | 1008.2097 | 0.00026522 | 1084.4841 | 0 | 1083.7425 | 0.01478 | 735.9779 | 2.8699e-05
|  |  | 1008.4528 | -0.00038208 | 736.8607 | 0.00137 | 1008.4528 | -0.0046194 | 1008.9309 | 0 | 1008.4528 | 0.0044601 | 736.0991 | 1.632e-05 | 1002.9 | -8.4319e-05 | 736.8607 | 0.00224 | 1002.9 | -0.00013183 | 1002.9 | -0.00050931 | 736.0991 | 1.7308e-05 | 736.0991 | 1.5615e-05 | 1008.4528 | 0.0057 | 1008.4528 | -0.0012 | 1083.9109 | 0.01382 | 1008.4528 | -0.0072316 | 1084.6547 | 1.0001e-05 | 1083.9109 | 0.01512 | 736.0991 | 1.3666e-05
|  |  | 1008.6959 | -1.7212e-05 | 736.9899 | 0 | 1008.6959 | -0.0086411 | 1009.1749 | 0 | 1008.6959 | -0.0084079 | 736.2202 | 2.9884e-05 | 1003.2 | -0.002715 | 736.9899 | 4.7316e-05 | 1003.2 | -0.002521 | 1003.2 | -0.00054182 | 736.2202 | 3.2966e-05 | 736.2202 | 3.1218e-05 | 1008.696 | -0.00604 | 1008.6959 | -0.022175 | 1084.0794 | 0.01645 | 1008.6959 | -0.0079477 | 1084.8252 | 0 | 1084.0794 | 0.01471 | 736.2202 | 2.3877e-05
|  |  | 1008.9391 | 6.6847e-06 | 737.1191 | 0.00101 | 1008.9391 | -0.0010549 | 1009.4189 | 0 | 1008.9391 | 0.004601 | 736.3413 | 1.3665e-05 | 1003.4 | 0.0022766 | 737.1191 | 0.00158 | 1003.4 | 0.0030968 | 1003.4 | 0.0012137 | 736.3413 | 1.5681e-05 | 736.3413 | 1.5615e-05 | 1008.9391 | 0.01011 | 1008.9391 | 0.0066919 | 1084.2478 | 0.01366 | 1008.9391 | -0.0063238 | 1084.9957 | 6.9993e-05 | 1084.2478 | 0.01512 | 736.3413 | 1.0223e-05
|  |  | 1009.1822 | -0.00063069 | 737.2483 | 0 | 1009.1822 | -0.015028 | 1009.6628 | 0 | 1009.1822 | -0.0095781 | 736.4625 | 2.7689e-05 | 1003.6 | -0.00079259 | 737.2483 | 0.00184 | 1003.6 | -0.00080984 | 1003.6 | -0.0017771 | 736.4625 | 3.3832e-05 | 736.4625 | 3.1218e-05 | 1009.1822 | -0.01099 | 1009.1822 | -0.0076713 | 1084.4162 | 0.01607 | 1009.1822 | 0.0074276 | 1085.1662 | 0 | 1084.4162 | 0.01475 | 736.4625 | 2.1129e-05
|  |  | 1009.4254 | -0.00067854 | 737.3775 | 0.00108 | 1009.4254 | 0.0059802 | 1009.9068 | 0 | 1009.4254 | 0.0057063 | 736.5836 | 1.4113e-05 | 1003.9 | -0.00096123 | 737.3775 | 0.00050617 | 1003.9 | -0.0011004 | 1003.9 | 0.00036844 | 736.5836 | 1.8187e-05 | 736.5836 | 1.5823e-05 | 1009.4254 | 0.0041 | 1009.4254 | -0.0041191 | 1084.5847 | 0.01514 | 1009.4254 | 0.016093 | 1085.3368 | 3.0002e-05 | 1084.5847 | 0.01517 | 736.5836 | 1.0907e-05
|  |  | 1009.6685 | -0.0014891 | 737.5067 | 0 | 1009.6685 | -0.010572 | 1010.1508 | 0 | 1009.6685 | -0.01212 | 736.7047 | 2.8216e-05 | 1004.1 | 5.0592e-05 | 737.5067 | 0.0013 | 1004.1 | -0.0026179 | 1004.1 | -0.0018747 | 736.7047 | 3.3868e-05 | 736.7047 | 3.0153e-05 | 1009.6685 | -0.00771 | 1009.6685 | -0.013824 | 1084.7531 | 0.01637 | 1009.6685 | -0.0072443 | 1085.5073 | 0 | 1084.7531 | 0.01477 | 736.7047 | 2.8015e-05
|  |  | 1009.9117 | 0.00033071 | 737.636 | 0.00144 | 1009.9117 | -0.0051932 | 1010.3948 | 0 | 1009.9117 | 0.0047777 | 736.8259 | 1.4236e-05 | 1004.4 | 0.00089378 | 737.636 | 0.00090353 | 1004.4 | 0.0002556 | 1004.4 | 0.00072604 | 736.8259 | 1.5728e-05 | 736.8259 | 1.4539e-05 | 1009.9117 | 0.00789 | 1009.9117 | 0.0032942 | 1084.9215 | 0.01345 | 1009.9117 | -0.002262 | 1085.6778 | 5.0004e-05 | 1084.9215 | 0.01515 | 736.8259 | 1.7109e-05
|  |  | 1010.1548 | -0.0013402 | 737.7652 | 0 | 1010.1548 | -0.016278 | 1010.6388 | 0 | 1010.1548 | -0.0090033 | 736.947 | 2.8395e-05 | 1004.6 | 0.00062396 | 737.7652 | 0.00050157 | 1004.6 | -0.00019641 | 1004.6 | 0.0022864 | 736.947 | 3.1865e-05 | 736.947 | 2.8012e-05 | 1010.1549 | -0.00423 | 1010.1548 | -0.0077651 | 1085.09 | 0.01593 | 1010.1548 | -0.0051967 | 1085.8484 | 0 | 1085.09 | 0.01473 | 736.947 | 3.0774e-05
|  |  | 1010.398 | 2.5353e-05 | 737.8945 | 0.00071094 | 1010.398 | -0.0007783 | 1010.8828 | 0 | 1010.398 | 0.0042585 | 737.0682 | 1.4315e-05 | 1004.9 | 0.0017032 | 737.8945 | 0.00201 | 1004.9 | 0.0012565 | 1004.9 | 0.0013763 | 737.0682 | 1.6219e-05 | 737.0682 | 1.3682e-05 | 1010.398 | 0.01002 | 1010.398 | -0.0058053 | 1085.2584 | 0.01373 | 1010.398 | -0.0064587 | 1086.0189 | 1.0001e-05 | 1085.2584 | 0.01511 | 737.0682 | 1.3666e-05
|  |  | 1010.6412 | -0.0010202 | 738.0237 | 0 | 1010.6412 | -0.018157 | 1011.1268 | 0 | 1010.6412 | -0.010099 | 737.1893 | 2.7375e-05 | 1005.1 | -0.00032042 | 738.0237 | 0 | 1005.1 | -0.0013909 | 1005.1 | -0.0013546 | 737.1893 | 3.4113e-05 | 737.1893 | 2.6091e-05 | 1010.6412 | -0.00438 | 1010.6412 | -0.014672 | 1085.4268 | 0.01617 | 1010.6412 | 0.0049607 | 1086.1894 | 0 | 1085.4268 | 0.01469 | 737.1893 | 3.1458e-05
|  |  | 1010.8844 | -6.6958e-06 | 738.153 | 0.00065893 | 1010.8844 | 0.0079674 | 1011.3709 | 0 | 1010.8844 | 0.0049409 | 737.3104 | 1.3139e-05 | 1005.3 | 0.00072515 | 738.153 | 0.00246 | 1005.3 | 0.00083675 | 1005.3 | 0.002384 | 737.3104 | 1.7941e-05 | 737.3104 | 1.2408e-05 | 1010.8844 | 0.00616 | 1010.8844 | 0.017015 | 1085.5952 | 0.01491 | 1010.8844 | 0.017196 | 1086.36 | 3.0002e-05 | 1085.5952 | 0.01512 | 737.3104 | 1.7793e-05
|  |  | 1011.1275 | 0.00034128 | 738.2823 | 0 | 1011.1275 | -0.0096611 | 1011.6149 | 0 | 1011.1275 | -0.0084858 | 737.4316 | 2.6658e-05 | 1005.6 | 0.00069142 | 738.2823 | 0 | 1005.6 | -0.0027792 | 1005.6 | -0.00050931 | 737.4316 | 3.5097e-05 | 737.4316 | 2.4806e-05 | 1011.1275 | -0.00688 | 1011.1275 | 0.012585 | 1085.7637 | 0.01554 | 1011.1275 | 0.013172 | 1086.5305 | 0 | 1085.7637 | 0.01468 | 737.4316 | 3.4217e-05
|  |  | 1011.3707 | 1.7045e-05 | 738.4116 | 0.0014 | 1011.3707 | 0.0032028 | 1011.8589 | 0 | 1011.3707 | 0.005539 | 737.5527 | 1.3643e-05 | 1005.8 | -0.0010287 | 738.4116 | 0.00198 | 1005.8 | -0.0010358 | 1005.8 | 1.0836e-05 | 737.5527 | 1.7203e-05 | 737.5527 | 1.2408e-05 | 1011.3707 | 0.00728 | 1011.3707 | -0.0070295 | 1085.9321 | 0.01477 | 1011.3707 | 0.01549 | 1086.701 | 5.0004e-05 | 1085.9321 | 0.01512 | 737.5527 | 1.6413e-05
|  |  | 1011.6139 | -0.0015304 | 738.5409 | 0 | 1011.6139 | -0.016679 | 1012.103 | 0 | 1011.6139 | -0.011248 | 737.6739 | 2.7196e-05 | 1006.1 | -0.0011973 | 738.5409 | 0.00277 | 1006.1 | 0.001547 | 1006.1 | 1.0836e-05 | 737.6739 | 3.4922e-05 | 737.6739 | 2.6727e-05 | 1011.6139 | -0.00797 | 1011.6139 | 8.7479e-05 | 1086.1005 | 0.01616 | 1011.6139 | -0.021746 | 1086.8716 | 0 | 1086.1005 | 0.01471 | 737.6739 | 2.8133e-05
|  |  | 1011.8571 | 0.00030417 | 738.6703 | 0.00177 | 1011.8571 | 0.0046102 | 1012.347 | 0 | 1011.8571 | 0.0065659 | 737.795 | 1.3688e-05 | 1006.3 | 0.0016358 | 738.6703 | 0.00067647 | 1006.3 | 0.0010628 | 1006.3 | 0.0019614 | 737.795 | 1.7753e-05 | 737.795 | 1.433e-05 | 1011.8571 | 0.00735 | 1011.8571 | -0.0072173 | 1086.2689 | 0.01444 | 1011.8571 | 0.0067935 | 1087.0421 | 6.9993e-05 | 1086.2689 | 0.01517 | 737.795 | 1.1708e-05
|  |  | 1012.1003 | -0.0002286 | 738.7996 | 0 | 1012.1003 | -0.014399 | 1012.5911 | 0 | 1012.1003 | -0.010705 | 737.9162 | 2.751e-05 | 1006.6 | -0.0024789 | 738.7996 | 0.00215 | 1006.6 | -0.0010681 | 1006.6 | -0.0030125 | 737.9162 | 3.4793e-05 | 737.9162 | 2.7375e-05 | 1012.1003 | -0.0084 | 1012.1003 | -0.0033779 | 1086.4374 | 0.01638 | 1012.1003 | -0.01877 | 1087.2127 | 0 | 1086.4374 | 0.0148 | 737.9162 | 2.3417e-05
|  |  | 1012.3435 | -4.0968e-05 | 738.929 | 0.00257 | 1012.3435 | -0.0012509 | 1012.8351 | 0 | 1012.3435 | 0.0056395 | 738.0373 | 1.3979e-05 | 1006.8 | 1.6864e-05 | 738.929 | 0 | 1006.8 | 0.0020314 | 1006.8 | 0.00079106 | 738.0373 | 1.7074e-05 | 738.0373 | 1.3045e-05 | 1012.3435 | 0.00677 | 1012.3435 | 0.018654 | 1086.6058 | 0.01391 | 1012.3435 | 0.013118 | 1087.3832 | 5.0004e-05 | 1086.6058 | 0.01515 | 738.0373 | 1.1708e-05
|  |  | 1012.5867 | -0.00072876 | 739.0584 | 0 | 1012.5867 | -0.023347 | 1013.0792 | 0 | 1012.5867 | -0.0097633 | 738.1584 | 2.686e-05 | 1007 | -0.00038786 | 739.0584 | 0.00101 | 1007 | 0.00093361 | 1007 | -0.0019722 | 738.1584 | 3.5179e-05 | 738.1584 | 2.7375e-05 | 1012.5867 | -0.00468 | 1012.5867 | -0.014417 | 1086.7742 | 0.01623 | 1012.5867 | -0.040322 | 1087.5537 | 0 | 1086.7742 | 0.01479 | 738.1584 | 2.9513e-05
|  |  | 1012.8299 | -2.3207e-05 | 739.1877 | 0.00168 | 1012.8299 | 0.0029142 | 1013.3233 | 0 | 1012.8299 | 0.0058113 | 738.2796 | 1.2982e-05 | 1007.3 | 0.00082632 | 739.1877 | 0.00204 | 1007.3 | 0.0015793 | 1007.3 | 0.0018314 | 738.2796 | 1.8152e-05 | 738.2796 | 1.433e-05 | 1012.8299 | 0.00579 | 1012.8299 | 0.016415 | 1086.9426 | 0.01403 | 1012.8299 | 0.018364 | 1087.7243 | 1.0001e-05 | 1086.9426 | 0.01511 | 738.2796 | 1.7793e-05
|  |  | 1013.0731 | -0.00075551 | 739.3171 | 0 | 1013.0731 | -0.006213 | 1013.5673 | 0 | 1013.0731 | -0.011286 | 738.4007 | 2.8406e-05 | 1007.5 | -0.0025465 | 739.3171 | 0.00016089 | 1007.5 | 0.001547 | 1007.5 | -0.00050931 | 738.4007 | 3.5554e-05 | 738.4007 | 3.1218e-05 | 1013.0731 | -0.01136 | 1013.0731 | 0.0006637 | 1087.111 | 0.01614 | 1013.0731 | -0.0013865 | 1087.8948 | 0 | 1087.111 | 0.01477 | 738.4007 | 3.0079e-05
|  |  | 1013.3164 | -0.00041429 | 739.4465 | 0.00093636 | 1013.3164 | 0.0047598 | 1013.8114 | 0 | 1013.3164 | 0.0044337 | 738.5219 | 1.5861e-05 | 1007.8 | 0.00015177 | 739.4465 | 0.00079001 | 1007.8 | -0.00013183 | 1007.8 | 0.0016038 | 738.5219 | 1.7426e-05 | 738.5219 | 1.6899e-05 | 1013.3164 | -0.00205 | 1013.3164 | 0.01068 | 1087.2794 | 0.01456 | 1013.3164 | 0.0069264 | 1088.0654 | 3.0002e-05 | 1087.2794 | 0.01514 | 738.5219 | 1.2286e-05
|  |  | 1013.5596 | -0.001104 | 739.5759 | 0 | 1013.5596 | -0.016064 | 1014.0555 | 0 | 1013.5596 | -0.012796 | 738.643 | 2.9078e-05 | 1008 | 8.4319e-05 | 739.5759 | 0.00055835 | 1008 | -0.00058385 | 1008 | 0.00014088 | 738.643 | 3.5823e-05 | 738.643 | 2.9945e-05 | 1013.5596 | -0.01058 | 1013.5596 | 0.0054824 | 1087.4479 | 0.0163 | 1013.5596 | -0.0097654 | 1088.2359 | 0 | 1087.4479 | 0.0147 | 738.643 | 2.4572e-05
|  |  | 1013.8028 | -0.00012847 | 739.7054 | 0.00052021 | 1013.8028 | -0.0017986 | 1014.2996 | 0 | 1013.8028 | 0.0056518 | 738.7642 | 1.3632e-05 | 1008.3 | 8.4319e-05 | 739.7054 | 0.00181 | 1008.3 | -0.00087442 | 1008.3 | -0.00099695 | 738.7642 | 1.8409e-05 | 738.7642 | 1.3045e-05 | 1013.8028 | 0.00446 | 1013.8028 | 0.013354 | 1087.6163 | 0.01442 | 1013.8028 | -0.0041434 | 1088.4065 | 6.9993e-05 | 1087.6163 | 0.01507 | 738.7642 | 1.2286e-05
|  |  | 1014.046 | -0.0010342 | 739.8348 | 0 | 1014.046 | -0.013922 | 1014.5437 | 0 | 1014.046 | -0.010485 | 738.8853 | 2.7823e-05 | 1008.5 | -0.0010624 | 739.8348 | 0 | 1008.5 | -0.0034897 | 1008.5 | -0.00034676 | 738.8853 | 3.4687e-05 | 738.8853 | 2.8012e-05 | 1014.046 | -0.017 | 1014.046 | 0.0033739 | 1087.7847 | 0.01628 | 1014.046 | -0.0046595 | 1088.577 | 0 | 1087.7847 | 0.01451 | 738.8853 | 2.7332e-05
|  |  | 1014.2893 | -0.00082129 | 739.9643 | 0.00217 | 1014.2893 | -0.0032287 | 1014.7878 | 0 | 1014.2893 | 0.0031596 | 739.0065 | 1.4741e-05 | 1008.7 | 0.00032042 | 739.9643 | 0.00136 | 1008.7 | 0.0002556 | 1008.7 | 0.0010511 | 739.0065 | 1.6301e-05 | 739.0065 | 1.4967e-05 | 1014.2893 | 0.00498 | 1014.2893 | 0.0089988 | 1087.9531 | 0.0143 | 1014.2893 | 0.0067428 | 1088.7476 | 3.0002e-05 | 1087.9531 | 0.01497 | 739.0065 | 1.5045e-05
|  |  | 1014.5325 | -0.00098395 | 740.0937 | 0 | 1014.5325 | -0.012316 | 1015.0319 | 0 | 1014.5325 | -0.0097813 | 739.1276 | 2.7118e-05 | 1009 | 0.00052277 | 740.0937 | 0.00030283 | 1009 | -0.00055155 | 1009 | 0.00043346 | 739.1276 | 3.2228e-05 | 739.1276 | 3.0582e-05 | 1014.5325 | -0.00691 | 1014.5325 | -0.017239 | 1088.1215 | 0.0163 | 1014.5325 | -0.023448 | 1088.9181 | 0 | 1088.1215 | 0.01429 | 739.1276 | 3.2838e-05
|  |  | 1014.7758 | 0.00020377 | 740.2232 | 0.00158 | 1014.7758 | 0.00079745 | 1015.276 | 0 | 1014.7758 | 0.0085204 | 739.2488 | 1.278e-05 | 1009.2 | 0.00086005 | 740.2232 | 0.00193 | 1009.2 | 0.0010628 | 1009.2 | 0.0017663 | 739.2488 | 1.5927e-05 | 739.2488 | 1.5615e-05 | 1014.7758 | 0.00721 | 1014.7758 | 0.0096092 | 1088.2899 | 0.01335 | 1014.7758 | 0.024996 | 1089.0887 | 3.0002e-05 | 1088.2899 | 0.01479 | 739.2488 | 1.7793e-05
|  |  | 1015.019 | -0.00078611 | 740.3527 | 0 | 1015.019 | -0.022953 | 1015.5201 | 0 | 1015.019 | -0.01268 | 739.3699 | 2.6154e-05 | 1009.5 | 0.0010624 | 740.3527 | 0.00172 | 1009.5 | 0.00057846 | 1009.5 | 0.00056349 | 739.3699 | 3.3458e-05 | 739.3699 | 3.1218e-05 | 1015.019 | -0.01201 | 1015.019 | -0.023297 | 1088.4583 | 0.01561 | 1015.019 | -0.014956 | 1089.2592 | 0 | 1088.4583 | 0.01418 | 739.3699 | 3.4217e-05
|  |  | 1015.2623 | -0.0006145 | 740.4822 | 0.00106 | 1015.2623 | -0.0040412 | 1015.7643 | 0 | 1015.2623 | 0.0047748 | 739.4911 | 1.3844e-05 | 1009.7 | 0.0009275 | 740.4822 | 0.00193 | 1009.7 | -0.00032556 | 1009.7 | 0.00036844 | 739.4911 | 1.7566e-05 | 739.4911 | 1.5615e-05 | 1015.2623 | 0.00235 | 1015.2623 | 0.018075 | 1088.6267 | 0.01398 | 1015.2623 | -0.0057912 | 1089.4298 | 3.0002e-05 | 1088.6267 | 0.01482 | 739.4911 | 1.6767e-05
|  |  | 1015.5055 | 8.5912e-08 | 740.6117 | 0 | 1015.5055 | -0.016221 | 1016.0084 | 0 | 1015.5055 | -0.0099378 | 739.6122 | 2.6345e-05 | 1010 | -0.00086005 | 740.6117 | 0.00092742 | 1010 | -0.00029326 | 1010 | -0.0014196 | 739.6122 | 3.2638e-05 | 739.6122 | 3.0582e-05 | 1015.5055 | -0.00041307 | 1015.5055 | -0.0054358 | 1088.7952 | 0.01596 | 1015.5055 | -0.012772 | 1089.6003 | 0 | 1088.7952 | 0.01426 | 739.6122 | 3.1116e-05
|  |  | 1015.7488 | 0.0005881 | 740.7412 | 0.00186 | 1015.7488 | 0.0025794 | 1016.2525 | 0 | 1015.7488 | 0.0034885 | 739.7334 | 1.2937e-05 | 1010.2 | 0.00042159 | 740.7412 | 0.00030748 | 1010.2 | 0.0012565 | 1010.2 | 0.0012137 | 739.7334 | 1.5107e-05 | 739.7334 | 1.4967e-05 | 1015.7488 | 0.00666 | 1015.7488 | 0.0012061 | 1088.9636 | 0.01336 | 1015.7488 | 0.029798 | 1089.7709 | 3.0002e-05 | 1088.9636 | 0.01487 | 739.7334 | 1.4692e-05
|  |  | 1015.9921 | -0.0013411 | 740.8708 | 0 | 1015.9921 | -0.010868 | 1016.4967 | 0 | 1015.9921 | -0.01232 | 739.8546 | 2.5225e-05 | 1010.4 | 0.0010287 | 740.8708 | 0.00121 | 1010.4 | 0.00035245 | 1010.4 | 0.00040094 | 739.8546 | 3.1244e-05 | 739.8546 | 2.6727e-05 | 1015.9921 | -0.01141 | 1015.9921 | 0.0057711 | 1089.132 | 0.01608 | 1015.9921 | -0.034419 | 1089.9415 | 0 | 1089.132 | 0.01439 | 739.8546 | 2.6636e-05
|  |  | 1016.2353 | -0.00086205 | 741.0003 | 0.00248 | 1016.2353 | 0.008035 | 1016.7408 | 0 | 1016.2353 | 0.0054696 | 739.9757 | 1.2568e-05 | 1010.7 | -0.00032042 | 741.0003 | 0.00141 | 1010.7 | -0.00084214 | 1010.7 | 0.002384 | 739.9757 | 1.6196e-05 | 739.9757 | 1.198e-05 | 1016.2354 | 0.00219 | 1016.2353 | -0.0013829 | 1089.3004 | 0.01445 | 1016.2353 | 0.027412 | 1090.112 | 3.0002e-05 | 1089.3004 | 0.01501 | 739.9757 | 1.2286e-05
|  |  | 1016.4786 | 0.00041277 | 741.1299 | 0 | 1016.4786 | -0.012923 | 1016.985 | 0 | 1016.4786 | -0.010638 | 740.0969 | 2.7465e-05 | 1010.9 | 0.00045532 | 741.1299 | 0.00158 | 1010.9 | 0.00064304 | 1010.9 | -0.0014196 | 740.0969 | 3.4348e-05 | 740.0969 | 2.6299e-05 | 1016.4786 | -0.00596 | 1016.4786 | 3.9475e-05 | 1089.4688 | 0.01635 | 1016.4786 | -0.014411 | 1090.2826 | 0 | 1089.4688 | 0.01451 | 740.0969 | 2.6636e-05
|  |  | 1016.7219 | 8.9075e-05 | 741.2595 | 0.00118 | 1016.7219 | -0.004566 | 1017.2292 | 0 | 1016.7219 | 0.0081745 | 740.218 | 1.5121e-05 | 1011.2 | 0.0011636 | 741.2595 | 0.00102 | 1011.2 | 0.00032017 | 1011.2 | 0.0023515 | 740.218 | 1.8163e-05 | 740.218 | 1.4539e-05 | 1016.7219 | 0.00784 | 1016.7219 | 0.013985 | 1089.6372 | 0.01347 | 1016.7219 | 0.016147 | 1090.4531 | 3.0002e-05 | 1089.6372 | 0.01505 | 740.218 | 1.435e-05
|  |  | 1016.9652 | 9.1565e-05 | 741.389 | 0 | 1016.9652 | -0.011613 | 1017.4733 | 0 | 1016.9652 | -0.010517 | 740.3392 | 2.9728e-05 | 1011.4 | 0.00011805 | 741.389 | 0.00144 | 1011.4 | -0.0009067 | 1011.4 | 0.00053099 | 740.3392 | 3.5179e-05 | 740.3392 | 2.8012e-05 | 1016.9652 | -0.00899 | 1016.9652 | 0.0028962 | 1089.8056 | 0.01603 | 1016.9652 | -0.0054278 | 1090.6237 | 0 | 1089.8056 | 0.0146 | 740.3392 | 2.8699e-05
|  |  | 1017.2085 | 0.00026246 | 741.5186 | 0.00039883 | 1017.2085 | 0.00042494 | 1017.7175 | 0 | 1017.2085 | 0.0071451 | 740.4603 | 1.4763e-05 | 1011.7 | -0.0014334 | 741.5186 | 0.00113 | 1011.7 | -3.4977e-05 | 1011.7 | -0.00089942 | 740.4603 | 1.7039e-05 | 740.4603 | 1.3682e-05 | 1017.2085 | 0.00553 | 1017.2085 | 0.019985 | 1089.974 | 0.01419 | 1017.2085 | 0.0059896 | 1090.7942 | 3.0002e-05 | 1089.974 | 0.01513 | 740.4603 | 1.435e-05
|  |  | 1017.4518 | -0.0010025 | 741.6482 | 0 | 1017.4518 | -0.014276 | 1017.9617 | 0 | 1017.4518 | -0.012713 | 740.5815 | 2.8406e-05 | 1011.9 | 1.6864e-05 | 741.6482 | 0.00212 | 1011.9 | -0.00022869 | 1011.9 | -0.00070437 | 740.5815 | 3.5308e-05 | 740.5815 | 2.6091e-05 | 1017.4518 | -0.01337 | 1017.4518 | -0.0026923 | 1090.1424 | 0.01621 | 1017.4518 | -0.035045 | 1090.9648 | 0 | 1090.1424 | 0.0147 | 740.5815 | 3.2838e-05
|  |  | 1017.6951 | -5.8072e-05 | 741.7779 | 0.0012 | 1017.6951 | 0.010901 | 1018.2059 | 0 | 1017.6951 | 0.0058144 | 740.7026 | 1.3744e-05 | 1012.1 | 0.00021923 | 741.7779 | 0.00238 | 1012.1 | -0.00022869 | 1012.1 | 0.00069354 | 740.7026 | 1.8433e-05 | 740.7026 | 1.2408e-05 | 1017.6951 | 0.01369 | 1017.6951 | 0.0090333 | 1090.3108 | 0.01428 | 1017.6951 | 0.0023129 | 1091.1354 | 3.0002e-05 | 1090.3108 | 0.01516 | 740.7026 | 1.8488e-05
|  |  | 1017.9384 | -0.0014109 | 741.9075 | 0 | 1017.9384 | -0.022874 | 1018.4501 | 0 | 1017.9384 | -0.014845 | 740.8238 | 2.7409e-05 | 1012.4 | -0.00011805 | 741.9075 | 0.00078546 | 1012.4 | -0.001617 | 1012.4 | -5.4182e-05 | 740.8238 | 3.5273e-05 | 740.8238 | 2.6727e-05 | 1017.9384 | -0.01142 | 1017.9384 | -0.019084 | 1090.4792 | 0.01642 | 1017.9384 | -0.010052 | 1091.3059 | 0 | 1090.4792 | 0.01476 | 740.8238 | 3.1458e-05
|  |  | 1018.1817 | 0.00058122 | 742.0371 | 0.00058956 | 1018.1817 | 0.011484 | 1018.6943 | 0 | 1018.1817 | 0.0073631 | 740.945 | 1.4192e-05 | 1012.6 | 0.00086005 | 742.0371 | 0 | 1012.6 | -0.00026098 | 1012.6 | -0.00031426 | 740.945 | 1.7074e-05 | 740.945 | 1.433e-05 | 1018.1817 | 0.01247 | 1018.1817 | 0.028335 | 1090.6476 | 0.01454 | 1018.1817 | 0.016932 | 1091.4765 | 3.0002e-05 | 1090.6476 | 0.01517 | 740.945 | 1.297e-05
|  |  | 1018.425 | -0.00052875 | 742.1668 | 0 | 1018.425 | -0.009846 | 1018.9385 | 0 | 1018.425 | -0.011107 | 741.0661 | 2.8507e-05 | 1012.9 | 0.00038786 | 742.1668 | 0 | 1012.9 | 0.0011919 | 1012.9 | -0.0014521 | 741.0661 | 3.3095e-05 | 741.0661 | 2.866e-05 | 1018.425 | -0.00627 | 1018.425 | -0.01241 | 1090.816 | 0.01617 | 1018.425 | -0.0039885 | 1091.6471 | 0 | 1090.816 | 0.01478 | 741.0661 | 2.9395e-05
|  |  | 1018.6683 | 0.00036943 | 742.2965 | 0.00116 | 1018.6683 | 0.0018442 | 1019.1827 | 0 | 1018.6683 | 0.008834 | 741.1873 | 1.4841e-05 | 1013.1 | 0.0021416 | 742.2965 | 0.00013718 | 1013.1 | 0.0030322 | 1013.1 | 0.00010836 | 741.1873 | 1.6255e-05 | 741.1873 | 1.433e-05 | 1018.6683 | 0.00038238 | 1018.6683 | 0.013114 | 1090.9844 | 0.01437 | 1018.6683 | 0.028839 | 1091.8176 | 1.0001e-05 | 1090.9844 | 0.01516 | 741.1873 | 1.6413e-05
|  |  | 1018.9116 | -0.00081179 | 742.4262 | 0 | 1018.9116 | -0.022122 | 1019.4269 | 0 | 1018.9116 | -0.011722 | 741.3085 | 2.8641e-05 | 1013.4 | 5.0592e-05 | 742.4262 | 0.00198 | 1013.4 | 9.4169e-05 | 1013.4 | 0.00040094 | 741.3085 | 3.4441e-05 | 741.3085 | 2.9297e-05 | 1018.9116 | -0.00417 | 1018.9116 | 0.001348 | 1091.1528 | 0.01626 | 1018.9116 | 0.011214 | 1091.9882 | 0 | 1091.1528 | 0.0148 | 741.3085 | 3.0774e-05
|  |  | 1019.155 | 0.00034552 | 742.5559 | 0.00158 | 1019.155 | 0.0031832 | 1019.6711 | 0 | 1019.155 | 0.01071 | 741.4296 | 1.4348e-05 | 1013.6 | -0.0001855 | 742.5559 | 0.00127 | 1013.6 | 0.0029031 | 1013.6 | 0.00079106 | 741.4296 | 1.8269e-05 | 741.4296 | 1.4967e-05 | 1019.155 | 0.00694 | 1019.155 | 0.027489 | 1091.3212 | 0.01507 | 1019.155 | 0.0045407 | 1092.1588 | 1.0001e-05 | 1091.3212 | 0.01515 | 741.4296 | 1.435e-05
|  |  | 1019.3983 | -0.00052479 | 742.6856 | 0 | 1019.3983 | -0.015797 | 1019.9153 | 0 | 1019.3983 | -0.012591 | 741.5508 | 2.77e-05 | 1013.8 | 0.00069142 | 742.6856 | 0.00238 | 1013.8 | -0.0018752 | 1013.8 | -0.00080189 | 741.5508 | 3.3704e-05 | 741.5508 | 2.866e-05 | 1019.3983 | -0.00834 | 1019.3983 | -0.023033 | 1091.4896 | 0.01619 | 1019.3983 | 0.0060701 | 1092.3294 | 0 | 1091.4896 | 0.01477 | 741.5508 | 3.2154e-05
|  |  | 1019.6416 | -0.0001501 | 742.8153 | 0.0014 | 1019.6416 | -0.0019387 | 1020.1596 | 0 | 1019.6416 | 0.0059112 | 741.672 | 1.3464e-05 | 1014.1 | 0.0005565 | 742.8153 | 0 | 1014.1 | -0.0019076 | 1014.1 | 0.00040094 | 741.672 | 1.5435e-05 | 741.672 | 1.3682e-05 | 1019.6416 | 0.00566 | 1019.6416 | 0.0092946 | 1091.6579 | 0.0141 | 1019.6416 | 0.01691 | 1092.4999 | 5.0004e-05 | 1091.6579 | 0.01512 | 741.672 | 1.7793e-05
|  |  | 1019.885 | -0.00052133 | 742.945 | 0 | 1019.885 | -0.020079 | 1020.4038 | 0 | 1019.885 | -0.01323 | 741.7931 | 2.5998e-05 | 1014.3 | 0.00096123 | 742.945 | 0.00124 | 1014.3 | 0.00057846 | 1014.3 | -0.00063934 | 741.7931 | 3.149e-05 | 741.7931 | 2.8012e-05 | 1019.885 | 0 | 1019.885 | -0.0032555 | 1091.8263 | 0.0164 | 1019.885 | -0.02195 | 1092.6705 | 0 | 1091.8263 | 0.0148 | 741.7931 | 3.2154e-05
|  |  | 1020.1283 | -0.00075369 | 743.0748 | 0.00153 | 1020.1283 | -0.0099824 | 1020.6481 | 0 | 1020.1283 | 0.0050045 | 741.9143 | 1.2624e-05 | 1014.6 | 0.001231 | 743.0748 | 0.00238 | 1014.6 | 0.00041703 | 1014.6 | 0.0022539 | 741.9143 | 1.6055e-05 | 741.9143 | 1.433e-05 | 1020.1283 | 0 | 1020.1283 | 0.054138 | 1091.9947 | 0.01435 | 1020.1283 | 0.015844 | 1092.8411 | 3.0002e-05 | 1091.9947 | 0.01514 | 741.9143 | 1.435e-05
|  |  | 1020.3717 | -0.00078596 | 743.2045 | 0 | 1020.3717 | -0.021183 | 1020.8923 | 0 | 1020.3717 | -0.013102 | 742.0354 | 2.6031e-05 | 1014.8 | 0.00082632 | 743.2045 | 0.00041639 | 1014.8 | -0.0010036 | 1014.8 | -0.0023624 | 742.0354 | 3.2474e-05 | 742.0354 | 2.4059e-05 | 1020.3717 | 0 | 1020.3717 | -0.040234 | 1092.1631 | 0.01633 | 1020.3717 | -0.038126 | 1093.0117 | 0 | 1092.1631 | 0.01479 | 742.0354 | 2.7332e-05
|  |  | 1020.615 | -0.00028411 | 743.3343 | 0.00177 | 1020.615 | 0.011184 | 1021.1366 | 0 | 1020.615 | 0.0081392 | 742.1566 | 1.3453e-05 | 1015.1 | -0.0022428 | 743.3343 | 0.00107 | 1015.1 | 0.002451 | 1015.1 | -0.00021673 | 742.1566 | 1.6418e-05 | 742.1566 | 9.729e-06 | 1020.615 | 0 | 1020.615 | 0.015635 | 1092.3315 | 0.0137 | 1020.615 | 0.0039983 | 1093.1822 | 5.0004e-05 | 1092.3315 | 0.01514 | 742.1566 | 1.297e-05
|  |  | 1020.8584 | -0.00016641 | 743.4641 | 0 | 1020.8584 | -0.020061 | 1021.3808 | 0 | 1020.8584 | -0.011624 | 742.2778 | 2.9179e-05 | 1015.3 | -0.0011636 | 743.4641 | 0.00098419 | 1015.3 | -0.0041353 | 1015.3 | 0.0012787 | 742.2778 | 3.4933e-05 | 742.2778 | 2.2137e-05 | 1020.8584 | 0 | 1020.8584 | -0.0043503 | 1092.4999 | 0.01605 | 1020.8584 | -0.033665 | 1093.3528 | 0 | 1092.4999 | 0.01478 | 742.2778 | 2.8015e-05
|  |  | 1021.1017 | -0.00087288 | 743.5939 | 0.00046818 | 1021.1017 | 0.0085291 | 1021.6251 | 0 | 1021.1017 | 0.0050988 | 742.399 | 1.5782e-05 | 1015.5 | 0.0033222 | 743.5939 | 0.00241 | 1015.5 | 2.9596e-05 | 1015.5 | 0.0028067 | 742.399 | 1.8515e-05 | 742.399 | 1.2408e-05 | 1021.1017 | 0 | 1021.1017 | 0.010725 | 1092.6683 | 0.01468 | 1021.1017 | 0.013658 | 1093.5234 | 5.0004e-05 | 1092.6683 | 0.01514 | 742.399 | 1.5045e-05
|  |  | 1021.3451 | -0.00040229 | 743.7237 | 0 | 1021.3451 | -0.022895 | 1021.8694 | 0 | 1021.3451 | -0.012772 | 742.5201 | 3.04e-05 | 1015.8 | 0.00062396 | 743.7237 | 0.00089903 | 1015.8 | -0.0023596 | 1015.8 | 0.00020589 | 742.5201 | 3.5929e-05 | 742.5201 | 2.6727e-05 | 1021.3451 | 0 | 1021.3451 | 0.004991 | 1092.8366 | 0.01617 | 1021.3451 | 0.0054059 | 1093.694 | 0 | 1092.8366 | 0.0148 | 742.5201 | 3.2154e-05
|  |  | 1021.5885 | 0.00015703 | 743.8535 | 0.0012 | 1021.5885 | 0.0063331 | 1022.1137 | 0 | 1021.5885 | 0.0055162 | 742.6413 | 1.4785e-05 | 1016 | 0.0015346 | 743.8535 | 0.00073324 | 1016 | 0.0013533 | 1016 | 0.00059601 | 742.6413 | 1.7402e-05 | 742.6413 | 1.433e-05 | 1021.5885 | 0 | 1021.5885 | 0.024062 | 1093.005 | 0.01481 | 1021.5885 | 0.0064784 | 1093.8646 | 5.0004e-05 | 1093.005 | 0.01519 | 742.6413 | 1.7109e-05
|  |  | 1021.8318 | -9.0531e-05 | 743.9833 | 0 | 1021.8318 | 0 | 1022.3579 | 0 | 1021.8318 | 0 | 742.7625 | 2.8171e-05 | 1016.3 | 0.00021923 | 743.9833 | 0.00107 | 1016.3 | -0.00039012 | 1016.3 | -0.00028175 | 742.7625 | 3.3458e-05 | 742.7625 | 2.6299e-05 | 1021.8319 | 0 | 1021.8318 | 6.2212e-05 | 1093.1734 | 0.01617 | 1021.8318 | 0.017769 | 1094.0351 | 0 | 1093.1734 | 0.0148 | 742.7625 | 3.1458e-05
|  |  | 1022.0752 | 4.6131e-05 | 744.1132 | 0.00147 | 1022.0752 | 0 | 1022.6023 | 0 | 1022.0752 | 0 | 742.8836 | 1.3632e-05 | 1016.5 | 0.00086005 | 744.1132 | 0.0038 | 1016.5 | 0.0012242 | 1016.5 | 0.0002384 | 742.8836 | 1.6055e-05 | 742.8836 | 1.2189e-05 | 1022.0752 | 0 | 1022.0752 | 0.016521 | 1093.3418 | 0.01484 | 1022.0752 | 0.00017141 | 1094.2057 | 3.0002e-05 | 1093.3418 | 0.01514 | 742.8836 | 1.435e-05
|  |  | 1022.3186 | -0.0012607 | 744.243 | 0 | 1022.3186 | 0 | 1022.8465 | 0 | 1022.3186 | 0 | 743.0048 | 2.8294e-05 | 1016.8 | -0.0029512 | 744.243 | 0.00061512 | 1016.8 | -0.0014878 | 1016.8 | -0.0017771 | 743.0048 | 3.4078e-05 | 743.0048 | 2.7803e-05 | 1022.3186 | 0 | 1022.3186 | -0.0053601 | 1093.5102 | 0.01607 | 1022.3186 | -0.026516 | 1094.3763 | 0 | 1093.5102 | 0.01478 | 743.0048 | 3.0774e-05
|  |  | 1022.562 | -0.0002783 | 744.3729 | 0.00177 | 1022.562 | 0 | 1023.0909 | 0 | 1022.562 | 0 | 743.126 | 1.492e-05 | 1017 | 0.00082632 | 744.3729 | 0 | 1017 | 0.00015874 | 1017 | 0.0019614 | 743.126 | 1.8023e-05 | 743.126 | 1.5823e-05 | 1022.562 | 0 | 1022.562 | -0.011923 | 1093.6785 | 0.01419 | 1022.562 | -0.015224 | 1094.5469 | 6.9993e-05 | 1093.6785 | 0.01515 | 743.126 | 1.6413e-05
|  |  | 1022.8054 | -0.00089577 | 744.5028 | 0 | 1022.8054 | 0 | 1023.3352 | 0 | 1022.8054 | 0 | 743.2472 | 2.8395e-05 | 1017.2 | 0.00028669 | 744.5028 | 0.00092742 | 1017.2 | -0.0013587 | 1017.2 | -0.0013871 | 743.2472 | 3.5554e-05 | 743.2472 | 2.866e-05 | 1022.8054 | 0 | 1022.8054 | 0 | 1093.8469 | 0.01617 | 1022.8054 | 0.00098689 | 1094.7175 | 0 | 1093.8469 | 0.01476 | 743.2472 | 3.3522e-05
|  |  | 1023.0488 | -0.00050749 | 744.6327 | 0.00149 | 1023.0488 | 0 | 1023.5795 | 0 | 1023.0488 | 0 | 743.3683 | 1.3565e-05 | 1017.5 | -0.0010287 | 744.6327 | 0.003 | 1017.5 | 0.0016761 | 1017.5 | 0.0013438 | 743.3683 | 1.7531e-05 | 743.3683 | 1.3045e-05 | 1023.0488 | 0 | 1023.0488 | 0 | 1094.0153 | 0.01403 | 1023.0488 | -0.0075831 | 1094.8881 | 5.0004e-05 | 1094.0153 | 0.01513 | 743.3683 | 1.7109e-05
|  |  | 1023.2922 | -0.00077844 | 744.7626 | 0 | 1023.2922 | 0 | 1023.8238 | 0 | 1023.2922 | 0 | 743.4895 | 2.6367e-05 | 1017.7 | 0.003221 | 744.7626 | 0.00252 | 1017.7 | -0.0011004 | 1017.7 | -0.00096444 | 743.4895 | 3.4933e-05 | 743.4895 | 2.5981e-05 | 1023.2922 | 0 | 1023.2922 | 0 | 1094.1837 | 0.01621 | 1023.2922 | -0.018714 | 1095.0587 | 0 | 1094.1837 | 0.01473 | 743.4895 | 3.3522e-05
|  |  | 1023.5356 | -0.00012644 | 744.8925 | 0.00123 | 1023.5356 | 0 | 1024.0681 | 0 | 1023.5356 | 0 | 743.6107 | 1.2859e-05 | 1018 | -0.0014334 | 744.8925 | 0 | 1018 | 0.0009659 | 1018 | 0.0023191 | 743.6107 | 1.7718e-05 | 743.6107 | 1.2935e-05 | 1023.5356 | 0 | 1023.5356 | 0 | 1094.352 | 0.014 | 1023.5356 | 0.016562 | 1095.2293 | 1.0001e-05 | 1094.352 | 0.01513 | 743.6107 | 1.6413e-05
|  |  | 1023.779 | -0.00048748 | 745.0224 | 0 | 1023.779 | 0 | 1024.3125 | 0 | 1023.779 | 0 | 743.7319 | 2.8159e-05 | 1018.2 | -0.00062396 | 745.0224 | 0.00223 | 1018.2 | -0.0013909 | 1018.2 | -0.0015822 | 743.7319 | 3.3774e-05 | 743.7319 | 2.5981e-05 | 1023.779 | 0 | 1023.779 | 0 | 1094.5204 | 0.01637 | 1023.779 | 0 | 1095.3999 | 0 | 1094.5204 | 0.01475 | 743.7319 | 3.1458e-05
|  |  | 1024.0224 | 0.00020925 | 745.1524 | 0.00165 | 1024.0224 | 0 | 1024.5568 | 0 | 1024.0224 | 0 | 743.853 | 1.5357e-05 | 1018.5 | 0.0012648 | 745.1524 | 0.00013718 | 1018.5 | 0.0014502 | 1018.5 | 0.0012462 | 743.853 | 1.636e-05 | 743.853 | 1.3045e-05 | 1024.0224 | 0 | 1024.0224 | 0 | 1094.6888 | 0.01416 | 1024.0224 | 0 | 1095.5704 | 5.0004e-05 | 1094.6888 | 0.01516 | 743.853 | 1.5045e-05
|  |  | 1024.2658 | -0.00091411 | 745.2823 | 0 | 1024.2658 | 0 | 1024.8011 | 0 | 1024.2658 | 0 | 743.9742 | 2.9448e-05 | 1018.7 | -0.0009275 | 745.2823 | 0.00084224 | 1018.7 | -2.6905e-06 | 1018.7 | 0.00079106 | 743.9742 | 3.2474e-05 | 743.9742 | 2.5454e-05 | 1024.2658 | 0 | 1024.2658 | 0 | 1094.8572 | 0.01624 | 1024.2658 | 0 | 1095.741 | 0 | 1094.8572 | 0.01473 | 743.9742 | 2.7332e-05
|  |  | 1024.5093 | -0.00070265 | 745.4123 | 0.0012 | 1024.5093 | 0 | 1025.0455 | 0 | 1024.5093 | 0 | 744.0954 | 1.4158e-05 | 1018.9 | 0.0025127 | 745.4123 | 0.00167 | 1018.9 | 0.0024188 | 1018.9 | 0.0019289 | 744.0954 | 1.65e-05 | 744.0954 | 1.2408e-05 | 1024.5093 | 0 | 1024.5093 | 0 | 1095.0255 | 0.01372 | 1024.5093 | 0 | 1095.9116 | 5.0004e-05 | 1095.0255 | 0.01513 | 744.0954 | 1.2286e-05
|  |  | 1024.7527 | -0.0011135 | 745.5423 | 0 | 1024.7527 | 0 | 1025.2898 | 0 | 1024.7527 | 0 | 744.2166 | 2.9649e-05 | 1019.2 | -0.00096123 | 745.5423 | 0.00081385 | 1019.2 | -3.4977e-05 | 1019.2 | -0.00093193 | 744.2166 | 3.5144e-05 | 744.2166 | 2.9945e-05 | 1024.7527 | 0 | 1024.7527 | 0 | 1095.1939 | 0.01624 | 1024.7527 | 0 | 1096.0822 | 0 | 1095.1939 | 0.01466 | 744.2166 | 2.9395e-05
|  |  | 1024.9961 | -0.00097333 | 745.6723 | 0.00142 | 1024.9961 | 0 | 1025.5342 | 0 | 1024.9961 | 0 | 744.3378 | 1.5704e-05 | 1019.4 | -8.4319e-05 | 745.6723 | 0.00232 | 1019.4 | 0.0024833 | 1019.4 | -0.00041178 | 744.3378 | 1.8725e-05 | 744.3378 | 1.7536e-05 | 1024.9961 | 0 | 1024.9961 | 0 | 1095.3623 | 0.0138 | 1024.9961 | 0 | 1096.2528 | 6.9993e-05 | 1095.3623 | 0.01511 | 744.3378 | 1.7109e-05
|  |  | 1025.2395 | -0.00047055 | 745.8023 | 0 | 1025.2395 | 0 | 1025.7786 | 0 | 1025.2395 | 0 | 744.4589 | 3.1587e-05 | 1019.7 | 0.0014334 | 745.8023 | 0.00115 | 1019.7 | -0.00039012 | 1019.7 | -0.0017121 | 744.4589 | 3.58e-05 | 744.4589 | 3.3788e-05 | 1025.2395 | 0 | 1025.2395 | 0 | 1095.5306 | 0.01645 | 1025.2395 | 0 | 1096.4234 | 0 | 1095.5306 | 0.01471 | 744.4589 | 2.5716e-05
|  |  | 1025.483 | 0.00033982 | 745.9323 | 0.00229 | 1025.483 | 0 | 1026.023 | 0 | 1025.483 | 0 | 744.5801 | 1.6118e-05 | 1019.9 | 0.00035414 | 745.9323 | 0.00173 | 1019.9 | -0.0015847 | 1019.9 | -0.0019397 | 744.5801 | 1.7156e-05 | 744.5801 | 1.6252e-05 | 1025.483 | 0 | 1025.483 | 0 | 1095.699 | 0.01445 | 1025.483 | 0 | 1096.594 | 5.0004e-05 | 1095.699 | 0.01519 | 744.5801 | 8.6074e-06
|  |  | 1025.7264 | -0.00090697 | 746.0623 | 0 | 1025.7264 | 0 | 1026.2673 | 0 | 1025.7264 | 0 | 744.7013 | 3.0769e-05 | 1020.2 | -5.0592e-05 | 746.0623 | 0.00203 | 1020.2 | 0.00083675 | 1020.2 | -0.0010945 | 744.7013 | 3.457e-05 | 744.7013 | 3.3151e-05 | 1025.7264 | 0 | 1025.7264 | 0 | 1095.8673 | 0.01617 | 1025.7264 | 0 | 1096.7646 | 0 | 1095.8673 | 0.01307 | 744.7013 | 2.3653e-05
|  |  | 1025.9699 | 0.00013596 | 746.1924 | 0.00057222 | 1025.9699 | 0 | 1026.5117 | 0 | 1025.9699 | 0 | 744.8225 | 1.492e-05 | 1020.4 | 1.6864e-05 | 746.1924 | 0.00181 | 1020.4 | 0.0013211 | 1020.4 | 0.0026766 | 744.8225 | 1.7402e-05 | 744.8225 | 1.6899e-05 | 1025.9699 | 0 | 1025.9699 | 0 | 1096.0357 | 0.00971 | 1025.9699 | 0 | 1096.9352 | 3.0002e-05 | 1096.0357 | 0.00836 | 744.8225 | 1.5045e-05
|  |  | 1026.2133 | -0.0029609 | 746.3224 | 0 | 1026.2133 | 0 | 1026.7561 | 0 | 1026.2133 | 0 | 744.9437 | 2.9448e-05 | 1020.6 | -0.0009275 | 746.3224 | 0 | 1020.6 | -0.0032636 | 1020.6 | -0.0034026 | 744.9437 | 3.4301e-05 | 744.9437 | 2.9945e-05 | 1026.2133 | 0 | 1026.2133 | 0 | 1096.2041 | 0.00045705 | 1026.2133 | 0 | 1097.1058 | 0 | 1096.2041 | 0.00327 | 744.9437 | 2.8015e-05
|  |  | 1026.4568 | -0.0018794 | 746.4525 | 0.00029479 | 1026.4568 | 0 | 1027.0005 | 0 | 1026.4568 | 0 | 745.0648 | 1.4662e-05 | 1020.9 | 0.0010287 | 746.4525 | 0 | 1020.9 | -0.0035541 | 1020.9 | -0.0023299 | 745.0648 | 1.6899e-05 | 745.0648 | 1.3045e-05 | 1026.4568 | 0 | 1026.4568 | 0 | 1096.3724 | 0 | 1026.4568 | 0 | 1097.2764 | 6.9993e-05 | 1096.3724 | 0.00022355 | 745.0648 | 1.297e-05
|  |  | 1026.7002 | -0.0026374 | 746.5825 | 0 | 1026.7002 | 0 | 1027.2449 | 0 | 1026.7002 | 0 | 745.186 | 2.9212e-05 | 1021.1 | -0.001737 | 746.5825 | 0 | 1021.1 | -0.0054268 | 1021.1 | -0.00047681 | 745.186 | 3.3317e-05 | 745.186 | 2.7375e-05 | 1026.7002 | 0 | 1026.7002 | 0 | 1096.5408 | 0 | 1026.7002 | 0 | 1097.447 | 0 | 1096.5408 | 0.0002081 | 745.186 | 2.8015e-05
|  |  | 1026.9437 | -0.0022129 | 746.7126 | 0.00102 | 1026.9437 | 0 | 1027.4893 | 0 | 1026.9437 | 0 | 745.3072 | 1.4741e-05 | 1021.4 | 0.00015177 | 746.7126 | 0 | 1021.4 | -0.0022951 | 1021.4 | -0.0018422 | 745.3072 | 1.6418e-05 | 745.3072 | 1.4868e-05 | 1026.9437 | 0 | 1026.9437 | 0 | 1096.7091 | 5.2751e-05 | 1026.9437 | 0 | 1097.6176 | 6.9993e-05 | 1096.7091 | 0.00018544 | 745.3072 | 1.5045e-05
|  |  | 1027.1872 | -0.002802 | 746.8427 | 0 | 1027.1872 | 0 | 1027.7337 | 0 | 1027.1872 | 0 | 745.4284 | 2.835e-05 | 1021.6 | -0.0019057 | 746.8427 | 0 | 1021.6 | -0.0026501 | 1021.6 | -0.0025575 | 745.4284 | 3.1865e-05 | 745.4284 | 2.9835e-05 | 1027.1872 | 0 | 1027.1872 | 0 | 1096.8775 | 0 | 1027.1872 | 0 | 1097.7882 | 0 | 1096.8775 | 0.00024441 | 745.4284 | 3.0079e-05
|  |  | 1027.4306 | -0.0020809 | 746.9729 | 0.00076297 | 1027.4306 | 0 | 1027.9781 | 0 | 1027.4306 | 0 | 745.5496 | 2.0643e-05 | 1021.9 | 0.00028669 | 746.9729 | 0 | 1021.9 | -0.0011327 | 1021.9 | -0.0024923 | 745.5496 | 2.3152e-05 | 745.5496 | 2.3257e-05 | 1027.4306 | 0 | 1027.4306 | 0 | 1097.0459 | 0.00068578 | 1027.4306 | 0 | 1097.9588 | 6.9993e-05 | 1097.0459 | 0.0002648 | 745.5496 | 2.2556e-05

## Integration (hidden)
LED Item # | M365L2 |  | M365LP1 |  | M385L2 |  | M385LP1 |  | M405L3 |  | M405LP1 |  | M455L3 |  | M470L3 |  | M505L3 |  | M530L3 |  | M590L3 |  | M617L3 |  | M625L3 |  | M660L3 |  | M730L4 |  | M780L3 |  | M810L3 |  | M850L3 |  | M940L3 |  | MCWHL5
| Area Under Normalized Curve |  | Area Under Normalized Curve |  | Area Under Normalized Curve |  | Area Under Normalized Curve |  | Area Under Normalized Curve |  | Area Under Normalized Curve |  | Area Under Normalized Curve |  | Area Under Normalized Curve |  | Area Under Normalized Curve |  | Area Under Normalized Curve |  | Area Under Normalized Curve |  | Area Under Normalized Curve |  | Area Under Normalized Curve |  | Area Under Normalized Curve |  | Area Under Normalized Curve |  | Area Under Normalized Curve |  | Area Under Normalized Curve |  | Area Under Normalized Curve |  | Area Under Normalized Curve |  | Area Under Normalized Curve
| Total | 9.7188 | Total | 13.4132 | Total | 12.562 | Total | 13.4323 | Total | 22.9624 | Total | 16.3791 | Total | 24.0532 | Total | 21.089 | Total | 38.2839 | Total | 41.5743 | Total | 14.8711 | Total | 18.4367 | Total | 19.2314 | Total | 25.537 | Total | 41.2251 | Total | 37.4574 | Total | 36.3782 | Total | 34.5024 | Total | 73.1931 | Total | 59.2628
Integration
| 1.7494e-05 |  | -0.0001475 |  | 1.9878e-06 |  | 0 |  | 0 |  | 0 |  | 1.235e-06 |  | -0.00013491 |  | 0.00017281 |  | 1.8834e-05 |  | 1.5172e-05 |  | 1.2765e-06 |  | 0 |  | 0 |  | 0 |  | 0.00027559 |  | 0 |  | 2.8399e-06 |  | 0.00060798 |  | 1.6217e-06
| 1.029e-05 |  | -4.1043e-05 |  | 0 |  | 0 |  | 0 |  | 0 |  | 1.1579e-06 |  | -0.0003329 |  | 0.00019039 |  | -1.7516e-05 |  | -2.8445e-05 |  | 1.2004e-06 |  | 0 |  | 0 |  | 0 |  | 0.00029017 |  | 0 |  | 2.3238e-06 |  | 0.00059263 |  | 1.4412e-06
| 2.0389e-05 |  | -3.2511e-06 |  | 4.9567e-05 |  | 0 |  | 0 |  | 0 |  | 1.0312e-06 |  | -4.3846e-05 |  | 0.00010929 |  | -3.2824e-05 |  | -1.0844e-06 |  | 1.1825e-06 |  | 0 |  | 0 |  | 0 |  | 0.00028482 |  | 0 |  | 0 |  | 0.0005919 |  | 1.1919e-06
| 4.1999e-05 |  | 7.1318e-05 |  | 4.9571e-05 |  | 0 |  | 0 |  | 0 |  | 9.3943e-07 |  | 0.00024621 |  | 6.7352e-05 |  | -8.7711e-05 |  | -0.00015713 |  | 1.1139e-06 |  | 0 |  | 0 |  | 0 |  | 0.00029405 |  | 0 |  | 0 |  | 0.00059654 |  | 1.0049e-06
| 4.0968e-05 |  | 0.00010229 |  | 2.1809e-05 |  | 0 |  | 0 |  | 0 |  | 8.8585e-07 |  | 0.00043846 |  | 0.00011299 |  | -1.0224e-05 |  | -2.384e-05 |  | 9.5417e-07 |  | 0 |  | 0 |  | 0 |  | 0.00019682 |  | 0 |  | 2.3241e-06 |  | 0.00059658 |  | 9.9852e-07
| 9.0727e-06 |  | 7.1956e-05 |  | 2.1808e-05 |  | 0 |  | 0 |  | 0 |  | 9.1029e-07 |  | 0.00019832 |  | 9.5128e-05 |  | 7.4016e-05 |  | 9.1018e-06 |  | 8.3331e-07 |  | 0 |  | 0 |  | 0 |  | 0.0001569 |  | 0 |  | 2.3241e-06 |  | 0.00059124 |  | 9.6079e-07
| 0 |  | -1.0674e-05 |  | 1.8834e-05 |  | 0 |  | 0 |  | 0 |  | 9.1577e-07 |  | -0.00015851 |  | 3.6509e-05 |  | -8.7709e-05 |  | -0.00017338 |  | 8.1866e-07 |  | 0 |  | 0 |  | 0 |  | 0.00020273 |  | 0 |  | 2.3244e-06 |  | 0.00058744 |  | 9.5438e-07
| 1.3374e-05 |  | 2.1699e-05 |  | 1.8834e-05 |  | 0 |  | 0 |  | 0 |  | 8.9819e-07 |  | -0.00026644 |  | 8.5196e-05 |  | -0.00027174 |  | 2.8175e-05 |  | 8.4484e-07 |  | 0 |  | 0 |  | 0 |  | 0.00026955 |  | 0 |  | 2.3244e-06 |  | 0.00058748 |  | 1.0731e-06
| 1.3373e-05 |  | 4.0407e-05 |  | 0 |  | 0 |  | 0 |  | 0 |  | 8.928e-07 |  | 1.6864e-05 |  | 0.00014209 |  | -0.00012323 |  | -0.00012787 |  | 8.22e-07 |  | 0 |  | 0 |  | 0 |  | 0.00031181 |  | 0 |  | 7.7481e-07 |  | 0.00059059 |  | 1.1918e-06
| 0 |  | 0.00018438 |  | 7.948e-06 |  | 0 |  | 0 |  | 0 |  | 9.0193e-07 |  | 0.00015852 |  | 0.00010801 |  | -0.00012968 |  | -0.0002384 |  | 8.4619e-07 |  | 0 |  | 0 |  | 0 |  | 0.00022042 |  | 0 |  | 1.2915e-06 |  | 0.00059443 |  | 1.211e-06
| 7.0878e-05 |  | 0.00020674 |  | 3.3718e-05 |  | 0 |  | 0 |  | 0 |  | 9.075e-07 |  | 0.0002054 |  | 0.00013373 |  | -0.00041754 |  | -0.00015133 |  | 8.4946e-07 |  | 0 |  | 0 |  | 0 |  | 0.00016053 |  | 0 |  | 4.3912e-06 |  | 0.00060219 |  | 1.0739e-06
| 7.4987e-05 |  | 2.0376e-05 |  | 4.1662e-05 |  | 0 |  | 0 |  | 0 |  | 8.5641e-07 |  | 3.0354e-05 |  | 0.00019547 |  | -0.00022654 |  | 2.1674e-05 |  | 8.1069e-07 |  | 0 |  | 0 |  | 0 |  | 0.00023043 |  | 0 |  | 3.8748e-06 |  | 0.00060834 |  | 1.0112e-06
| 4.1144e-06 |  | -7.1375e-06 |  | 1.5894e-05 |  | 0 |  | 0 |  | 0 |  | 8.4849e-07 |  | -1.6864e-05 |  | 8.2303e-05 |  | -1.3453e-05 |  | -6.2857e-05 |  | 7.8585e-07 |  | 0 |  | 0 |  | 0 |  | 0.00026042 |  | 0 |  | 2.325e-06 |  | 0.00061226 |  | 9.3614e-07
| 1.5429e-05 |  | -5.7102e-06 |  | 0 |  | 0 |  | 0 |  | 0 |  | 8.967e-07 |  | 1.3491e-05 |  | 3.8403e-05 |  | -0.00018457 |  | -0.00029042 |  | 8.528e-07 |  | 0 |  | 0 |  | 0 |  | 0.00027962 |  | 0 |  | 2.3252e-06 |  | 0.00060918 |  | 8.6761e-07
| 1.5428e-05 |  | 8.4069e-07 |  | 1.8829e-05 |  | 0 |  | 0 |  | 0 |  | 9.6432e-07 |  | 7.083e-06 |  | 0.00010927 |  | -0.00041754 |  | -0.0003732 |  | 9.7699e-07 |  | 0 |  | 0 |  | 0 |  | 0.000315 |  | 0 |  | 7.7506e-07 |  | 0.00060542 |  | 8.0541e-07
| 0 |  | -4.0304e-05 |  | 1.8829e-05 |  | 0 |  | 0 |  | 0 |  | 1.0058e-06 |  | 0.0002732 |  | 0.00010602 |  | -0.00036537 |  | -0.00039769 |  | 1.065e-06 |  | 0 |  | 0 |  | 0 |  | 0.00039567 |  | 0 |  | 7.7511e-07 |  | 0.00060926 |  | 6.9326e-07
| 0 |  | -6.8586e-05 |  | 1.2882e-05 |  | 0 |  | 0 |  | 0 |  | 1.0145e-06 |  | 8.4322e-05 |  | 0.00015173 |  | -0.00025882 |  | -8.5607e-05 |  | 1.1052e-06 |  | 0 |  | 0 |  | 0 |  | 0.00038033 |  | 0 |  | 7.7516e-07 |  | 0.00061699 |  | 5.3747e-07
| 0 |  | -4.6354e-05 |  | 1.2882e-05 |  | 0 |  | 0 |  | 0 |  | 1.0041e-06 |  | -0.00028332 |  | 0.00022629 |  | -0.00025237 |  | -7.9105e-05 |  | 1.102e-06 |  | 0 |  | 0 |  | 0 |  | 0.00030198 |  | 0 |  | 1.292e-06 |  | 0.00062548 |  | 4.4383e-07
| 0 |  | 3.7539e-05 |  | 1.7836e-05 |  | 0 |  | 0 |  | 0 |  | 1.0212e-06 |  | -0.0001452 |  | 0.00017601 |  | -0.00016329 |  | -4.8926e-05 |  | 1.1333e-06 |  | 0 |  | 0 |  | 0 |  | 0.00031199 |  | 0 |  | 1.292e-06 |  | 0.00063167 |  | 5.9332e-07
| 7.1983e-06 |  | 5.8281e-05 |  | 1.7834e-05 |  | 0 |  | 0 |  | 0 |  | 1.0877e-06 |  | 0.00010118 |  | 0.00017428 |  | -0.00023623 |  | 0.00018422 |  | 1.1091e-06 |  | 0 |  | 0 |  | 0 |  | 0.00032738 |  | 0 |  | 1.2921e-06 |  | 0.00063709 |  | 9.1147e-07
| 7.1767e-05 |  | -9.1381e-06 |  | 7.3139e-05 |  | 0 |  | 0 |  | 0 |  | 1.1645e-06 |  | 8.4319e-05 |  | 0.00010799 |  | -0.00031371 |  | 8.9943e-05 |  | 1.0755e-06 |  | 0 |  | 0 |  | 0 |  | 0.00032202 |  | 0 |  | 2.8428e-06 |  | 0.00063713 |  | 1.1868e-06
| 6.4568e-05 |  | -6.5704e-05 |  | 0.00010095 |  | 0 |  | 0 |  | 0 |  | 1.1604e-06 |  | -4.0473e-05 |  | 0 |  | -0.00013936 |  | 8.6694e-05 |  | 1.045e-06 |  | 0 |  | 0 |  | 0 |  | 0.00036276 |  | 0 |  | 2.3261e-06 |  | 0.00062791 |  | 1.2061e-06
| 8.5527e-07 |  | -3.2418e-05 |  | 2.7805e-05 |  | 0 |  | 0 |  | 0 |  | 1.0812e-06 |  | 0.0001855 |  | 7.9418e-05 |  | -1.3453e-05 |  | 0.00014846 |  | 1.0297e-06 |  | 0 |  | 0 |  | 0 |  | 0.00032975 |  | 0 |  | 2.3261e-06 |  | 0.00061415 |  | 1.1432e-06
| 1.4222e-05 |  | 6.3259e-05 |  | 4.3693e-05 |  | 0 |  | 0 |  | 0 |  | 1.0075e-06 |  | 0.00035414 |  | 0.00012105 |  | 6.0456e-05 |  | -6.5994e-05 |  | 1.061e-06 |  | 0 |  | 0 |  | 0 |  | 0.00025213 |  | 0 |  | 2.3264e-06 |  | 0.00060497 |  | 1.0869e-06
| 1.3367e-05 |  | 1.9709e-05 |  | 7.3415e-05 |  | 0 |  | 0 |  | 0 |  | 9.1068e-07 |  | -2.3611e-05 |  | 0.00010962 |  | -6.8333e-05 |  | -0.00030016 |  | 1.0139e-06 |  | 0 |  | 0 |  | 0 |  | 0.0003144 |  | 0 |  | 2.3264e-06 |  | 0.00061035 |  | 9.7469e-07
| 0 |  | -6.2244e-06 |  | 2.9719e-05 |  | 0 |  | 0 |  | 0 |  | 8.034e-07 |  | -7.4202e-05 |  | 0.00018739 |  | 4.4669e-05 |  | -0.00015062 |  | 9.3683e-07 |  | 0 |  | 0 |  | 0 |  | 0.00035286 |  | 0 |  | 2.3264e-06 |  | 0.000615 |  | 8.9961e-07
| 1.7278e-05 |  | 4.1539e-05 |  | 2.3774e-05 |  | 0 |  | 0 |  | 0 |  | 6.8826e-07 |  | 8.4319e-05 |  | 0.00013047 |  | 0.00012538 |  | -8.886e-05 |  | 8.3685e-07 |  | 0 |  | 0 |  | 0 |  | 0.00026833 |  | 0 |  | 0 |  | 0.00061354 |  | 1.0248e-06
| 1.7279e-05 |  | -6.4056e-05 |  | 2.3776e-05 |  | 0 |  | 0 |  | 0 |  | 6.3711e-07 |  | 9.2076e-05 |  | 0.00013048 |  | -7.1756e-05 |  | -0.00026739 |  | 7.2538e-07 |  | 0 |  | 0 |  | 0 |  | 0.00031907 |  | 0 |  | 0 |  | 0.0006097 |  | 1.1751e-06
| 0 |  | -5.4394e-05 |  | 0 |  | 0 |  | 0 |  | 0 |  | 6.9442e-07 |  | -7.0829e-05 |  | 0.00020965 |  | -3.9281e-05 |  | -0.00021564 |  | 6.6801e-07 |  | 0 |  | 0 |  | 0 |  | 0.00035369 |  | 0 |  | 2.3268e-06 |  | 0.00060974 |  | 1.05e-06
| 2.1589e-05 |  | 0.00013896 |  | 0 |  | 0 |  | 0 |  | 0 |  | 7.5538e-07 |  | -0.00022935 |  | 0.0001254 |  | -0.00028143 |  | -0.00011811 |  | 7.0243e-07 |  | 0 |  | 0 |  | 0 |  | 0.00026067 |  | 0 |  | 2.327e-06 |  | 0.00061362 |  | 8.125e-07
| 2.1587e-05 |  | 0.00016817 |  | 7.9968e-05 |  | 0 |  | 0 |  | 0 |  | 7.8357e-07 |  | -0.00013811 |  | 7.8639e-05 |  | -0.00015312 |  | -1.1372e-06 |  | 8.492e-07 |  | 0 |  | 0 |  | 0 |  | 0.00022993 |  | 0 |  | 7.7566e-07 |  | 0.00060828 |  | 7.7542e-07
| 0 |  | 5.8982e-05 |  | 9.8831e-05 |  | 0 |  | 0 |  | 0 |  | 8.3723e-07 |  | 2.0237e-05 |  | 4.3504e-05 |  | -0.00020395 |  | -0.00014087 |  | 9.5375e-07 |  | 0 |  | 0 |  | 0 |  | 0.0002261 |  | 0 |  | 1.2929e-06 |  | 0.0006014 |  | 9.8789e-07
| 0 |  | 4.7147e-05 |  | 4.1644e-05 |  | 0 |  | 0 |  | 0 |  | 8.6711e-07 |  | 2.6983e-05 |  | 3.2155e-05 |  | -0.00052358 |  | -0.00022215 |  | 9.1231e-07 |  | 0 |  | 0 |  | 0 |  | 0.00022304 |  | 0 |  | 2.8447e-06 |  | 0.00060374 |  | 1.038e-06
| 0 |  | 0.00010698 |  | 2.2779e-05 |  | 0 |  | 0 |  | 0 |  | 8.1658e-07 |  | -0.00012479 |  | 7.7014e-05 |  | -0.00032017 |  | 0.00017122 |  | 8.5183e-07 |  | 0 |  | 0 |  | 0 |  | 0.00026766 |  | 0 |  | 2.3273e-06 |  | 0.00061301 |  | 9.5652e-07
| 1.9327e-05 |  | 9.9744e-05 |  | 2.4759e-05 |  | 0 |  | 0 |  | 0 |  | 7.5261e-07 |  | -0.00038955 |  | 5.756e-05 |  | 2.8241e-06 |  | 0.00045286 |  | 8.9973e-07 |  | 0 |  | 0 |  | 0 |  | 0.00030537 |  | 0 |  | 7.7586e-07 |  | 0.00061921 |  | 8.6865e-07
| 4.1936e-05 |  | 4.3604e-05 |  | 2.4757e-05 |  | 0 |  | 0 |  | 0 |  | 7.722e-07 |  | -0.00011804 |  | 1.2698e-05 |  | 1.2376e-05 |  | 0.00019722 |  | 1.0274e-06 |  | 0 |  | 0 |  | 0 |  | 0.00034152 |  | 0 |  | 1.2931e-06 |  | 0.00061459 |  | 8.2507e-07
| 2.2611e-05 |  | -3.7878e-05 |  | 6.4534e-05 |  | 0 |  | 0 |  | 0 |  | 8.5759e-07 |  | 8.095e-05 |  | 9.7087e-05 |  | -0.00010708 |  | -0.00014412 |  | 1.116e-06 |  | 0 |  | 0 |  | 0 |  | 0.0003108 |  | 0 |  | 1.2932e-06 |  | 0.00060698 |  | 8.5653e-07
| 0 |  | -0.00011274 |  | 6.4534e-05 |  | 0 |  | 0 |  | 0 |  | 9.2042e-07 |  | -7.0827e-05 |  | 0.00018389 |  | 0.00013184 |  | 7.3687e-05 |  | 1.1492e-06 |  | 0 |  | 0 |  | 0 |  | 0.00024464 |  | 0 |  | 2.8452e-06 |  | 0.00061082 |  | 8.7515e-07
| 0 |  | -5.2623e-05 |  | 1.9806e-05 |  | 0 |  | 0 |  | 0 |  | 9.6992e-07 |  | -0.0002054 |  | 0.00017076 |  | -8.5314e-05 |  | 0.00031973 |  | 1.2283e-06 |  | 0 |  | 0 |  | 0 |  | 0.00033007 |  | 0 |  | 4.3971e-06 |  | 0.00062014 |  | 9.3174e-07
| 7.1939e-06 |  | -2.8404e-06 |  | 1.9804e-05 |  | 0 |  | 0 |  | 0 |  | 1.017e-06 |  | -0.00029681 |  | 0.0001776 |  | -0.00029112 |  | 0.0001127 |  | 1.2623e-06 |  | 0 |  | 0 |  | 0 |  | 0.00029776 |  | 0 |  | 7.502e-06 |  | 0.00062552 |  | 9.7614e-07
| 7.1933e-06 |  | -1.6334e-05 |  | 1.6832e-05 |  | 0 |  | 0 |  | 0 |  | 1.0305e-06 |  | -0.00023609 |  | 0.00012255 |  | -0.00011677 |  | 8.3441e-05 |  | 1.2656e-06 |  | 0 |  | 0 |  | 0 |  | 0.00020313 |  | 0 |  | 7.502e-06 |  | 0.00062479 |  | 1.2074e-06
| 0 |  | -2.9479e-05 |  | 1.6834e-05 |  | 0 |  | 0 |  | 0 |  | 9.4081e-07 |  | -0.00022665 |  | 5.2682e-05 |  | -0.00030906 |  | -6.258e-05 |  | 1.242e-06 |  | 0 |  | 0 |  | 0 |  | 0.00031011 |  | 0 |  | 2.8458e-06 |  | 0.00062329 |  | 1.4509e-06
| 0 |  | -7.821e-05 |  | 4.9504e-06 |  | 0 |  | 0 |  | 0 |  | 8.6218e-07 |  | -0.00013828 |  | 6.2402e-05 |  | -0.00026205 |  | -0.00016363 |  | 1.2153e-06 |  | 0 |  | 0 |  | 0 |  | 0.00041402 |  | 0 |  | 5.1741e-07 |  | 0.00062411 |  | 1.5884e-06
| 0 |  | -3.5454e-05 |  | 2.8769e-05 |  | 0 |  | 0 |  | 0 |  | 8.335e-07 |  | -0.00013154 |  | 8.0235e-05 |  | 9.3093e-05 |  | -4.3346e-05 |  | 1.1828e-06 |  | 0 |  | 0 |  | 0 |  | 0.00038403 |  | 0 |  | 5.1748e-07 |  | 0.00062645 |  | 1.4388e-06
| 0 |  | -2.9419e-05 |  | 6.2427e-05 |  | 0 |  | 0 |  | 0 |  | 8.9338e-07 |  | -0.0002226 |  | 0.00010612 |  | 0.00019318 |  | -4.3346e-05 |  | 1.1675e-06 |  | 0 |  | 0 |  | 0 |  | 0.00031248 |  | 0 |  | 2.8461e-06 |  | 0.00062419 |  | 1.0638e-06
| 0 |  | -8.711e-05 |  | 5.4488e-05 |  | 0 |  | 0 |  | 0 |  | 9.3374e-07 |  | -0.00019832 |  | 7.3703e-05 |  | 0.00012826 |  | -0.00023325 |  | 1.1523e-06 |  | 0 |  | 0 |  | 0 |  | 0.00032327 |  | 0 |  | 2.3288e-06 |  | 0.00062346 |  | 7.3237e-07
| 0 |  | -0.00014122 |  | 5.9434e-05 |  | 0 |  | 0 |  | 0 |  | 9.4656e-07 |  | -0.00016526 |  | 0.00010624 |  | 0.00042241 |  | -0.00031642 |  | 1.0739e-06 |  | 0 |  | 0 |  | 0 |  | 0.000341 |  | 0 |  | 0 |  | 0.00062735 |  | 4.7604e-07
| 0 |  | -6.1063e-05 |  | 4.3562e-05 |  | 0 |  | 0 |  | 0 |  | 1.0077e-06 |  | -0.00016864 |  | 0.00012732 |  | 0.00022223 |  | -0.00029042 |  | 9.374e-07 |  | 0 |  | 0 |  | 0 |  | 0.00023169 |  | 0 |  | 2.0702e-06 |  | 0.00063196 |  | 5.0692e-07
| 2.9065e-06 |  | -3.4211e-05 |  | 3.9595e-06 |  | 0 |  | 0 |  | 0 |  | 1.0406e-06 |  | -0.0001629 |  | 3.1606e-05 |  | -0.00025143 |  | -0.00017523 |  | 8.0084e-07 |  | 0 |  | 0 |  | 0 |  | 0.00028407 |  | 0 |  | 2.8469e-06 |  | 0.00063051 |  | 7.8834e-07
| 2.2426e-05 |  | 2.2324e-05 |  | 3.9592e-06 |  | 0 |  | 0 |  | 0 |  | 1.0059e-06 |  | -0.00013154 |  | 1.3505e-06 |  | 2.6896e-06 |  | 7.3688e-05 |  | 7.5241e-07 |  | 0 |  | 0 |  | 0 |  | 0.00040725 |  | 0 |  | 7.7636e-07 |  | 0.00062281 |  | 1.0326e-06
| 2.6528e-05 |  | 6.7927e-05 |  | 9.8989e-06 |  | 0 |  | 0 |  | 0 |  | 8.5647e-07 |  | -8.4318e-05 |  | 8.049e-05 |  | 1.8832e-05 |  | 7.0438e-05 |  | 6.9696e-07 |  | 0 |  | 0 |  | 0 |  | 0.0003018 |  | 0 |  | 2.3294e-06 |  | 0.00062285 |  | 9.6391e-07
| 2.6528e-05 |  | 3.9795e-05 |  | 9.8989e-06 |  | 0 |  | 0 |  | 0 |  | 6.9897e-07 |  | 0.00015178 |  | 0.00018039 |  | -0.00014583 |  | -0.00014087 |  | 6.8802e-07 |  | 0 |  | 0 |  | 0 |  | 0.00014333 |  | 0 |  | 2.3294e-06 |  | 0.00062986 |  | 7.6984e-07
| 1.9519e-05 |  | 0.00011072 |  | 3.1675e-05 |  | 0 |  | 0 |  | 0 |  | 6.0563e-07 |  | -8.1453e-05 |  | 0.00011907 |  | -0.00018363 |  | -0.00028445 |  | 7.3915e-07 |  | 0 |  | 0 |  | 0 |  | 0.00018414 |  | 0 |  | 7.7651e-07 |  | 0.00063525 |  | 9.6978e-07
| 2.0545e-05 |  | 0.00015851 |  | 3.1673e-05 |  | 0 |  | 0 |  | 0 |  | 5.9403e-07 |  | -0.00018551 |  | 2.0252e-05 |  | 9.1475e-06 |  | -0.00026115 |  | 8.5595e-07 |  | 0 |  | 0 |  | 0 |  | 0.00031572 |  | 0 |  | 7.7656e-07 |  | 0.00063144 |  | 1.2763e-06
| 2.2425e-05 |  | 3.3635e-05 |  | 6.5071e-05 |  | 0 |  | 0 |  | 0 |  | 6.7596e-07 |  | 6.7455e-05 |  | 9.0125e-05 |  | -1.3452e-05 |  | -0.0004172 |  | 1.0361e-06 |  | 0 |  | 0 |  | 0 |  | 0.00021552 |  | 0 |  | 7.7661e-07 |  | 0.00063071 |  | 1.2078e-06
| 1.8803e-06 |  | -7.4072e-05 |  | 6.5065e-05 |  | 0 |  | 0 |  | 0 |  | 7.7298e-07 |  | -8.8535e-05 |  | 8.9037e-05 |  | -0.00011583 |  | -0.00030153 |  | 1.1152e-06 |  | 0 |  | 0 |  | 0 |  | 0.00014468 |  | 0 |  | 1.2944e-06 |  | 0.00064076 |  | 8.9467e-07
| 0 |  | -2.4065e-05 |  | 0 |  | 0 |  | 0 |  | 0 |  | 9.1419e-07 |  | -2.6982e-05 |  | 1.431e-05 |  | -0.00033308 |  | -4.0094e-05 |  | 1.0745e-06 |  | 0 |  | 0 |  | 0 |  | 0.00028266 |  | 0 |  | 5.1778e-07 |  | 0.00064774 |  | 7.2577e-07
| 0 |  | -3.737e-05 |  | 0 |  | 0 |  | 0 |  | 0 |  | 1.051e-06 |  | 7.7574e-05 |  | 5.914e-05 |  | -0.0004364 |  | 3.1427e-05 |  | 1.042e-06 |  | 0 |  | 0 |  | 0 |  | 0.00034813 |  | 0 |  | 0 |  | 0.00064389 |  | 7.1356e-07
| 0 |  | 5.5352e-05 |  | 2.7709e-05 |  | 0 |  | 0 |  | 0 |  | 1.1432e-06 |  | 0.00012749 |  | 0.00011274 |  | -0.00014973 |  | 5.686e-06 |  | 1.1148e-06 |  | 0 |  | 0 |  | 0 |  | 0.00038746 |  | 0 |  | 7.7676e-07 |  | 0.00063781 |  | 6.6341e-07
| 0 |  | 4.614e-05 |  | 2.7709e-05 |  | 0 |  | 0 |  | 0 |  | 1.122e-06 |  | 0.00031366 |  | 6.7913e-05 |  | -0.0001878 |  | -4.9851e-05 |  | 1.2101e-06 |  | 0 |  | 0 |  | 0 |  | 0.00028426 |  | 0 |  | 1.2946e-06 |  | 0.00064478 |  | 6.7575e-07
| 0 |  | -3.935e-05 |  | 0 |  | 0 |  | 0 |  | 0 |  | 1.0438e-06 |  | 7.7561e-05 |  | 9.8731e-05 |  | -0.00026205 |  | -1.0831e-06 |  | 1.2356e-06 |  | 0 |  | 0 |  | 0 |  | 0.00018951 |  | 0 |  | 1.2948e-06 |  | 0.00064941 |  | 8.6985e-07
| 0 |  | -5.5678e-05 |  | 0 |  | 0 |  | 0 |  | 0 |  | 9.4254e-07 |  | -0.00038955 |  | 0.00016777 |  | -0.00027516 |  | -0.00020253 |  | 1.2371e-06 |  | 0 |  | 0 |  | 0 |  | 0.0002342 |  | 0 |  | 1.2947e-06 |  | 0.00064251 |  | 9.8318e-07
| 1.5209e-05 |  | -9.1554e-06 |  | 1.6822e-05 |  | 0 |  | 0 |  | 0 |  | 8.4603e-07 |  | -0.00018549 |  | 0.00015636 |  | -0.00026205 |  | -0.00024166 |  | 1.246e-06 |  | 0 |  | 0 |  | 0 |  | 0.00031282 |  | 0 |  | 2.8487e-06 |  | 0.00063566 |  | 9.0795e-07
| 1.5209e-05 |  | -0.00012654 |  | 1.6822e-05 |  | 0 |  | 0 |  | 0 |  | 8.6077e-07 |  | 7.42e-05 |  | 8.7309e-05 |  | -0.00013614 |  | -0.0004172 |  | 1.1982e-06 |  | 0 |  | 0 |  | 0 |  | 0.00035905 |  | 0 |  | 2.3307e-06 |  | 0.00063874 |  | 8.3922e-07
| 9.056e-06 |  | -0.00016223 |  | 1.7809e-05 |  | 0 |  | 0 |  | 0 |  | 9.0597e-07 |  | 9.5617e-05 |  | 1.2687e-05 |  | -0.0001565 |  | -0.00042781 |  | 1.1458e-06 |  | 0 |  | 0 |  | 0 |  | 0.00027894 |  | 0 |  | 3.8851e-06 |  | 0.00063879 |  | 7.2668e-07
| 9.056e-06 |  | 0.00019257 |  | 2.4752e-05 |  | 0 |  | 0 |  | 0 |  | 9.2133e-07 |  | -0.00011805 |  | 9.143e-05 |  | -0.00016519 |  | -0.00014738 |  | 1.0597e-06 |  | 0 |  | 0 |  | 0 |  | 0.00027742 |  | 0 |  | 3.8848e-06 |  | 0.00062573 |  | 6.9523e-07
| 0 |  | 0.000173 |  | 6.4573e-05 |  | 0 |  | 0 |  | 0 |  | 8.9628e-07 |  | -0.00024958 |  | 0.00017746 |  | -0.00019425 |  | -0.00021239 |  | 9.6964e-07 |  | 0 |  | 0 |  | 0 |  | 0.00025197 |  | 0 |  | 7.7706e-07 |  | 0.00061806 |  | 8.7081e-07
| 0 |  | -4.1836e-05 |  | 9.63e-05 |  | 0 |  | 0 |  | 0 |  | 8.9942e-07 |  | -0.00016864 |  | 0.00015324 |  | -6.5106e-05 |  | -0.00019614 |  | 9.3396e-07 |  | 0 |  | 0 |  | 0 |  | 0.00021422 |  | 0 |  | 1.2951e-06 |  | 0.00062273 |  | 1.1655e-06
| 1.2131e-05 |  | -3.171e-05 |  | 5.3514e-05 |  | 0 |  | 0 |  | 0 |  | 9.1905e-07 |  | -0.00025852 |  | 5.4533e-05 |  | -9.2102e-05 |  | -0.00010696 |  | 9.8579e-07 |  | 0 |  | 0 |  | 0 |  | 0.00031986 |  | 0 |  | 2.8496e-06 |  | 0.00063124 |  | 1.3155e-06
| 1.2131e-05 |  | 6.7664e-05 |  | 1.484e-05 |  | 0 |  | 0 |  | 0 |  | 9.16e-07 |  | -0.00022935 |  | 1.5658e-05 |  | -0.0003008 |  | -0.00020264 |  | 1.0427e-06 |  | 0 |  | 0 |  | 0 |  | 0.00034298 |  | 0 |  | 2.3315e-06 |  | 0.00062893 |  | 1.2087e-06
| 0 |  | 0.00014307 |  | 4.5505e-05 |  | 0 |  | 0 |  | 0 |  | 8.9103e-07 |  | -0.00021585 |  | 0.00013375 |  | -0.00037506 |  | -0.00031967 |  | 1.0281e-06 |  | 0 |  | 0 |  | 0 |  | 0.00034072 |  | 0 |  | 0 |  | 0.00061976 |  | 1.084e-06
| 0 |  | 4.6778e-05 |  | 6.2362e-05 |  | 0 |  | 0 |  | 0 |  | 9.0272e-07 |  | -0.00013103 |  | 0.00015805 |  | -8.1928e-05 |  | -0.00010696 |  | 1.0179e-06 |  | 0 |  | 0 |  | 0 |  | 0.00034688 |  | 0 |  | 5.1818e-07 |  | 0.00060974 |  | 1.0217e-06
| 0 |  | -7.0731e-05 |  | 3.466e-05 |  | 0 |  | 0 |  | 0 |  | 9.1372e-07 |  | 4.3846e-05 |  | 0.00013692 |  | -1.3461e-05 |  | 8.9942e-05 |  | 1.0205e-06 |  | 0 |  | 0 |  | 0 |  | 0.00036929 |  | 0 |  | 1.2954e-06 |  | 0.00060597 |  | 9.2131e-07
| 0 |  | -5.5256e-05 |  | 2.673e-05 |  | 0 |  | 0 |  | 0 |  | 9.1381e-07 |  | 5.6663e-05 |  | 9.6985e-05 |  | -0.00037686 |  | -4.5516e-06 |  | 1.0321e-06 |  | 0 |  | 0 |  | 0 |  | 0.00041708 |  | 0 |  | 7.7731e-07 |  | 0.00061368 |  | 9.1496e-07
| 5.9787e-06 |  | -8.1724e-05 |  | 8.9222e-06 |  | 0 |  | 0 |  | 0 |  | 9.1075e-07 |  | -4.3846e-05 |  | 6.1033e-05 |  | -9.0934e-05 |  | -5.3099e-05 |  | 1.0564e-06 |  | 0 |  | 0 |  | 0 |  | 0.00042713 |  | 0 |  | 0 |  | 0.00062991 |  | 1.0089e-06
| 1.5219e-05 |  | -0.00012235 |  | 2.8753e-05 |  | 0 |  | 0 |  | 0 |  | 9.3895e-07 |  | -0.0001855 |  | 0.00013976 |  | 2.2062e-05 |  | 0.00015171 |  | 1.1664e-06 |  | 0 |  | 0 |  | 0 |  | 0.00039169 |  | 0 |  | 5.1828e-07 |  | 0.00064306 |  | 9.9613e-07
| 6.9701e-05 |  | -2.431e-05 |  | 6.6336e-05 |  | 0 |  | 0 |  | 0 |  | 9.9162e-07 |  | -8.8535e-05 |  | 0.00017739 |  | -0.00042433 |  | 0.00023097 |  | 1.2649e-06 |  | 0 |  | 0 |  | 0 |  | 0.00036473 |  | 0 |  | 1.2957e-06 |  | 0.00064927 |  | 9.6468e-07
| 6.0462e-05 |  | -2.0313e-05 |  | 3.7585e-05 |  | 0 |  | 0 |  | 0 |  | 1.0142e-06 |  | 8.4319e-05 |  | 0.00014024 |  | -0.00036861 |  | -0.00022215 |  | 1.2739e-06 |  | 0 |  | 0 |  | 0 |  | 0.00018199 |  | 0 |  | 1.2958e-06 |  | 0.00065008 |  | 1.0529e-06
| 0 |  | -4.279e-05 |  | 2.0769e-05 |  | 0 |  | 0 |  | 0 |  | 1.0076e-06 |  | 0.00012816 |  | 0.000114 |  | 1.2376e-05 |  | -0.00016688 |  | 1.2113e-06 |  | 0 |  | 0 |  | 0 |  | 0.00010411 |  | 0 |  | 2.8507e-06 |  | 0.00065321 |  | 1.1218e-06
| 0 |  | -3.9643e-05 |  | 6.1418e-05 |  | 0 |  | 0 |  | 0 |  | 1.0279e-06 |  | 2.1249e-05 |  | 0.00016085 |  | -0.00015311 |  | 0.00011833 |  | 1.1654e-06 |  | 0 |  | 0 |  | 0 |  | 0.00026377 |  | 0 |  | 2.3327e-06 |  | 0.0006571 |  | 1.1528e-06
| 0 |  | 1.511e-05 |  | 7.1296e-05 |  | 0 |  | 0 |  | 0 |  | 1.0743e-06 |  | -0.00023946 |  | 8.8397e-05 |  | -0.00048806 |  | -0.00015388 |  | 1.1993e-06 |  | 0 |  | 0 |  | 0 |  | 0.00030619 |  | 0 |  | 3.8878e-06 |  | 0.00066482 |  | 1.0215e-06
| 8.2115e-06 |  | 2.7068e-05 |  | 3.0659e-05 |  | 0 |  | 0 |  | 0 |  | 1.0945e-06 |  | -0.00012479 |  | 8.0419e-05 |  | -0.00012 |  | -6.2857e-05 |  | 1.2204e-06 |  | 0 |  | 0 |  | 0 |  | 0.0003286 |  | 0 |  | 4.4065e-06 |  | 0.00066876 |  | 9.5263e-07
| 8.2108e-06 |  | -5.0434e-05 |  | 0 |  | 0 |  | 0 |  | 0 |  | 1.0207e-06 |  | -0.00019124 |  | 0.00013356 |  | 1.9777e-05 |  | 5.0059e-05 |  | 1.1407e-06 |  | 0 |  | 0 |  | 0 |  | 0.00031934 |  | 0 |  | 5.1841e-07 |  | 0.00066182 |  | 9.2126e-07
| 3.2843e-05 |  | -4.1854e-05 |  | 0 |  | 0 |  | 0 |  | 0 |  | 9.1492e-07 |  | -0.00043508 |  | 0.00014326 |  | -0.00016843 |  | 6.3934e-05 |  | 1.0422e-06 |  | 0 |  | 0 |  | 0 |  | 0.00026229 |  | 0 |  | 2.0739e-06 |  | 0.00064879 |  | 9.3414e-07
| 3.284e-05 |  | 3.1062e-05 |  | 5.8166e-05 |  | 0 |  | 0 |  | 0 |  | 8.8679e-07 |  | -0.00026307 |  | 0.00017222 |  | -6.511e-05 |  | 0.00020372 |  | 1.0314e-06 |  | 0 |  | 0 |  | 0 |  | 0.00017652 |  | 0 |  | 4.4071e-06 |  | 0.00063722 |  | 1.0281e-06
| 0 |  | 8.6177e-05 |  | 6.1139e-05 |  | 0 |  | 0 |  | 0 |  | 8.9727e-07 |  | 3.5419e-05 |  | 0.00011396 |  | -0.00016668 |  | 2.9584e-05 |  | 1.1178e-06 |  | 0 |  | 0 |  | 0 |  | 0.00020045 |  | 0 |  | 2.3333e-06 |  | 0.00063957 |  | 9.9024e-07
| 5.3108e-05 |  | 1.3278e-06 |  | 2.9671e-05 |  | 0 |  | 0 |  | 0 |  | 9.1998e-07 |  | -0.00010455 |  | 0.00011567 |  | -0.00031049 |  | -5.6349e-05 |  | 1.201e-06 |  | 0 |  | 0 |  | 0 |  | 0.00014891 |  | 0 |  | 0 |  | 0.00063961 |  | 8.4609e-07
| 5.3108e-05 |  | 8.4566e-06 |  | 2.6698e-05 |  | 0 |  | 0 |  | 0 |  | 9.0163e-07 |  | -0.00031029 |  | 0.00018362 |  | -0.00015875 |  | 3.1426e-05 |  | 1.1863e-06 |  | 0 |  | 0 |  | 0 |  | 0.00012191 |  | 0 |  | 2.0743e-06 |  | 0.00063426 |  | 6.9606e-07
| 1.827e-05 |  | 5.5119e-06 |  | 9.8876e-06 |  | 0 |  | 0 |  | 0 |  | 9.1762e-07 |  | -0.00032935 |  | 0.00020014 |  | -9.8876e-05 |  | -7.9654e-05 |  | 1.1276e-06 |  | 0 |  | 0 |  | 0 |  | 0.00025233 |  | 0 |  | 2.8522e-06 |  | 0.00062967 |  | 7.148e-07
| 1.827e-05 |  | -6.5463e-05 |  | 9.8876e-06 |  | 0 |  | 0 |  | 0 |  | 8.8895e-07 |  | -0.00042834 |  | 0.00010036 |  | -9.0939e-05 |  | -1.0844e-05 |  | 1.0695e-06 |  | 0 |  | 0 |  | 0 |  | 0.0003573 |  | 0 |  | 1.2965e-06 |  | 0.00063202 |  | 8.5269e-07
| 0 |  | -9.1529e-05 |  | 0 |  | 0 |  | 0 |  | 0 |  | 8.192e-07 |  | -0.00017353 |  | 9.0084e-05 |  | 5.7065e-05 |  | 2.9583e-05 |  | 1.0362e-06 |  | 0 |  | 0 |  | 0 |  | 0.00038662 |  | 0 |  | 1.2965e-06 |  | 0.0006382 |  | 1.0974e-06
| 4.8225e-05 |  | -8.966e-05 |  | 0 |  | 0 |  | 0 |  | 0 |  | 7.9909e-07 |  | -0.00011805 |  | 0.00023205 |  | 3.8205e-05 |  | -8.8859e-05 |  | 1.0274e-06 |  | 0 |  | 0 |  | 0 |  | 0.00039207 |  | 0 |  | 7.7801e-07 |  | 0.00064368 |  | 1.2289e-06
| 6.7519e-05 |  | -2.6269e-05 |  | 2.0762e-05 |  | 0 |  | 0 |  | 0 |  | 7.9358e-07 |  | -0.00036425 |  | 0.00014817 |  | 5.112e-05 |  | -6.9354e-05 |  | 1.051e-06 |  | 0 |  | 0 |  | 0 |  | 0.00043298 |  | 0 |  | 7.7801e-07 |  | 0.00064522 |  | 1.1916e-06
| 1.9292e-05 |  | -2.2175e-05 |  | 2.076e-05 |  | 0 |  | 0 |  | 0 |  | 8.0222e-07 |  | -0.00031518 |  | 6.3783e-05 |  | -4.1246e-05 |  | -0.00015474 |  | 1.0838e-06 |  | 0 |  | 0 |  | 0 |  | 0.00050173 |  | 0 |  | 7.7806e-07 |  | 0.00063836 |  | 1.01e-06
| 3.3632e-05 |  | -0.0001288 |  | 4.3497e-05 |  | 0 |  | 0 |  | 0 |  | 8.2371e-07 |  | -0.00017538 |  | 0.000122 |  | -0.00022008 |  | -0.00017013 |  | 1.0768e-06 |  | 0 |  | 0 |  | 0 |  | 0.00039753 |  | 0 |  | 0 |  | 0.00063605 |  | 8.8449e-07
| 3.3632e-05 |  | -7.8683e-05 |  | 4.3497e-05 |  | 0 |  | 0 |  | 0 |  | 8.8124e-07 |  | 3.0356e-05 |  | 0.00012998 |  | -0.00027174 |  | -0.00015063 |  | 1.032e-06 |  | 0 |  | 0 |  | 0 |  | 0.00026169 |  | 0 |  | 0 |  | 0.00063531 |  | 9.5986e-07
| 0 |  | 2.5417e-06 |  | 4.9428e-05 |  | 0 |  | 0 |  | 0 |  | 9.7924e-07 |  | 6.0206e-05 |  | 0.00014481 |  | -0.00042093 |  | -8.3062e-05 |  | 9.8605e-07 |  | 0 |  | 0 |  | 0 |  | 0.00032656 |  | 0 |  | 7.7821e-07 |  | 0.00063844 |  | 1.1668e-06
| 5.1295e-06 |  | -6.1868e-05 |  | 9.0046e-05 |  | 0 |  | 0 |  | 0 |  | 1.0883e-06 |  | -0.00017538 |  | 7.9237e-05 |  | -0.00040088 |  | -0.00017338 |  | 9.8806e-07 |  | 0 |  | 0 |  | 0 |  | 0.0002957 |  | 0 |  | 4.4096e-06 |  | 0.00063617 |  | 1.3234e-06
| 5.1295e-06 |  | 1.4142e-05 |  | 5.7426e-05 |  | 0 |  | 0 |  | 0 |  | 1.1752e-06 |  | -5.3121e-05 |  | 4.018e-05 |  | -0.0003599 |  | -0.00027763 |  | 1.0501e-06 |  | 0 |  | 0 |  | 0 |  | 0.00030035 |  | 0 |  | 4.4102e-06 |  | 0.00062926 |  | 1.3299e-06
| 5.2316e-05 |  | 1.9107e-05 |  | 2.3738e-05 |  | 0 |  | 0 |  | 0 |  | 1.1899e-06 |  | -2.0237e-05 |  | 5.2583e-05 |  | 8.019e-05 |  | -0.0002384 |  | 1.1071e-06 |  | 0 |  | 0 |  | 0 |  | 0.00033048 |  | 0 |  | 1.2971e-06 |  | 0.00063007 |  | 1.2796e-06
| 5.2316e-05 |  | -6.5958e-05 |  | 2.2749e-05 |  | 0 |  | 0 |  | 0 |  | 1.1179e-06 |  | -0.00012142 |  | 2.508e-05 |  | 4.4669e-05 |  | -4.3348e-06 |  | 1.1002e-06 |  | 0 |  | 0 |  | 0 |  | 0.00032585 |  | 0 |  | 1.2972e-06 |  | 0.00063162 |  | 1.1858e-06
| 4.4109e-05 |  | -3.0144e-05 |  | 1.5814e-05 |  | 0 |  | 0 |  | 0 |  | 1.0395e-06 |  | 7.0827e-05 |  | 8.7913e-05 |  | -0.00026838 |  | -5.5754e-05 |  | 1.0503e-06 |  | 0 |  | 0 |  | 0 |  | 0.00032666 |  | 0 |  | 1.2973e-06 |  | 0.00063633 |  | 1.1986e-06
| 4.4105e-05 |  | -6.9695e-05 |  | 2.9652e-06 |  | 0 |  | 0 |  | 0 |  | 9.9788e-07 |  | 3.3729e-06 |  | 7.5233e-05 |  | -0.00031049 |  | -0.00036844 |  | 9.9784e-07 |  | 0 |  | 0 |  | 0 |  | 0.00024131 |  | 0 |  | 5.1894e-07 |  | 0.00063556 |  | 1.1548e-06
| 2.4619e-05 |  | -7.0057e-05 |  | 6.928e-06 |  | 0 |  | 0 |  | 0 |  | 9.6491e-07 |  | 0.00013103 |  | 0 |  | -0.00048874 |  | -0.00029128 |  | 9.8193e-07 |  | 0 |  | 0 |  | 0 |  | 0.00024288 |  | 0 |  | 5.1894e-07 |  | 0.00063564 |  | 1.2993e-06
| 3.0588e-05 |  | -5.8782e-06 |  | 3.9619e-06 |  | 0 |  | 0 |  | 0 |  | 9.4785e-07 |  | 0.00034402 |  | 4.5023e-05 |  | -2.3138e-05 |  | -6.9352e-05 |  | 9.3785e-07 |  | 0 |  | 0 |  | 0 |  | 0.00029427 |  | 0 |  | 1.2974e-06 |  | 0.00063642 |  | 1.3935e-06
| 4.1874e-05 |  | 7.1186e-05 |  | 0 |  | 0 |  | 0 |  | 0 |  | 8.6519e-07 |  | 1.3491e-05 |  | 0.00010259 |  | -9.7401e-05 |  | -2.0589e-05 |  | 9.769e-07 |  | 0 |  | 0 |  | 0 |  | 0.00039392 |  | 0 |  | 1.2975e-06 |  | 0.00063337 |  | 1.3935e-06
| 5.0061e-05 |  | 0.00010313 |  | 1.3835e-05 |  | 0 |  | 0 |  | 0 |  | 7.9423e-07 |  | -6.0203e-05 |  | 9.6112e-05 |  | -3.7861e-05 |  | 3.641e-05 |  | 1.032e-06 |  | 0 |  | 0 |  | 0 |  | 0.0003646 |  | 0 |  | 2.8546e-06 |  | 0.00063573 |  | 1.2866e-06
| 1.4165e-05 |  | 3.2162e-05 |  | 6.1379e-05 |  | 0 |  | 0 |  | 0 |  | 8.0717e-07 |  | 0.00010455 |  | 4.7721e-05 |  | 9.632e-05 |  | 0.00037602 |  | 9.886e-07 |  | 0 |  | 0 |  | 0 |  | 0.00023948 |  | 0 |  | 2.8547e-06 |  | 0.00063886 |  | 1.054e-06
| 2.3378e-05 |  | 3.0834e-05 |  | 0.00012162 |  | 0 |  | 0 |  | 0 |  | 8.6106e-07 |  | -9.2071e-05 |  | 7.698e-05 |  | -0.00018702 |  | 0.00022074 |  | 9.4826e-07 |  | 0 |  | 0 |  | 0 |  | 0.00024876 |  | 0 |  | 2.8549e-06 |  | 0.00063581 |  | 9.0963e-07
| 2.338e-05 |  | 4.5682e-05 |  | 7.4087e-05 |  | 0 |  | 0 |  | 0 |  | 8.7951e-07 |  | -0.00022934 |  | 7.3751e-05 |  | -0.0001426 |  | -8.2357e-05 |  | 9.2466e-07 |  | 0 |  | 0 |  | 0 |  | 0.0002565 |  | 0 |  | 2.336e-06 |  | 0.00062272 |  | 8.4718e-07
| 1.3139e-05 |  | 4.8498e-05 |  | 6.6097e-05 |  | 0 |  | 0 |  | 0 |  | 8.3664e-07 |  | -0.00012142 |  | 0.00011875 |  | -1.0224e-05 |  | -4.3346e-05 |  | 9.3811e-07 |  | 3.6807e-07 |  | 0 |  | 0 |  | 0.00031754 |  | 0 |  | 7.7871e-07 |  | 0.00061267 |  | 9.916e-07
| 1.314e-05 |  | 8.4845e-05 |  | 6.6103e-05 |  | 0 |  | 0 |  | 0 |  | 8.1528e-07 |  | -2.8331e-05 |  | 0.00012847 |  | -3.4466e-05 |  | -0.00028104 |  | 9.2026e-07 |  | 5.9028e-07 |  | 0 |  | 0 |  | 0.00039099 |  | 0 |  | 1.2979e-06 |  | 0.00061661 |  | 1.0104e-06
| 1.1091e-05 |  | 0.00012435 |  | 0 |  | 0 |  | 0 |  | 0 |  | 8.6068e-07 |  | 0.0001113 |  | 1.5638e-05 |  | 0.00013183 |  | -0.00036192 |  | 9.3059e-07 |  | 4.6182e-07 |  | 0 |  | 0 |  | 0.00039408 |  | 0 |  | 2.8555e-06 |  | 0.00062434 |  | 1.0047e-06
| 3.6727e-05 |  | 3.9026e-05 |  | 0 |  | 0 |  | 0 |  | 0 |  | 9.3971e-07 |  | -2.8331e-05 |  | 9.6296e-05 |  | 6.3842e-05 |  | -0.00021277 |  | 9.8375e-07 |  | 6.2577e-07 |  | 0 |  | 0 |  | 0.00038795 |  | 0 |  | 2.3364e-06 |  | 0.00062674 |  | 1.0866e-06
| 2.5633e-05 |  | -4.5416e-05 |  | 2.9641e-06 |  | 0 |  | 0 |  | 0 |  | 9.7287e-07 |  | -0.00031703 |  | 0.00018346 |  | -0.00028143 |  | -0.00015713 |  | 1.0005e-06 |  | 7.3693e-07 |  | 0 |  | 0 |  | 0.00035781 |  | 0 |  | 2.3364e-06 |  | 0.0006306 |  | 1.1931e-06
| 0 |  | -5.9263e-05 |  | 2.9644e-06 |  | 0 |  | 0 |  | 0 |  | 9.5388e-07 |  | -0.00013828 |  | 0.00012223 |  | -2.6372e-05 |  | -9.2115e-05 |  | 9.7295e-07 |  | 7.015e-07 |  | 0 |  | 0 |  | 0.0003586 |  | 0 |  | 2.3366e-06 |  | 0.00063528 |  | 1.0989e-06
| 2.9006e-06 |  | 1.8264e-05 |  | 7.6346e-05 |  | 0 |  | 0 |  | 0 |  | 9.0434e-07 |  | -8.8529e-05 |  | 8.0057e-05 |  | -0.000126 |  | 5.6888e-06 |  | 1.0102e-06 |  | 7.37e-07 |  | 0 |  | 0 |  | 0.00045601 |  | 0 |  | 2.3367e-06 |  | 0.00064537 |  | 8.1008e-07
| 2.033e-05 |  | 4.9124e-05 |  | 7.634e-05 |  | 0 |  | 0 |  | 0 |  | 9.1729e-07 |  | -0.00015177 |  | 7.6816e-05 |  | -9.0938e-05 |  | 4.4429e-05 |  | 1.0916e-06 |  | 8.6021e-07 |  | 0 |  | 0 |  | 0.00042667 |  | 0 |  | 2.3369e-06 |  | 0.00065082 |  | 7.2823e-07
| 1.743e-05 |  | -0.00010546 |  | 2.4696e-05 |  | 0 |  | 0 |  | 0 |  | 9.2526e-07 |  | -0.0001452 |  | 0.00013208 |  | 5.0281e-05 |  | -4.2099e-05 |  | 1.1769e-06 |  | 9.7675e-07 |  | 0 |  | 0 |  | 0.00035249 |  | 0 |  | 7.7896e-07 |  | 0.00065396 |  | 8.2241e-07
| 1.5379e-05 |  | -0.00015451 |  | 4.252e-05 |  | 0 |  | 0 |  | 0 |  | 9.5537e-07 |  | -0.00028332 |  | 0.00010027 |  | -0.00011354 |  | -0.00012462 |  | 1.2263e-06 |  | 9.0054e-07 |  | 0 |  | 0 |  | 0.0003293 |  | 0 |  | 7.7906e-07 |  | 0.00065087 |  | 1.0928e-06
| 1.5379e-05 |  | 1.6935e-05 |  | 1.7823e-05 |  | 0 |  | 0 |  | 0 |  | 9.8724e-07 |  | -0.00013811 |  | 6.1985e-06 |  | -0.00025821 |  | 0.00017977 |  | 1.184e-06 |  | 8.0742e-07 |  | 0 |  | 0 |  | 0.0002845 |  | 0 |  | 2.337e-06 |  | 0.00064322 |  | 1.3063e-06
| 2.5629e-05 |  | 3.3528e-06 |  | 0 |  | 0 |  | 0 |  | 0 |  | 9.8181e-07 |  | 0.00024283 |  | 6.198e-06 |  | -0.0003008 |  | 0.00011595 |  | 1.1514e-06 |  | 7.6063e-07 |  | 0 |  | 0 |  | 0.00023117 |  | 0 |  | 2.3373e-06 |  | 0.00064326 |  | 1.338e-06
| 2.5629e-05 |  | -8.1001e-05 |  | 7.6333e-05 |  | 0 |  | 0 |  | 0 |  | 9.9355e-07 |  | 0.00017875 |  | 3.0451e-05 |  | -0.00013614 |  | 2.1673e-05 |  | 1.1253e-06 |  | 6.8439e-07 |  | 0 |  | 0 |  | 0.00020102 |  | 0 |  | 2.3373e-06 |  | 0.0006479 |  | 1.2317e-06
| 0 |  | 7.4356e-06 |  | 0.0001464 |  | 0 |  | 0 |  | 0 |  | 9.8619e-07 |  | -0.00014874 |  | 9.9379e-05 |  | -0.00027854 |  | -1.1372e-06 |  | 1.1509e-06 |  | 6.201e-07 |  | 0 |  | 0 |  | 0.00020954 |  | 0 |  | 2.3376e-06 |  | 0.00065877 |  | 1.1059e-06
| 1.8765e-06 |  | -7.7346e-05 |  | 0.00012142 |  | 0 |  | 0 |  | 0 |  | 1.0304e-06 |  | -7.7573e-05 |  | 6.8922e-05 |  | -0.00013936 |  | -0.00030342 |  | 1.1818e-06 |  | 5.9071e-07 |  | 0 |  | 0 |  | 0.00031549 |  | 0 |  | 2.3375e-06 |  | 0.00065726 |  | 1.1376e-06
| 1.9303e-05 |  | -0.00013154 |  | 5.136e-05 |  | 0 |  | 0 |  | 0 |  | 1.0623e-06 |  | 1.7707e-05 |  | 3.5037e-05 |  | 0.0001147 |  | -0.0002708 |  | 1.1395e-06 |  | 6.2016e-07 |  | 0 |  | 0 |  | 0.00027297 |  | 0 |  | 2.3378e-06 |  | 0.00065035 |  | 1.1376e-06
| 1.7427e-05 |  | -3.8467e-05 |  | 2.568e-05 |  | 0 |  | 0 |  | 0 |  | 1.0164e-06 |  | -0.00015515 |  | 0.00015294 |  | -4.2511e-05 |  | -0.00014737 |  | 1.0216e-06 |  | 6.148e-07 |  | 0 |  | 0 |  | 0.00021886 |  | 0 |  | 7.7926e-07 |  | 0.00064265 |  | 1.0745e-06
| 1.9475e-05 |  | 1.293e-05 |  | 5.3395e-05 |  | 0 |  | 0 |  | 0 |  | 9.3619e-07 |  | 2.4792e-05 |  | 0.00012221 |  | -1.7516e-05 |  | 8.42e-05 |  | 9.4866e-07 |  | 4.9766e-07 |  | 0 |  | 0 |  | 0.00030163 |  | 0 |  | 1.2989e-06 |  | 0.00063264 |  | 8.732e-07
| 1.9475e-05 |  | -1.7513e-05 |  | 7.7098e-05 |  | 0 |  | 0 |  | 0 |  | 8.804e-07 |  | 0.00022935 |  | 7.6645e-05 |  | -0.00013937 |  | 5.7428e-05 |  | 1.0057e-06 |  | 4.5078e-07 |  | 0 |  | 0 |  | 0.00025911 |  | 0 |  | 1.2989e-06 |  | 0.00062572 |  | 8.732e-07
| 2.1525e-05 |  | -1.2395e-06 |  | 4.938e-05 |  | 0 |  | 0 |  | 0 |  | 8.8661e-07 |  | -8.0946e-05 |  | 0.00010737 |  | -0.00033954 |  | -0.00017339 |  | 1.1193e-06 |  | 4.9169e-07 |  | 0 |  | 0 |  | 0.00026918 |  | 0 |  | 7.7941e-07 |  | 0.00062344 |  | 1.0179e-06
| 7.2515e-05 |  | 6.3266e-05 |  | 3.4563e-05 |  | 0 |  | 0 |  | 0 |  | 8.5726e-07 |  | -0.00025852 |  | 0.00013185 |  | -0.00014973 |  | -0.00015474 |  | 1.2104e-06 |  | 5.2059e-07 |  | 0 |  | 0 |  | 0.00022322 |  | 0 |  | 0 |  | 0.00062808 |  | 1.0367e-06
| 5.0997e-05 |  | 9.1105e-05 |  | 3.4566e-05 |  | 0 |  | 0 |  | 0 |  | 8.1801e-07 |  | -0.00020911 |  | 0.00020162 |  | -4.251e-05 |  | -0.00021564 |  | 1.1719e-06 |  | 6.5525e-07 |  | 0 |  | 0 |  | 0.00014123 |  | 0 |  | 0 |  | 0.00063663 |  | 8.6109e-07
| 0 |  | 4.9025e-05 |  | 5.9245e-06 |  | 0 |  | 0 |  | 0 |  | 8.266e-07 |  | -0.0003258 |  | 0.00010478 |  | -0.00028194 |  | -0.00028446 |  | 1.0835e-06 |  | 7.8991e-07 |  | 0 |  | 0 |  | 0.0002731 |  | 0 |  | 0 |  | 0.00063981 |  | 7.0424e-07
| 2.9722e-05 |  | -6.2036e-05 |  | 5.925e-06 |  | 0 |  | 0 |  | 0 |  | 8.844e-07 |  | -0.00020236 |  | 3.6648e-05 |  | -0.00026205 |  | -0.00015388 |  | 9.8364e-07 |  | 8.6641e-07 |  | 0 |  | 0 |  | 0.00042938 |  | 0 |  | 5.1971e-07 |  | 0.00063826 |  | 8.1089e-07
| 4.5919e-05 |  | -3.6792e-05 |  | 4.5422e-05 |  | 0 |  | 0 |  | 0 |  | 8.9666e-07 |  | -0.00017707 |  | 0.00010099 |  | -0.0003938 |  | -5.234e-05 |  | 1.0003e-06 |  | 9.3676e-07 |  | 0 |  | 0 |  | 0.00030979 |  | 0 |  | 5.1971e-07 |  | 0.00062979 |  | 9.3679e-07
| 1.62e-05 |  | 3.1125e-05 |  | 4.5422e-05 |  | 0 |  | 0 |  | 0 |  | 8.2675e-07 |  | -0.00018887 |  | 0.00013838 |  | -0.00034277 |  | -0.00012787 |  | 1.0535e-06 |  | 9.7764e-07 |  | 0 |  | 0 |  | 0.00031987 |  | 0 |  | 5.1974e-07 |  | 0.00062055 |  | 9.8715e-07
| 2.2337e-05 |  | 3.047e-05 |  | 2.6658e-05 |  | 0 |  | 0 |  | 0 |  | 7.5996e-07 |  | -0.00023373 |  | 7.4022e-05 |  | -2.7686e-05 |  | -0.00035614 |  | 1.0581e-06 |  | 1.0186e-06 |  | 0 |  | 0 |  | 0.00040392 |  | 0 |  | 5.1978e-07 |  | 0.00062523 |  | 1.006e-06
| 2.2337e-05 |  | 9.2877e-05 |  | 4.5462e-05 |  | 0 |  | 0 |  | 0 |  | 7.9377e-07 |  | -0.00010793 |  | 1.886e-05 |  | -0.00012323 |  | -0.00029691 |  | 1.0364e-06 |  | 8.9543e-07 |  | 0 |  | 0 |  | 0.00047979 |  | 0 |  | 5.1978e-07 |  | 0.00063765 |  | 1.1384e-06
| 0 |  | 0.0001059 |  | 1.8803e-05 |  | 0 |  | 0 |  | 0 |  | 8.9253e-07 |  | 1.4165e-05 |  | 6.5459e-05 |  | -0.00022431 |  | -9.6715e-05 |  | 1.0377e-06 |  | 8.6657e-07 |  | 0 |  | 0 |  | 0.00055872 |  | 0 |  | 1.2995e-06 |  | 0.00064771 |  | 1.1953e-06
| 1.3322e-05 |  | -2.0886e-05 |  | 3.1668e-05 |  | 0 |  | 0 |  | 0 |  | 9.147e-07 |  | -7.42e-05 |  | 8.4857e-05 |  | -0.0002782 |  | -0.00027742 |  | 1.0885e-06 |  | 9.0213e-07 |  | 0 |  | 0 |  | 0.00027866 |  | 0 |  | 1.2996e-06 |  | 0.00064315 |  | 1.1198e-06
| 1.332e-05 |  | -2.6642e-05 |  | 0.0001313 |  | 0 |  | 0 |  | 0 |  | 8.9147e-07 |  | 0.00011467 |  | 0.00018173 |  | -0.00020394 |  | -0.00030993 |  | 1.0796e-06 |  | 8.9018e-07 |  | 0 |  | 0 |  | 0.00012111 |  | 0 |  | 5.1988e-07 |  | 0.00063928 |  | 9.7523e-07
| 0 |  | 2.8502e-05 |  | 0.0001313 |  | 0 |  | 0 |  | 0 |  | 8.9822e-07 |  | 0.00015936 |  | 0.00029492 |  | -0.00027854 |  | -8.9888e-05 |  | 1.0783e-06 |  | 7.9034e-07 |  | 0 |  | 0 |  | 0.00023641 |  | 0 |  | 5.1988e-07 |  | 0.00064706 |  | 8.9321e-07
| 6.9905e-06 |  | 8.0601e-05 |  | 5.536e-05 |  | 0 |  | 0 |  | 0 |  | 9.2583e-07 |  | 1.6864e-05 |  | 0.00023059 |  | -0.00029757 |  | -0.00016363 |  | 1.0969e-06 |  | 6.5561e-07 |  | 0 |  | 0 |  | 0.00045594 |  | 0 |  | 2.8597e-06 |  | 0.00065179 |  | 8.8675e-07
| 1.6211e-05 |  | 9.2016e-05 |  | 2.3692e-05 |  | 0 |  | 0 |  | 0 |  | 8.72e-07 |  | -0.00031165 |  | 0.00014005 |  | -0.00011583 |  | -0.00011719 |  | 1.1016e-06 |  | 7.5559e-07 |  | 0 |  | 0 |  | 0.00055426 |  | 0 |  | 2.3396e-06 |  | 0.00064715 |  | 9.373e-07
| 9.221e-06 |  | -8.7324e-06 |  | 0 |  | 0 |  | 0 |  | 0 |  | 8.2781e-07 |  | -0.00053627 |  | 0.00015599 |  | -0.00035892 |  | 2.8174e-05 |  | 1.0952e-06 |  | 1.0311e-06 |  | 0 |  | 0 |  | 0.00037856 |  | 0 |  | 2.3399e-06 |  | 0.00063558 |  | 1.0755e-06
| 2.7662e-05 |  | -5.8917e-05 |  | 1.3852e-05 |  | 0 |  | 0 |  | 0 |  | 8.5481e-07 |  | -0.00015227 |  | 9.5073e-05 |  | -0.00017008 |  | 9.1025e-05 |  | 1.0605e-06 |  | 1.2597e-06 |  | 0 |  | 0 |  | 0.00032437 |  | 0 |  | 2.3399e-06 |  | 0.00062938 |  | 1.2577e-06
| 4.4877e-05 |  | -7.3545e-05 |  | 4.9386e-05 |  | 0 |  | 0 |  | 0 |  | 8.5305e-07 |  | 8.0952e-05 |  | 2.0735e-05 |  | -1.0224e-05 |  | 8.0189e-05 |  | 1.0773e-06 |  | 1.1834e-06 |  | 0 |  | 0 |  | 0.00037319 |  | 0 |  | 0 |  | 0.00063179 |  | 1.283e-06
| 4.6926e-05 |  | -7.5182e-05 |  | 3.5535e-05 |  | 0 |  | 0 |  | 0 |  | 8.2183e-07 |  | -8.1452e-05 |  | 6.06e-05 |  | -0.00026838 |  | -0.00030152 |  | 1.0607e-06 |  | 8.5501e-07 |  | 0 |  | 0 |  | 0.00038405 |  | 0 |  | 0 |  | 0.00063802 |  | 1.0822e-06
| 2.9709e-05 |  | -0.00015284 |  | 8.7665e-05 |  | 0 |  | 0 |  | 0 |  | 8.3042e-07 |  | 4.3846e-05 |  | 0.00016738 |  | -0.0001652 |  | -0.00029692 |  | 9.574e-07 |  | 5.0362e-07 |  | 0 |  | 0 |  | 0.0003647 |  | 0 |  | 7.8011e-07 |  | 0.00064344 |  | 8.8062e-07
| 4.5076e-05 |  | -0.00012987 |  | 0.00012229 |  | 0 |  | 0 |  | 0 |  | 8.9924e-07 |  | -0.00011332 |  | 0.0001981 |  | -0.00020736 |  | -0.00031859 |  | 9.2027e-07 |  | 2.6357e-07 |  | 0 |  | 0 |  | 0.00030047 |  | 0 |  | 7.8011e-07 |  | 0.0006443 |  | 8.303e-07
| 5.206e-05 |  | 3.8618e-05 |  | 0.00010293 |  | 0 |  | 0 |  | 0 |  | 9.5519e-07 |  | -0.00039124 |  | 7.0581e-05 |  | -0.00038474 |  | -0.00040745 |  | 9.5309e-07 |  | 2.5216e-07 |  | 0 |  | 0 |  | 0.00031131 |  | 0 |  | 7.8016e-07 |  | 0.00063811 |  | 9.4992e-07
| 1.6208e-05 |  | 6.2302e-05 |  | 6.8304e-05 |  | 0 |  | 0 |  | 0 |  | 9.3063e-07 |  | -0.00023019 |  | 0 |  | -0.00028872 |  | -0.00021278 |  | 1.0128e-06 |  | 6.3912e-07 |  | 0 |  | 0 |  | 0.00033224 |  | 0 |  | 1.3004e-06 |  | 0.00063505 |  | 9.6866e-07
| 9.2185e-06 |  | 2.0734e-06 |  | 2.0725e-05 |  | 0 |  | 0 |  | 0 |  | 8.2881e-07 |  | -0.00018887 |  | 9.5048e-05 |  | -0.00020394 |  | -0.00014737 |  | 1.0321e-06 |  | 9.4974e-07 |  | 0 |  | 0 |  | 0.00027959 |  | 0 |  | 1.3004e-06 |  | 0.00063122 |  | 1.1012e-06
| 0 |  | -0.00012018 |  | 5.9304e-05 |  | 0 |  | 0 |  | 0 |  | 7.7969e-07 |  | -0.00018415 |  | 0.00011875 |  | -0.00012939 |  | 9.1032e-06 |  | 1.0726e-06 |  | 9.9066e-07 |  | 0 |  | 0 |  | 0.0002099 |  | 0 |  | 7.8026e-07 |  | 0.00062893 |  | 1.3972e-06
| 0 |  | -5.6762e-05 |  | 0.00011143 |  | 0 |  | 0 |  | 0 |  | 8.1415e-07 |  | -6.7455e-05 |  | 0.00012671 |  | -0.00011354 |  | 8.6697e-06 |  | 1.1523e-06 |  | 8.499e-07 |  | 0 |  | 0 |  | 0.00036484 |  | 0 |  | 2.3409e-06 |  | 0.00062975 |  | 1.769e-06
| 0 |  | -3.2498e-05 |  | 7.8787e-05 |  | 0 |  | 0 |  | 0 |  | 8.7501e-07 |  | -0.00012041 |  | 0.00022197 |  | -0.00024804 |  | -0.00010695 |  | 1.2467e-06 |  | 7.9159e-07 |  | 0 |  | 0 |  | 0.00040047 |  | 0 |  | 2.3411e-06 |  | 0.00063207 |  | 1.9262e-06
| 0 |  | -8.9966e-05 |  | 5.0342e-05 |  | 0 |  | 0 |  | 0 |  | 9.1554e-07 |  | -0.00021249 |  | 0.00020772 |  | 2.5292e-05 |  | -6.6103e-05 |  | 1.2422e-06 |  | 9.1499e-07 |  | 0 |  | 0 |  | 0.00033157 |  | 0 |  | 2.3411e-06 |  | 0.00063448 |  | 1.6741e-06
| 0 |  | 3.1045e-06 |  | 4.4407e-05 |  | 0 |  | 0 |  | 0 |  | 9.2659e-07 |  | -1.7715e-05 |  | 9.3088e-05 |  | 0.00021301 |  | -9.6715e-05 |  | 1.1954e-06 |  | 8.4456e-07 |  | 0 |  | 0 |  | 0.0003827 |  | 0 |  | 2.3412e-06 |  | 0.00063138 |  | 1.4227e-06
| 5.6069e-05 |  | -2.591e-05 |  | 2.2697e-05 |  | 0 |  | 0 |  | 0 |  | 9.5624e-07 |  | 3.3633e-06 |  | 9.1381e-05 |  | -1.6685e-05 |  | 8.0189e-05 |  | 1.1449e-06 |  | 7.3273e-07 |  | 0 |  | 0 |  | 0.0003719 |  | 0 |  | 2.3414e-06 |  | 0.00063069 |  | 1.2212e-06
| 8.7811e-05 |  | -0.00011413 |  | 4.0498e-05 |  | 0 |  | 0 |  | 0 |  | 9.7589e-07 |  | 2.1246e-05 |  | 0.00010268 |  | -0.00023448 |  | -0.00012061 |  | 1.1468e-06 |  | 7.5019e-07 |  | 0 |  | 0 |  | 0.00044009 |  | 0 |  | 2.3415e-06 |  | 0.00062991 |  | 1.1016e-06
| 3.1747e-05 |  | -7.6893e-05 |  | 4.9378e-05 |  | 0 |  | 0 |  | 0 |  | 9.372e-07 |  | 0.00014503 |  | 6.5418e-05 |  | -0.00021685 |  | -0.00031967 |  | 1.175e-06 |  | 9.9644e-07 |  | 0 |  | 0 |  | 0.00042772 |  | 0 |  | 2.3415e-06 |  | 0.0006315 |  | 1.0764e-06
| 1.6386e-05 |  | 2.6837e-05 |  | 3.1575e-05 |  | 0 |  | 0 |  | 0 |  | 9.4465e-07 |  | -0.00012395 |  | 9.1267e-05 |  | -8.5315e-05 |  | -0.00027763 |  | 1.1874e-06 |  | 1.1784e-06 |  | 0 |  | 0 |  | 0.00032856 |  | 0 |  | 2.3417e-06 |  | 0.00063542 |  | 1.1897e-06
| 1.6386e-05 |  | 4.212e-06 |  | 0 |  | 0 |  | 0 |  | 0 |  | 1.0252e-06 |  | -0.00030692 |  | 8.3191e-05 |  | -2.3138e-05 |  | -0.00022865 |  | 1.1579e-06 |  | 1.1086e-06 |  | 0 |  | 0 |  | 0.00040452 |  | 0 |  | 7.8061e-07 |  | 0.00063778 |  | 1.2784e-06
| 0 |  | -6.3927e-05 |  | 3.758e-05 |  | 0 |  | 0 |  | 0 |  | 1.1438e-06 |  | -0.00044621 |  | 7.8337e-05 |  | -1.0735e-05 |  | -0.00024008 |  | 1.0918e-06 |  | 9.5026e-07 |  | 0 |  | 0 |  | 0.00049677 |  | 0 |  | 7.8066e-07 |  | 0.00063085 |  | 1.1652e-06
| 0 |  | -3.0268e-05 |  | 3.9553e-05 |  | 0 |  | 0 |  | 0 |  | 1.1396e-06 |  | -0.0001855 |  | 6.8647e-05 |  | 0.00019641 |  | -0.0002319 |  | 1.0334e-06 |  | 7.9195e-07 |  | 0 |  | 0 |  | 0.00042237 |  | 0 |  | 0 |  | 0.00062697 |  | 9.9523e-07
| 1.1263e-05 |  | 4.1435e-06 |  | 1.9733e-06 |  | 0 |  | 0 |  | 0 |  | 9.7256e-07 |  | 0.00022665 |  | 0.00020613 |  | 0.00012487 |  | -3.5273e-05 |  | 1.029e-06 |  | 7.2758e-07 |  | 0 |  | 0 |  | 0.000355 |  | 0 |  | 5.2048e-07 |  | 0.00062783 |  | 9.3841e-07
| 1.1264e-05 |  | -7.0024e-06 |  | 3.8479e-05 |  | 0 |  | 0 |  | 0 |  | 9.2218e-07 |  | 5.3963e-05 |  | 0.00024979 |  | -6.1882e-05 |  | 1.192e-05 |  | 1.065e-06 |  | 7.0409e-07 |  | 0 |  | 0 |  | 0.00031779 |  | 0 |  | 1.3013e-06 |  | 0.00063093 |  | 1.0141e-06
| 0 |  | -3.6587e-05 |  | 8.4952e-05 |  | 0 |  | 0 |  | 0 |  | 9.8494e-07 |  | -0.00042497 |  | 8.9669e-05 |  | -6.8365e-05 |  | -0.00010013 |  | 1.0233e-06 |  | 6.9813e-07 |  | 0 |  | 0 |  | 0.00037365 |  | 0 |  | 1.3013e-06 |  | 0.00062791 |  | 1.0329e-06
| 0 |  | -2.6258e-05 |  | 6.3243e-05 |  | 0 |  | 0 |  | 0 |  | 1.0212e-06 |  | -0.00050928 |  | 7.0244e-05 |  | -3.6053e-05 |  | -0.00010836 |  | 9.9571e-07 |  | 6.8608e-07 |  | 0 |  | 0 |  | 0.00037132 |  | 0 |  | 2.8632e-06 |  | 0.00062171 |  | 9.7601e-07
| 6.1435e-06 |  | -3.3762e-05 |  | 1.6772e-05 |  | 0 |  | 0 |  | 0 |  | 9.2173e-07 |  | -0.0002231 |  | 0.00025595 |  | -0.00022091 |  | 4.3237e-05 |  | 1.0106e-06 |  | 7.741e-07 |  | 0 |  | 0 |  | 0.00037522 |  | 0 |  | 2.8632e-06 |  | 0.00062408 |  | 9.5087e-07
| 4.9926e-05 |  | -5.6023e-05 |  | 5.5243e-05 |  | 0 |  | 0 |  | 0 |  | 8.6827e-07 |  | -0.00021248 |  | 0.00026397 |  | -0.00038151 |  | -0.00022865 |  | 1.0511e-06 |  | 8.0964e-07 |  | 0 |  | 0 |  | 0.00036904 |  | 0 |  | 2.8632e-06 |  | 0.00062412 |  | 9.4441e-07
| 5.5045e-05 |  | -0.00013809 |  | 5.5243e-05 |  | 0 |  | 0 |  | 0 |  | 9.421e-07 |  | -8.8531e-05 |  | 0.00010897 |  | -0.00060738 |  | -0.00038345 |  | 1.0826e-06 |  | 8.567e-07 |  | 0 |  | 0 |  | 0.00033648 |  | 0 |  | 2.8635e-06 |  | 0.00062024 |  | 9.9495e-07
| 1.1261e-05 |  | -0.00014505 |  | 2.3674e-05 |  | 0 |  | 0 |  | 0 |  | 1.0172e-06 |  | 0.0001484 |  | 5.7329e-05 |  | -0.00045577 |  | 6.3934e-05 |  | 1.0814e-06 |  | 8.0979e-07 |  | 0 |  | 0 |  | 0.00024147 |  | 0 |  | 1.3016e-06 |  | 0.00061334 |  | 9.8275e-07
| 0 |  | 0.00010289 |  | 2.3674e-05 |  | 0 |  | 0 |  | 0 |  | 1.019e-06 |  | 6.0203e-05 |  | 3.149e-05 |  | -0.00017346 |  | 0.00020026 |  | 1.0564e-06 |  | 7.1579e-07 |  | 0 |  | 0 |  | 0.0002756 |  | 0 |  | 7.8101e-07 |  | 0.00061183 |  | 9.4522e-07
| 0 |  | 0.00016586 |  | 6.9048e-06 |  | 0 |  | 0 |  | 0 |  | 9.6132e-07 |  | -0.0001484 |  | 3.6333e-05 |  | -0.00013937 |  | 6.0684e-05 |  | 1.0713e-06 |  | 6.3933e-07 |  | 0 |  | 0 |  | 0.00046527 |  | 0 |  | 7.8106e-07 |  | 0.00061028 |  | 1.0462e-06
| 2.3545e-05 |  | 2.4843e-05 |  | 6.9048e-06 |  | 0 |  | 0 |  | 0 |  | 9.7678e-07 |  | -0.00025144 |  | 2.6643e-05 |  | -0.00030567 |  | 5.6892e-06 |  | 1.0527e-06 |  | 7.0387e-07 |  | 0 |  | 0 |  | 0.00041877 |  | 0 |  | 2.8639e-06 |  | 0.00060799 |  | 1.0528e-06
| 4.7901e-05 |  | 7.3054e-05 |  | 3.1562e-05 |  | 0 |  | 0 |  | 0 |  | 1.0143e-06 |  | -0.00023609 |  | 0.00013827 |  | -1.6672e-05 |  | -0.00012136 |  | 1.0142e-06 |  | 9.2684e-07 |  | 0 |  | 0 |  | 0.00040484 |  | 0 |  | 2.8641e-06 |  | 0.00061036 |  | 1.0146e-06
| 7.2469e-05 |  | 3.3235e-05 |  | 3.1562e-05 |  | 0 |  | 0 |  | 0 |  | 9.8609e-07 |  | -0.00026206 |  | 0.00023833 |  | 0.00012487 |  | -0.00017863 |  | 1.0143e-06 |  | 9.6791e-07 |  | 0 |  | 0 |  | 0.00042816 |  | 0 |  | 1.3019e-06 |  | 0.00062052 |  | 9.8949e-07
| 4.8111e-05 |  | -6.2311e-06 |  | 7.2806e-05 |  | 0 |  | 0 |  | 0 |  | 9.3875e-07 |  | -0.00012816 |  | 0.00017348 |  | -0.00033309 |  | -5.9601e-05 |  | 1.0798e-06 |  | 8.7992e-07 |  | 0 |  | 0 |  | 0.00048553 |  | 0 |  | 2.8645e-06 |  | 0.00063289 |  | 9.4548e-07
| 1.433e-05 |  | 4.3646e-05 |  | 7.28e-05 |  | 0 |  | 0 |  | 0 |  | 9.5913e-07 |  | 7.083e-06 |  | 9.9254e-05 |  | -0.00015312 |  | 9.4439e-05 |  | 1.1699e-06 |  | 8.6252e-07 |  | 0 |  | 0 |  | 0.00041578 |  | 0 |  | 2.3436e-06 |  | 0.00063685 |  | 8.8861e-07
| 1.433e-05 |  | -5.9599e-05 |  | 0 |  | 0 |  | 0 |  | 0 |  | 1.0366e-06 |  | -0.00013491 |  | 0.00015272 |  | 0.00026098 |  | 0.00029149 |  | 1.1847e-06 |  | 9.2701e-07 |  | 0 |  | 0 |  | 0.00026453 |  | 0 |  | 2.3438e-06 |  | 0.00063146 |  | 9.4557e-07
| 0 |  | -1.7975e-05 |  | 0 |  | 0 |  | 0 |  | 0 |  | 1.0422e-06 |  | -0.00024081 |  | 0.00011773 |  | 0.00012826 |  | 0.00026169 |  | 1.1128e-06 |  | 9.1564e-07 |  | 0 |  | 0 |  | 0.00031653 |  | 0 |  | 2.8648e-06 |  | 0.00062607 |  | 1.1851e-06
| 0 |  | 1.0873e-05 |  | 5.2269e-05 |  | 0 |  | 0 |  | 0 |  | 9.9927e-07 |  | 8.0946e-05 |  | 4.0088e-05 |  | -0.00013937 |  | -1.7338e-05 |  | 1.0312e-06 |  | 8.6328e-07 |  | 0 |  | 0 |  | 0.00022779 |  | 0 |  | 5.2088e-07 |  | 0.00062064 |  | 1.305e-06
| 2.2516e-05 |  | -5.7774e-05 |  | 5.4242e-05 |  | 0 |  | 0 |  | 0 |  | 9.6914e-07 |  | -1.7706e-05 |  | 4.762e-05 |  | -0.00011244 |  | -2.8445e-05 |  | 9.6245e-07 |  | 9.2778e-07 |  | 0 |  | 0 |  | 0.00025496 |  | 0 |  | 5.2091e-07 |  | 0.00061913 |  | 1.2105e-06
| 4.8913e-05 |  | -7.6933e-06 |  | 5.0298e-05 |  | 0 |  | 0 |  | 0 |  | 9.4525e-07 |  | -0.00019478 |  | 3.1478e-05 |  | -0.00011922 |  | -2.5031e-05 |  | 9.0853e-07 |  | 1.0509e-06 |  | 0 |  | 0 |  | 0.00041743 |  | 0 |  | 5.2094e-07 |  | 0.00061917 |  | 1.0403e-06
| 2.7418e-05 |  | -1.0218e-05 |  | 4.8316e-05 |  | 0 |  | 0 |  | 0 |  | 9.2134e-07 |  | -0.00018887 |  | 0.00012687 |  | -0.00018134 |  | -0.00016688 |  | 8.8804e-07 |  | 1.0389e-06 |  | 0 |  | 0 |  | 0.00037791 |  | 0 |  | 5.2098e-07 |  | 0.00062158 |  | 1.0087e-06
| 6.2443e-05 |  | 2.9474e-05 |  | 0 |  | 0 |  | 0 |  | 0 |  | 8.5123e-07 |  | 7.083e-06 |  | 0.00020132 |  | -5.8196e-05 |  | -0.00027421 |  | 9.2983e-07 |  | 9.0986e-07 |  | 0 |  | 0 |  | 0.00034064 |  | 0 |  | 2.8654e-06 |  | 0.0006161 |  | 1.2295e-06
| 7.0625e-05 |  | 4.1208e-05 |  | 0 |  | 0 |  | 0 |  | 0 |  | 8.254e-07 |  | 6.7455e-05 |  | 0.0002593 |  | 3.4977e-05 |  | -0.00029366 |  | 1.0662e-06 |  | 6.928e-07 |  | 0 |  | 0 |  | 0.00033681 |  | 0 |  | 2.8656e-06 |  | 0.00060532 |  | 1.5888e-06
| 2.6409e-05 |  | -2.9464e-05 |  | 8.3023e-05 |  | 0 |  | 0 |  | 0 |  | 8.7538e-07 |  | 2.4789e-05 |  | 0.00020585 |  | 6.3846e-05 |  | -0.0005234 |  | 1.1654e-06 |  | 5.8739e-07 |  | 0 |  | 0 |  | 0.00026753 |  | 0 |  | 1.3026e-06 |  | 0.00059915 |  | 1.7594e-06
| 1.7197e-05 |  | -3.9032e-05 |  | 8.3016e-05 |  | 0 |  | 0 |  | 0 |  | 9.5526e-07 |  | 0.0002597 |  | 0.00011201 |  | -3.767e-06 |  | -0.00042046 |  | 1.1293e-06 |  | 7.399e-07 |  | 0 |  | 0 |  | 0.00020778 |  | 0 |  | 7.8161e-07 |  | 0.00059919 |  | 1.6395e-06
| 0 |  | 0.00011605 |  | 5.2256e-05 |  | 0 |  | 0 |  | 0 |  | 9.8435e-07 |  | 0.00024081 |  | 0.0001376 |  | -0.00048873 |  | -0.00026057 |  | 1.1276e-06 |  | 9.276e-07 |  | 0 |  | 0 |  | 0.00023517 |  | 0 |  | 0 |  | 0.00060773 |  | 1.3432e-06
| 3.1721e-05 |  | 0.00015023 |  | 5.2256e-05 |  | 0 |  | 0 |  | 0 |  | 9.499e-07 |  | 3.0354e-05 |  | 8.7725e-05 |  | -0.00052357 |  | 8.9933e-05 |  | 1.1661e-06 |  | 1.0573e-06 |  | 0 |  | 0 |  | 0.00034929 |  | 0 |  | 5.2111e-07 |  | 0.00061242 |  | 1.1418e-06
| 3.1721e-05 |  | -2.032e-05 |  | 1.3803e-05 |  | 0 |  | 0 |  | 0 |  | 9.4814e-07 |  | 5.6661e-05 |  | 0.00011218 |  | -8.1926e-05 |  | 0.00034703 |  | 1.1379e-06 |  | 9.5181e-07 |  | 0 |  | 0 |  | 0.00038502 |  | 0 |  | 4.4297e-06 |  | 0.00061169 |  | 1.1101e-06
| 2.7626e-05 |  | -3.4655e-05 |  | 1.3802e-05 |  | 0 |  | 0 |  | 0 |  | 9.6413e-07 |  | -3.3729e-06 |  | 0.00019274 |  | -0.00018457 |  | 0.00018746 |  | 1.0305e-06 |  | 9.0477e-07 |  | 0 |  | 0 |  | 0.00043007 |  | 0 |  | 3.9088e-06 |  | 0.00060551 |  | 1.1354e-06
| 2.7626e-05 |  | 4.4332e-06 |  | 3.7463e-05 |  | 0 |  | 0 |  | 0 |  | 9.7284e-07 |  | -0.00034352 |  | 0.00022685 |  | -0.00032601 |  | -0.00012061 |  | 9.5856e-07 |  | 1.0279e-06 |  | 0 |  | 0 |  | 0.00045882 |  | 0 |  | 7.8176e-07 |  | 0.00059934 |  | 1.1232e-06
| 0 |  | 1.9171e-05 |  | 5.3274e-05 |  | 0 |  | 0 |  | 0 |  | 9.7653e-07 |  | -0.00039309 |  | 0.00012906 |  | -0.00040737 |  | -0.00024691 |  | 1.0647e-06 |  | 1.0333e-06 |  | 0 |  | 0 |  | 0.00037811 |  | 0 |  | 1.303e-06 |  | 0.00060016 |  | 1.0033e-06
| 2.8431e-05 |  | -5.2873e-05 |  | 1.5809e-05 |  | 0 |  | 0 |  | 0 |  | 9.5385e-07 |  | -0.00017876 |  | 0.000166 |  | -0.00049775 |  | 5.7432e-05 |  | 1.1999e-06 |  | 1.0926e-06 |  | 0 |  | 0 |  | 0.00024123 |  | 0 |  | 5.2121e-07 |  | 0.0006002 |  | 9.84e-07
| 2.8433e-05 |  | -5.7211e-05 |  | 0 |  | 0 |  | 0 |  | 0 |  | 9.4716e-07 |  | -0.00012395 |  | 0.00019453 |  | 5.0288e-05 |  | 0.00012175 |  | 1.2554e-06 |  | 1.0752e-06 |  | 0 |  | 0 |  | 0.0002785 |  | 0 |  | 5.2128e-07 |  | 0.00059787 |  | 1.1039e-06
| 0 |  | 3.8134e-05 |  | 2.9571e-05 |  | 0 |  | 0 |  | 0 |  | 9.6009e-07 |  | -1.6864e-05 |  | 9.1041e-05 |  | 0.00026744 |  | 9.6444e-05 |  | 1.1955e-06 |  | 1.2278e-06 |  | 0 |  | 0 |  | 0.0003906 |  | 0 |  | 2.867e-06 |  | 0.00059484 |  | 1.1927e-06
| 0 |  | 3.6289e-05 |  | 2.9574e-05 |  | 0 |  | 0 |  | 0 |  | 9.9034e-07 |  | 0.00017707 |  | 0.00012678 |  | -6.8366e-05 |  | -1.4791e-05 |  | 1.101e-06 |  | 1.2339e-06 |  | 0 |  | 0 |  | 0.00030829 |  | 0 |  | 2.3459e-06 |  | 0.00059484 |  | 1.1481e-06
| 0 |  | -7.1208e-05 |  | 0 |  | 0 |  | 0 |  | 0 |  | 9.5279e-07 |  | 0.00024622 |  | 0.00012847 |  | -4.2511e-05 |  | -4.9847e-05 |  | 1.0547e-06 |  | 9.8716e-07 |  | 0 |  | 0 |  | 0.00038908 |  | 0 |  | 0 |  | 0.00059876 |  | 1.2045e-06
| 7.1612e-06 |  | -5.2652e-05 |  | 0 |  | 0 |  | 0 |  | 0 |  | 8.9009e-07 |  | 0.00020186 |  | 0.00016997 |  | -0.00010566 |  | 3.2997e-05 |  | 1.0149e-06 |  | 7.2837e-07 |  | 0 |  | 0 |  | 0.00044657 |  | 0 |  | 0 |  | 0.00060501 |  | 1.2363e-06
| 7.1612e-06 |  | -2.1768e-05 |  | 1.0842e-05 |  | 0 |  | 0 |  | 0 |  | 8.6916e-07 |  | -9.5614e-05 |  | 0.00019725 |  | -1.0735e-05 |  | -1.4792e-05 |  | 9.3639e-07 |  | 5.9319e-07 |  | 0 |  | 0 |  | 0.0003099 |  | 0 |  | 7.8206e-07 |  | 0.00061049 |  | 1.0789e-06
| 0 |  | 9.9799e-07 |  | 2.3684e-05 |  | 0 |  | 0 |  | 0 |  | 8.9518e-07 |  | -0.00031366 |  | 0.00012809 |  | 5.1119e-05 |  | 0.00013871 |  | 8.767e-07 |  | 8.0515e-07 |  | 0 |  | 0 |  | 0.00037129 |  | 0 |  | 1.3034e-06 |  | 0.00061208 |  | 8.8983e-07
| 0 |  | 9.1953e-06 |  | 1.9744e-05 |  | 0 |  | 0 |  | 0 |  | 8.9202e-07 |  | -0.00013811 |  | 3.658e-05 |  | -5.4806e-05 |  | -6.5999e-05 |  | 9.2489e-07 |  | 9.2276e-07 |  | 0 |  | 0 |  | 0.00037364 |  | 0 |  | 5.2144e-07 |  | 0.00061056 |  | 9.9084e-07
| 0 |  | 9.6461e-06 |  | 6.8993e-06 |  | 0 |  | 0 |  | 0 |  | 8.5893e-07 |  | -3.3728e-05 |  | 9.4923e-05 |  | -3.2824e-05 |  | -0.00035544 |  | 1.0892e-06 |  | 9.4044e-07 |  | 0 |  | 0 |  | 0.000355 |  | 0 |  | 0 |  | 0.00060823 |  | 1.2937e-06
| 0 |  | 1.63e-05 |  | 2.6609e-05 |  | 0 |  | 0 |  | 0 |  | 8.5339e-07 |  | -0.00013457 |  | 0.00019779 |  | -0.00027177 |  | -9.6715e-05 |  | 1.1851e-06 |  | 8.9335e-07 |  | 0 |  | 0 |  | 0.00035269 |  | 0 |  | 7.8221e-07 |  | 0.00060905 |  | 1.4454e-06
| 0 |  | 1.8513e-05 |  | 2.6609e-05 |  | 0 |  | 0 |  | 0 |  | 9.3343e-07 |  | -0.00030693 |  | 0.00016539 |  | -0.00026529 |  | 2.8174e-05 |  | 1.1253e-06 |  | 8.4627e-07 |  | 0 |  | 0 |  | 0.00023075 |  | 0 |  | 1.3038e-06 |  | 0.0006068 |  | 1.3002e-06
| 0 |  | 3.7174e-05 |  | 7.8843e-06 |  | 0 |  | 0 |  | 0 |  | 1.0296e-06 |  | -0.00033644 |  | 6.3863e-05 |  | -0.00011583 |  | 2.2757e-05 |  | 1.0082e-06 |  | 7.4614e-07 |  | 0 |  | 0 |  | 0.00021282 |  | 0 |  | 2.8683e-06 |  | 0.00059825 |  | 1.0475e-06
| 0 |  | 5.3366e-05 |  | 7.8843e-06 |  | 0 |  | 0 |  | 0 |  | 1.034e-06 |  | -6.0203e-05 |  | 2.8237e-05 |  | -0.0002243 |  | -0.00010354 |  | 9.5355e-07 |  | 5.4637e-07 |  | 0 |  | 0 |  | 0.00030219 |  | 0 |  | 2.8685e-06 |  | 0.00059363 |  | 9.0887e-07
| 4.9356e-06 |  | 6.5703e-05 |  | 6.1382e-05 |  | 0 |  | 0 |  | 0 |  | 9.6378e-07 |  | 0.0001113 |  | 9.2821e-05 |  | -0.00031371 |  | -0.00024165 |  | 9.6836e-07 |  | 5.4637e-07 |  | 0 |  | 0 |  | 0.00030494 |  | 0 |  | 1.3039e-06 |  | 0.00059677 |  | 8.2654e-07
| 1.8231e-05 |  | -1.1321e-05 |  | 6.1376e-05 |  | 0 |  | 0 |  | 0 |  | 9.1644e-07 |  | -1.4166e-05 |  | 0.0001523 |  | -0.00048534 |  | -0.00032201 |  | 1.0328e-06 |  | 8.2899e-07 |  | 0 |  | 0 |  | 0.00030028 |  | 0 |  | 7.8241e-07 |  | 0.00060221 |  | 8.5838e-07
| 7.0126e-05 |  | -6.513e-05 |  | 1.5767e-05 |  | 0 |  | 0 |  | 0 |  | 9.387e-07 |  | -6.7457e-06 |  | 0.00012805 |  | -0.00037182 |  | -0.00016038 |  | 1.1199e-06 |  | 1.1117e-06 |  | 0 |  | 0 |  | 0.00043676 |  | 0 |  | 2.3472e-06 |  | 0.00060695 |  | 8.3318e-07
| 5.6825e-05 |  | -0.00013497 |  | 2.0704e-05 |  | 0 |  | 0 |  | 0 |  | 9.2885e-07 |  | -1.7708e-05 |  | 6.3714e-05 |  | -0.00020397 |  | -0.00012061 |  | 1.1328e-06 |  | 1.1292e-06 |  | 0 |  | 0 |  | 0.00043831 |  | 0 |  | 2.3474e-06 |  | 0.00060773 |  | 9.0904e-07
| 0 |  | -7.9641e-05 |  | 4.4356e-05 |  | 0 |  | 0 |  | 0 |  | 9.2761e-07 |  | -0.00013103 |  | 2.205e-05 |  | -0.00039042 |  | -0.00035955 |  | 1.0265e-06 |  | 1.0525e-06 |  | 0 |  | 0 |  | 0.00036764 |  | 0 |  | 2.3475e-06 |  | 0.00060548 |  | 1.0737e-06
| 0 |  | 1.1533e-05 |  | 3.9414e-05 |  | 0 |  | 0 |  | 0 |  | 9.2902e-07 |  | -7.7573e-05 |  | 3.8181e-05 |  | -0.0003008 |  | -0.00035543 |  | 8.9014e-07 |  | 9.174e-07 |  | 0 |  | 0 |  | 0.00039251 |  | 0 |  | 2.8692e-06 |  | 0.00060237 |  | 1.1368e-06
| 0 |  | -1.753e-05 |  | 1.5766e-05 |  | 0 |  | 0 |  | 0 |  | 9.4371e-07 |  | -8.4993e-05 |  | 0.00014274 |  | -0.00041755 |  | -0.00017523 |  | 9.1002e-07 |  | 8.0559e-07 |  | 0 |  | 0 |  | 0.00037855 |  | 0 |  | 1.3043e-06 |  | 0.00060085 |  | 1.0861e-06
| 0 |  | -0.00010342 |  | 2.4652e-05 |  | 0 |  | 0 |  | 0 |  | 9.3711e-07 |  | -0.00010118 |  | 0.00016194 |  | -0.0002556 |  | 8.0192e-05 |  | 1.0377e-06 |  | 6.8192e-07 |  | 0 |  | 0 |  | 0.00031249 |  | 0 |  | 7.8261e-07 |  | 0.00060167 |  | 9.9814e-07
| 0 |  | 1.4287e-05 |  | 2.8593e-05 |  | 0 |  | 0 |  | 0 |  | 9.4512e-07 |  | -0.00018769 |  | 0.00021194 |  | -0.0002243 |  | 0.00033679 |  | 1.1363e-06 |  | 7.3507e-07 |  | 0 |  | 0 |  | 0.00037937 |  | 0 |  | 2.348e-06 |  | 0.0005986 |  | 9.7284e-07
| 2.0451e-05 |  | 4.5412e-05 |  | 1.9705e-05 |  | 0 |  | 0 |  | 0 |  | 1.0198e-06 |  | 7.791e-05 |  | 0.00024433 |  | -0.00040737 |  | 0.00028218 |  | 1.1918e-06 |  | 9.1756e-07 |  | 0 |  | 0 |  | 0.0004299 |  | 0 |  | 2.348e-06 |  | 0.00059082 |  | 9.5412e-07
| 2.0451e-05 |  | 1.1304e-05 |  | 3.744e-05 |  | 0 |  | 0 |  | 0 |  | 1.0204e-06 |  | 0.00019899 |  | 0.00015057 |  | -1.668e-05 |  | 0.00015171 |  | 1.2118e-06 |  | 9.3508e-07 |  | 0 |  | 0 |  | 0.00040041 |  | 0 |  | 7.8271e-07 |  | 0.0005909 |  | 9.7293e-07
| 1.3292e-05 |  | 0.000136 |  | 3.7437e-05 |  | 0 |  | 0 |  | 0 |  | 9.4837e-07 |  | 3.5413e-05 |  | 6.0792e-05 |  | -0.000126 |  | -9.3298e-05 |  | 1.2183e-06 |  | 9.1765e-07 |  | 0 |  | 0 |  | 0.00038875 |  | 0 |  | 7.8276e-07 |  | 0.00059479 |  | 1.1183e-06
| 1.3292e-05 |  | -4.2623e-05 |  | 6.8178e-05 |  | 0 |  | 0 |  | 0 |  | 9.3481e-07 |  | 3.3727e-05 |  | 7.7268e-05 |  | -0.00026206 |  | -0.00024165 |  | 1.1371e-06 |  | 9.2369e-07 |  | 0 |  | 0 |  | 0.00034057 |  | 0 |  | 7.8281e-07 |  | 0.00059949 |  | 1.2318e-06
| 0 |  | -0.00016969 |  | 9.8789e-05 |  | 0 |  | 0 |  | 0 |  | 9.6818e-07 |  | 5.3121e-05 |  | 0.00013976 |  | -0.00019041 |  | -2.8445e-05 |  | 1.0277e-06 |  | 9.5942e-07 |  | 0 |  | 0 |  | 0.00038647 |  | 0 |  | 7.8281e-07 |  | 0.00060108 |  | 1.2761e-06
| 7.9965e-06 |  | -2.5212e-05 |  | 7.3959e-05 |  | 0 |  | 0 |  | 0 |  | 1.0199e-06 |  | 0.00015582 |  | 0.00013636 |  | -0.00032941 |  | -0.0001445 |  | 1.0245e-06 |  | 9.2377e-07 |  | 0 |  | 0 |  | 0.00038805 |  | 0 |  | 0 |  | 0.00060035 |  | 1.2449e-06
| 7.9958e-06 |  | -2.6271e-06 |  | 4.3344e-05 |  | 0 |  | 0 |  | 0 |  | 1.0288e-06 |  | 0.00034402 |  | 0.0001217 |  | -0.00044287 |  | -0.00034243 |  | 1.1252e-06 |  | 7.7045e-07 |  | 0 |  | 0 |  | 0.0004114 |  | 0 |  | 0 |  | 0.00060116 |  | 1.1757e-06
| 2.8411e-05 |  | -5.9948e-06 |  | 3.7434e-05 |  | 0 |  | 0 |  | 0 |  | 9.9292e-07 |  | 0.00035768 |  | 0.00010079 |  | -0.0002616 |  | -0.00032883 |  | 1.176e-06 |  | 7.4682e-07 |  | 0 |  | 0 |  | 0.00043865 |  | 0 |  | 7.8291e-07 |  | 0.00060198 |  | 1.0997e-06
| 3.25e-05 |  | -2.9589e-05 |  | 3.7434e-05 |  | 0 |  | 0 |  | 0 |  | 9.4687e-07 |  | 9.1064e-05 |  | 0.00013645 |  | -0.00012645 |  | -0.00028066 |  | 1.1582e-06 |  | 9.0589e-07 |  | 0 |  | 0 |  | 0.00036632 |  | 0 |  | 7.8296e-07 |  | 0.00060276 |  | 9.5456e-07
| 4.0892e-06 |  | -6.7132e-05 |  | 1.2805e-05 |  | 0 |  | 0 |  | 0 |  | 8.5378e-07 |  | -1.0624e-05 |  | 0.00013805 |  | -0.00027176 |  | -0.00018547 |  | 1.1569e-06 |  | 1.1241e-06 |  | 0 |  | 0 |  | 0.00043793 |  | 0 |  | 7.8301e-07 |  | 0.00059583 |  | 9.857e-07
| 0 |  | -1.0832e-05 |  | 1.2806e-05 |  | 0 |  | 0 |  | 0 |  | 7.8351e-07 |  | 0.00011687 |  | 5.4555e-05 |  | -0.00034295 |  | -0.00014792 |  | 1.1595e-06 |  | 1.2008e-06 |  | 0 |  | 0 |  | 0.00043949 |  | 0 |  | 2.8711e-06 |  | 0.00058961 |  | 1.0675e-06
| 0 |  | -1.3511e-05 |  | 2.955e-06 |  | 0 |  | 0 |  | 0 |  | 7.5214e-07 |  | -2.3606e-05 |  | 0.00010962 |  | -7.4792e-05 |  | -0.00015713 |  | 1.1654e-06 |  | 1.0945e-06 |  | 0 |  | 0 |  | 0.00051341 |  | 0 |  | 2.8714e-06 |  | 0.00058809 |  | 1.2194e-06
| 0 |  | -2.3013e-05 |  | 3.7511e-05 |  | 0 |  | 0 |  | 0 |  | 7.8242e-07 |  | -0.00018415 |  | 0.00020279 |  | -2.4296e-05 |  | -6.5994e-05 |  | 1.0881e-06 |  | 9.943e-07 |  | 0 |  | 0 |  | 0.00043021 |  | 0 |  | 7.8311e-07 |  | 0.00059202 |  | 1.226e-06
| 0 |  | 3.9599e-05 |  | 5.7206e-05 |  | 0 |  | 0 |  | 0 |  | 8.9525e-07 |  | -0.0001629 |  | 0.0001219 |  | -0.00036669 |  | -7.6234e-05 |  | 1.0462e-06 |  | 9.0606e-07 |  | 0 |  | 0 |  | 0.00034388 |  | 0 |  | 2.3495e-06 |  | 0.00059361 |  | 1.043e-06
| 5.1115e-06 |  | 8.5133e-05 |  | 2.2655e-05 |  | 0 |  | 0 |  | 0 |  | 9.9337e-07 |  | -0.0001113 |  | 4.1117e-05 |  | -5.8655e-05 |  | -0.00022215 |  | 1.1166e-06 |  | 8.7108e-07 |  | 0 |  | 0 |  | 0.00023826 |  | 0 |  | 4.4379e-06 |  | 0.0005921 |  | 8.2824e-07
| 8.002e-06 |  | 2.3111e-05 |  | 3.9393e-05 |  | 0 |  | 0 |  | 0 |  | 1.0138e-06 |  | -0.00011332 |  | 7.0293e-05 |  | -7.1758e-05 |  | -0.00020595 |  | 1.2115e-06 |  | 8.5967e-07 |  | 0 |  | 0 |  | 0.00017757 |  | 0 |  | 4.4382e-06 |  | 0.0005991 |  | 8.5948e-07
| 1.618e-05 |  | -6.5663e-05 |  | 3.9397e-05 |  | 0 |  | 0 |  | 0 |  | 9.4351e-07 |  | -0.00016189 |  | 0.00016245 |  | -0.0002556 |  | 5.7432e-05 |  | 1.2882e-06 |  | 8.3609e-07 |  | 0 |  | 0 |  | 0.00031749 |  | 0 |  | 2.872e-06 |  | 0.00060462 |  | 1.0555e-06
| 2.7404e-05 |  | -6.9507e-05 |  | 3.9393e-05 |  | 0 |  | 0 |  | 0 |  | 8.3744e-07 |  | 9.5617e-05 |  | 0.00016066 |  | -3.7855e-05 |  | -6.2586e-05 |  | 1.2443e-06 |  | 9.1227e-07 |  | 0 |  | 0 |  | 0.00024114 |  | 0 |  | 2.8722e-06 |  | 0.00060462 |  | 1.2581e-06
| 1.4116e-05 |  | -7.5451e-05 |  | 5.6174e-05 |  | 0 |  | 0 |  | 0 |  | 7.666e-07 |  | 0.00013103 |  | 8.9476e-05 |  | -3.1074e-05 |  | -0.00032542 |  | 1.1542e-06 |  | 9.7704e-07 |  | 0 |  | 0 |  | 0.00023104 |  | 0 |  | 2.8722e-06 |  | 0.00060077 |  | 1.4477e-06
| 0 |  | -4.7426e-05 |  | 2.072e-05 |  | 0 |  | 0 |  | 0 |  | 8.1848e-07 |  | -0.00020911 |  | 0.00024119 |  | -0.00011354 |  | -0.00034243 |  | 1.0885e-06 |  | 1.0007e-06 |  | 0 |  | 0 |  | 0.00033543 |  | 0 |  | 5.2224e-07 |  | 0.00059847 |  | 1.5933e-06
| 0 |  | -1.5514e-06 |  | 3.9387e-06 |  | 0 |  | 0 |  | 0 |  | 9.1786e-07 |  | -0.00012041 |  | 0.00029133 |  | -5.1417e-05 |  | -0.00016157 |  | 1.0319e-06 |  | 9.3005e-07 |  | 0 |  | 0 |  | 0.00041639 |  | 0 |  | 5.2228e-07 |  | 0.00060007 |  | 1.7201e-06
| 0 |  | 4.2678e-06 |  | 1.9697e-05 |  | 0 |  | 0 |  | 0 |  | 9.9126e-07 |  | -8.1446e-05 |  | 0.00020105 |  | -0.00037008 |  | -7.2814e-05 |  | 9.7898e-07 |  | 8.6535e-07 |  | 0 |  | 0 |  | 0.00041642 |  | 0 |  | 1.3057e-06 |  | 0.00060166 |  | 1.4922e-06
| 1.022e-06 |  | -3.1125e-05 |  | 1.9695e-05 |  | 0 |  | 0 |  | 0 |  | 9.9373e-07 |  | -0.00014165 |  | 0.0001412 |  | -0.00051712 |  | -1.0831e-05 |  | 9.2352e-07 |  | 8.9498e-07 |  | 0 |  | 0 |  | 0.0003604 |  | 0 |  | 1.3059e-06 |  | 0.00060404 |  | 1.0935e-06
| 1.0219e-06 |  | -0.00014901 |  | 0 |  | 0 |  | 0 |  | 0 |  | 9.5866e-07 |  | 7.791e-05 |  | 0.00014289 |  | -0.00031923 |  | 0.00019684 |  | 9.0618e-07 |  | 8.364e-07 |  | 0 |  | 0 |  | 0.00036663 |  | 0 |  | 1.3058e-06 |  | 0.00060248 |  | 8.0329e-07
| 3.577e-05 |  | -0.00018015 |  | 0 |  | 0 |  | 0 |  | 0 |  | 9.3037e-07 |  | -4.958e-05 |  | 0.00013484 |  | -0.00015311 |  | -5.9167e-05 |  | 9.6754e-07 |  | 7.9534e-07 |  | 0 |  | 0 |  | 0.00033473 |  | 0 |  | 1.3059e-06 |  | 0.00059551 |  | 7.9687e-07
| 3.5767e-05 |  | -7.1986e-05 |  | 7.3821e-05 |  | 0 |  | 0 |  | 0 |  | 8.9026e-07 |  | -0.00030691 |  | 1.5584e-05 |  | -9.739e-05 |  | -0.00037168 |  | 1.0301e-06 |  | 6.5986e-07 |  | 0 |  | 0 |  | 0.00031142 |  | 0 |  | 1.3059e-06 |  | 0.00058781 |  | 1.0118e-06
| 0 |  | -2.4904e-05 |  | 7.382e-05 |  | 0 |  | 0 |  | 0 |  | 8.7307e-07 |  | -0.00018061 |  | 0.00013515 |  | -7.175e-05 |  | -0.00043124 |  | 1.0708e-06 |  | 6.1274e-07 |  | 0 |  | 0 |  | 0.00042509 |  | 0 |  | 7.8366e-07 |  | 0.00058002 |  | 1.1386e-06
| 4.9308e-06 |  | -8.2395e-07 |  | 9.846e-06 |  | 0 |  | 0 |  | 0 |  | 8.6019e-07 |  | 0.00025144 |  | 0.00022371 |  | -0.00014634 |  | -0.00020936 |  | 1.1329e-06 |  | 6.3639e-07 |  | 0 |  | 0 |  | 0.00051543 |  | 0 |  | 0 |  | 0.0005785 |  | 9.9903e-07
| 4.9312e-06 |  | -1.5273e-05 |  | 9.8469e-06 |  | 0 |  | 0 |  | 0 |  | 8.6574e-07 |  | 0.00048905 |  | 0.00012351 |  | -0.00032663 |  | 1.5171e-05 |  | 1.1774e-06 |  | 6.8358e-07 |  | 0 |  | 0 |  | 0.00045937 |  | 0 |  | 5.2248e-07 |  | 0.00058395 |  | 7.5869e-07
| 4.9819e-05 |  | -7.31e-05 |  | 8.8613e-06 |  | 0 |  | 0 |  | 0 |  | 9.1026e-07 |  | 0.00019477 |  | 9.5681e-05 |  | -0.00045144 |  | 2.2758e-06 |  | 1.1698e-06 |  | 7.3083e-07 |  | 0 |  | 0 |  | 0.00039947 |  | 0 |  | 1.3062e-06 |  | 0.00059103 |  | 7.5291e-07
| 4.9819e-05 |  | -4.9064e-05 |  | 8.8613e-06 |  | 0 |  | 0 |  | 0 |  | 9.6333e-07 |  | 1.0117e-05 |  | 6.0755e-05 |  | -0.00037183 |  | 1.5171e-05 |  | 1.0691e-06 |  | 7.3083e-07 |  | 0 |  | 0 |  | 0.00041583 |  | 0 |  | 1.3063e-06 |  | 0.00059337 |  | 8.8609e-07
| 0 |  | 5.9859e-05 |  | 4.9223e-06 |  | 0 |  | 0 |  | 0 |  | 1.0072e-06 |  | 0.00019123 |  | 7.2104e-05 |  | -0.00013278 |  | -0.00018888 |  | 1.0124e-06 |  | 8.5432e-07 |  | 0 |  | 0 |  | 0.00038317 |  | 0 |  | 2.874e-06 |  | 0.00058566 |  | 1.0317e-06
| 0 |  | -2.4557e-05 |  | 1.5777e-05 |  | 0 |  | 0 |  | 0 |  | 1.0165e-06 |  | -4.2497e-05 |  | 0.00012637 |  | -0.00023786 |  | -0.00056777 |  | 1.0486e-06 |  | 9.0152e-07 |  | 0 |  | 0 |  | 0.00036993 |  | 0 |  | 2.874e-06 |  | 0.00057709 |  | 9.9986e-07
| 0 |  | -8.1058e-05 |  | 1.4792e-05 |  | 0 |  | 0 |  | 0 |  | 9.6906e-07 |  | -0.00026644 |  | 0.00010073 |  | -0.00029756 |  | -0.00061225 |  | 1.1474e-06 |  | 8.0176e-07 |  | 0 |  | 0 |  | 0.00038319 |  | 0 |  | 1.3064e-06 |  | 0.0005709 |  | 9.1744e-07
| 4.5979e-05 |  | 6.9723e-05 |  | 2.0713e-05 |  | 0 |  | 0 |  | 0 |  | 9.3766e-07 |  | -0.00021956 |  | 0.00011346 |  | -0.00031584 |  | -0.00039027 |  | 1.2256e-06 |  | 8.1333e-07 |  | 0 |  | 0 |  | 0.00047513 |  | 0 |  | 7.8391e-07 |  | 0.00057015 |  | 9.617e-07
| 6.7231e-05 |  | 2.5137e-05 |  | 6.8953e-05 |  | 0 |  | 0 |  | 0 |  | 1.0167e-06 |  | 2.1249e-05 |  | 0.00017487 |  | -8.8709e-05 |  | -4.8926e-05 |  | 1.1804e-06 |  | 1.0015e-06 |  | 0 |  | 0 |  | 0.00044945 |  | 0 |  | 2.3519e-06 |  | 0.00056941 |  | 1.0059e-06
| 2.125e-05 |  | 1.7417e-05 |  | 8.572e-05 |  | 0 |  | 0 |  | 0 |  | 1.1415e-06 |  | 0.0001113 |  | 0.00017315 |  | 3.8206e-05 |  | -5.3098e-05 |  | 1.0843e-06 |  | 1.1493e-06 |  | 0 |  | 0 |  | 0.0003996 |  | 0 |  | 2.3519e-06 |  | 0.00056785 |  | 1.0567e-06
| 0 |  | 9.5765e-05 |  | 3.3547e-05 |  | 0 |  | 0 |  | 0 |  | 1.1655e-06 |  | -3.5415e-06 |  | 9.7243e-05 |  | -0.0003633 |  | -0.00021619 |  | 1.0062e-06 |  | 1.0609e-06 |  | 0 |  | 0 |  | 0.00031341 |  | 0 |  | 2.352e-06 |  | 0.00057338 |  | 9.6829e-07
| 0 |  | 7.692e-05 |  | 1.8747e-05 |  | 0 |  | 0 |  | 0 |  | 1.0737e-06 |  | -0.00019123 |  | 3.1958e-05 |  | -0.00033279 |  | -4.5513e-05 |  | 9.9794e-07 |  | 8.5463e-07 |  | 0 |  | 0 |  | 0.00031341 |  | 0 |  | 2.8747e-06 |  | 0.00057806 |  | 9.0534e-07
| 0 |  | 4.2543e-05 |  | 2.2683e-05 |  | 0 |  | 0 |  | 0 |  | 9.6191e-07 |  | -0.00042834 |  | 4.4845e-05 |  | -0.00037828 |  | -0.00030017 |  | 1.0205e-06 |  | 7.3721e-07 |  | 0 |  | 0 |  | 0.00035994 |  | 0 |  | 2.8751e-06 |  | 0.0005742 |  | 9.4953e-07
| 0 |  | 4.8792e-05 |  | 3.937e-06 |  | 0 |  | 0 |  | 0 |  | 9.231e-07 |  | -0.00024789 |  | 4.4845e-05 |  | -0.00065484 |  | -0.00028446 |  | 1.0084e-06 |  | 6.6646e-07 |  | 0 |  | 0 |  | 0.00042464 |  | 0 |  | 4.4433e-06 |  | 0.00056566 |  | 1.0003e-06
| 3.2468e-05 |  | 8.1324e-05 |  | 0 |  | 0 |  | 0 |  | 0 |  | 9.2442e-07 |  | -4.958e-05 |  | 0.00010274 |  | -0.00044127 |  | 0.00011833 |  | 9.6778e-07 |  | 6.0719e-07 |  | 0 |  | 0 |  | 0.00045895 |  | 0 |  | 2.8753e-06 |  | 0.00056258 |  | 8.678e-07
| 3.2468e-05 |  | -1.1007e-05 |  | 1.5786e-05 |  | 0 |  | 0 |  | 0 |  | 9.7444e-07 |  | -0.00015515 |  | 0.00017143 |  | -0.00019103 |  | -8.8859e-05 |  | 9.723e-07 |  | 7.3069e-07 |  | 0 |  | 0 |  | 0.00039976 |  | 0 |  | 2.8753e-06 |  | 0.00057119 |  | 7.2219e-07
| 0 |  | -8.5444e-05 |  | 4.8263e-05 |  | 0 |  | 0 |  | 0 |  | 9.5847e-07 |  | -0.00010624 |  | 6.868e-05 |  | -6.4976e-05 |  | -7.2821e-05 |  | 1.0311e-06 |  | 7.7798e-07 |  | 0 |  | 0 |  | 0.00046287 |  | 0 |  | 4.4442e-06 |  | 0.00057353 |  | 7.1575e-07
| 1.7365e-05 |  | 1.423e-05 |  | 5.8128e-05 |  | 0 |  | 0 |  | 0 |  | 8.6406e-07 |  | 2.1249e-05 |  | 5.7328e-05 |  | -3.7856e-05 |  | 6.3719e-05 |  | 1.0564e-06 |  | 7.1932e-07 |  | 0 |  | 0 |  | 0.00050814 |  | 0 |  | 2.3528e-06 |  | 0.00057126 |  | 8.4195e-07
| 1.7365e-05 |  | 2.8755e-05 |  | 4.9271e-05 |  | 0 |  | 0 |  | 0 |  | 7.9056e-07 |  | 0.00011687 |  | 7.6392e-05 |  | -3.955e-06 |  | -0.00012061 |  | 1.0519e-06 |  | 8.0166e-07 |  | 0 |  | 0 |  | 0.00048476 |  | 0 |  | 7.8426e-07 |  | 0.00057282 |  | 1.0506e-06
| 8.1719e-06 |  | 3.5938e-05 |  | 2.3622e-05 |  | 0 |  | 0 |  | 0 |  | 8.0662e-07 |  | 8.769e-05 |  | 1.9064e-05 |  | -6.5111e-05 |  | 2.4923e-05 |  | 1.0584e-06 |  | 9.5485e-07 |  | 0 |  | 0 |  | 0.00037255 |  | 0 |  | 1.3073e-06 |  | 0.0005752 |  | 1.3107e-06
| 6.8331e-05 |  | 7.0796e-05 |  | 3.6413e-05 |  | 0 |  | 0 |  | 0 |  | 8.7225e-07 |  | -8.4993e-05 |  | 5.6113e-05 |  | -0.000126 |  | 5.686e-06 |  | 1.0934e-06 |  | 1.1088e-06 |  | 0 |  | 0 |  | 0.0003149 |  | 0 |  | 1.3073e-06 |  | 0.00057835 |  | 1.5899e-06
| 6.0166e-05 |  | -0.00011763 |  | 3.6417e-05 |  | 0 |  | 0 |  | 0 |  | 9.0058e-07 |  | 0.00016999 |  | 5.6118e-05 |  | -3.9554e-06 |  | -0.00015816 |  | 1.0991e-06 |  | 9.0831e-07 |  | 0 |  | 0 |  | 0.00032739 |  | 0 |  | 1.3074e-06 |  | 0.00057605 |  | 1.5326e-06
| 1.4105e-05 |  | -0.00017056 |  | 0 |  | 0 |  | 0 |  | 0 |  | 9.3163e-07 |  | 0.00013491 |  | 2.8725e-05 |  | 5.9192e-06 |  | 3.7928e-05 |  | 1.08e-06 |  | 6.2503e-07 |  | 0 |  | 0 |  | 0.00025354 |  | 0 |  | 1.3074e-06 |  | 0.00057531 |  | 1.222e-06
| 2.432e-05 |  | -2.7522e-05 |  | 0 |  | 0 |  | 0 |  | 0 |  | 9.3905e-07 |  | -0.00029039 |  | 0.0001831 |  | -4.1246e-05 |  | 3.2997e-05 |  | 1.0664e-06 |  | 5.251e-07 |  | 0 |  | 0 |  | 0.00035488 |  | 0 |  | 1.3074e-06 |  | 0.00057297 |  | 1.0067e-06
| 1.0213e-05 |  | 9.7808e-06 |  | 0 |  | 0 |  | 0 |  | 0 |  | 9.2484e-07 |  | -0.00024436 |  | 0.00019275 |  | -6.8366e-05 |  | -7.6234e-05 |  | 1.0748e-06 |  | 6.6076e-07 |  | 0 |  | 0 |  | 0.00050054 |  | 0 |  | 1.3075e-06 |  | 0.00056836 |  | 9.5664e-07
| 0 |  | -9.8299e-06 |  | 0 |  | 0 |  | 0 |  | 0 |  | 8.9774e-07 |  | -3.0356e-05 |  | 5.3969e-05 |  | -4.5739e-05 |  | -4.6596e-05 |  | 1.104e-06 |  | 8.6676e-07 |  | 0 |  | 0 |  | 0.00034461 |  | 0 |  | 7.8456e-07 |  | 0.00056369 |  | 1.0835e-06
| 3.5515e-05 |  | 2.4811e-05 |  | 1.0823e-05 |  | 0 |  | 0 |  | 0 |  | 9.2253e-07 |  | 0.00014165 |  | 3.1411e-05 |  | -4.1245e-05 |  | -0.00013768 |  | 1.1357e-06 |  | 9.3166e-07 |  | 0 |  | 0 |  | 0.0002994 |  | 0 |  | 2.3538e-06 |  | 0.00056372 |  | 1.1084e-06
| 3.5518e-05 |  | 0.00015167 |  | 1.0824e-05 |  | 0 |  | 0 |  | 0 |  | 9.7073e-07 |  | 0.00023019 |  | 0.00016055 |  | -0.00029211 |  | -0.00021619 |  | 1.1189e-06 |  | 9.8496e-07 |  | 0 |  | 0 |  | 0.0003197 |  | 0 |  | 2.3538e-06 |  | 0.00057156 |  | 1.0193e-06
| 1.7163e-05 |  | 7.1785e-05 |  | 5.9015e-05 |  | 0 |  | 0 |  | 0 |  | 9.8812e-07 |  | 6.7402e-06 |  | 0.00017825 |  | -0.00052358 |  | -0.00024165 |  | 1.0544e-06 |  | 9.3235e-07 |  | 0 |  | 0 |  | 0.00039224 |  | 0 |  | 2.3538e-06 |  | 0.00057627 |  | 1.1403e-06
| 7.0266e-05 |  | -9.241e-05 |  | 5.9015e-05 |  | 0 |  | 0 |  | 0 |  | 9.8441e-07 |  | -7.7916e-05 |  | 9.7677e-05 |  | -0.0003972 |  | -0.00014791 |  | 9.9561e-07 |  | 8.027e-07 |  | 0 |  | 0 |  | 0.00050999 |  | 0 |  | 2.3541e-06 |  | 0.00057393 |  | 1.3179e-06
| 7.7403e-05 |  | -3.0287e-05 |  | 0 |  | 0 |  | 0 |  | 0 |  | 9.5669e-07 |  | -4.6038e-05 |  | 0.00015378 |  | -0.00036669 |  | -8.3062e-05 |  | 1.0015e-06 |  | 6.1374e-07 |  | 0 |  | 0 |  | 0.00050304 |  | 0 |  | 2.3541e-06 |  | 0.00057011 |  | 1.4696e-06
| 6.2084e-05 |  | 6.2146e-05 |  | 0 |  | 0 |  | 0 |  | 0 |  | 9.1784e-07 |  | 0.00018062 |  | 0.00012295 |  | -0.00047517 |  | -0.00032201 |  | 1.1024e-06 |  | 5.726e-07 |  | 0 |  | 0 |  | 0.00046092 |  | 0 |  | 4.447e-06 |  | 0.00056933 |  | 1.311e-06
| 9.906e-05 |  | 2.3213e-05 |  | 3.2468e-05 |  | 0 |  | 0 |  | 0 |  | 8.9559e-07 |  | 0.00018213 |  | 3.3291e-05 |  | -0.00020071 |  | -0.00032293 |  | 1.2517e-06 |  | 5.9017e-07 |  | 0 |  | 0 |  | 0.00052569 |  | 0 |  | 2.8777e-06 |  | 0.00057092 |  | 9.4341e-07
| 6.1279e-05 |  | -4.3034e-05 |  | 3.2468e-05 |  | 0 |  | 0 |  | 0 |  | 9.3152e-07 |  | -0.00012749 |  | 1.5572e-05 |  | -4.1246e-05 |  | 1.2509e-05 |  | 1.3255e-06 |  | 5.9022e-07 |  | 0 |  | 0 |  | 0.00047346 |  | 0 |  | 7.8481e-07 |  | 0.00057096 |  | 8.55e-07
| 1.92e-05 |  | -9.7327e-05 |  | 1.8694e-05 |  | 0 |  | 0 |  | 0 |  | 9.4698e-07 |  | -0.00014874 |  | 0.00010863 |  | -5.8196e-05 |  | 0.00016953 |  | 1.2744e-06 |  | 6.7869e-07 |  | 0 |  | 0 |  | 0.00034556 |  | 0 |  | 0 |  | 0.0005749 |  | 9.2527e-07
| 5.9024e-05 |  | -9.5775e-05 |  | 2.6583e-05 |  | 0 |  | 0 |  | 0 |  | 9.1801e-07 |  | 6.7471e-06 |  | 0.0001199 |  | 9.3095e-05 |  | 0.0001452 |  | 1.1485e-06 |  | 7.3754e-07 |  | 0 |  | 0 |  | 0.00046182 |  | 0 |  | 2.0931e-06 |  | 0.00057805 |  | 1.1154e-06
| 6.5135e-05 |  | 1.4617e-05 |  | 5.7079e-05 |  | 0 |  | 0 |  | 0 |  | 8.8532e-07 |  | 6.0206e-05 |  | 6.3614e-05 |  | 0.00013165 |  | 6.7126e-05 |  | 1.0775e-06 |  | 7.3761e-07 |  | 0 |  | 0 |  | 0.00053752 |  | 0 |  | 2.0932e-06 |  | 0.00057107 |  | 1.3179e-06
| 8.1472e-05 |  | -6.6444e-05 |  | 0.00013032 |  | 0 |  | 0 |  | 0 |  | 9.1129e-07 |  | -0.0001629 |  | 0.00016499 |  | 0.00018589 |  | 8.7609e-05 |  | 1.095e-06 |  | 6.7276e-07 |  | 0 |  | 0 |  | 0.00038539 |  | 0 |  | 5.2331e-07 |  | 0.00055859 |  | 1.4383e-06
| 0.00010696 |  | -3.0034e-05 |  | 0.00010474 |  | 0 |  | 0 |  | 0 |  | 9.7991e-07 |  | -4.958e-05 |  | 0.00016499 |  | 5.7073e-05 |  | 0.00033679 |  | 1.1525e-06 |  | 6.7276e-07 |  | 0 |  | 0 |  | 0.00029336 |  | 0 |  | 1.3084e-06 |  | 0.00054536 |  | 1.5079e-06
| 8.3465e-05 |  | 1.3458e-05 |  | 2.3609e-05 |  | 0 |  | 0 |  | 0 |  | 1.0178e-06 |  | 7.7573e-05 |  | 9.0988e-05 |  | -0.00024268 |  | 0.00013871 |  | 1.1469e-06 |  | 6.3711e-07 |  | 0 |  | 0 |  | 0.00029103 |  | 0 |  | 4.4487e-06 |  | 0.00054305 |  | 1.3689e-06
| 8.0414e-05 |  | -3.6491e-05 |  | 0 |  | 0 |  | 0 |  | 0 |  | 9.8928e-07 |  | -7.4369e-05 |  | 8.1335e-05 |  | -0.00040737 |  | 4.665e-05 |  | 1.0854e-06 |  | 5.8432e-07 |  | 0 |  | 0 |  | 0.00029417 |  | 0 |  | 3.6636e-06 |  | 0.00055089 |  | 1.0967e-06
| 7.9386e-05 |  | 1.4401e-05 |  | 1.0846e-05 |  | 0 |  | 0 |  | 0 |  | 8.6948e-07 |  | -0.00011687 |  | 9.2345e-05 |  | -0.00038703 |  | 9.1018e-06 |  | 1.1037e-06 |  | 5.7291e-07 |  | 0 |  | 0 |  | 0.0003574 |  | 0 |  | 0 |  | 0.00056263 |  | 9.5108e-07
| 6.7154e-05 |  | -2.5794e-05 |  | 3.2488e-05 |  | 0 |  | 0 |  | 0 |  | 7.7116e-07 |  | 0.00027994 |  | 0.00013445 |  | -8.7711e-05 |  | -0.00017989 |  | 1.0985e-06 |  | 6.2565e-07 |  | 0 |  | 0 |  | 0.00045888 |  | 0 |  | 0 |  | 0.00057281 |  | 1.0715e-06
| 6.5107e-05 |  | -3.0073e-05 |  | 2.164e-05 |  | 0 |  | 0 |  | 0 |  | 8.0208e-07 |  | 0.00035768 |  | 6.9205e-05 |  | 0.00015198 |  | -0.00012403 |  | 1.0823e-06 |  | 7.851e-07 |  | 0 |  | 0 |  | 0.00058764 |  | 0 |  | 2.0938e-06 |  | 0.00057281 |  | 1.3313e-06
| 8.346e-05 |  | 5.4507e-05 |  | 0 |  | 0 |  | 0 |  | 0 |  | 9.018e-07 |  | 3.8957e-05 |  | 3.1935e-05 |  | -2.0905e-05 |  | -0.00012744 |  | 1.0495e-06 |  | 9.2713e-07 |  | 0 |  | 0 |  | 0.00053542 |  | 0 |  | 2.8793e-06 |  | 0.00056508 |  | 1.5724e-06
| 0.00012135 |  | 4.7327e-05 |  | 2.0704e-05 |  | 0 |  | 0 |  | 0 |  | 1.0211e-06 |  | 0.00013811 |  | 4.1059e-05 |  | -3.7847e-05 |  | -0.00023326 |  | 1.0766e-06 |  | 9.5069e-07 |  | 0 |  | 0 |  | 0.00037074 |  | 0 |  | 7.8521e-07 |  | 0.00055884 |  | 1.5976e-06
| 0.00013047 |  | -2.8133e-05 |  | 3.4475e-05 |  | 0 |  | 0 |  | 0 |  | 1.067e-06 |  | 8.7686e-05 |  | 1.2078e-05 |  | -0.00016197 |  | -0.00027091 |  | 1.0587e-06 |  | 8.6233e-07 |  | 0 |  | 0 |  | 0.00041994 |  | 0 |  | 7.8531e-07 |  | 0.00055809 |  | 1.471e-06
| 0.00020476 |  | -6.4249e-05 |  | 6.5032e-05 |  | 0 |  | 0 |  | 0 |  | 1.0465e-06 |  | 0.00011333 |  | 3.7841e-05 |  | -0.00039042 |  | -0.00028787 |  | 9.4543e-07 |  | 8.6225e-07 |  | 0 |  | 0 |  | 0.00044338 |  | 0 |  | 7.8531e-07 |  | 0.00056203 |  | 1.2488e-06
| 0.00025356 |  | -6.97e-05 |  | 8.0776e-05 |  | 0 |  | 0 |  | 0 |  | 1.0424e-06 |  | -3.5314e-06 |  | 5.0725e-05 |  | 1.6386e-05 |  | -6.5994e-05 |  | 9.1003e-07 |  | 8.4482e-07 |  | 0 |  | 0 |  | 0.00042702 |  | 0 |  | 0 |  | 0.00056051 |  | 8.9998e-07
| 0.00022688 |  | 7.8682e-06 |  | 2.9506e-05 |  | 0 |  | 0 |  | 0 |  | 1.0436e-06 |  | -0.00013457 |  | 7.3118e-05 |  | 0.00019945 |  | 0.00017295 |  | 9.4625e-07 |  | 7.7386e-07 |  | 0 |  | 0 |  | 0.00054645 |  | 0 |  | 2.0944e-06 |  | 0.00055582 |  | 8.049e-07
| 0.00029324 |  | -6.6575e-06 |  | 4.9175e-06 |  | 0 |  | 0 |  | 0 |  | 1.0393e-06 |  | 0 |  | 0.00013272 |  | -0.00010386 |  | 6.3937e-05 |  | 1.0795e-06 |  | 6.9684e-07 |  | 0 |  | 0 |  | 0.00054418 |  | 0 |  | 2.88e-06 |  | 0.00055355 |  | 9.7617e-07
| 0.00037489 |  | 2.8229e-05 |  | 3.9418e-05 |  | 0 |  | 0 |  | 0 |  | 9.968e-07 |  | -0.00013103 |  | 9.2606e-05 |  | -0.00028872 |  | -1.1372e-06 |  | 1.1198e-06 |  | 7.7946e-07 |  | 0 |  | 0 |  | 0.00045049 |  | 0 |  | 1.3091e-06 |  | 0.00055511 |  | 1.2623e-06
| 0.00041179 |  | 1.0982e-05 |  | 8.6631e-05 |  | 0 |  | 0 |  | 0 |  | 9.6083e-07 |  | 0 |  | 0.00016181 |  | -0.00010566 |  | -7.282e-05 |  | 1.0854e-06 |  | 1.0632e-06 |  | 0 |  | 0 |  | 0.00047629 |  | 0 |  | 1.3092e-06 |  | 0.00055827 |  | 1.313e-06
| 0.00045485 |  | 7.6136e-05 |  | 5.2122e-05 |  | 0 |  | 0 |  | 0 |  | 9.4058e-07 |  | 0.00012142 |  | 0.00016985 |  | -0.00014583 |  | -0.00023515 |  | 1.0455e-06 |  | 1.1405e-06 |  | 0 |  | 0 |  | 0.00047085 |  | 0 |  | 1.3092e-06 |  | 0.00055284 |  | 1.1732e-06
| 0.00043444 |  | 0.00014525 |  | 6.8841e-06 |  | 0 |  | 0 |  | 0 |  | 8.9293e-07 |  | -0.00011332 |  | 0.00011994 |  | -3.7855e-05 |  | 0.00012858 |  | 1.0604e-06 |  | 9.8093e-07 |  | 0 |  | 0 |  | 0.00048884 |  | 0 |  | 5.2374e-07 |  | 0.00054975 |  | 1.1478e-06
| 0.00045084 |  | 1.168e-05 |  | 6.8835e-06 |  | 0 |  | 0 |  | 0 |  | 8.4095e-07 |  | -6.3739e-05 |  | 0.00015992 |  | 0.00010453 |  | 0.00022074 |  | 1.1011e-06 |  | 8.3898e-07 |  | 0 |  | 0 |  | 0.00051227 |  | 0 |  | 0 |  | 0.00054585 |  | 1.2051e-06
| 0.00054673 |  | 5.1844e-05 |  | 3.2454e-05 |  | 0 |  | 0 |  | 0 |  | 8.0266e-07 |  | 0.00018769 |  | 0.00013101 |  | -0.00015989 |  | -3.1858e-05 |  | 1.0973e-06 |  | 7.796e-07 |  | 0 |  | 0 |  | 0.00040222 |  | 0 |  | 7.8561e-07 |  | 0.0005467 |  | 1.2117e-06
| 0.00064763 |  | 9.0585e-05 |  | 3.2451e-05 |  | 0 |  | 0 |  | 0 |  | 8.4172e-07 |  | 0.00013491 |  | 8.2957e-05 |  | -0.00021039 |  | 0.00010294 |  | 1.1136e-06 |  | 9.2772e-07 |  | 0 |  | 0 |  | 0.00047485 |  | 0 |  | 7.8571e-07 |  | 0.00054982 |  | 1.1102e-06
| 0.00078203 |  | 5.5126e-05 |  | 3.8351e-05 |  | 0 |  | 0 |  | 0 |  | 9.686e-07 |  | -7.0827e-05 |  | 6.3584e-05 |  | -0.00010227 |  | 0.00016612 |  | 1.1537e-06 |  | 1.1049e-06 |  | 0 |  | 0 |  | 0.00053658 |  | 0 |  | 7.8571e-07 |  | 0.00055142 |  | 1.0913e-06
| 0.00081152 |  | -1.3381e-05 |  | 5.7078e-05 |  | 0 |  | 0 |  | 0 |  | 1.1216e-06 |  | -0.00023373 |  | 0.00018138 |  | -3.1074e-05 |  | 0.00010809 |  | 1.214e-06 |  | 1.1578e-06 |  | 0 |  | 0 |  | 0.00031713 |  | 0 |  | 1.3096e-06 |  | 0.00054911 |  | 1.1422e-06
| 0.00096512 |  | -8.0334e-05 |  | 7.2806e-05 |  | 0 |  | 0 |  | 0 |  | 1.1315e-06 |  | -0.00023373 |  | 0.00020244 |  | 6.3846e-05 |  | 0.00021391 |  | 1.1642e-06 |  | 1.1226e-06 |  | 0 |  | 0 |  | 0.0002609 |  | 0 |  | 5.2384e-07 |  | 0.00053821 |  | 1.2373e-06
| 0.0012634 |  | -5.3635e-06 |  | 5.408e-05 |  | 0 |  | 0 |  | 0 |  | 9.7001e-07 |  | -0.0002597 |  | 6.7479e-05 |  | 0.00014152 |  | 0.00019722 |  | 1.0666e-06 |  | 1.005e-06 |  | 0 |  | 0 |  | 0.00031014 |  | 0 |  | 5.2388e-07 |  | 0.00053278 |  | 1.2505e-06
| 0.0014692 |  | 0.00010655 |  | 0 |  | 0 |  | 0 |  | 0 |  | 8.3576e-07 |  | -0.00043205 |  | 0 |  | 2.6556e-05 |  | -2.8445e-05 |  | 9.8447e-07 |  | 8.9277e-07 |  | 0 |  | 0 |  | 0.00035857 |  | 0 |  | 2.8815e-06 |  | 0.00053278 |  | 1.1554e-06
| 0.0015872 |  | 6.3014e-05 |  | 0 |  | 0 |  | 0 |  | 0 |  | 8.3328e-07 |  | -0.00035768 |  | 0 |  | -0.00020736 |  | 1.2523e-05 |  | 9.9483e-07 |  | 7.3315e-07 |  | 0 |  | 0 |  | 0.00044378 |  | 0 |  | 2.3577e-06 |  | 0.00054222 |  | 1.1359e-06
| 0.0017034 |  | 1.7076e-05 |  | 3.1464e-05 |  | 0 |  | 0 |  | 0 |  | 9.2128e-07 |  | -0.00026915 |  | 1.4217e-05 |  | -0.00030567 |  | 8.0791e-05 |  | 1.0758e-06 |  | 4.4369e-07 |  | 0 |  | 0 |  | 0.00048597 |  | 0 |  | 2.3577e-06 |  | 0.00055472 |  | 1.1549e-06
| 0.0019465 |  | 0.0001656 |  | 3.4418e-05 |  | 0 |  | 0 |  | 0 |  | 9.4976e-07 |  | -0.00030811 |  | 4.4264e-05 |  | -0.00031245 |  | -0.00015133 |  | 1.1516e-06 |  | 2.9559e-07 |  | 0 |  | 0 |  | 0.00050553 |  | 0 |  | 2.358e-06 |  | 0.00056101 |  | 1.0793e-06
| 0.0023854 |  | 0.00020634 |  | 1.8687e-05 |  | 0 |  | 0 |  | 0 |  | 8.7492e-07 |  | -0.00038113 |  | 3.0049e-05 |  | -0.00034923 |  | -5.635e-05 |  | 1.2151e-06 |  | 4.6073e-07 |  | 0 |  | 0 |  | 0.00042977 |  | 0 |  | 2.3579e-06 |  | 0.00055714 |  | 9.3338e-07
| 0.0027443 |  | 0.00014027 |  | 1.5731e-05 |  | 0 |  | 0 |  | 0 |  | 8.3591e-07 |  | -0.00010979 |  | 9.9225e-05 |  | -0.00035991 |  | -2.8447e-05 |  | 1.1802e-06 |  | 7.3268e-07 |  | 0 |  | 0 |  | 0.00045712 |  | 0 |  | 6.0265e-06 |  | 0.00054698 |  | 8.8841e-07
| 0.0031092 |  | 2.8533e-05 |  | 2.4577e-05 |  | 0 |  | 0 |  | 0 |  | 8.8243e-07 |  | 1.4169e-05 |  | 0.0001956 |  | -0.00027177 |  | -1.4792e-05 |  | 1.144e-06 |  | 9.1608e-07 |  | 0 |  | 0 |  | 0.00052204 |  | 0 |  | 6.0265e-06 |  | 0.0005408 |  | 9.263e-07
| 0.0034933 |  | -8.1338e-06 |  | 2.4579e-05 |  | 0 |  | 0 |  | 0 |  | 9.5187e-07 |  | -0.00018415 |  | 0.00012483 |  | -0.00023448 |  | 0.00023781 |  | 1.1079e-06 |  | 8.5727e-07 |  | 0 |  | 0 |  | 0.00052751 |  | 0 |  | 2.3583e-06 |  | 0.00053845 |  | 1.0027e-06
| 0.0037895 |  | -5.9611e-05 |  | 7.8806e-05 |  | 0 |  | 0 |  | 0 |  | 9.6054e-07 |  | -3.0355e-05 |  | 0.00011348 |  | -0.00014583 |  | 0.0001127 |  | 1.1338e-06 |  | 6.7999e-07 |  | 0 |  | 0 |  | 0.00055646 |  | 0 |  | 0 |  | 0.00054083 |  | 1.092e-06
| 0.0043508 |  | -9.5758e-05 |  | 8.4718e-05 |  | 0 |  | 0 |  | 0 |  | 9.4143e-07 |  | 0.00027977 |  | 0.00015988 |  | -0.000126 |  | -0.00028104 |  | 1.1533e-06 |  | 7.0919e-07 |  | 0 |  | 0 |  | 0.00050573 |  | 0 |  | 5.2411e-07 |  | 0.00054012 |  | 1.0797e-06
| 0.0048005 |  | -9.8565e-05 |  | 5.5063e-05 |  | 0 |  | 0 |  | 0 |  | 9.6744e-07 |  | 0.00023727 |  | 7.4831e-05 |  | -0.00028872 |  | -0.00041758 |  | 1.1261e-06 |  | 8.7495e-07 |  | 0 |  | 0 |  | 0.00039862 |  | 0 |  | 2.8828e-06 |  | 0.00053305 |  | 1.0921e-06
| 0.0051575 |  | -8.8239e-05 |  | 7.1819e-05 |  | 0 |  | 0 |  | 0 |  | 1.0066e-06 |  | 0.00016644 |  | 0 |  | -0.00028872 |  | -0.00023666 |  | 1.0964e-06 |  | 9.224e-07 |  | 0 |  | 0 |  | 0.00036974 |  | 0 |  | 4.4555e-06 |  | 0.00052608 |  | 1.1554e-06
| 0.005771 |  | -2.5672e-05 |  | 5.1169e-05 |  | 0 |  | 0 |  | 0 |  | 1.0189e-06 |  | 0.00022934 |  | 6.7461e-05 |  | -0.00028142 |  | -5.6349e-05 |  | 1.0265e-06 |  | 7.9791e-07 |  | 0 |  | 0 |  | 0.00038775 |  | 0 |  | 6.028e-06 |  | 0.00052924 |  | 1.4032e-06
| 0.0063663 |  | -6.2504e-05 |  | 2.8507e-05 |  | 0 |  | 0 |  | 0 |  | 9.8001e-07 |  | -7.0828e-05 |  | 0.00016667 |  | -0.00028533 |  | -0.00020595 |  | 1.09e-06 |  | 5.6175e-07 |  | 0 |  | 0 |  | 0.0004839 |  | 0 |  | 4.4558e-06 |  | 0.00054097 |  | 1.4861e-06
| 0.0067954 |  | -3.7305e-05 |  | 5.7252e-05 |  | 0 |  | 0 |  | 0 |  | 9.5284e-07 |  | -0.00011333 |  | 9.9199e-05 |  | -0.00012939 |  | -0.00022643 |  | 1.1827e-06 |  | 5.9763e-07 |  | 0 |  | 0 |  | 0.0004855 |  | 0 |  | 1.3106e-06 |  | 0.00054726 |  | 1.3467e-06
| 0.007262 |  | -3.0078e-05 |  | 5.7257e-05 |  | 0 |  | 0 |  | 0 |  | 9.3611e-07 |  | -3.8956e-05 |  | 5.8958e-05 |  | -0.00010905 |  | -5.5753e-05 |  | 1.1963e-06 |  | 7.6283e-07 |  | 0 |  | 0 |  | 0.00032447 |  | 0 |  | 7.8636e-07 |  | 0.00054886 |  | 1.1876e-06
| 0.0078684 |  | 2.8962e-05 |  | 6.4621e-05 |  | 0 |  | 0 |  | 0 |  | 9.1327e-07 |  | -0.00012749 |  | 9.2472e-05 |  | -0.00042771 |  | -8.6475e-05 |  | 1.1045e-06 |  | 8.2789e-07 |  | 0 |  | 0 |  | 0.00033778 |  | 0 |  | 2.3594e-06 |  | 0.00054577 |  | 1.0162e-06
| 0.0083622 |  | 6.443e-05 |  | 8.4325e-05 |  | 0 |  | 0 |  | 0 |  | 9.2194e-07 |  | -4.7217e-05 |  | 6.6778e-05 |  | -0.00037506 |  | -0.00017013 |  | 1.0138e-06 |  | 8.1635e-07 |  | 0 |  | 0 |  | 0.00035579 |  | 0 |  | 2.8837e-06 |  | 0.00053955 |  | 8.6419e-07
| 0.0089075 |  | -6.9748e-05 |  | 6.5901e-05 |  | 0 |  | 0 |  | 0 |  | 9.9391e-07 |  | 1.7708e-05 |  | 9.9013e-05 |  | 5.0286e-05 |  | -0.00028445 |  | 9.8666e-07 |  | 8.1643e-07 |  | 0 |  | 0 |  | 0.00042463 |  | 0 |  | 1.3108e-06 |  | 0.00053332 |  | 9.7189e-07
| 0.0095064 |  | -0.00010901 |  | 4.6193e-05 |  | 0 |  | 0 |  | 0 |  | 1.0676e-06 |  | 0.00013457 |  | 0.00014567 |  | -0.00019719 |  | -8.6468e-05 |  | 1.008e-06 |  | 8.5773e-07 |  | 0 |  | 0 |  | 0.0004911 |  | 0 |  | 7.8656e-07 |  | 0.0005302 |  | 1.118e-06
| 0.0099783 |  | 1.3582e-05 |  | 3.7351e-05 |  | 0 |  | 0 |  | 0 |  | 1.0808e-06 |  | -0.00018415 |  | 0.00013945 |  | -0.00044805 |  | -0.00010354 |  | 1.1571e-06 |  | 8.9305e-07 |  | 0 |  | 0 |  | 0.00052163 |  | 0 |  | 7.8656e-07 |  | 0.00053258 |  | 1.0672e-06
| 0.010426 |  | 6.2349e-05 |  | 6.7887e-05 |  | 0 |  | 0 |  | 0 |  | 1.0257e-06 |  | -0.00033289 |  | 5.9514e-05 |  | -0.00026498 |  | -0.00018205 |  | 1.2402e-06 |  | 9.4659e-07 |  | 0 |  | 0 |  | 0.00056546 |  | 0 |  | 1.3109e-06 |  | 0.00053496 |  | 8.1941e-07
| 0.010895 |  | 2.2384e-05 |  | 6.0024e-05 |  | 0 |  | 0 |  | 0 |  | 1.0319e-06 |  | -5.0592e-05 |  | 2.5472e-05 |  | -0.0002104 |  | 9.3194e-05 |  | 1.1877e-06 |  | 1.0535e-06 |  | 0 |  | 0 |  | 0.00049275 |  | 0 |  | 5.2444e-07 |  | 0.00053734 |  | 5.7802e-07
| 0.011695 |  | 1.3943e-05 |  | 2.9483e-05 |  | 0 |  | 0 |  | 0 |  | 1.0438e-06 |  | 2.8331e-05 |  | 8.1249e-05 |  | -0.00020397 |  | 8.42e-05 |  | 1.0291e-06 |  | 1.036e-06 |  | 0 |  | 0 |  | 0.00044194 |  | 0 |  | 5.2444e-07 |  | 0.00053972 |  | 6.2244e-07
| 0.012287 |  | -4.5722e-05 |  | 0.00010202 |  | 0 |  | 0 |  | 0 |  | 1.0208e-06 |  | 0.00015228 |  | 5.5784e-05 |  | -0.00013278 |  | -0.00023667 |  | 9.636e-07 |  | 9.3513e-07 |  | 0 |  | 0 |  | 0.00048265 |  | 0 |  | 5.2448e-07 |  | 0.0005421 |  | 7.6272e-07
| 0.012805 |  | 4.5728e-05 |  | 0.00010201 |  | 0 |  | 0 |  | 0 |  | 9.8621e-07 |  | 0.00014166 |  | 0.00010712 |  | -0.00028871 |  | -0.00026739 |  | 1.0123e-06 |  | 9.5284e-07 |  | 0 |  | 0 |  | 0.00050299 |  | 0 |  | 5.2448e-07 |  | 0.00054053 |  | 9.7224e-07
| 0.013384 |  | 0.00012153 |  | 0 |  | 0 |  | 0 |  | 0 |  | 9.212e-07 |  | -9.2076e-05 |  | 0.00010712 |  | -0.00042431 |  | -0.00020594 |  | 1.0215e-06 |  | 1.0003e-06 |  | 0 |  | 0 |  | 0.00050849 |  | 0 |  | 2.885e-06 |  | 0.00053431 |  | 1.0356e-06
| 0.014024 |  | 3.8107e-05 |  | 0 |  | 0 |  | 0 |  | 0 |  | 8.8525e-07 |  | -0.00016189 |  | 7.9905e-05 |  | -0.00041379 |  | -0.00021889 |  | 1.059e-06 |  | 9.6448e-07 |  | 0 |  | 0 |  | 0.00057737 |  | 0 |  | 2.3604e-06 |  | 0.00052887 |  | 9.9126e-07
| 0.014782 |  | -2.7686e-05 |  | 5.4051e-05 |  | 0 |  | 0 |  | 0 |  | 8.6913e-07 |  | -2.8331e-05 |  | 0.00016322 |  | -0.00037686 |  | -0.00019571 |  | 1.0908e-06 |  | 8.3989e-07 |  | 0 |  | 0 |  | 0.00056802 |  | 0 |  | 0 |  | 0.00052656 |  | 1.0291e-06
| 0.015561 |  | -5.1383e-05 |  | 5.6017e-05 |  | 0 |  | 0 |  | 0 |  | 8.7293e-07 |  | 0.0002479 |  | 8.3305e-05 |  | -2.0905e-05 |  | 0.00010809 |  | 1.1875e-06 |  | 8.9345e-07 |  | 0 |  | 0 |  | 0.00052581 |  | 0 |  | 5.2461e-07 |  | 0.00052894 |  | 1.0925e-06
| 0.016343 |  | -2.7091e-05 |  | 1.9701e-06 |  | 0 |  | 0 |  | 0 |  | 8.6991e-07 |  | 0.00017353 |  | 0 |  | -7.8529e-05 |  | 0.00017636 |  | 1.2796e-06 |  | 9.3547e-07 |  | 0 |  | 0 |  | 0.00043194 |  | 0 |  | 1.3115e-06 |  | 0.00053445 |  | 9.9144e-07
| 0.016871 |  | 8.8231e-05 |  | 2.3639e-05 |  | 0 |  | 0 |  | 0 |  | 8.7487e-07 |  | -0.0003506 |  | 0.00011221 |  | -0.00024464 |  | -7.6234e-05 |  | 1.3036e-06 |  | 7.7561e-07 |  | 0 |  | 0 |  | 0.00043429 |  | 0 |  | 1.3116e-06 |  | 0.00053993 |  | 8.3283e-07
| 0.017637 |  | 0.00013262 |  | 6.2945e-05 |  | 0 |  | 0 |  | 0 |  | 9.2021e-07 |  | -0.00028669 |  | 0.00011221 |  | -0.00015228 |  | 2.1673e-06 |  | 1.2603e-06 |  | 6.6322e-07 |  | 0 |  | 0 |  | 0.00050631 |  | 0 |  | 1.3116e-06 |  | 0.00054387 |  | 8.3291e-07
| 0.018578 |  | -2.7537e-05 |  | 3.9303e-05 |  | 0 |  | 0 |  | 0 |  | 9.5751e-07 |  | -3.5415e-06 |  | 5.8989e-06 |  | -0.00021414 |  | 8.0786e-05 |  | 1.1924e-06 |  | 7.7575e-07 |  | 0 |  | 0 |  | 0.00050086 |  | 0 |  | 1.3117e-06 |  | 0.00054312 |  | 9.4135e-07
| 0.019366 |  | -2.5214e-05 |  | 2.0634e-05 |  | 0 |  | 0 |  | 0 |  | 8.7503e-07 |  | 0.00013103 |  | 0.00011186 |  | 5.0286e-05 |  | 5.0065e-05 |  | 1.147e-06 |  | 9.7698e-07 |  | 0 |  | 0 |  | 0.00055725 |  | 0 |  | 1.3118e-06 |  | 0.00053768 |  | 9.7921e-07
| 0.020055 |  | 9.6551e-05 |  | 5.9044e-05 |  | 0 |  | 0 |  | 0 |  | 8.1115e-07 |  | 0.00014165 |  | 0.00021816 |  | 0.00020623 |  | -8.6475e-05 |  | 1.0925e-06 |  | 8.7667e-07 |  | 0 |  | 0 |  | 0.00059016 |  | 0 |  | 7.8711e-07 |  | 0.00053615 |  | 9.7921e-07
| 0.020822 |  | 0.00012826 |  | 6.0027e-05 |  | 0 |  | 0 |  | 0 |  | 8.4913e-07 |  | 0.0001027 |  | 0.00017453 |  | -0.0003294 |  | 6.7131e-05 |  | 1.0155e-06 |  | 6.2205e-07 |  | 0 |  | 0 |  | 0.00051971 |  | 0 |  | 0 |  | 0.00053537 |  | 9.03e-07
| 0.021853 |  | 3.509e-05 |  | 2.1615e-05 |  | 0 |  | 0 |  | 0 |  | 9.2844e-07 |  | 4.6037e-05 |  | 6.2326e-05 |  | -0.00066841 |  | 0.00034021 |  | 1.0018e-06 |  | 5.7457e-07 |  | 0 |  | 0 |  | 0.00048455 |  | 0 |  | 0 |  | 0.00053152 |  | 8.3893e-07
| 0.023137 |  | -7.3677e-05 |  | 3.6352e-05 |  | 0 |  | 0 |  | 0 |  | 9.2861e-07 |  | 0.00011804 |  | 0.00010765 |  | -0.00033632 |  | 0.00024274 |  | 1.0941e-06 |  | 7.936e-07 |  | 0 |  | 0 |  | 0.00035852 |  | 0 |  | 7.8721e-07 |  | 0.00052056 |  | 7.5681e-07
| 0.024271 |  | -6.0385e-05 |  | 5.3094e-05 |  | 0 |  | 0 |  | 0 |  | 8.8891e-07 |  | 3.5401e-06 |  | 0.00011516 |  | -0.00012939 |  | -8.6475e-05 |  | 1.1382e-06 |  | 1.0302e-06 |  | 0 |  | 0 |  | 0.000274 |  | 0 |  | 7.8721e-07 |  | 0.00050964 |  | 7.7574e-07
| 0.025074 |  | -3.4616e-05 |  | 2.9514e-05 |  | 0 |  | 0 |  | 0 |  | 9.6645e-07 |  | -0.00032581 |  | 7.5071e-06 |  | -9.5486e-05 |  | -0.00028446 |  | 1.111e-06 |  | 1.0423e-06 |  | 0 |  | 0 |  | 0.00042355 |  | 0 |  | 3.9363e-06 |  | 0.00051123 |  | 8.3908e-07
| 0.026117 |  | -5.4772e-05 |  | 1.2772e-05 |  | 0 |  | 0 |  | 0 |  | 1.1136e-06 |  | -0.00028332 |  | 5.0939e-05 |  | 0.00012826 |  | -0.00015475 |  | 1.0066e-06 |  | 9.5362e-07 |  | 0 |  | 0 |  | 0.00041966 |  | 0 |  | 4.4614e-06 |  | 0.00051753 |  | 8.7769e-07
| 0.027403 |  | -0.00014162 |  | 6.402e-05 |  | 0 |  | 0 |  | 0 |  | 1.1583e-06 |  | -2.479e-05 |  | 0.00011835 |  | -9.887e-05 |  | 9.7853e-05 |  | 9.3342e-07 |  | 1.0778e-06 |  | 0 |  | 0 |  | 0.00039539 |  | 0 |  | 2.8868e-06 |  | 0.00052379 |  | 9.4112e-07
| 0.02845 |  | -0.00016876 |  | 6.402e-05 |  | 0 |  | 0 |  | 0 |  | 1.0789e-06 |  | -7.42e-05 |  | 9.9053e-05 |  | -0.00033308 |  | 9.6444e-05 |  | 9.5029e-07 |  | 1.2913e-06 |  | 0 |  | 0 |  | 0.00054579 |  | 0 |  | 2.3621e-06 |  | 0.00052464 |  | 9.2806e-07
| 0.02988 |  | -6.915e-05 |  | 5.4032e-05 |  | 0 |  | 0 |  | 0 |  | 1.0039e-06 |  | -0.00018769 |  | 9.2254e-05 |  | -0.00031245 |  | -0.00031518 |  | 1.0062e-06 |  | 1.3327e-06 |  | 0 |  | 0 |  | 0.0007024 |  | 0 |  | 0 |  | 0.00051916 |  | 9.6668e-07
| 0.031405 |  | 2.5168e-05 |  | 6.8802e-05 |  | 0 |  | 0 |  | 0 |  | 1.0312e-06 |  | 1.7708e-05 |  | 0.00015523 |  | -0.00030906 |  | -0.00033907 |  | 1.097e-06 |  | 1.1192e-06 |  | 0 |  | 0 |  | 0.00070244 |  | 0 |  | 0 |  | 0.00051136 |  | 9.7321e-07
| 0.032564 |  | 5.6984e-05 |  | 2.5576e-05 |  | 0 |  | 0 |  | 0 |  | 1.0562e-06 |  | -3.1869e-05 |  | 0.00029064 |  | -0.00018363 |  | 9.1023e-06 |  | 1.1211e-06 |  | 9.1798e-07 |  | 0 |  | 0 |  | 0.00043543 |  | 0 |  | 7.8746e-07 |  | 0.00051061 |  | 8.4592e-07
| 0.034134 |  | 1.7392e-05 |  | 1.7698e-05 |  | 0 |  | 0 |  | 0 |  | 9.91e-07 |  | -0.00013457 |  | 0.00019869 |  | -0.00012261 |  | 2.2758e-06 |  | 1.1165e-06 |  | 7.7016e-07 |  | 0 |  | 0 |  | 0.00033597 |  | 0 |  | 7.8751e-07 |  | 0.00051766 |  | 6.0423e-07
| 0.035926 |  | -6.2836e-05 |  | 6.092e-05 |  | 0 |  | 0 |  | 0 |  | 9.7806e-07 |  | -0.00019123 |  | 0.00014544 |  | -0.00025821 |  | -0.00014792 |  | 1.1063e-06 |  | 6.9904e-07 |  | 0 |  | 0 |  | 0.0004723 |  | 0 |  | 2.3627e-06 |  | 0.00052243 |  | 5.4091e-07
| 0.037468 |  | -4.7682e-05 |  | 5.4027e-05 |  | 0 |  | 0 |  | 0 |  | 1.0129e-06 |  | -0.00017352 |  | 0.0001567 |  | -0.00032262 |  | -0.00015816 |  | 1.07e-06 |  | 6.9911e-07 |  | 0 |  | 0 |  | 0.00049736 |  | 0 |  | 2.8877e-06 |  | 0.00052008 |  | 8.3366e-07
| 0.039026 |  | 6.3272e-05 |  | 0 |  | 0 |  | 0 |  | 0 |  | 1.0371e-06 |  | 4.3846e-05 |  | 7.1715e-05 |  | -0.00027498 |  | -0.00025465 |  | 1.07e-06 |  | 6.8755e-07 |  | 0 |  | 0 |  | 0.00053734 |  | 0 |  | 1.3127e-06 |  | 0.00051384 |  | 1.1767e-06
| 0.040678 |  | 0.00011547 |  | 0 |  | 0 |  | 0 |  | 0 |  | 9.5775e-07 |  | 4.6038e-05 |  | 0.000115 |  | -0.00022431 |  | -0.00025373 |  | 1.1052e-06 |  | 6.5779e-07 |  | 0 |  | 0 |  | 0.00058438 |  | 0 |  | 7.8766e-07 |  | 0.00051466 |  | 1.2656e-06
| 0.042746 |  | 1.8661e-05 |  | 0 |  | 0 |  | 0 |  | 0 |  | 8.9133e-07 |  | -0.00016999 |  | 9.3922e-05 |  | 0.00011809 |  | -0.00010013 |  | 1.2246e-06 |  | 6.4015e-07 |  | 0 |  | 0 |  | 0.00044105 |  | 0 |  | 7.8766e-07 |  | 0.00052096 |  | 1.1258e-06
| 0.044885 |  | -1.9442e-05 |  | 0 |  | 0 |  | 0 |  | 0 |  | 9.0569e-07 |  | 7.0773e-06 |  | 0.00010695 |  | 0.00018928 |  | 2.2757e-05 |  | 1.2876e-06 |  | 7.2905e-07 |  | 0 |  | 0 |  | 0.00033297 |  | 0 |  | 1.3129e-06 |  | 0.00052413 |  | 9.4163e-07
| 0.046449 |  | -2.7226e-06 |  | 1.1787e-05 |  | 0 |  | 0 |  | 0 |  | 9.4178e-07 |  | 0.00030456 |  | 0.00020166 |  | -0.00022092 |  | 1.5929e-05 |  | 1.2605e-06 |  | 7.4068e-07 |  | 0 |  | 0 |  | 0.00047634 |  | 0 |  | 2.8883e-06 |  | 0.00051786 |  | 8.8486e-07
| 0.048341 |  | 5.1783e-05 |  | 3.5412e-05 |  | 0 |  | 0 |  | 0 |  | 1.0361e-06 |  | 0.00015582 |  | 0.00014052 |  | -0.00034296 |  | 8.4199e-05 |  | 1.2014e-06 |  | 7.0538e-07 |  | 0 |  | 0 |  | 0.00048655 |  | 0 |  | 2.3634e-06 |  | 0.00050692 |  | 9.5478e-07
| 0.050697 |  | 7.5273e-05 |  | 2.3629e-05 |  | 0 |  | 0 |  | 0 |  | 1.1591e-06 |  | -3.3729e-06 |  | 4.904e-05 |  | -0.00022332 |  | 2.8173e-05 |  | 1.1644e-06 |  | 7.352e-07 |  | 0 |  | 0 |  | 0.00040353 |  | 0 |  | 7.8781e-07 |  | 0.00050226 |  | 1.0182e-06
| 0.052508 |  | 3.0796e-06 |  | 0 |  | 0 |  | 0 |  | 0 |  | 1.2473e-06 |  | -0.00018769 |  | 0.00011186 |  | 0.00012147 |  | -7.9604e-06 |  | 1.1619e-06 |  | 7.7666e-07 |  | 0 |  | 0 |  | 0.00058535 |  | 0 |  | 1.3131e-06 |  | 0.00050621 |  | 1.1268e-06
| 0.053924 |  | 2.4363e-05 |  | 0 |  | 0 |  | 0 |  | 0 |  | 1.1909e-06 |  | -0.00044267 |  | 0.00012472 |  | 6.0445e-05 |  | -1.1372e-06 |  | 1.1335e-06 |  | 7.883e-07 |  | 0 |  | 0 |  | 0.00061438 |  | 0 |  | 1.3132e-06 |  | 0.00051251 |  | 1.1844e-06
| 0.055668 |  | 7.6506e-05 |  | 0 |  | 0 |  | 0 |  | 0 |  | 1.0537e-06 |  | -0.0001204 |  | 0.00014566 |  | -0.0001938 |  | -3.8691e-05 |  | 1.0997e-06 |  | 8.4125e-07 |  | 0 |  | 0 |  | 0.00051646 |  | 0 |  | 1.3132e-06 |  | 0.00051176 |  | 1.3811e-06
| 0.057155 |  | -7.8497e-05 |  | 2.9467e-06 |  | 0 |  | 0 |  | 0 |  | 9.5011e-07 |  | 0.00014166 |  | 0.0001087 |  | -6.1586e-05 |  | -1.4791e-05 |  | 1.0836e-06 |  | 9.6613e-07 |  | 0 |  | 0 |  | 0.00037203 |  | 0 |  | 2.8892e-06 |  | 0.00050549 |  | 1.4381e-06
| 0.058318 |  | -0.00011612 |  | 2.9464e-06 |  | 0 |  | 0 |  | 0 |  | 9.1658e-07 |  | 0.00021957 |  | 0.00013587 |  | -0.00012261 |  | -0.0002708 |  | 1.1173e-06 |  | 9.8439e-07 |  | 0 |  | 0 |  | 0.00031798 |  | 0 |  | 2.8894e-06 |  | 0.00049846 |  | 1.2472e-06
| 0.060239 |  | -3.9363e-06 |  | 3.0444e-05 |  | 0 |  | 0 |  | 0 |  | 9.6696e-07 |  | 1.4169e-05 |  | 0.00016159 |  | -4.8025e-05 |  | -0.000421 |  | 1.1882e-06 |  | 7.4156e-07 |  | 0 |  | 0 |  | 0.00058942 |  | 0 |  | 5.2534e-07 |  | 0.00049536 |  | 1.012e-06
| 0.062151 |  | -4.5472e-05 |  | 5.5052e-05 |  | 0 |  | 0 |  | 0 |  | 1.0093e-06 |  | -0.00023946 |  | 0.00011175 |  | -0.00032017 |  | -0.00011812 |  | 1.2831e-06 |  | 6.2898e-07 |  | 0 |  | 0 |  | 0.00066862 |  | 0 |  | 0 |  | 0.00050166 |  | 8.2772e-07
| 0.063599 |  | -2.2817e-05 |  | 2.4608e-05 |  | 0 |  | 0 |  | 0 |  | 1.0298e-06 |  | 0.00012395 |  | 0.00014045 |  | -0.00066501 |  | -1.1372e-06 |  | 1.2091e-06 |  | 7.7085e-07 |  | 0 |  | 0 |  | 0.0005793 |  | 0 |  | 2.3643e-06 |  | 0.00050953 |  | 8.8526e-07
| 0.06545 |  | 6.4142e-05 |  | 0 |  | 0 |  | 0 |  | 0 |  | 1.0398e-06 |  | 8.8535e-05 |  | 0.00011953 |  | -0.00035652 |  | -0.00028105 |  | 1.0495e-06 |  | 1.0315e-06 |  | 0 |  | 0 |  | 0.0004672 |  | 0 |  | 2.8899e-06 |  | 0.00051267 |  | 8.4741e-07
| 0.067689 |  | 4.6547e-05 |  | 5.1062e-05 |  | 0 |  | 0 |  | 0 |  | 1.0373e-06 |  | 0.00013103 |  | 6.8325e-05 |  | -2.0905e-05 |  | -0.00020936 |  | 9.527e-07 |  | 1.2039e-06 |  | 0 |  | 0 |  | 0.00037159 |  | 0 |  | 2.8899e-06 |  | 0.00051349 |  | 9.298e-07
| 0.069629 |  | 3.4967e-05 |  | 5.1062e-05 |  | 0 |  | 0 |  | 0 |  | 1.0548e-06 |  | 0.00017352 |  | 1.9021e-05 |  | -0.00011922 |  | -0.00013768 |  | 9.333e-07 |  | 1.2217e-06 |  | 0 |  | 0 |  | 0.00044769 |  | 0 |  | 2.3646e-06 |  | 0.00051355 |  | 1.2608e-06
| 0.071408 |  | 6.0023e-05 |  | 0 |  | 0 |  | 0 |  | 0 |  | 1.0498e-06 |  | 0 |  | 3.9916e-05 |  | -0.00019719 |  | -4.5513e-05 |  | 9.3915e-07 |  | 1.1382e-06 |  | 0 |  | 0 |  | 0.00042496 |  | 0 |  | 7.8821e-07 |  | 0.00051826 |  | 1.6172e-06
| 0.073344 |  | 2.3864e-05 |  | 0 |  | 0 |  | 0 |  | 0 |  | 1.086e-06 |  | -0.00011332 |  | 0.00010674 |  | -6.8365e-05 |  | 2.2756e-05 |  | 9.6911e-07 |  | 1.0256e-06 |  | 0 |  | 0 |  | 0.00036537 |  | 0 |  | 1.3139e-06 |  | 0.00051983 |  | 1.8338e-06
| 0.075128 |  | 7.2544e-06 |  | 5.204e-05 |  | 0 |  | 0 |  | 0 |  | 1.1352e-06 |  | 3.5415e-06 |  | 6.9764e-05 |  | -2.4295e-05 |  | 3.2997e-05 |  | 1.1524e-06 |  | 1.0495e-06 |  | 0 |  | 0 |  | 0.0004352 |  | 0 |  | 1.3139e-06 |  | 0.0005144 |  | 1.6371e-06
| 0.07691 |  | 1.8664e-05 |  | 5.204e-05 |  | 0 |  | 0 |  | 0 |  | 1.1221e-06 |  | 9.4437e-05 |  | 2.8132e-05 |  | 4.7891e-05 |  | 0.00017771 |  | 1.3018e-06 |  | 1.0854e-06 |  | 0 |  | 0 |  | 0.00057635 |  | 0 |  | 1.3139e-06 |  | 0.00050735 |  | 1.2675e-06
| 0.078849 |  | 2.0953e-07 |  | 3.3384e-05 |  | 0 |  | 0 |  | 0 |  | 1.0401e-06 |  | 4.9579e-05 |  | 3.2953e-05 |  | -7.8541e-05 |  | 6.3715e-05 |  | 1.2713e-06 |  | 1.044e-06 |  | 0 |  | 0 |  | 0.00053564 |  | 0 |  | 5.2561e-07 |  | 0.00049957 |  | 1.019e-06
| 0.080361 |  | 1.0325e-05 |  | 6.3893e-05 |  | 0 |  | 0 |  | 0 |  | 9.4209e-07 |  | -1.0625e-05 |  | 7.7678e-06 |  | -0.00014973 |  | 9.1032e-06 |  | 1.137e-06 |  | 8.7788e-07 |  | 0 |  | 0 |  | 0.00043447 |  | 0 |  | 5.2561e-07 |  | 0.000498 |  | 1.0447e-06
| 0.081793 |  | 5.0014e-05 |  | 5.1129e-05 |  | 0 |  | 0 |  | 0 |  | 9.3207e-07 |  | -0.00012395 |  | 7.1914e-05 |  | 2.8241e-06 |  | 3.6411e-05 |  | 1.0433e-06 |  | 6.5241e-07 |  | 0 |  | 0 |  | 0.00052548 |  | 0 |  | 2.8909e-06 |  | 0.00049332 |  | 1.2166e-06
| 0.083317 |  | -5.7095e-05 |  | 3.5379e-05 |  | 0 |  | 0 |  | 0 |  | 9.7698e-07 |  | -6.0204e-05 |  | 0.00011156 |  | -0.00021413 |  | -0.00023326 |  | 1.0422e-06 |  | 7.0005e-07 |  | 0 |  | 0 |  | 0.00064156 |  | 0 |  | 2.8912e-06 |  | 0.00049411 |  | 1.1789e-06
| 0.084981 |  | -9.8791e-05 |  | 1.5743e-05 |  | 0 |  | 0 |  | 0 |  | 1.0286e-06 |  | -7.0827e-06 |  | 0.00011949 |  | -0.00037346 |  | -0.00017182 |  | 1.1267e-06 |  | 8.9015e-07 |  | 0 |  | 0 |  | 0.00056555 |  | 0 |  | 1.3142e-06 |  | 0.00049888 |  | 1.0958e-06
| 0.086674 |  | -1.652e-05 |  | 4.1329e-05 |  | 0 |  | 0 |  | 0 |  | 1.0404e-06 |  | 8.4993e-05 |  | 0.00011788 |  | -4.1246e-05 |  | 0.00010809 |  | 1.1845e-06 |  | 1.0681e-06 |  | 0 |  | 0 |  | 0.00042907 |  | 0 |  | 7.8856e-07 |  | 0.00050358 |  | 1.0572e-06
| 0.088347 |  | 3.5659e-05 |  | 7.3729e-05 |  | 0 |  | 0 |  | 0 |  | 1.0262e-06 |  | -8.4988e-05 |  | 0.0001275 |  | 0.00020622 |  | 9.4439e-05 |  | 1.158e-06 |  | 9.8467e-07 |  | 0 |  | 0 |  | 0.00043066 |  | 0 |  | 2.3657e-06 |  | 0.00050205 |  | 1.1083e-06
| 0.09041 |  | -2.5134e-05 |  | 3.3378e-05 |  | 0 |  | 0 |  | 0 |  | 9.467e-07 |  | -0.00024435 |  | 0.00014517 |  | -0.00011922 |  | -4.8928e-05 |  | 1.0879e-06 |  | 7.7087e-07 |  | 0 |  | 0 |  | 0.00044167 |  | 0 |  | 2.8916e-06 |  | 0.00049659 |  | 1.1274e-06
| 0.092289 |  | -2.6605e-05 |  | 2.2582e-05 |  | 0 |  | 0 |  | 0 |  | 8.6403e-07 |  | -0.00021923 |  | 0.00014518 |  | -0.00045578 |  | -0.00020914 |  | 1.0275e-06 |  | 7.8915e-07 |  | 0 |  | 0 |  | 0.00047308 |  | 0 |  | 5.2578e-07 |  | 0.00049976 |  | 1.0129e-06
| 0.094015 |  | 1.0368e-05 |  | 4.3243e-05 |  | 0 |  | 0 |  | 0 |  | 8.554e-07 |  | -0.00023374 |  | 0.00010017 |  | -0.00028872 |  | -0.00012743 |  | 1.0068e-06 |  | 7.7764e-07 |  | 0 |  | 0 |  | 0.00052722 |  | 0 |  | 0 |  | 0.00050917 |  | 7.5845e-07
| 0.096142 |  | -4.2895e-05 |  | 5.0115e-05 |  | 0 |  | 0 |  | 0 |  | 9.3249e-07 |  | -0.00029393 |  | 3.2944e-05 |  | -0.00020058 |  | -1.1378e-05 |  | 9.6582e-07 |  | 7.4778e-07 |  | 0 |  | 0 |  | 0.00059947 |  | 0 |  | 2.3661e-06 |  | 0.00051708 |  | 6.1186e-07
| 0.098185 |  | -2.8403e-05 |  | 3.5356e-05 |  | 0 |  | 0 |  | 0 |  | 1.0513e-06 |  | -0.00042497 |  | 0.00010828 |  | -0.00017007 |  | -0.00017523 |  | 1.0023e-06 |  | 7.3627e-07 |  | 0 |  | 0 |  | 0.00065597 |  | 0 |  | 2.8921e-06 |  | 0.00051316 |  | 7.2056e-07
| 0.099619 |  | -8.8146e-05 |  | 9.8298e-06 |  | 0 |  | 0 |  | 0 |  | 1.0743e-06 |  | -0.00020541 |  | 0.00012434 |  | -0.00027176 |  | -4.21e-05 |  | 1.0582e-06 |  | 7.6613e-07 |  | 0 |  | 0 |  | 0.00060186 |  | 0 |  | 5.2588e-07 |  | 0.0005077 |  | 9.1166e-07
| 0.10152 |  | -5.4585e-05 |  | 3.9263e-06 |  | 0 |  | 0 |  | 0 |  | 1.0508e-06 |  | -6.0203e-05 |  | 7.7939e-05 |  | -0.0005328 |  | -6.5994e-05 |  | 1.0486e-06 |  | 8.43e-07 |  | 0 |  | 0 |  | 0.00046928 |  | 0 |  | 0 |  | 0.00049989 |  | 9.8178e-07
| 0.10353 |  | 8.1635e-05 |  | 0 |  | 0 |  | 0 |  | 0 |  | 1.0092e-06 |  | -0.00025499 |  | 8.2766e-05 |  | -0.00041754 |  | -0.00037321 |  | 1.035e-06 |  | 8.6076e-07 |  | 0 |  | 0 |  | 0.00046225 |  | 0 |  | 7.8886e-07 |  | 0.00049364 |  | 8.863e-07
| 0.10483 |  | 7.0861e-05 |  | 0 |  | 0 |  | 0 |  | 0 |  | 9.3709e-07 |  | -7.7918e-05 |  | 7.1502e-05 |  | -0.00041754 |  | -0.00022302 |  | 1.0213e-06 |  | 9.6744e-07 |  | 0 |  | 0 |  | 0.00055328 |  | 0 |  | 7.8891e-07 |  | 0.00048972 |  | 9.2426e-07
| 0.10627 |  | 9.8264e-05 |  | 1.0798e-05 |  | 0 |  | 0 |  | 0 |  | 8.4444e-07 |  | -4.6034e-05 |  | 0.00010821 |  | -0.00040737 |  | -0.00021961 |  | 1.0513e-06 |  | 1.0028e-06 |  | 0 |  | 0 |  | 0.00042382 |  | 0 |  | 0 |  | 0.00049446 |  | 9.367e-07
| 0.10799 |  | 0.00010006 |  | 1.0798e-05 |  | 0 |  | 0 |  | 0 |  | 8.2842e-07 |  | -0.00031518 |  | 0.00019814 |  | -3.1076e-05 |  | -0.00032884 |  | 9.9162e-07 |  | 8.7859e-07 |  | 0 |  | 0 |  | 0.00037128 |  | 0 |  | 5.2601e-07 |  | 0.00050237 |  | 9.3687e-07
| 0.10944 |  | 8.289e-05 |  | 1.4723e-05 |  | 0 |  | 0 |  | 0 |  | 9.4277e-07 |  | -0.00033642 |  | 0.00012768 |  | 3.6718e-05 |  | -0.00024008 |  | 9.5577e-07 |  | 7.0659e-07 |  | 0 |  | 0 |  | 0.00037128 |  | 0 |  | 2.8929e-06 |  | 0.00050629 |  | 1.0134e-06
| 0.11059 |  | 7.3229e-05 |  | 4.9157e-05 |  | 0 |  | 0 |  | 0 |  | 1.0288e-06 |  | -0.00016863 |  | 9.3721e-06 |  | -0.00020071 |  | -0.00017338 |  | 9.8e-07 |  | 7.8416e-07 |  | 0 |  | 0 |  | 0.00031869 |  | 0 |  | 2.8932e-06 |  | 0.00050394 |  | 1.2047e-06
| 0.11159 |  | -8.379e-05 |  | 6.7806e-05 |  | 0 |  | 0 |  | 0 |  | 9.8337e-07 |  | -0.00018415 |  | 7.3587e-05 |  | -9.5486e-05 |  | -0.00014109 |  | 1.0268e-06 |  | 9.4453e-07 |  | 0 |  | 0 |  | 0.00041529 |  | 0 |  | 2.8932e-06 |  | 0.00049851 |  | 1.5171e-06
| 0.11221 |  | -0.00013764 |  | 3.3372e-05 |  | 0 |  | 0 |  | 0 |  | 8.8634e-07 |  | -9.9161e-05 |  | 0.00016302 |  | -0.00012939 |  | -0.0002196 |  | 1.0899e-06 |  | 9.0245e-07 |  | 0 |  | 0 |  | 0.00053148 |  | 0 |  | 2.8934e-06 |  | 0.00049615 |  | 1.5747e-06
| 0.11279 |  | -9.4065e-05 |  | 7.8674e-05 |  | 0 |  | 0 |  | 0 |  | 8.7771e-07 |  | -9.2069e-05 |  | 0.00020489 |  | -0.00010905 |  | -0.00021277 |  | 1.1505e-06 |  | 6.8849e-07 |  | 0 |  | 0 |  | 0.00054093 |  | 0 |  | 4.4717e-06 |  | 0.00049226 |  | 1.3325e-06
| 0.11308 |  | -2.0972e-06 |  | 0.00010032 |  | 0 |  | 0 |  | 0 |  | 9.4125e-07 |  | -6.0197e-05 |  | 0.00011815 |  | 0.00027741 |  | -0.00028446 |  | 1.2507e-06 |  | 5.1657e-07 |  | 0 |  | 0 |  | 0.00046952 |  | 0 |  | 3.9461e-06 |  | 0.0004915 |  | 1.1218e-06
| 0.11271 |  | 7.2201e-05 |  | 4.716e-05 |  | 0 |  | 0 |  | 0 |  | 9.5431e-07 |  | -0.00010624 |  | 4.5786e-05 |  | 0.00033843 |  | -0.0003698 |  | 1.2553e-06 |  | 5.7633e-07 |  | 0 |  | 0 |  | 0.00051666 |  | 0 |  | 7.8921e-07 |  | 0.00049154 |  | 1.0648e-06
| 0.11247 |  | 8.7359e-05 |  | 2.5518e-05 |  | 0 |  | 0 |  | 0 |  | 9.1396e-07 |  | -0.00021956 |  | 6.8282e-05 |  | 0.00013843 |  | -0.0001172 |  | 1.2248e-06 |  | 6.4775e-07 |  | 0 |  | 0 |  | 0.00049392 |  | 0 |  | 7.8921e-07 |  | 0.00049549 |  | 1.0269e-06
| 0.11268 |  | 5.889e-05 |  | 8.5466e-05 |  | 0 |  | 0 |  | 0 |  | 8.9654e-07 |  | -0.00012749 |  | 0.00018252 |  | 5.3677e-05 |  | 0.00024464 |  | 1.1448e-06 |  | 7.1301e-07 |  | 0 |  | 0 |  | 0.00047194 |  | 0 |  | 2.3679e-06 |  | 0.00049706 |  | 7.6496e-07
| 0.11201 |  | 6.4308e-05 |  | 8.5458e-05 |  | 0 |  | 0 |  | 0 |  | 8.7608e-07 |  | -1.7708e-05 |  | 0.00024053 |  | -0.00015312 |  | 0.00022416 |  | 1.1001e-06 |  | 8.3751e-07 |  | 0 |  | 0 |  | 0.0005772 |  | 0 |  | 2.3679e-06 |  | 0.00049238 |  | 5.8032e-07
| 0.11058 |  | 0.00010336 |  | 1.5703e-05 |  | 0 |  | 0 |  | 0 |  | 8.1262e-07 |  | 0.00018061 |  | 0.00015508 |  | -7.5146e-05 |  | 6.0305e-05 |  | 1.0799e-06 |  | 9.9794e-07 |  | 0 |  | 0 |  | 0.00047752 |  | 0 |  | 2.3679e-06 |  | 0.00048302 |  | 6.825e-07
| 0.10961 |  | -1.3296e-05 |  | 3.931e-05 |  | 0 |  | 0 |  | 0 |  | 7.4611e-07 |  | 0.00014165 |  | 0.00010348 |  | -0.00011244 |  | 5.689e-05 |  | 1.0559e-06 |  | 1.0694e-06 |  | 0 |  | 0 |  | 0.00046257 |  | 0 |  | 4.4734e-06 |  | 0.00047906 |  | 8.9938e-07
| 0.1085 |  | -5.176e-05 |  | 5.3049e-05 |  | 0 |  | 0 |  | 0 |  | 8.1276e-07 |  | 8.4993e-05 |  | 4.7396e-05 |  | -0.00020736 |  | 0.00015588 |  | 1.0456e-06 |  | 9.7432e-07 |  | 0 |  | 0 |  | 0.00053882 |  | 0 |  | 2.1051e-06 |  | 0.00047991 |  | 1.0338e-06
| 0.1068 |  | -0.0001842 |  | 2.9441e-05 |  | 0 |  | 0 |  | 0 |  | 9.5341e-07 |  | 0.00020895 |  | 4.7396e-05 |  | -5.4805e-05 |  | 0.00022757 |  | 1.0241e-06 |  | 7.7238e-07 |  | 0 |  | 0 |  | 0.00038568 |  | 0 |  | 5.2631e-07 |  | 0.00047916 |  | 9.6956e-07
| 0.10446 |  | -0.00014463 |  | 7.866e-05 |  | 0 |  | 0 |  | 0 |  | 9.9831e-07 |  | 0.00011131 |  | 0.0001295 |  | 1.2376e-05 |  | 3.4677e-05 |  | 1.0639e-06 |  | 6.6567e-07 |  | 0 |  | 0 |  | 0.00038411 |  | 0 |  | 1.3158e-06 |  | 0.00047994 |  | 8.0389e-07
| 0.10213 |  | 7.0991e-06 |  | 7.8667e-05 |  | 0 |  | 0 |  | 0 |  | 9.591e-07 |  | -0.00014874 |  | 0.00019865 |  | 5.0286e-05 |  | 5.3485e-05 |  | 1.1244e-06 |  | 6.8947e-07 |  | 0 |  | 0 |  | 0.00052475 |  | 0 |  | 7.8951e-07 |  | 0.00047997 |  | 7.4689e-07
| 0.099622 |  | -7.298e-05 |  | 1.2757e-05 |  | 0 |  | 0 |  | 0 |  | 9.4051e-07 |  | 4.2497e-05 |  | 0.00018392 |  | -0.00019719 |  | 0.00039824 |  | 1.1453e-06 |  | 8.2622e-07 |  | 0 |  | 0 |  | 0.00049179 |  | 0 |  | 7.8956e-07 |  | 0.00048236 |  | 8.6162e-07
| 0.097131 |  | -2.9088e-05 |  | 1.2757e-05 |  | 0 |  | 0 |  | 0 |  | 9.5669e-07 |  | 5.6663e-05 |  | 8.3187e-05 |  | -0.00013956 |  | 0.00032997 |  | 1.0985e-06 |  | 1.0642e-06 |  | 0 |  | 0 |  | 0.00050989 |  | 0 |  | 1.316e-06 |  | 0.00048475 |  | 1.0529e-06
| 0.094773 |  | 2.8761e-05 |  | 0 |  | 0 |  | 0 |  | 0 |  | 9.3064e-07 |  | -3.5401e-06 |  | 4.6313e-05 |  | -0.00011922 |  | -0.00013426 |  | 1.07e-06 |  | 1.165e-06 |  | 0 |  | 0 |  | 0.0005586 |  | 0 |  | 1.316e-06 |  | 0.00048239 |  | 1.1933e-06
| 0.09221 |  | -4.0578e-05 |  | 2.0653e-05 |  | 0 |  | 0 |  | 0 |  | 8.771e-07 |  | 4.6039e-05 |  | 0.00011025 |  | -0.00041754 |  | -0.00012743 |  | 1.0635e-06 |  | 1.0753e-06 |  | 0 |  | 0 |  | 0.00048399 |  | 0 |  | 7.8966e-07 |  | 0.00047928 |  | 1.1743e-06
| 0.089522 |  | 2.5267e-07 |  | 8.5167e-05 |  | 0 |  | 0 |  | 0 |  | 8.28e-07 |  | 3.1873e-05 |  | 0.00010383 |  | -0.00011922 |  | 0.00015588 |  | 1.0616e-06 |  | 9.0327e-07 |  | 0 |  | 0 |  | 0.00050448 |  | 0 |  | 7.8966e-07 |  | 0.00046991 |  | 1.1999e-06
| 0.086775 |  | 3.5448e-05 |  | 7.3358e-05 |  | 0 |  | 0 |  | 0 |  | 8.3492e-07 |  | 6.0204e-05 |  | 0.00016437 |  | 0.00012487 |  | 0.00021733 |  | 1.1183e-06 |  | 8.9785e-07 |  | 0 |  | 0 |  | 0.00064278 |  | 0 |  | 7.8971e-07 |  | 0.00046519 |  | 1.1614e-06
| 0.084419 |  | -8.0352e-06 |  | 1.3757e-05 |  | 0 |  | 0 |  | 0 |  | 8.5235e-07 |  | 0.00020894 |  | 0.00024162 |  | 6.0456e-05 |  | 0.00024122 |  | 1.1795e-06 |  | 9.6927e-07 |  | 0 |  | 0 |  | 0.00065693 |  | 0 |  | 0 |  | 0.00046991 |  | 1.1358e-06
| 0.081403 |  | -3.3701e-07 |  | 5.1129e-05 |  | 0 |  | 0 |  | 0 |  | 8.5866e-07 |  | 0.00015582 |  | 0.00014069 |  | 0.00010792 |  | 3.9823e-05 |  | 1.1933e-06 |  | 9.8095e-07 |  | 0 |  | 0 |  | 0.00054227 |  | 0 |  | 5.2654e-07 |  | 0.00047783 |  | 1.0979e-06
| 0.078117 |  | 6.2927e-05 |  | 4.6223e-05 |  | 0 |  | 0 |  | 0 |  | 8.9228e-07 |  | -6.3744e-05 |  | 2.3561e-05 |  | 0.00010114 |  | -0.00012402 |  | 1.0325e-06 |  | 9.0343e-07 |  | 0 |  | 0 |  | 0.00059964 |  | 0 |  | 5.2654e-07 |  | 0.00048097 |  | 1.1045e-06
| 0.076261 |  | -5.3662e-06 |  | 1.5734e-05 |  | 0 |  | 0 |  | 0 |  | 9.3533e-07 |  | -0.00025498 |  | 0.00012334 |  | 2.3165e-05 |  | 0.0001354 |  | 8.9456e-07 |  | 8.681e-07 |  | 0 |  | 0 |  | 0.00072543 |  | 0 |  | 5.2658e-07 |  | 0.00047629 |  | 1.0914e-06
| 0.074432 |  | 8.3986e-06 |  | 4.9092e-05 |  | 0 |  | 0 |  | 0 |  | 9.6833e-07 |  | -0.00013457 |  | 0.00014395 |  | -0.00031244 |  | -0.00025715 |  | 8.5159e-07 |  | 9.2183e-07 |  | 0 |  | 0 |  | 0.00067596 |  | 0 |  | 4.4762e-06 |  | 0.0004771 |  | 1.0023e-06
| 0.071951 |  | 9.6669e-05 |  | 5.598e-05 |  | 0 |  | 0 |  | 0 |  | 9.2545e-07 |  | 0.00020186 |  | 2.0611e-05 |  | -0.00033618 |  | -0.00048244 |  | 8.6208e-07 |  | 8.6818e-07 |  | 0 |  | 0 |  | 0.00053609 |  | 0 |  | 3.9496e-06 |  | 0.00048263 |  | 9.0076e-07
| 0.069643 |  | 0.00010582 |  | 2.2618e-05 |  | 0 |  | 0 |  | 0 |  | 9.1673e-07 |  | 0 |  | 8.3173e-05 |  | -0.00011244 |  | 4.3237e-05 |  | 9.324e-07 |  | 8.6818e-07 |  | 0 |  | 0 |  | 0.00051097 |  | 0 |  | 7.8996e-07 |  | 0.00048424 |  | 7.9194e-07
| 0.067367 |  | 0.00010902 |  | 0 |  | 0 |  | 0 |  | 0 |  | 9.2927e-07 |  | -0.00025852 |  | 0.00023026 |  | -1.0736e-05 |  | 3.9823e-05 |  | 1.0204e-06 |  | 8.9818e-07 |  | 0 |  | 0 |  | 0.00054241 |  | 0 |  | 1.3167e-06 |  | 0.00048109 |  | 7.7234e-07
| 0.065349 |  | 1.9847e-05 |  | 1.5698e-05 |  | 0 |  | 0 |  | 0 |  | 9.5801e-07 |  | -0.0001629 |  | 0.00015166 |  | -0.00023787 |  | -0.00010013 |  | 1.1429e-06 |  | 9.1597e-07 |  | 0 |  | 0 |  | 0.00053697 |  | 0 |  | 5.2671e-07 |  | 0.00047486 |  | 8.8716e-07
| 0.06384 |  | 5.5949e-05 |  | 1.5696e-05 |  | 0 |  | 0 |  | 0 |  | 9.6548e-07 |  | 0.00016998 |  | 1.6864e-05 |  | -0.00066502 |  | 6.0304e-05 |  | 1.1156e-06 |  | 9.2757e-07 |  | 0 |  | 0 |  | 0.00048587 |  | 0 |  | 5.2671e-07 |  | 0.00046779 |  | 1.1107e-06
| 0.06251 |  | 8.8445e-05 |  | 4.1203e-05 |  | 0 |  | 0 |  | 0 |  | 9.5249e-07 |  | 0.00013457 |  | 0.00016111 |  | -0.0005701 |  | -2.8443e-05 |  | 1.0961e-06 |  | 9.93e-07 |  | 0 |  | 0 |  | 0.00041669 |  | 0 |  | 2.8971e-06 |  | 0.000467 |  | 1.2643e-06
| 0.060851 |  | 5.1393e-05 |  | 4.1206e-05 |  | 0 |  | 0 |  | 0 |  | 1.0148e-06 |  | -0.00019832 |  | 0.00023481 |  | -0.00031585 |  | -0.00012402 |  | 1.1508e-06 |  | 1.1658e-06 |  | 0 |  | 0 |  | 0.0005913 |  | 0 |  | 2.8971e-06 |  | 0.00047257 |  | 1.2518e-06
| 0.059048 |  | -0.00011656 |  | 8.2592e-05 |  | 0 |  | 0 |  | 0 |  | 1.0373e-06 |  | 0 |  | 0.00018216 |  | -0.00019041 |  | 5.6891e-05 |  | 1.192e-06 |  | 1.2435e-06 |  | 0 |  | 0 |  | 0.00055434 |  | 0 |  | 2.8973e-06 |  | 0.00047886 |  | 1.2329e-06
| 0.057714 |  | -0.000186 |  | 9.0466e-05 |  | 0 |  | 0 |  | 0 |  | 1.0304e-06 |  | 0.00030102 |  | 0.00018557 |  | -0.00020058 |  | 0.00022074 |  | 1.1496e-06 |  | 1.172e-06 |  | 0 |  | 0 |  | 0.00037904 |  | 0 |  | 2.3706e-06 |  | 0.00047892 |  | 1.2074e-06
| 0.056897 |  | 0.0001153 |  | 4.9069e-05 |  | 0 |  | 0 |  | 0 |  | 9.7633e-07 |  | 8.4319e-05 |  | 0.0001389 |  | -9.4168e-05 |  | -6.2843e-05 |  | 1.0266e-06 |  | 1.0769e-06 |  | 0 |  | 0 |  | 0.00045768 |  | 0 |  | 2.3708e-06 |  | 0.00047341 |  | 9.9627e-07
| 0.056047 |  | 0.00019304 |  | 6.8729e-05 |  | 0 |  | 0 |  | 0 |  | 9.2657e-07 |  | -0.00016644 |  | 0.00015812 |  | -0.00026838 |  | -0.00038003 |  | 9.9349e-07 |  | 9.4012e-07 |  | 0 |  | 0 |  | 0.00051434 |  | 0 |  | 2.3708e-06 |  | 0.00046794 |  | 8.6189e-07
| 0.05495 |  | -1.1786e-06 |  | 5.5977e-05 |  | 0 |  | 0 |  | 0 |  | 9.1224e-07 |  | 9.2081e-05 |  | 0.00015491 |  | -8.1928e-05 |  | -0.00023325 |  | 1.088e-06 |  | 7.4953e-07 |  | 0 |  | 0 |  | 0.00046479 |  | 0 |  | 0 |  | 0.00046558 |  | 1.0219e-06
| 0.053932 |  | -4.4815e-05 |  | 8.2524e-05 |  | 0 |  | 0 |  | 0 |  | 8.5624e-07 |  | 0.00034706 |  | 8.4306e-05 |  | 0.00019945 |  | -0.00012061 |  | 1.2275e-06 |  | 6.6651e-07 |  | 0 |  | 0 |  | 0.00045069 |  | 0 |  | 0 |  | 0.00046721 |  | 1.4307e-06
| 0.052994 |  | -8.3702e-07 |  | 0.00014459 |  | 0 |  | 0 |  | 0 |  | 8.1261e-07 |  | 0.00013103 |  | 8.5912e-05 |  | -0.00012261 |  | 1.2516e-05 |  | 1.2848e-06 |  | 7.9725e-07 |  | 0 |  | 0 |  | 0.00053092 |  | 0 |  | 2.3712e-06 |  | 0.00047665 |  | 1.6347e-06
| 0.052051 |  | 2.6422e-05 |  | 0.00014877 |  | 0 |  | 0 |  | 0 |  | 7.9454e-07 |  | -0.00010624 |  | 0.00010842 |  | 3.6721e-05 |  | -6.258e-05 |  | 1.2314e-06 |  | 1.041e-06 |  | 0 |  | 0 |  | 0.00056714 |  | 0 |  | 2.8982e-06 |  | 0.00048219 |  | 1.3474e-06
| 0.051393 |  | 0.00015723 |  | 5.8267e-05 |  | 0 |  | 0 |  | 0 |  | 8.165e-07 |  | 0.0001027 |  | 0.00014878 |  | 0.00023673 |  | -0.0001684 |  | 1.2238e-06 |  | 1.1011e-06 |  | 0 |  | 0 |  | 0.00058369 |  | 0 |  | 2.8982e-06 |  | 0.000483 |  | 9.9007e-07
| 0.050741 |  | 0.00013745 |  | 3.2443e-05 |  | 0 |  | 0 |  | 0 |  | 8.2149e-07 |  | 0.00031872 |  | 0.00014537 |  | 7.7406e-05 |  | 0.00013881 |  | 1.2785e-06 |  | 1.065e-06 |  | 0 |  | 0 |  | 0.0005916 |  | 0 |  | 2.3715e-06 |  | 0.00047359 |  | 9.0084e-07
| 0.04991 |  | -3.339e-05 |  | 5.1079e-05 |  | 0 |  | 0 |  | 0 |  | 8.0715e-07 |  | -0.00014166 |  | 8.8973e-05 |  | -0.00038364 |  | 6.03e-05 |  | 1.2375e-06 |  | 1.0528e-06 |  | 0 |  | 0 |  | 0.00049326 |  | 0 |  | 7.9051e-07 |  | 0.00046179 |  | 1.099e-06
| 0.049313 |  | 5.6644e-05 |  | 4.2231e-05 |  | 0 |  | 0 |  | 0 |  | 8.3153e-07 |  | -0.00016291 |  | 3.1842e-05 |  | -0.00057687 |  | -0.00020254 |  | 1.1014e-06 |  | 1.059e-06 |  | 0 |  | 0 |  | 0.00045868 |  | 0 |  | 1.3175e-06 |  | 0.00046025 |  | 1.1503e-06
| 0.04885 |  | 0.00011502 |  | 7.5573e-05 |  | 0 |  | 0 |  | 0 |  | 8.8763e-07 |  | 7.0827e-05 |  | 0.00010916 |  | -0.00055992 |  | -0.00022301 |  | 9.6518e-07 |  | 1.0535e-06 |  | 0 |  | 0 |  | 0.00047995 |  | 0 |  | 2.8989e-06 |  | 0.00046579 |  | 9.521e-07
| 0.048488 |  | 2.3046e-05 |  | 8.9343e-05 |  | 0 |  | 0 |  | 0 |  | 9.3455e-07 |  | 2.1249e-05 |  | 0.000224 |  | -0.00035652 |  | -0.00020594 |  | 9.0929e-07 |  | 1.0537e-06 |  | 0 |  | 0 |  | 0.00046267 |  | 0 |  | 2.3718e-06 |  | 0.00046975 |  | 9.3324e-07
| 0.04782 |  | -0.00010313 |  | 0.00010975 |  | 0 |  | 0 |  | 0 |  | 9.3322e-07 |  | 0.00012041 |  | 0.00020418 |  | -1.4125e-05 |  | -2.1618e-05 |  | 9.0465e-07 |  | 1.0591e-06 |  | 0 |  | 0 |  | 0.00050834 |  | 0 |  | 3.9531e-06 |  | 0.00046899 |  | 1.0992e-06
| 0.047166 |  | -0.00010178 |  | 0.00010484 |  | 0 |  | 0 |  | 0 |  | 9.358e-07 |  | -7.083e-06 |  | 0.00010168 |  | 1.2996e-05 |  | 7.0545e-05 |  | 8.9495e-07 |  | 8.8684e-07 |  | 0 |  | 0 |  | 0.00053745 |  | 0 |  | 3.9536e-06 |  | 0.00046584 |  | 1.2522e-06
| 0.04656 |  | -7.2286e-06 |  | 9.2394e-05 |  | 0 |  | 0 |  | 0 |  | 1.0144e-06 |  | -8.8533e-05 |  | 1.2311e-05 |  | 2.8255e-06 |  | -1.1372e-06 |  | 9.1198e-07 |  | 7.6773e-07 |  | 0 |  | 0 |  | 0.00059104 |  | 0 |  | 7.9071e-07 |  | 0.00046197 |  | 1.2333e-06
| 0.04559 |  | 9.3475e-05 |  | 8.2564e-05 |  | 0 |  | 0 |  | 0 |  | 1.0861e-06 |  | 0.00018415 |  | 3.8003e-05 |  | 7.0627e-05 |  | -0.00015133 |  | 9.1524e-07 |  | 7.555e-07 |  | 0 |  | 0 |  | 0.00050604 |  | 0 |  | 7.9076e-07 |  | 0.00046197 |  | 1.1952e-06
| 0.045137 |  | 6.7307e-05 |  | 0.00011197 |  | 0 |  | 0 |  | 0 |  | 1.0501e-06 |  | 0.00014873 |  | 3.8003e-05 |  | 3.6725e-05 |  | -0.00024691 |  | 9.5444e-07 |  | 9.463e-07 |  | 0 |  | 0 |  | 0.00049112 |  | 0 |  | 2.3723e-06 |  | 0.00046279 |  | 1.0995e-06
| 0.044768 |  | -3.1891e-05 |  | 0.00015213 |  | 0 |  | 0 |  | 0 |  | 9.8345e-07 |  | -0.00015936 |  | 9.5578e-05 |  | -0.00026838 |  | -0.00025032 |  | 1.0621e-06 |  | 9.9407e-07 |  | 0 |  | 0 |  | 0.00064223 |  | 0 |  | 6.0629e-06 |  | 0.00046672 |  | 1.1186e-06
| 0.044047 |  | 0.00012429 |  | 0.00016853 |  | 0 |  | 0 |  | 0 |  | 9.3659e-07 |  | 6.0204e-05 |  | 0.00012581 |  | -0.00024126 |  | -0.00030153 |  | 1.2015e-06 |  | 9.0473e-07 |  | 0 |  | 0 |  | 0.00053841 |  | 0 |  | 4.4816e-06 |  | 0.00046127 |  | 1.2019e-06
| 0.043355 |  | 0.00022512 |  | 0.00019625 |  | 0 |  | 0 |  | 0 |  | 9.5921e-07 |  | 0.00028685 |  | 0.00015635 |  | -1.0736e-05 |  | -0.00019571 |  | 1.222e-06 |  | 8.1563e-07 |  | 0 |  | 0 |  | 0.00049118 |  | 0 |  | 1.3181e-06 |  | 0.00045812 |  | 1.2979e-06
| 0.042705 |  | 0.00016899 |  | 0.00019851 |  | 0 |  | 0 |  | 0 |  | 9.8728e-07 |  | 0.00011687 |  | 0.00023188 |  | -0.00015651 |  | -4.5513e-05 |  | 1.0792e-06 |  | 8.9878e-07 |  | 0 |  | 0 |  | 0.00061559 |  | 0 |  | 1.3183e-06 |  | 0.00046209 |  | 1.4253e-06
| 0.042078 |  | -6.2808e-06 |  | 0.00021321 |  | 0 |  | 0 |  | 0 |  | 9.5867e-07 |  | 0.0001027 |  | 0.00021095 |  | -0.00036669 |  | -4.5513e-05 |  | 9.6513e-07 |  | 1.0536e-06 |  | 0 |  | 0 |  | 0.00054556 |  | 0 |  | 7.9096e-07 |  | 0.00046684 |  | 1.5469e-06
| 0.041149 |  | -4.5962e-05 |  | 0.00017589 |  | 0 |  | 0 |  | 0 |  | 8.5701e-07 |  | -9.5612e-05 |  | 0.00022848 |  | -0.0002955 |  | 0.00016271 |  | 9.6057e-07 |  | 9.1109e-07 |  | 0 |  | 0 |  | 0.00048891 |  | 0 |  | 2.3729e-06 |  | 0.00047317 |  | 1.7262e-06
| 0.040113 |  | 5.6572e-05 |  | 0.000177 |  | 0 |  | 0 |  | 0 |  | 7.947e-07 |  | -0.00017352 |  | 0.00017251 |  | -7.5146e-05 |  | 1.2516e-05 |  | 1.0637e-06 |  | 6.6106e-07 |  | 0 |  | 0 |  | 0.00061567 |  | 0 |  | 2.373e-06 |  | 0.0004771 |  | 1.5923e-06
| 0.039211 |  | 8.0945e-05 |  | 0.00024373 |  | 0 |  | 0 |  | 0 |  | 8.34e-07 |  | 1.0625e-05 |  | 7.4648e-05 |  | 2.3165e-05 |  | -0.00028104 |  | 1.0291e-06 |  | 6.0724e-07 |  | 0 |  | 0 |  | 0.00052831 |  | 0 |  | 7.9106e-07 |  | 0.00048107 |  | 1.1898e-06
| 0.038333 |  | 9.9045e-05 |  | 0.00026805 |  | 0 |  | 0 |  | 0 |  | 9.4263e-07 |  | 4.958e-05 |  | 4.0933e-05 |  | 0.00014181 |  | -6.2577e-05 |  | 9.7183e-07 |  | 7.9199e-07 |  | 0 |  | 0 |  | 0.00043543 |  | 0 |  | 7.9111e-07 |  | 0.00047638 |  | 8.3795e-07
| 0.037843 |  | 2.4175e-05 |  | 0.00032007 |  | 0 |  | 0 |  | 0 |  | 1.0225e-06 |  | 0.00026206 |  | 3.6118e-05 |  | 0.0002469 |  | 2.2758e-06 |  | 9.3856e-07 |  | 8.397e-07 |  | 0 |  | 0 |  | 0.00050948 |  | 0 |  | 0 |  | 0.00046538 |  | 7.4141e-07
| 0.036955 |  | -2.6249e-05 |  | 0.00033025 |  | 0 |  | 0 |  | 0 |  | 1.0301e-06 |  | 0.00020186 |  | 7.9411e-05 |  | 9.4357e-05 |  | -1.4792e-05 |  | 9.9605e-07 |  | 7.6271e-07 |  | 0 |  | 0 |  | 0.00052133 |  | 0 |  | 5.2744e-07 |  | 0.00045439 |  | 9.8448e-07
| 0.035716 |  | 6.4458e-05 |  | 0.000324 |  | 0 |  | 0 |  | 0 |  | 9.9886e-07 |  | -4.958e-05 |  | 0.00019169 |  | -0.00016668 |  | -3.5273e-05 |  | 1.2022e-06 |  | 7.4497e-07 |  | 0 |  | 0 |  | 0.00054731 |  | 0 |  | 1.3187e-06 |  | 0.0004536 |  | 1.2406e-06
| 0.034954 |  | 7.5262e-05 |  | 0.00033534 |  | 0 |  | 0 |  | 0 |  | 9.2221e-07 |  | 6.7283e-05 |  | 0.00013289 |  | -0.00014295 |  | -0.00022301 |  | 1.2923e-06 |  | 8.9368e-07 |  | 0 |  | 0 |  | 0.00065922 |  | 0 |  | 1.3187e-06 |  | 0.0004576 |  | 1.2539e-06
| 0.034096 |  | 3.2811e-05 |  | 0.0004009 |  | 0 |  | 0 |  | 0 |  | 8.8797e-07 |  | 4.6035e-05 |  | 6.3896e-05 |  | -9.8877e-05 |  | -0.00018888 |  | 1.2246e-06 |  | 9.7084e-07 |  | 0 |  | 0 |  | 0.00055368 |  | 0 |  | 1.3188e-06 |  | 0.00045523 |  | 1.1259e-06
| 0.033273 |  | 6.476e-05 |  | 0.00047272 |  | 0 |  | 0 |  | 0 |  | 9.4475e-07 |  | -8.8535e-05 |  | 8.744e-05 |  | -0.00038025 |  | -0.00017864 |  | 1.0099e-06 |  | 8.9314e-07 |  | 0 |  | 0 |  | 0.00042215 |  | 0 |  | 7.9126e-07 |  | 0.00045602 |  | 1.0044e-06
| 0.032723 |  | 7.7104e-05 |  | 0.00046706 |  | 0 |  | 0 |  | 0 |  | 1.0303e-06 |  | -0.00014469 |  | 0.00015303 |  | -0.00030602 |  | -0.00018714 |  | 8.9127e-07 |  | 8.2164e-07 |  | 0 |  | 0 |  | 0.00060968 |  | 0 |  | 0 |  | 0.00045923 |  | 9.7292e-07
| 0.0319 |  | 8.6653e-07 |  | 0.00054114 |  | 0 |  | 0 |  | 0 |  | 1.0952e-06 |  | -0.00021248 |  | 0.00020413 |  | -0.00027856 |  | -1.1379e-05 |  | 9.6174e-07 |  | 8.6936e-07 |  | 0 |  | 0 |  | 0.00064828 |  | 0 |  | 2.1103e-06 |  | 0.0004608 |  | 9.7883e-07
| 0.031099 |  | -8.3946e-05 |  | 0.00063212 |  | 0 |  | 0 |  | 0 |  | 1.159e-06 |  | -0.00025143 |  | 9.0414e-05 |  | -0.00033958 |  | -3.5273e-05 |  | 1.0623e-06 |  | 8.6394e-07 |  | 0 |  | 0 |  | 0.00056485 |  | 0 |  | 2.9017e-06 |  | 0.00045062 |  | 1.0617e-06
| 0.03042 |  | -7.6847e-05 |  | 0.00070455 |  | 0 |  | 0 |  | 0 |  | 1.1871e-06 |  | -0.00041788 |  | 6.3407e-05 |  | -0.00030906 |  | -0.00025032 |  | 1.1928e-06 |  | 6.7916e-07 |  | 0 |  | 0 |  | 0.00054122 |  | 0 |  | 1.3191e-06 |  | 0.00044196 |  | 1.1898e-06
| 0.029819 |  | -2.9831e-05 |  | 0.00077234 |  | 0 |  | 0 |  | 0 |  | 1.0886e-06 |  | -0.00031518 |  | 0.00011151 |  | -0.00044128 |  | -0.0001923 |  | 1.2706e-06 |  | 5.6601e-07 |  | 0 |  | 0 |  | 0.00047662 |  | 0 |  | 1.3191e-06 |  | 0.00044905 |  | 1.1833e-06
| 0.029119 |  | -3.1514e-05 |  | 0.00084697 |  | 0 |  | 0 |  | 0 |  | 9.3011e-07 |  | 3.8955e-05 |  | 0.00018206 |  | -0.00028873 |  | -5.2339e-05 |  | 1.3118e-06 |  | 6.6153e-07 |  | 0 |  | 0 |  | 0.00048771 |  | 0 |  | 7.9146e-07 |  | 0.00045777 |  | 1.1966e-06
| 0.028433 |  | -1.5742e-05 |  | 0.00097136 |  | 0 |  | 0 |  | 0 |  | 8.1712e-07 |  | 0.00011332 |  | 0.00015321 |  | -0.00031922 |  | -0.00016498 |  | 1.2824e-06 |  | 8.1636e-07 |  | 0 |  | 0 |  | 0.00055783 |  | 0 |  | 7.9156e-07 |  | 0.00045619 |  | 1.2801e-06
| 0.028079 |  | 9.3649e-05 |  | 0.0010069 |  | 0 |  | 0 |  | 0 |  | 7.9215e-07 |  | -4.6039e-05 |  | 5.5366e-05 |  | -0.00058026 |  | -0.00013767 |  | 1.2257e-06 |  | 7.57e-07 |  | 0 |  | 0 |  | 0.00059573 |  | 0 |  | 7.9156e-07 |  | 0.0004468 |  | 1.4141e-06
| 0.027435 |  | 7.7564e-05 |  | 0.0011393 |  | 0 |  | 0 |  | 0 |  | 8.3593e-07 |  | -0.00035768 |  | 0.00011475 |  | -0.0005667 |  | -0.00013085 |  | 1.1409e-06 |  | 6.7934e-07 |  | 0 |  | 0 |  | 0.00049329 |  | 0 |  | 7.9161e-07 |  | 0.00044758 |  | 1.4523e-06
| 0.026679 |  | -1.2062e-05 |  | 0.0012873 |  | 0 |  | 0 |  | 0 |  | 8.9968e-07 |  | -0.00027623 |  | 0.00019505 |  | -0.00040397 |  | -0.0001684 |  | 1.0392e-06 |  | 6.9103e-07 |  | 0 |  | 0 |  | 0.00048462 |  | 0 |  | 7.9161e-07 |  | 0.00045783 |  | 1.3375e-06
| 0.026145 |  | -3.0006e-06 |  | 0.0014032 |  | 0 |  | 0 |  | 0 |  | 9.821e-07 |  | -5.6663e-05 |  | 0.00010063 |  | -0.00048534 |  | -3.8686e-05 |  | 9.589e-07 |  | 6.794e-07 |  | 0 |  | 0 |  | 0.00058477 |  | 0 |  | 0 |  | 0.00046498 |  | 1.1587e-06
| 0.025604 |  | 7.5324e-06 |  | 0.0015785 |  | 0 |  | 0 |  | 0 |  | 1.0015e-06 |  | 0.00010625 |  | 0.00010855 |  | -0.00017346 |  | 0.00016612 |  | 9.3353e-07 |  | 5.4234e-07 |  | 0 |  | 0 |  | 0.00052015 |  | 0 |  | 2.1112e-06 |  | 0.00046025 |  | 1.005e-06
| 0.025125 |  | -1.3714e-05 |  | 0.001808 |  | 0 |  | 0 |  | 0 |  | 9.722e-07 |  | 0.00019832 |  | 0.0002431 |  | 4.689e-05 |  | 0.00017294 |  | 1.0243e-06 |  | 5.3622e-07 |  | 0 |  | 0 |  | 0.00047525 |  | 0 |  | 2.903e-06 |  | 0.00045476 |  | 1.0109e-06
| 0.02461 |  | 1.0357e-06 |  | 0.0021314 |  | 0 |  | 0 |  | 0 |  | 9.3044e-07 |  | 0.00021602 |  | 0.00017254 |  | -7.3451e-06 |  | -0.00032883 |  | 1.0289e-06 |  | 7.5727e-07 |  | 0 |  | 0 |  | 0.00045952 |  | 0 |  | 1.3196e-06 |  | 0.00045558 |  | 1.0813e-06
| 0.024118 |  | 0.00012152 |  | 0.00234 |  | 0 |  | 0 |  | 0 |  | 8.68e-07 |  | 0.00018061 |  | 0.00012109 |  | 0.0001486 |  | -0.00044489 |  | 1.0446e-06 |  | 1.0432e-06 |  | 0 |  | 0 |  | 0.00042408 |  | 0 |  | 1.3197e-06 |  | 0.00045403 |  | 1.2608e-06
| 0.023865 |  | 8.4013e-05 |  | 0.0025891 |  | 0 |  | 0 |  | 0 |  | 8.4185e-07 |  | 0.00013457 |  | 0.00022725 |  | 4.3505e-05 |  | -0.00038686 |  | 1.0427e-06 |  | 1.1026e-06 |  | 0 |  | 0 |  | 0.00040361 |  | 0 |  | 7.9186e-07 |  | 0.00045012 |  | 1.4529e-06
| 0.023315 |  | -6.9622e-05 |  | 0.0030046 |  | 0 |  | 0 |  | 0 |  | 8.9626e-07 |  | 9.9158e-05 |  | 0.00023856 |  | -0.00015989 |  | -0.00023667 |  | 1.0729e-06 |  | 8.2292e-07 |  | 0 |  | 0 |  | 0.00055969 |  | 0 |  | 2.3756e-06 |  | 0.00044145 |  | 1.6325e-06
| 0.022782 |  | -3.1605e-05 |  | 0.0032443 |  | 0 |  | 0 |  | 0 |  | 1.0287e-06 |  | -8.1451e-05 |  | 0.0001515 |  | -0.00015311 |  | 0.00015588 |  | 1.0774e-06 |  | 6.5576e-07 |  | 0 |  | 0 |  | 0.00058023 |  | 0 |  | 2.9037e-06 |  | 0.00043675 |  | 1.5687e-06
| 0.022565 |  | -0.00010121 |  | 0.0036784 |  | 0 |  | 0 |  | 0 |  | 1.0912e-06 |  | -0.00010978 |  | 0.00016111 |  | -0.00022092 |  | -0.00019229 |  | 1.0364e-06 |  | 5.7806e-07 |  | 0 |  | 0 |  | 0.00048487 |  | 0 |  | 5.2794e-07 |  | 0.00044308 |  | 1.3571e-06
| 0.022036 |  | 5.2605e-07 |  | 0.004199 |  | 0 |  | 0 |  | 0 |  | 1.0469e-06 |  | -0.00014874 |  | 0.00016902 |  | -0.0001599 |  | -0.0003459 |  | 1.0384e-06 |  | 7.5686e-07 |  | 0 |  | 0 |  | 0.00049196 |  | 0 |  | 2.1119e-06 |  | 0.00045333 |  | 1.2223e-06
| 0.021453 |  | 0.0001694 |  | 0.0044265 |  | 0 |  | 0 |  | 0 |  | 8.9946e-07 |  | -6.3746e-05 |  | 0.00021875 |  | 7.0626e-05 |  | 4.6652e-05 |  | 1.0312e-06 |  | 9.1178e-07 |  | 0 |  | 0 |  | 0.00045575 |  | 0 |  | 2.9041e-06 |  | 0.00045812 |  | 1.1461e-06
| 0.020897 |  | 0.0001397 |  | 0.0047073 |  | 0 |  | 0 |  | 0 |  | 7.6655e-07 |  | 2.8331e-05 |  | 0.00030413 |  | -6.4976e-05 |  | 0.0002344 |  | 1.0235e-06 |  | 9.3032e-07 |  | 0 |  | 0 |  | 0.00050858 |  | 0 |  | 1.3201e-06 |  | 0.00044944 |  | 1.1081e-06
| 0.020257 |  | 0.00011956 |  | 0.0052438 |  | 0 |  | 0 |  | 0 |  | 7.6086e-07 |  | -0.00021148 |  | 0.00015036 |  | -0.00012489 |  | -6.198e-05 |  | 9.8816e-07 |  | 8.2919e-07 |  | 0 |  | 0 |  | 0.00067263 |  | 0 |  | 5.2804e-07 |  | 0.00043449 |  | 1.1139e-06
| 0.019731 |  | 6.3071e-05 |  | 0.0058176 |  | 0 |  | 0 |  | 0 |  | 8.5409e-07 |  | -0.00023374 |  | 3.6375e-05 |  | -8.5315e-05 |  | -0.0002708 |  | 9.4326e-07 |  | 6.6825e-07 |  | 0 |  | 0 |  | 0.00068529 |  | 0 |  | 0 |  | 0.00042427 |  | 1.2805e-06
| 0.019519 |  | 0.00014348 |  | 0.0061584 |  | 0 |  | 0 |  | 0 |  | 9.6218e-07 |  | -0.0001027 |  | 6.1777e-05 |  | -0.0002277 |  | -9.6715e-05 |  | 8.8512e-07 |  | 7.3379e-07 |  | 0 |  | 0 |  | 0.00055048 |  | 0 |  | 2.3763e-06 |  | 0.00042351 |  | 1.3003e-06
| 0.019096 |  | 0.00013155 |  | 0.006666 |  | 0 |  | 0 |  | 0 |  | 1.0347e-06 |  | -0.00026206 |  | 0.00014863 |  | -0.0001938 |  | 5.0065e-05 |  | 8.9884e-07 |  | 9.3653e-07 |  | 0 |  | 0 |  | 0.0004795 |  | 0 |  | 2.9046e-06 |  | 0.00043218 |  | 1.2108e-06
| 0.01845 |  | 2.6118e-05 |  | 0.0071758 |  | 0 |  | 0 |  | 0 |  | 1.0785e-06 |  | 4.2491e-05 |  | 0.00019501 |  | 0.00015538 |  | 0.00031972 |  | 9.7078e-07 |  | 1.0977e-06 |  | 0 |  | 0 |  | 0.0004535 |  | 0 |  | 1.3204e-06 |  | 0.00044009 |  | 1.0636e-06
| 0.018178 |  | 3.1259e-05 |  | 0.0078472 |  | 0 |  | 0 |  | 0 |  | 1.113e-06 |  | 0.00019831 |  | 0.00015769 |  | 8.419e-05 |  | 4.3228e-05 |  | 1.0421e-06 |  | 1.05e-06 |  | 0 |  | 0 |  | 0.00038175 |  | 0 |  | 7.9226e-07 |  | 0.0004417 |  | 1.0124e-06
| 0.017947 |  | 7.8106e-05 |  | 0.008595 |  | 0 |  | 0 |  | 0 |  | 1.1405e-06 |  | -8.4993e-05 |  | 0.00010971 |  | -0.00026159 |  | 3.9816e-05 |  | 1.065e-06 |  | 8.8279e-07 |  | 0 |  | 0 |  | 0.00051903 |  | 0 |  | 2.3768e-06 |  | 0.00044646 |  | 9.4134e-07
| 0.017383 |  | 7.5725e-05 |  | 0.0091723 |  | 0 |  | 0 |  | 0 |  | 1.1217e-06 |  | -0.00018769 |  | 0.00015154 |  | -3.4461e-05 |  | 0.00040848 |  | 1.0708e-06 |  | 7.6333e-07 |  | 0 |  | 0 |  | 0.00060501 |  | 0 |  | 2.9052e-06 |  | 0.00045119 |  | 7.5583e-07
| 0.016737 |  | 3.6151e-05 |  | 0.010001 |  | 0 |  | 0 |  | 0 |  | 1.0607e-06 |  | -0.00020894 |  | 0.00020912 |  | -4.1246e-05 |  | 0.00013882 |  | 1.1057e-06 |  | 7.0403e-07 |  | 0 |  | 0 |  | 0.00052462 |  | 0 |  | 2.9053e-06 |  | 0.00044731 |  | 7.1781e-07
| 0.016268 |  | 0.00011608 |  | 0.010546 |  | 0 |  | 0 |  | 0 |  | 1.0056e-06 |  | 3.5415e-06 |  | 0.00018199 |  | 4.3503e-05 |  | 7.7371e-05 |  | 1.0722e-06 |  | 6.8007e-07 |  | 0 |  | 0 |  | 0.00040076 |  | 0 |  | 2.9053e-06 |  | 0.00044178 |  | 7.3682e-07
| 0.015888 |  | 9.9455e-05 |  | 0.010871 |  | 0 |  | 0 |  | 0 |  | 9.9949e-07 |  | -0.0001452 |  | 0.00023849 |  | 0.00016894 |  | -5.5759e-05 |  | 1.0411e-06 |  | 7.2186e-07 |  | 0 |  | 0 |  | 0.00038816 |  | 0 |  | 2.9055e-06 |  | 0.00044339 |  | 7.692e-07
| 0.015302 |  | -5.216e-05 |  | 0.011305 |  | 0 |  | 0 |  | 0 |  | 9.6878e-07 |  | -0.00044621 |  | 0.00023343 |  | -0.00018024 |  | -0.0001411 |  | 1.0305e-06 |  | 8.6518e-07 |  | 0 |  | 0 |  | 0.00051282 |  | 0 |  | 2.3772e-06 |  | 0.00045049 |  | 7.9479e-07
| 0.014724 |  | -8.0283e-05 |  | 0.012052 |  | 0 |  | 0 |  | 0 |  | 9.0269e-07 |  | -0.00030456 |  | 0.0001161 |  | -0.000126 |  | 0.00011833 |  | 1.0954e-06 |  | 9.4868e-07 |  | 0 |  | 0 |  | 0.00047106 |  | 0 |  | 2.3775e-06 |  | 0.00044345 |  | 7.7585e-07
| 0.014447 |  | 3.1319e-05 |  | 0.012948 |  | 0 |  | 0 |  | 0 |  | 8.9831e-07 |  | -0.00021602 |  | 2.0586e-05 |  | -8.8707e-05 |  | -3.1858e-05 |  | 1.1895e-06 |  | 8.592e-07 |  | 0 |  | 0 |  | 0.00032588 |  | 0 |  | 2.3775e-06 |  | 0.00042451 |  | 8.0743e-07
| 0.014042 |  | 1.8912e-05 |  | 0.01357 |  | 0 |  | 0 |  | 0 |  | 9.7333e-07 |  | -0.00017808 |  | 0.00014072 |  | -0.00013555 |  | -0.00027296 |  | 1.264e-06 |  | 6.5635e-07 |  | 0 |  | 0 |  | 0.00038745 |  | 0 |  | 2.3775e-06 |  | 0.00041428 |  | 8.2652e-07
| 0.01347 |  | -0.00012919 |  | 0.01411 |  | 0 |  | 0 |  | 0 |  | 1.0284e-06 |  | -9.2076e-05 |  | 0.00027523 |  | -0.000326 |  | -0.00045854 |  | 1.3315e-06 |  | 5.4303e-07 |  | 0 |  | 0 |  | 0.00054136 |  | 0 |  | 2.3777e-06 |  | 0.00041904 |  | 8.5884e-07
| 0.012983 |  | -4.133e-05 |  | 0.014759 |  | 0 |  | 0 |  | 0 |  | 9.9351e-07 |  | -0.00016645 |  | 0.00015509 |  | -0.00026837 |  | -0.00018206 |  | 1.2819e-06 |  | 7.8825e-07 |  | 0 |  | 0 |  | 0.00059269 |  | 0 |  | 0 |  | 0.00042696 |  | 1.0379e-06
| 0.01248 |  | 0.00025042 |  | 0.015499 |  | 0 |  | 0 |  | 0 |  | 9.0973e-07 |  | -0.00018061 |  | 6.1768e-05 |  | 0.0001147 |  | 0.00021391 |  | 1.2204e-06 |  | 1.1284e-06 |  | 0 |  | 0 |  | 0.00058401 |  | 0 |  | 0 |  | 0.00042617 |  | 1.2433e-06
| 0.011881 |  | 0.00015203 |  | 0.016009 |  | 0 |  | 0 |  | 0 |  | 8.304e-07 |  | -9.5618e-05 |  | 0.00012594 |  | 0.00016216 |  | 0.00024122 |  | 1.199e-06 |  | 1.2419e-06 |  | 0 |  | 0 |  | 0.00053432 |  | 0 |  | 2.378e-06 |  | 0.00042067 |  | 1.5001e-06
| 0.011439 |  | -6.4883e-05 |  | 0.016562 |  | 0 |  | 0 |  | 0 |  | 7.935e-07 |  | 0.00020894 |  | 0.0002221 |  | -0.00018024 |  | 8.0791e-05 |  | 1.1506e-06 |  | 1.0329e-06 |  | 0 |  | 0 |  | 0.00060855 |  | 0 |  | 2.9066e-06 |  | 0.0004207 |  | 1.5515e-06
| 0.011011 |  | -2.5068e-05 |  | 0.017335 |  | 0 |  | 0 |  | 0 |  | 7.9288e-07 |  | 0.00029393 |  | 0.00028481 |  | -0.00030228 |  | 1.5929e-05 |  | 1.0316e-06 |  | 7.5216e-07 |  | 0 |  | 0 |  | 0.00059122 |  | 0 |  | 1.3213e-06 |  | 0.00042309 |  | 1.4106e-06
| 0.010262 |  | 4.762e-05 |  | 0.018219 |  | 0 |  | 0 |  | 0 |  | 8.3993e-07 |  | 6.7286e-05 |  | 0.00015658 |  | 0.00034183 |  | 0.00041189 |  | 9.115e-07 |  | 6.7504e-07 |  | 0 |  | 0 |  | 0.00052571 |  | 0 |  | 7.9276e-07 |  | 0.00042546 |  | 1.2311e-06
| 0.0097881 |  | -7.6341e-06 |  | 0.018892 |  | 0 |  | 0 |  | 0 |  | 9.5563e-07 |  | -1.0625e-05 |  | 2.8072e-05 |  | 0.00037912 |  | 0.00025828 |  | 8.9188e-07 |  | 7.946e-07 |  | 0 |  | 0 |  | 0.00054393 |  | 0 |  | 2.3784e-06 |  | 0.00042393 |  | 1.1218e-06
| 0.009629 |  | -4.0282e-05 |  | 0.01959 |  | 0 |  | 0 |  | 0 |  | 1.0882e-06 |  | -8.1452e-05 |  | 0.00010995 |  | -1.7514e-05 |  | -0.00012744 |  | 1.0246e-06 |  | 9.3194e-07 |  | 0 |  | 0 |  | 0.00050209 |  | 0 |  | 2.3786e-06 |  | 0.00042393 |  | 1.2245e-06
| 0.0093174 |  | 4.2621e-05 |  | 0.020367 |  | 0 |  | 0 |  | 0 |  | 1.2178e-06 |  | -0.00030423 |  | 0.00022547 |  | -0.00016396 |  | -0.00030874 |  | 1.1771e-06 |  | 9.4367e-07 |  | 0 |  | 0 |  | 0.0004437 |  | 0 |  | 0 |  | 0.00043107 |  | 1.2503e-06
| 0.0089727 |  | -4.6022e-05 |  | 0.021128 |  | 0 |  | 0 |  | 0 |  | 1.2378e-06 |  | -0.00010625 |  | 0.00016123 |  | -0.00034973 |  | -0.00017523 |  | 1.2189e-06 |  | 8.241e-07 |  | 0 |  | 0 |  | 0.00049502 |  | 0 |  | 0 |  | 0.00043817 |  | 1.1028e-06
| 0.0086142 |  | -3.9078e-05 |  | 0.021983 |  | 0 |  | 0 |  | 0 |  | 1.1822e-06 |  | 5.312e-05 |  | 8.6067e-05 |  | -0.00047517 |  | -0.0001445 |  | 1.1373e-06 |  | 7.7021e-07 |  | 0 |  | 0 |  | 0.0005693 |  | 0 |  | 7.9296e-07 |  | 0.00044612 |  | 8.4679e-07
| 0.0083322 |  | 6.1366e-05 |  | 0.023082 |  | 0 |  | 0 |  | 0 |  | 1.1066e-06 |  | -0.00035413 |  | 0.00014861 |  | -0.00043449 |  | -0.00013767 |  | 9.8696e-07 |  | 7.9972e-07 |  | 0 |  | 0 |  | 0.00059694 |  | 0 |  | 7.9296e-07 |  | 0.00044612 |  | 8.8506e-07
| 0.0080582 |  | 4.5981e-05 |  | 0.023917 |  | 0 |  | 0 |  | 0 |  | 1.0735e-06 |  | -0.00013102 |  | 0.00016273 |  | -5.8195e-05 |  | 0.00012857 |  | 9.6537e-07 |  | 7.5801e-07 |  | 0 |  | 0 |  | 0.00059698 |  | 0 |  | 2.379e-06 |  | 0.00043826 |  | 1.1544e-06
| 0.0077898 |  | 8.2474e-05 |  | 0.024641 |  | 0 |  | 0 |  | 0 |  | 1.0792e-06 |  | 0.00026206 |  | 8.8964e-05 |  | 4.0116e-05 |  | 0.00017295 |  | 1.0675e-06 |  | 7.0472e-07 |  | 0 |  | 0 |  | 0.0005599 |  | 0 |  | 2.3792e-06 |  | 0.00043039 |  | 1.3211e-06
| 0.0075044 |  | 0.00012679 |  | 0.02559 |  | 0 |  | 0 |  | 0 |  | 1.0554e-06 |  | 0.00021956 |  | 0.00011326 |  | -0.00016668 |  | 9.1025e-05 |  | 1.1192e-06 |  | 6.8694e-07 |  | 0 |  | 0 |  | 0.00051962 |  | 0 |  | 7.9306e-07 |  | 0.00042012 |  | 1.3079e-06
| 0.0071653 |  | 3.9624e-05 |  | 0.026692 |  | 0 |  | 0 |  | 0 |  | 1.0167e-06 |  | 0.00025143 |  | 0.00026103 |  | -0.0002989 |  | -2.5033e-05 |  | 1.1088e-06 |  | 8.1213e-07 |  | 0 |  | 0 |  | 0.00058366 |  | 0 |  | 2.9081e-06 |  | 0.00041701 |  | 1.2573e-06
| 0.0068834 |  | 2.4094e-05 |  | 0.028168 |  | 0 |  | 0 |  | 0 |  | 9.6607e-07 |  | -0.00013104 |  | 0.00024295 |  | -0.00018024 |  | -8.9888e-05 |  | 1.0787e-06 |  | 8.839e-07 |  | 0 |  | 0 |  | 0.00065001 |  | 0 |  | 2.9083e-06 |  | 0.00041543 |  | 1.1487e-06
| 0.0066772 |  | 3.4016e-05 |  | 0.029235 |  | 0 |  | 0 |  | 0 |  | 9.2548e-07 |  | -0.00018921 |  | 0.00012245 |  | 3.8474e-05 |  | -7.6289e-05 |  | 1.1593e-06 |  | 8.8397e-07 |  | 0 |  | 0 |  | 0.00070376 |  | 0 |  | 1.3219e-06 |  | 0.00041862 |  | 1.046e-06
| 0.0064839 |  | 5.5933e-05 |  | 0.030284 |  | 0 |  | 0 |  | 0 |  | 9.5927e-07 |  | 0.00016999 |  | 4.2775e-05 |  | -6.8365e-05 |  | -1.8206e-05 |  | 1.2797e-06 |  | 8.6618e-07 |  | 0 |  | 0 |  | 0.00068717 |  | 0 |  | 1.322e-06 |  | 0.0004281 |  | 1.0263e-06
| 0.0061568 |  | 4.792e-05 |  | 0.031242 |  | 0 |  | 0 |  | 0 |  | 1.0432e-06 |  | 2.8331e-05 |  | 7.458e-05 |  | -7.5146e-05 |  | -0.00018206 |  | 1.268e-06 |  | 8.9632e-07 |  | 0 |  | 0 |  | 0.00069279 |  | 0 |  | 1.3221e-06 |  | 0.0004321 |  | 1.0902e-06
| 0.0059071 |  | -8.021e-06 |  | 0.032164 |  | 0 |  | 0 |  | 0 |  | 1.0733e-06 |  | -0.00012749 |  | 0.00018362 |  | 0.00015538 |  | -0.00020936 |  | 1.1502e-06 |  | 1.0037e-06 |  | 0 |  | 0 |  | 0.0006288 |  | 0 |  | 1.3221e-06 |  | 0.00043052 |  | 1.1548e-06
| 0.0058071 |  | -4.1646e-05 |  | 0.033354 |  | 0 |  | 0 |  | 0 |  | 1.0026e-06 |  | -0.00011687 |  | 0.00016303 |  | 0.00020284 |  | -0.00010354 |  | 1.024e-06 |  | 1.0216e-06 |  | 0 |  | 0 |  | 0.00058618 |  | 0 |  | 1.3222e-06 |  | 0.00042423 |  | 1.0396e-06
| 0.0054754 |  | -1.506e-05 |  | 0.03479 |  | 0 |  | 0 |  | 0 |  | 9.6954e-07 |  | -0.00020894 |  | 9.5431e-05 |  | -0.00021753 |  | -0.00018547 |  | 9.7113e-07 |  | 1.0873e-06 |  | 0 |  | 0 |  | 0.00063915 |  | 0 |  | 5.2891e-07 |  | 0.00042347 |  | 1.0008e-06
| 0.0051151 |  | 1.9936e-05 |  | 0.036448 |  | 0 |  | 0 |  | 0 |  | 9.6766e-07 |  | -0.00012041 |  | 4.1425e-05 |  | -0.00038364 |  | -0.00014792 |  | 9.8618e-07 |  | 1.3144e-06 |  | 0 |  | 0 |  | 0.00058464 |  | 0 |  | 5.2891e-07 |  | 0.00042505 |  | 9.9425e-07
| 0.0050291 |  | 8.6528e-05 |  | 0.037935 |  | 0 |  | 0 |  | 0 |  | 9.9717e-07 |  | 9.5617e-05 |  | 0.00010735 |  | -0.00028872 |  | 8.7612e-05 |  | 9.5682e-07 |  | 1.4642e-06 |  | 0 |  | 0 |  | 0.00060684 |  | 0 |  | 1.3224e-06 |  | 0.00042115 |  | 1.0971e-06
| 0.0048817 |  | 8.4084e-05 |  | 0.039429 |  | 0 |  | 0 |  | 0 |  | 1.0178e-06 |  | 0.00015954 |  | 0.00012445 |  | 0.0001166 |  | 0.00038502 |  | 9.7645e-07 |  | 1.2672e-06 |  | 0 |  | 0 |  | 0.00063607 |  | 0 |  | 7.9346e-07 |  | 0.00041167 |  | 1.1808e-06
| 0.0047286 |  | -2.9582e-05 |  | 0.040759 |  | 0 |  | 0 |  | 0 |  | 9.8975e-07 |  | 0.00012041 |  | 0.00011315 |  | 0.00033844 |  | 9.1032e-05 |  | 1.0682e-06 |  | 8.8437e-07 |  | 0 |  | 0 |  | 0.00059186 |  | 0 |  | 7.9346e-07 |  | 0.00040616 |  | 1.2514e-06
| 0.0045823 |  | -3.3129e-05 |  | 0.042467 |  | 0 |  | 0 |  | 0 |  | 9.9413e-07 |  | 0.00024081 |  | 9.8715e-05 |  | -0.0001938 |  | -1.1372e-05 |  | 1.0957e-06 |  | 6.6895e-07 |  | 0 |  | 0 |  | 0.00065745 |  | 0 |  | 1.3225e-06 |  | 0.00040932 |  | 1.3536e-06
| 0.0042876 |  | 6.3641e-05 |  | 0.044328 |  | 0 |  | 0 |  | 0 |  | 1.013e-06 |  | 0.00013103 |  | 7.4415e-05 |  | -0.00019041 |  | 0.00027535 |  | 1.0977e-06 |  | 7.531e-07 |  | 0 |  | 0 |  | 0.00068677 |  | 0 |  | 1.3226e-06 |  | 0.00041175 |  | 1.3926e-06
| 0.0040716 |  | 0.00014741 |  | 0.046297 |  | 0 |  | 0 |  | 0 |  | 1.0681e-06 |  | 7.0845e-06 |  | 0.00019773 |  | 0.00011809 |  | -4.893e-05 |  | 1.0958e-06 |  | 8.2491e-07 |  | 0 |  | 0 |  | 0.00059352 |  | 0 |  | 7.9356e-07 |  | 0.00041254 |  | 1.2964e-06
| 0.0038537 |  | 2.6701e-05 |  | 0.048036 |  | 0 |  | 0 |  | 0 |  | 1.045e-06 |  | 9.2078e-05 |  | 0.00029544 |  | -6.4976e-05 |  | -0.00037321 |  | 1.1888e-06 |  | 7.3537e-07 |  | 0 |  | 0 |  | 0.00060304 |  | 0 |  | 0 |  | 0.00041572 |  | 1.1357e-06
| 0.0037349 |  | -7.2073e-05 |  | 0.049428 |  | 0 |  | 0 |  | 0 |  | 9.6801e-07 |  | -0.0002054 |  | 0.00031807 |  | -0.00056331 |  | -0.00010696 |  | 1.2242e-06 |  | 6.3409e-07 |  | 0 |  | 0 |  | 0.00067421 |  | 0 |  | 0 |  | 0.00042049 |  | 1.1231e-06
| 0.0037278 |  | -7.8632e-05 |  | 0.051234 |  | 0 |  | 0 |  | 0 |  | 9.5056e-07 |  | -0.00045329 |  | 0.00025759 |  | -0.00037008 |  | 1.5929e-05 |  | 1.1889e-06 |  | 5.6784e-07 |  | 0 |  | 0 |  | 0.00072164 |  | 0 |  | 0 |  | 0.00042207 |  | 1.1107e-06
| 0.0036131 |  | -9.4192e-05 |  | 0.05324 |  | 0 |  | 0 |  | 0 |  | 9.7695e-07 |  | -0.00013726 |  | 0.00016947 |  | 9.8849e-05 |  | -1.9072e-05 |  | 1.1628e-06 |  | 5.1387e-07 |  | 0 |  | 0 |  | 0.00066007 |  | 0 |  | 0 |  | 0.00041897 |  | 9.6314e-07
| 0.0034504 |  | -9.0341e-05 |  | 0.055235 |  | 0 |  | 0 |  | 0 |  | 9.7883e-07 |  | 3.896e-05 |  | 0.00019659 |  | -0.00024465 |  | -0.00025373 |  | 1.0633e-06 |  | 4.6045e-07 |  | 0 |  | 0 |  | 0.00067904 |  | 0 |  | 2.3811e-06 |  | 0.0004158 |  | 8.7942e-07
| 0.0033007 |  | 2.3577e-05 |  | 0.057135 |  | 0 |  | 0 |  | 0 |  | 9.5378e-07 |  | -0.00013457 |  | 0.0001757 |  | -0.00033279 |  | -0.00031517 |  | 9.7361e-07 |  | 5.5623e-07 |  | 0 |  | 0 |  | 0.00057947 |  | 0 |  | 2.9107e-06 |  | 0.00041425 |  | 9.7567e-07
| 0.0031027 |  | 9.4561e-05 |  | 0.05927 |  | 0 |  | 0 |  | 0 |  | 9.408e-07 |  | -2.479e-05 |  | 8.0973e-05 |  | -0.00012939 |  | -8.6475e-05 |  | 9.2729e-07 |  | 7.7125e-07 |  | 0 |  | 0 |  | 0.00045061 |  | 0 |  | 2.9107e-06 |  | 0.00041425 |  | 1.2455e-06
| 0.0031182 |  | 7.1009e-05 |  | 0.061674 |  | 0 |  | 0 |  | 0 |  | 1.0021e-06 |  | -2.479e-05 |  | 0.00017248 |  | -0.00014634 |  | -0.00018547 |  | 9.4096e-07 |  | 8.0065e-07 |  | 0 |  | 0 |  | 0.00064517 |  | 0 |  | 2.3814e-06 |  | 0.0004143 |  | 1.5025e-06
| 0.0031253 |  | 0.00010318 |  | 0.064101 |  | 0 |  | 0 |  | 0 |  | 1.0792e-06 |  | -0.0001027 |  | 0.00015322 |  | -0.00016329 |  | -0.00010354 |  | 9.5872e-07 |  | 6.8712e-07 |  | 0 |  | 0 |  | 0.00064675 |  | 0 |  | 5.5564e-06 |  | 0.00041272 |  | 1.7143e-06
| 0.0029446 |  | 3.9255e-05 |  | 0.06609 |  | 0 |  | 0 |  | 0 |  | 1.0806e-06 |  | 0.00019292 |  | 3.1265e-05 |  | -5.0313e-05 |  | 4.5296e-05 |  | 1.0243e-06 |  | 6.2761e-07 |  | 0 |  | 0 |  | 0.00053689 |  | 0 |  | 5.5564e-06 |  | 0.00040721 |  | 1.7718e-06
| 0.0029604 |  | -1.25e-05 |  | 0.068098 |  | 0 |  | 0 |  | 0 |  | 1.0104e-06 |  | 0.00020186 |  | 0.00010342 |  | -0.00017684 |  | -5.2339e-05 |  | 1.1435e-06 |  | 8.1921e-07 |  | 0 |  | 0 |  | 0.00064525 |  | 0 |  | 7.9391e-07 |  | 0.00039933 |  | 1.5668e-06
| 0.0028576 |  | 2.2487e-05 |  | 0.070333 |  | 0 |  | 0 |  | 0 |  | 9.04e-07 |  | 7.0824e-05 |  | 0.00021069 |  | -0.00031583 |  | 5.3478e-05 |  | 1.2045e-06 |  | 1.0109e-06 |  | 0 |  | 0 |  | 0.00059385 |  | 0 |  | 7.9401e-07 |  | 0.00039854 |  | 1.3038e-06
| 0.0026119 |  | -7.1008e-05 |  | 0.072662 |  | 0 |  | 0 |  | 0 |  | 8.5584e-07 |  | 8.4989e-05 |  | 0.00028468 |  | -0.00034974 |  | -0.00018205 |  | 1.1509e-06 |  | 1.035e-06 |  | 0 |  | 0 |  | 0.00056305 |  | 0 |  | 0 |  | 0.00040489 |  | 1.137e-06
| 0.0025712 |  | -9.6325e-05 |  | 0.074713 |  | 0 |  | 0 |  | 0 |  | 8.4832e-07 |  | 1.7706e-05 |  | 0.00028017 |  | -0.00018363 |  | -0.00041417 |  | 1.0671e-06 |  | 9.2132e-07 |  | 0 |  | 0 |  | 0.00055043 |  | 0 |  | 0 |  | 0.00040966 |  | 1.0341e-06
| 0.002419 |  | 2.3056e-05 |  | 0.076546 |  | 0 |  | 0 |  | 0 |  | 8.9845e-07 |  | 4.958e-05 |  | 0.00018074 |  | 8.4187e-05 |  | -2.1619e-05 |  | 1.069e-06 |  | 8.3779e-07 |  | 0 |  | 0 |  | 0.000435 |  | 0 |  | 3.9703e-06 |  | 0.00040652 |  | 9.761e-07
| 0.0023402 |  | 9.573e-05 |  | 0.078052 |  | 0 |  | 0 |  | 0 |  | 9.2985e-07 |  | 2.8332e-05 |  | 6.8912e-05 |  | 2.8255e-06 |  | 3.2996e-05 |  | 1.0816e-06 |  | 9.1526e-07 |  | 0 |  | 0 |  | 0.00052519 |  | 0 |  | 3.9706e-06 |  | 0.0004018 |  | 1.0659e-06
| 0.0023134 |  | 4.5418e-05 |  | 0.079831 |  | 0 |  | 0 |  | 0 |  | 9.1356e-07 |  | -3.71e-05 |  | 6.3822e-05 |  | -4.3209e-05 |  | -5.1257e-05 |  | 1.0541e-06 |  | 9.1526e-07 |  | 0 |  | 0 |  | 0.00053231 |  | 0 |  | 7.9416e-07 |  | 0.00040259 |  | 1.2262e-06
| 0.0021468 |  | 1.835e-05 |  | 0.082011 |  | 0 |  | 0 |  | 0 |  | 8.9618e-07 |  | -1.4166e-05 |  | 0.00010819 |  | -0.00030567 |  | -0.00021961 |  | 9.7627e-07 |  | 8.9761e-07 |  | 0 |  | 0 |  | 0.00043821 |  | 0 |  | 1.3236e-06 |  | 0.00040816 |  | 1.2264e-06
| 0.0021287 |  | 0.00011427 |  | 0.083791 |  | 0 |  | 0 |  | 0 |  | 8.2717e-07 |  | 4.958e-05 |  | 0.00023301 |  | -1.0735e-05 |  | -0.00015816 |  | 9.6046e-07 |  | 9.2701e-07 |  | 0 |  | 0 |  | 0.00051735 |  | 0 |  | 2.9121e-06 |  | 0.00041767 |  | 1.1623e-06
| 0.002018 |  | 3.6197e-05 |  | 0.08522 |  | 0 |  | 0 |  | 0 |  | 7.8149e-07 |  | -0.00011687 |  | 0.00020735 |  | 0.00026047 |  | 5.6892e-06 |  | 1.0857e-06 |  | 1.0229e-06 |  | 0 |  | 0 |  | 0.00059965 |  | 0 |  | 2.3828e-06 |  | 0.00042087 |  | 1.1624e-06
| 0.0018904 |  | -6.9535e-05 |  | 0.086832 |  | 0 |  | 0 |  | 0 |  | 7.8595e-07 |  | -7.437e-05 |  | 1.8708e-05 |  | -0.00027515 |  | -8.3061e-05 |  | 1.1487e-06 |  | 1.0175e-06 |  | 0 |  | 0 |  | 0.00055377 |  | 0 |  | 2.3828e-06 |  | 0.00041612 |  | 1.1816e-06
| 0.0018524 |  | 1.3751e-05 |  | 0.088772 |  | 0 |  | 0 |  | 0 |  | 8.6618e-07 |  | -6.307e-05 |  | 8.3018e-05 |  | -0.00043742 |  | -8.344e-05 |  | 1.1395e-06 |  | 8.6758e-07 |  | 0 |  | 0 |  | 0.00056567 |  | 0 |  | 2.9125e-06 |  | 0.00040349 |  | 1.1242e-06
| 0.0017142 |  | 0.00011911 |  | 0.090598 |  | 0 |  | 0 |  | 0 |  | 9.7156e-07 |  | -0.00015936 |  | 0.00011161 |  | -0.00011922 |  | -1.1378e-06 |  | 1.0616e-06 |  | 8.5537e-07 |  | 0 |  | 0 |  | 0.0005309 |  | 0 |  | 1.3239e-06 |  | 0.00039164 |  | 9.3167e-07
| 0.0014164 |  | 6.7641e-05 |  | 0.091908 |  | 0 |  | 0 |  | 0 |  | 9.7594e-07 |  | -0.00013811 |  | 0.00012911 |  | 2.6556e-05 |  | -1.1378e-06 |  | 1.0479e-06 |  | 9.5737e-07 |  | 0 |  | 0 |  | 0.00041461 |  | 0 |  | 7.9436e-07 |  | 0.00038929 |  | 8.802e-07
| 0.0013719 |  | -5.8296e-05 |  | 0.093097 |  | 0 |  | 0 |  | 0 |  | 9.4845e-07 |  | -0.00029039 |  | 0.00010053 |  | -8.5315e-05 |  | -0.00027422 |  | 1.0683e-06 |  | 9.636e-07 |  | 0 |  | 0 |  | 0.00048428 |  | 0 |  | 7.9441e-07 |  | 0.00039248 |  | 8.8028e-07
| 0.0014113 |  | 1.1607e-05 |  | 0.09444 |  | 0 |  | 0 |  | 0 |  | 9.3842e-07 |  | -5.3115e-05 |  | 6.3817e-05 |  | 4.6896e-05 |  | -0.00035273 |  | 1.0152e-06 |  | 8.4377e-07 |  | 0 |  | 0 |  | 0.0006639 |  | 0 |  | 1.324e-06 |  | 0.00040435 |  | 8.3541e-07
| 0.0012916 |  | 0.00013604 |  | 0.095539 |  | 0 |  | 0 |  | 0 |  | 9.8552e-07 |  | 0.00020186 |  | 0.00015474 |  | 3.6725e-05 |  | -1.1379e-05 |  | 9.3533e-07 |  | 7.1785e-07 |  | 0 |  | 0 |  | 0.00065286 |  | 0 |  | 1.3242e-06 |  | 0.00041071 |  | 8.0975e-07
| 0.0011837 |  | -3.9925e-05 |  | 0.097218 |  | 0 |  | 0 |  | 0 |  | 1.0439e-06 |  | 0.00017809 |  | 0.00018524 |  | -0.00019947 |  | 0.00013827 |  | 8.8756e-07 |  | 6.4047e-07 |  | 0 |  | 0 |  | 0.00049146 |  | 0 |  | 1.3241e-06 |  | 0.00041074 |  | 8.613e-07
| 0.0010407 |  | -0.00021532 |  | 0.098745 |  | 0 |  | 0 |  | 0 |  | 1.0891e-06 |  | 0.00016999 |  | 0.00014212 |  | -0.00021074 |  | -0.00011719 |  | 1.0514e-06 |  | 6.2879e-07 |  | 0 |  | 0 |  | 0.00053578 |  | 0 |  | 5.2971e-07 |  | 0.00040045 |  | 9.966e-07
| 0.00093127 |  | -0.00011118 |  | 0.09978 |  | 0 |  | 0 |  | 0 |  | 1.1386e-06 |  | -3.5413e-05 |  | 0.00016924 |  | -0.00015989 |  | -0.00011719 |  | 1.2055e-06 |  | 6.3432e-07 |  | 0 |  | 0 |  | 0.00064428 |  | 0 |  | 0 |  | 0.00039021 |  | 1.1827e-06
| 0.00094023 |  | -4.7269e-06 |  | 0.10096 |  | 0 |  | 0 |  | 0 |  | 1.1299e-06 |  | 3.5415e-06 |  | 0.00016121 |  | -2.4296e-05 |  | 0.00020026 |  | 1.2161e-06 |  | 6.9401e-07 |  | 0 |  | 0 |  | 0.00069177 |  | 0 |  | 2.3838e-06 |  | 0.00039338 |  | 1.2402e-06
| 0.00088101 |  | 2.6403e-05 |  | 0.10203 |  | 0 |  | 0 |  | 0 |  | 1.0704e-06 |  | 0.0004108 |  | 6.0116e-05 |  | 9.6049e-06 |  | 0.00035728 |  | 1.07e-06 |  | 6.5226e-07 |  | 0 |  | 0 |  | 0.00065303 |  | 0 |  | 4.5031e-06 |  | 0.00039894 |  | 1.1506e-06
| 0.00076291 |  | -3.5361e-05 |  | 0.1025 |  | 0 |  | 0 |  | 0 |  | 1.0265e-06 |  | 0.00025599 |  | 3.9275e-05 |  | -8.2276e-05 |  | -3.6947e-05 |  | 9.6115e-07 |  | 5.6251e-07 |  | 0 |  | 0 |  | 0.00053746 |  | 0 |  | 2.1191e-06 |  | 0.00039973 |  | 9.2615e-07
| 0.00079792 |  | -3.653e-05 |  | 0.10321 |  | 0 |  | 0 |  | 0 |  | 1.0034e-06 |  | 2.8334e-05 |  | 4.729e-05 |  | -6.8365e-05 |  | -0.00017181 |  | 9.5075e-07 |  | 6.4679e-07 |  | 0 |  | 0 |  | 0.00062461 |  | 0 |  | 2.1192e-06 |  | 0.00039345 |  | 8.1004e-07
| 0.00076686 |  | -0.00012242 |  | 0.10356 |  | 0 |  | 0 |  | 0 |  | 9.8399e-07 |  | 0.0001877 |  | 0.00010795 |  | -3.7855e-05 |  | 0.00026852 |  | 9.4025e-07 |  | 7.9066e-07 |  | 0 |  | 0 |  | 0.00079877 |  | 0 |  | 2.914e-06 |  | 0.00039187 |  | 8.2918e-07
| 0.00069966 |  | -0.00010019 |  | 0.10419 |  | 0 |  | 0 |  | 0 |  | 9.6903e-07 |  | 0.00021957 |  | 0.00020555 |  | 3.6725e-05 |  | 0.00012857 |  | 9.646e-07 |  | 9.1001e-07 |  | 0 |  | 0 |  | 0.00074895 |  | 0 |  | 1.3246e-06 |  | 0.00039743 |  | 8.0351e-07
| 0.00058616 |  | 0.00013986 |  | 0.10495 |  | 0 |  | 0 |  | 0 |  | 9.8847e-07 |  | 0.00030456 |  | 0.00032131 |  | -0.00029889 |  | -0.00013085 |  | 9.5608e-07 |  | 7.9626e-07 |  | 0 |  | 0 |  | 0.00071257 |  | 0 |  | 5.2988e-07 |  | 0.00040142 |  | 8.6755e-07
| 0.0005686 |  | 5.734e-05 |  | 0.10529 |  | 0 |  | 0 |  | 0 |  | 1.0036e-06 |  | 0.00035245 |  | 0.00033935 |  | -0.00034153 |  | -5.8408e-05 |  | 9.883e-07 |  | 6.1062e-07 |  | 0 |  | 0 |  | 0.00080046 |  | 0 |  | 2.1196e-06 |  | 0.000403 |  | 1.0353e-06
| 0.00061101 |  | -1.9421e-07 |  | 0.10588 |  | 0 |  | 0 |  | 0 |  | 9.8041e-07 |  | 0.00017352 |  | 0.00021289 |  | 0.00016894 |  | -2.5032e-05 |  | 1.084e-06 |  | 5.4483e-07 |  | 0 |  | 0 |  | 0.00067382 |  | 0 |  | 2.9145e-06 |  | 0.00039748 |  | 1.2929e-06
| 0.0005127 |  | 5.3453e-06 |  | 0.10609 |  | 0 |  | 0 |  | 0 |  | 9.7861e-07 |  | -1.4165e-05 |  | 0.0001581 |  | 0.0001486 |  | 7.0545e-05 |  | 1.2107e-06 |  | 5.9899e-07 |  | 0 |  | 0 |  | 0.00052341 |  | 0 |  | 2.9147e-06 |  | 0.00039117 |  | 1.3379e-06
| 0.00042522 |  | -5.7009e-06 |  | 0.10691 |  | 0 |  | 0 |  | 0 |  | 9.9116e-07 |  | -0.00027623 |  | 0.00018183 |  | 2.3167e-05 |  | -2.1618e-05 |  | 1.2048e-06 |  | 7.8472e-07 |  | 0 |  | 0 |  | 0.00058917 |  | 0 |  | 2.9147e-06 |  | 0.00038724 |  | 1.254e-06
| 0.00041784 |  | 2.3212e-05 |  | 0.1077 |  | 0 |  | 0 |  | 0 |  | 9.9313e-07 |  | -0.00036477 |  | 0.00011131 |  | 3.3336e-05 |  | 0.00012857 |  | 1.06e-06 |  | 9.1641e-07 |  | 0 |  | 0 |  | 0.00066682 |  | 0 |  | 7.9496e-07 |  | 0.00038726 |  | 1.196e-06
| 0.00048221 |  | -1.8578e-05 |  | 0.10809 |  | 0 |  | 0 |  | 0 |  | 1.0108e-06 |  | -0.00027825 |  | 8.0814e-05 |  | -0.00011069 |  | 0.00022409 |  | 9.8069e-07 |  | 9.2202e-07 |  | 0 |  | 0 |  | 0.0006193 |  | 0 |  | 0 |  | 0.00039281 |  | 1.1254e-06
| 0.00044043 |  | 3.011e-05 |  | 0.10773 |  | 0 |  | 0 |  | 0 |  | 1.076e-06 |  | -6.7283e-05 |  | 8.7226e-05 |  | -0.00023109 |  | 0.00019344 |  | 1.0384e-06 |  | 7.4242e-07 |  | 0 |  | 0 |  | 0.00053222 |  | 0 |  | 5.3001e-07 |  | 0.00039917 |  | 1.0931e-06
| 0.00039127 |  | 1.9522e-05 |  | 0.1077 |  | 0 |  | 0 |  | 0 |  | 1.0679e-06 |  | 0.00012749 |  | 6.9716e-05 |  | -0.00014634 |  | 0.00013882 |  | 1.1499e-06 |  | 6.6491e-07 |  | 0 |  | 0 |  | 0.00056156 |  | 0 |  | 5.3004e-07 |  | 0.00039919 |  | 1.0158e-06
| 0.00037549 |  | -5.3874e-05 |  | 0.10823 |  | 0 |  | 0 |  | 0 |  | 9.6641e-07 |  | 0.00046746 |  | 0.00010954 |  | -3.1074e-05 |  | -0.0001684 |  | 1.1639e-06 |  | 8.0899e-07 |  | 0 |  | 0 |  | 0.00049028 |  | 0 |  | 5.3008e-07 |  | 0.00039523 |  | 8.8783e-07
| 0.00033314 |  | -2.8352e-05 |  | 0.10836 |  | 0 |  | 0 |  | 0 |  | 8.2828e-07 |  | 0.00050995 |  | 9.9926e-05 |  | 5.7066e-05 |  | -0.00028787 |  | 1.1586e-06 |  | 9.3441e-07 |  | 0 |  | 0 |  | 0.00053787 |  | 0 |  | 2.9156e-06 |  | 0.00039449 |  | 8.4284e-07
| 0.00034384 |  | 3.9763e-06 |  | 0.1087 |  | 0 |  | 0 |  | 0 |  | 7.7125e-07 |  | -3.7102e-06 |  | 0.0001592 |  | -7.8725e-05 |  | -0.00024079 |  | 1.1501e-06 |  | 9.2834e-07 |  | 0 |  | 0 |  | 0.00070897 |  | 0 |  | 2.9156e-06 |  | 0.00040162 |  | 1.0034e-06
| 0.00032464 |  | -5.2751e-05 |  | 0.10906 |  | 0 |  | 0 |  | 0 |  | 8.46e-07 |  | -0.00025143 |  | 0.00020551 |  | -0.00019719 |  | -7.282e-05 |  | 1.1568e-06 |  | 8.6259e-07 |  | 0 |  | 0 |  | 0.00062505 |  | 0 |  | 2.9156e-06 |  | 0.00040481 |  | 1.1383e-06
| 0.00027837 |  | -2.852e-08 |  | 0.10942 |  | 0 |  | 0 |  | 0 |  | 9.2005e-07 |  | -0.00016998 |  | 0.00013834 |  | -0.00011922 |  | -2.5032e-05 |  | 1.1581e-06 |  | 8.9274e-07 |  | 0 |  | 0 |  | 0.00053632 |  | 0 |  | 2.3858e-06 |  | 0.00040165 |  | 1.0551e-06
| 0.00023883 |  | 0.00014347 |  | 0.1096 |  | 0 |  | 0 |  | 0 |  | 9.352e-07 |  | -3.8955e-05 |  | 0.0002106 |  | 0.00020284 |  | 3.9823e-05 |  | 1.1654e-06 |  | 8.4482e-07 |  | 0 |  | 0 |  | 0.00055857 |  | 0 |  | 2.3858e-06 |  | 0.00039773 |  | 9.2697e-07
| 0.00019479 |  | 0.00012071 |  | 0.1093 |  | 0 |  | 0 |  | 0 |  | 9.3959e-07 |  | 5.6663e-05 |  | 0.00016265 |  | 0.00029098 |  | 2.2757e-06 |  | 1.1713e-06 |  | 7.2484e-07 |  | 0 |  | 0 |  | 0.00052213 |  | 0 |  | 2.3859e-06 |  | 0.0003906 |  | 9.6529e-07
| 0.00016598 |  | 2.2139e-05 |  | 0.10951 |  | 0 |  | 0 |  | 0 |  | 9.1331e-07 |  | 2.2259e-05 |  | 8.0781e-05 |  | 6.3335e-05 |  | -0.00023363 |  | 1.2043e-06 |  | 6.4121e-07 |  | 0 |  | 0 |  | 0.00046511 |  | 0 |  | 2.3859e-06 |  | 0.00038587 |  | 1.2033e-06
| 0.00017446 |  | -1.1069e-05 |  | 0.11012 |  | 0 |  | 0 |  | 0 |  | 8.977e-07 |  | -0.00029394 |  | 0.00016712 |  | 3.3336e-05 |  | -0.00040052 |  | 1.2838e-06 |  | 7.4343e-07 |  | 0 |  | 0 |  | 0.00064739 |  | 0 |  | 2.3861e-06 |  | 0.00038194 |  | 1.3706e-06
| 0.00015639 |  | 4.7561e-05 |  | 0.11027 |  | 0 |  | 0 |  | 0 |  | 8.9762e-07 |  | -0.00037893 |  | 0.00022471 |  | -0.00014294 |  | -0.00020936 |  | 1.2712e-06 |  | 9.169e-07 |  | 0 |  | 0 |  | 0.0006252 |  | 0 |  | 7.9541e-07 |  | 0.00038352 |  | 1.2997e-06
| 0.00020775 |  | 2.058e-05 |  | 0.11066 |  | 0 |  | 0 |  | 0 |  | 9.8065e-07 |  | 8.4999e-05 |  | 0.00018484 |  | -0.00027855 |  | 4.6652e-05 |  | 1.1841e-06 |  | 9.5276e-07 |  | 0 |  | 0 |  | 0.00043981 |  | 0 |  | 7.9541e-07 |  | 0.00038513 |  | 1.2292e-06
| 0.00024447 |  | -8.5831e-05 |  | 0.11131 |  | 0 |  | 0 |  | 0 |  | 1.0202e-06 |  | 0.00015953 |  | 0.00022834 |  | -0.00010359 |  | -1.9072e-05 |  | 1.1014e-06 |  | 8.9921e-07 |  | 0 |  | 0 |  | 0.00051275 |  | 0 |  | 0 |  | 0.00038199 |  | 1.0422e-06
| 0.00020493 |  | -9.9289e-06 |  | 0.11159 |  | 0 |  | 0 |  | 0 |  | 9.3608e-07 |  | 0.00010979 |  | 0.00022351 |  | -8.1926e-05 |  | -0.00018888 |  | 1.1356e-06 |  | 7.6134e-07 |  | 0 |  | 0 |  | 0.00059679 |  | 0 |  | 5.3031e-07 |  | 0.00038042 |  | 1.0164e-06
| 0.000223 |  | -1.3102e-05 |  | 0.11191 |  | 0 |  | 0 |  | 0 |  | 8.6584e-07 |  | -5.3115e-05 |  | 0.00022181 |  | -3.954e-06 |  | -6.5994e-05 |  | 1.1862e-06 |  | 7.3741e-07 |  | 0 |  | 0 |  | 0.00057539 |  | 0 |  | 1.3259e-06 |  | 0.00037884 |  | 9.5903e-07
| 0.0001601 |  | -2.8275e-05 |  | 0.11218 |  | 0 |  | 0 |  | 0 |  | 9.4566e-07 |  | -0.00033289 |  | 0.00026647 |  | 9.7747e-05 |  | -1.8206e-05 |  | 1.1298e-06 |  | 7.6764e-07 |  | 0 |  | 0 |  | 0.00061747 |  | 0 |  | 7.9556e-07 |  | 0.00038285 |  | 9.4656e-07
| 0.00013187 |  | 3.4843e-05 |  | 0.11238 |  | 0 |  | 0 |  | 0 |  | 1.0945e-06 |  | -0.00010017 |  | 0.00020267 |  | 0.00012371 |  | 8.8208e-05 |  | 1.0563e-06 |  | 8.8152e-07 |  | 0 |  | 0 |  | 0.00063016 |  | 0 |  | 7.9556e-07 |  | 0.00038681 |  | 1.0755e-06
| 0.00013289 |  | 5.2354e-05 |  | 0.1128 |  | 0 |  | 0 |  | 0 |  | 1.131e-06 |  | 0.00013103 |  | 0.00019477 |  | 5.3676e-05 |  | 7.3958e-05 |  | 1.0328e-06 |  | 1.0491e-06 |  | 0 |  | 0 |  | 0.00041773 |  | 0 |  | 1.326e-06 |  | 0.00038523 |  | 1.0174e-06
| 0.00012555 |  | 0.0001401 |  | 0.11223 |  | 0 |  | 0 |  | 0 |  | 1.1178e-06 |  | 0.00014165 |  | 0.0001592 |  | -8.1927e-05 |  | -8.6475e-05 |  | 1.0439e-06 |  | 1.1685e-06 |  | 0 |  | 0 |  | 0.00045425 |  | 0 |  | 2.9174e-06 |  | 0.00037656 |  | 9.3342e-07
| 0.0001235 |  | 6.0894e-05 |  | 0.11143 |  | 0 |  | 0 |  | 0 |  | 1.1085e-06 |  | 0.00011333 |  | 0.00015467 |  | -0.00027176 |  | -0.00023326 |  | 1.0749e-06 |  | 1.1212e-06 |  | 0 |  | 0 |  | 0.00071823 |  | 0 |  | 4.5091e-06 |  | 0.00036308 |  | 8.3037e-07
| 8.5112e-05 |  | -7.557e-05 |  | 0.1113 |  | 0 |  | 0 |  | 0 |  | 1.1248e-06 |  | -4.0801e-05 |  | 0.00015469 |  | -0.00042321 |  | -0.00059123 |  | 1.1235e-06 |  | 9.1185e-07 |  | 0 |  | 0 |  | 0.00071352 |  | 0 |  | 2.9176e-06 |  | 0.00035914 |  | 9.5929e-07
| 3.8373e-05 |  | -6.9433e-05 |  | 0.11081 |  | 0 |  | 0 |  | 0 |  | 1.1086e-06 |  | -0.00021602 |  | 0.00011924 |  | -8.5313e-05 |  | -0.00041758 |  | 1.1669e-06 |  | 7.857e-07 |  | 0 |  | 0 |  | 0.00065648 |  | 0 |  | 1.3263e-06 |  | 0.00036233 |  | 1.1141e-06
| 5.8708e-05 |  | -3.8217e-06 |  | 0.11002 |  | 0 |  | 0 |  | 0 |  | 1.0533e-06 |  | 4.6038e-05 |  | 0.00015311 |  | 0.00015877 |  | -0.00021961 |  | 1.2175e-06 |  | 7.4937e-07 |  | 0 |  | 0 |  | 0.00054707 |  | 0 |  | 2.9178e-06 |  | 0.00036233 |  | 1.2424e-06
| 0.00015751 |  | 3.3333e-05 |  | 0.10934 |  | 0 |  | 0 |  | 0 |  | 9.8055e-07 |  | 0.00014165 |  | 0.00018517 |  | -0.000126 |  | -0.00017182 |  | 1.211e-06 |  | 7.7345e-07 |  | 0 |  | 0 |  | 0.00052335 |  | 0 |  | 2.9182e-06 |  | 0.00035762 |  | 1.384e-06
| 0.00013615 |  | 5.7901e-05 |  | 0.1078 |  | 5.2246e-06 |  | 0 |  | 0 |  | 8.6183e-07 |  | -7.083e-06 |  | 8.8941e-05 |  | -9.2095e-05 |  | 0.00010809 |  | 1.1926e-06 |  | 6.8354e-07 |  | 0 |  | 0 |  | 0.00060264 |  | 0 |  | 5.3054e-07 |  | 0.00035366 |  | 1.3588e-06
| 7.7995e-05 |  | 5.4801e-05 |  | 0.10638 |  | 9.0475e-05 |  | 0 |  | 0 |  | 7.884e-07 |  | -3.71e-05 |  | 6.9748e-05 |  | 4.5578e-05 |  | 0.00032065 |  | 1.1547e-06 |  | 6.8361e-07 |  | 0 |  | 0 |  | 0.00049959 |  | 0 |  | 0 |  | 0.00035685 |  | 1.1209e-06
| 9.9335e-05 |  | 5.3266e-05 |  | 0.10548 |  | 6.0767e-05 |  | 0 |  | 0 |  | 7.8652e-07 |  | -0.00012749 |  | 0.00011797 |  | -0.00010566 |  | 1.2523e-05 |  | 1.1054e-06 |  | 8.0986e-07 |  | 0 |  | 0 |  | 0.0006685 |  | 0 |  | 0 |  | 0.00036161 |  | 1.0369e-06
| 5.8708e-05 |  | 0.00015149 |  | 0.10372 |  | 7.9743e-05 |  | 0 |  | 0 |  | 8.7455e-07 |  | -0.00030102 |  | 0.00010512 |  | -0.00017346 |  | -0.00011719 |  | 1.0996e-06 |  | 8.5797e-07 |  | 0 |  | 0 |  | 0.00074626 |  | 0 |  | 0 |  | 0.00036322 |  | 1.1785e-06
| 2.5188e-05 |  | 4.8467e-05 |  | 0.10176 |  | 5.2624e-05 |  | 0 |  | 0 |  | 9.9903e-07 |  | -0.00020776 |  | 0.00010682 |  | -0.00016396 |  | 0.00027774 |  | 1.0741e-06 |  | 7.9214e-07 |  | 0 |  | 0 |  | 0.00064955 |  | 0 |  | 7.9596e-07 |  | 0.00036483 |  | 1.4617e-06
| 5.8707e-05 |  | -1.7038e-05 |  | 0.099737 |  | 4.4463e-05 |  | 0 |  | 0 |  | 1.0939e-06 |  | 0.00018061 |  | 0.00017272 |  | -0.00014295 |  | 0.00030608 |  | 1.0366e-06 |  | 7.7982e-07 |  | 0 |  | 0 |  | 0.00065673 |  | 0 |  | 7.9601e-07 |  | 0.00036881 |  | 1.5007e-06
| 4.147e-05 |  | 4.9674e-05 |  | 0.098081 |  | 7.7788e-05 |  | 0 |  | 0 |  | 1.1655e-06 |  | 0.00023019 |  | 0.00026193 |  | 6.2152e-06 |  | 9.1026e-05 |  | 9.4793e-07 |  | 8.6975e-07 |  | 0 |  | 0 |  | 0.00059411 |  | 0 |  | 7.9606e-07 |  | 0.00037122 |  | 1.2177e-06
| 2.0134e-05 |  | -1.1949e-05 |  | 0.096059 |  | 2.9576e-05 |  | 0 |  | 0 |  | 1.1103e-06 |  | -0.00012749 |  | 0.00022183 |  | 0.00012826 |  | -4.5513e-05 |  | 9.1188e-07 |  | 8.7599e-07 |  | 0 |  | 0 |  | 0.00063059 |  | 0 |  | 7.9606e-07 |  | 0.00036804 |  | 1.0822e-06
| 8.2182e-05 |  | 3.3858e-05 |  | 0.09361 |  | 2.5943e-06 |  | 0 |  | 0 |  | 1.074e-06 |  | -0.00023744 |  | 0.0002461 |  | 6.5111e-06 |  | 4.5296e-05 |  | 9.481e-07 |  | 8.2801e-07 |  | 0 |  | 0 |  | 0.00057352 |  | 0 |  | 0 |  | 0.00036172 |  | 1.0823e-06
| 0.00010554 |  | 8.4397e-05 |  | 0.091794 |  | 5.5858e-05 |  | 0 |  | 0 |  | 1.025e-06 |  | -7.0827e-05 |  | 0.00025231 |  | -0.00018023 |  | 5.6892e-05 |  | 1.0447e-06 |  | 8.1015e-07 |  | 0 |  | 0 |  | 0.00051485 |  | 0 |  | 0 |  | 0.00036016 |  | 1.2304e-06
| 4.2484e-05 |  | 1.6533e-05 |  | 0.089701 |  | 3.8677e-05 |  | 0 |  | 0 |  | 9.7542e-07 |  | 1.0625e-05 |  | 0.00022014 |  | -0.00037346 |  | -0.00033908 |  | 1.2071e-06 |  | 8.0406e-07 |  | 0 |  | 0 |  | 0.00061802 |  | 0 |  | 7.9621e-07 |  | 0.00036177 |  | 1.2947e-06
| 4.7563e-05 |  | -1.3859e-05 |  | 0.087258 |  | -1.9221e-05 |  | 0 |  | 0 |  | 9.2451e-07 |  | 0.00020895 |  | 0.00016245 |  | -0.00018362 |  | -0.0003459 |  | 1.3043e-06 |  | 8.2192e-07 |  | 0 |  | 0 |  | 0.00072116 |  | 0 |  | 1.327e-06 |  | 0.00036256 |  | 1.2173e-06
| 6.1761e-05 |  | 6.9141e-05 |  | 0.085054 |  | 4.6798e-05 |  | 0 |  | 0 |  | 9.1014e-07 |  | 0.00023374 |  | 0.00013874 |  | -0.0002563 |  | -0.00052329 |  | 1.334e-06 |  | 8.2816e-07 |  | 0 |  | 0 |  | 0.00069899 |  | 0 |  | 5.3081e-07 |  | 0.00036258 |  | 1.1142e-06
| 2.9255e-05 |  | 2.2287e-05 |  | 0.08319 |  | 0.00013522 |  | 0 |  | 0 |  | 9.4219e-07 |  | 2.4789e-05 |  | 0.00018345 |  | -0.0002955 |  | -0.0005234 |  | 1.2256e-06 |  | 7.9797e-07 |  | 0 |  | 0 |  | 0.00061096 |  | 0 |  | 0 |  | 0.00035785 |  | 1.05e-06
| 8.1258e-06 |  | -7.9703e-05 |  | 0.081007 |  | 8.0763e-06 |  | 0 |  | 0 |  | 9.7748e-07 |  | -0.00014519 |  | 0.0002331 |  | -0.0001599 |  | -0.00014109 |  | 1.1291e-06 |  | 6.7171e-07 |  | 0 |  | 0 |  | 0.00060703 |  | 0 |  | 7.9631e-07 |  | 0.00035866 |  | 9.2176e-07
| 0 |  | -3.0039e-05 |  | 0.078947 |  | -1.6105e-05 |  | 0 |  | 0 |  | 1.0422e-06 |  | -0.00018769 |  | 0.00029069 |  | -0.00021753 |  | -5.2341e-05 |  | 1.1035e-06 |  | 5.5216e-07 |  | 0 |  | 0 |  | 0.0006475 |  | 0 |  | 1.3273e-06 |  | 0.00036263 |  | 7.7354e-07
| 0 |  | -1.3593e-05 |  | 0.076653 |  | 8.8184e-05 |  | 0 |  | 0 |  | 1.0379e-06 |  | -0.00017437 |  | 0.00024551 |  | -0.00013555 |  | -0.00024079 |  | 1.12e-06 |  | 5.4604e-07 |  | 0 |  | 0 |  | 0.00063881 |  | 0 |  | 5.3091e-07 |  | 0.000369 |  | 7.0875e-07
| 3.5553e-05 |  | -6.1744e-05 |  | 0.074177 |  | 9.2706e-06 |  | 0 |  | 0 |  | 9.6436e-07 |  | -3.1869e-05 |  | 0.00015447 |  | 0.00015198 |  | -0.00031177 |  | 1.1469e-06 |  | 5.8795e-07 |  | 0 |  | 0 |  | 0.00064044 |  | 0 |  | 2.1238e-06 |  | 0.00036664 |  | 8.7618e-07
| 3.555e-05 |  | -5.8061e-05 |  | 0.072021 |  | -2.705e-05 |  | 0 |  | 0 |  | 8.6511e-07 |  | 0.0001877 |  | 3.3115e-05 |  | 2.6548e-05 |  | -0.00012061 |  | 1.1096e-06 |  | 6.4841e-07 |  | 0 |  | 0 |  | 0.00057933 |  | 0 |  | 6.1062e-06 |  | 0.00035633 |  | 1.1469e-06
| 6.2084e-05 |  | -1.7063e-05 |  | 0.069819 |  | 5.0042e-05 |  | 0 |  | 0 |  | 8.6134e-07 |  | 9.2751e-05 |  | 5.7004e-05 |  | -7.1627e-05 |  | 7.0331e-05 |  | 1.1221e-06 |  | 7.3839e-07 |  | 0 |  | 0 |  | 0.00049289 |  | 0 |  | 3.9823e-06 |  | 0.00035161 |  | 1.0695e-06
| 6.3943e-05 |  | -4.9772e-05 |  | 0.068158 |  | 7.5921e-05 |  | 0 |  | 0 |  | 9.4441e-07 |  | -0.00020541 |  | 0.00020431 |  | 0.00012826 |  | 1.5932e-05 |  | 1.113e-06 |  | 8.2229e-07 |  | 0 |  | 0 |  | 0.00056829 |  | 0 |  | 2.3895e-06 |  | 0.00035082 |  | 9.0877e-07
| 1.8594e-06 |  | -3.9583e-05 |  | 0.065956 |  | 3.3897e-05 |  | 0 |  | 0 |  | 9.8097e-07 |  | -0.00014874 |  | 0.00022068 |  | -0.00013278 |  | -0.00018888 |  | 1.092e-06 |  | 8.1003e-07 |  | 0 |  | 0 |  | 0.00069532 |  | 0 |  | 2.3895e-06 |  | 0.00035719 |  | 9.0885e-07
| 6.5465e-05 |  | 6.9226e-05 |  | 0.06358 |  | 2.0767e-05 |  | 0 |  | 0 |  | 9.4576e-07 |  | 6.3746e-05 |  | 0.00012436 |  | -0.00027855 |  | -0.0001684 |  | 1.023e-06 |  | 7.7428e-07 |  | 0 |  | 0 |  | 0.00071993 |  | 0 |  | 0 |  | 0.00036036 |  | 1.212e-06
| 0.00010915 |  | 6.6381e-05 |  | 0.061401 |  | -1.2275e-05 |  | 0 |  | 0 |  | 9.0488e-07 |  | 9.6461e-05 |  | 0.00019943 |  | -2.1904e-05 |  | 7.3902e-05 |  | 1.0059e-06 |  | 7.3236e-07 |  | 0 |  | 0 |  | 0.0007224 |  | 0 |  | 0 |  | 0.0003612 |  | 1.3603e-06
| 5.4662e-05 |  | -3.084e-05 |  | 0.05979 |  | -5.3371e-05 |  | 0 |  | 0 |  | 9.4773e-07 |  | 8.1452e-05 |  | 0.00030816 |  | -8.8702e-05 |  | -3.5281e-05 |  | 1.0592e-06 |  | 7.5647e-07 |  | 0 |  | 0 |  | 0.00073114 |  | 0 |  | 0 |  | 0.00035961 |  | 1.2889e-06
| 2.4189e-05 |  | -0.00010107 |  | 0.058259 |  | -4.1989e-06 |  | 0 |  | 0 |  | 1.0749e-06 |  | -0.00014874 |  | 0.0003736 |  | -0.00031584 |  | -0.00022643 |  | 1.1218e-06 |  | 9.1253e-07 |  | 0 |  | 0 |  | 0.00070498 |  | 0 |  | 5.3111e-07 |  | 0.00035884 |  | 1.205e-06
| 1.3205e-05 |  | -5.7256e-05 |  | 0.056031 |  | -1.8139e-06 |  | 0 |  | 0 |  | 1.1315e-06 |  | -0.00020405 |  | 0.00037081 |  | -0.00027051 |  | -0.00028369 |  | 1.1514e-06 |  | 9.7234e-07 |  | 0 |  | 0 |  | 0.00062242 |  | 0 |  | 5.3111e-07 |  | 0.00035487 |  | 1.2308e-06
| 4.3672e-05 |  | 3.3782e-05 |  | 0.054503 |  | 4.0165e-05 |  | 0 |  | 0 |  | 1.0466e-06 |  | -0.00034706 |  | 0.00021389 |  | -7.1759e-05 |  | -0.00038344 |  | 1.1212e-06 |  | 9.3666e-07 |  | 0 |  | 0 |  | 0.00058756 |  | 0 |  | 5.3118e-07 |  | 0.00035015 |  | 1.1991e-06
| 5.9727e-05 |  | 1.1996e-05 |  | 0.0529 |  | 4.5294e-05 |  | 0 |  | 0 |  | 9.6048e-07 |  | -0.00018062 |  | 0.00013375 |  | -0.00023447 |  | -0.00031176 |  | 1.1041e-06 |  | 9.9092e-07 |  | 0 |  | 0 |  | 0.00063679 |  | 0 |  | 1.3279e-06 |  | 0.00035174 |  | 8.3825e-07
| 3.0274e-05 |  | -0.00010648 |  | 0.051544 |  | -7.7348e-06 |  | 0 |  | 0 |  | 9.6496e-07 |  | 7.0828e-05 |  | 0.00022348 |  | -0.00023108 |  | -0.00018205 |  | 1.1102e-06 |  | 1.1532e-06 |  | 0 |  | 0 |  | 0.00052086 |  | 0 |  | 1.3279e-06 |  | 0.00035651 |  | 7.284e-07
| 4.447e-05 |  | -8.933e-05 |  | 0.050485 |  | 3.3274e-05 |  | 0 |  | 0 |  | 1.0014e-06 |  | -0.00013356 |  | 0.00019772 |  | -2.9003e-05 |  | -5.1256e-05 |  | 1.1036e-06 |  | 1.2013e-06 |  | 0 |  | 0 |  | 0.00057413 |  | 0 |  | 1.3281e-06 |  | 0.00035893 |  | 9.0917e-07
| 6.072e-05 |  | 9.5137e-05 |  | 0.049126 |  | 5.9675e-05 |  | 0 |  | 0 |  | 9.9084e-07 |  | -0.00013811 |  | 0.00029423 |  | -0.00032941 |  | -0.00012402 |  | 9.9976e-07 |  | 1.0152e-06 |  | 0 |  | 0 |  | 0.00072184 |  | 0 |  | 1.3281e-06 |  | 0.00035337 |  | 1.2059e-06
| 3.0469e-05 |  | 7.6036e-05 |  | 0.048002 |  | -1.812e-05 |  | 0 |  | 0 |  | 9.5436e-07 |  | -0.00027269 |  | 0.00029743 |  | -0.00044128 |  | -0.00038344 |  | 8.7413e-07 |  | 7.3885e-07 |  | 0 |  | 0 |  | 0.00062976 |  | 0 |  | 2.9218e-06 |  | 0.0003526 |  | 1.2377e-06
| 2.3359e-05 |  | 2.7063e-05 |  | 0.047097 |  | -1.4255e-05 |  | 0 |  | 0 |  | 9.9471e-07 |  | -0.00020777 |  | 0.00015465 |  | -0.00031668 |  | -0.00025508 |  | 8.65e-07 |  | 6.0693e-07 |  | 0 |  | 0 |  | 0.0006441 |  | 0 |  | 2.3909e-06 |  | 0.00035501 |  | 1.0703e-06
| 8.8816e-05 |  | 0.0001291 |  | 0.045927 |  | 0.00010056 |  | 0 |  | 0 |  | 1.0331e-06 |  | -6.7286e-05 |  | 0.00025055 |  | -0.00023786 |  | 4.6652e-05 |  | 9.3144e-07 |  | 6.1864e-07 |  | 0 |  | 0 |  | 0.00074024 |  | 0 |  | 7.9696e-07 |  | 0.00035741 |  | 1.0577e-06
| 6.5465e-05 |  | 0.0001515 |  | 0.044726 |  | 0.00010117 |  | 0 |  | 0 |  | 9.6837e-07 |  | -0.00018061 |  | 0.00029233 |  | -0.00018362 |  | -6.9407e-05 |  | 1.0841e-06 |  | 6.7853e-07 |  | 0 |  | 0 |  | 0.00076645 |  | 0 |  | 1.3283e-06 |  | 0.00035821 |  | 1.1611e-06
| 2.1123e-05 |  | 0.00011134 |  | 0.043706 |  | 3.3701e-05 |  | 0 |  | 0 |  | 8.7776e-07 |  | -0.00040439 |  | 0.00023983 |  | -0.00012489 |  | -0.00048395 |  | 1.2098e-06 |  | 7.4454e-07 |  | 0 |  | 0 |  | 0.00073711 |  | 0 |  | 2.9224e-06 |  | 0.00035187 |  | 1.3287e-06
| 2.1125e-05 |  | 0.00011266 |  | 0.042998 |  | -2.0758e-05 |  | 0 |  | 0 |  | 8.9294e-07 |  | -0.00011332 |  | 0.00015157 |  | -0.00013617 |  | -0.00034931 |  | 1.2237e-06 |  | 7.3288e-07 |  | 0 |  | 0 |  | 0.00058067 |  | 0 |  | 2.3912e-06 |  | 0.00034634 |  | 1.4123e-06
| 1.4026e-05 |  | 0.00013597 |  | 0.042319 |  | 6.8048e-06 |  | 0 |  | 0 |  | 9.8607e-07 |  | 1.0623e-05 |  | 5.3936e-05 |  | -5.1415e-05 |  | -9.6722e-05 |  | 1.181e-06 |  | 7.0327e-07 |  | 0 |  | 0 |  | 0.00058468 |  | 0 |  | 0 |  | 0.00034 |  | 1.2963e-06
| 6.4803e-05 |  | 0.0001193 |  | 0.041329 |  | 2.8945e-05 |  | 0 |  | 0 |  | 1.0516e-06 |  | -0.00026206 |  | 4.112e-05 |  | -8.1927e-05 |  | -0.00011379 |  | 1.062e-06 |  | 6.4904e-07 |  | 0 |  | 0 |  | 0.00067127 |  | 0 |  | 0 |  | 0.00033841 |  | 1.0646e-06
| 5.0777e-05 |  | 5.122e-05 |  | 0.040706 |  | 2.1587e-05 |  | 0 |  | 0 |  | 9.6989e-07 |  | -0.0002189 |  | 9.8679e-05 |  | -6.8071e-05 |  | -5.8408e-05 |  | 1.0496e-06 |  | 5.6457e-07 |  | 0 |  | 0 |  | 0.00063079 |  | 0 |  | 7.9716e-07 |  | 0.00034241 |  | 1.0647e-06
| 1.1171e-05 |  | -1.018e-06 |  | 0.040578 |  | 3.0758e-05 |  | 0 |  | 0 |  | 8.6604e-07 |  | -0.00018062 |  | 0.00012753 |  | -0.00022431 |  | 2.2758e-06 |  | 1.0298e-06 |  | 5.1027e-07 |  | 0 |  | 0 |  | 0.00069439 |  | 0 |  | 7.9716e-07 |  | 0.00034958 |  | 1.174e-06
| 3.8377e-05 |  | 6.2601e-06 |  | 0.040069 |  | 3.8861e-05 |  | 0 |  | 0 |  | 8.3394e-07 |  | -9.2076e-05 |  | 0.00024886 |  | -0.00047857 |  | 6.3718e-05 |  | 1.0278e-06 |  | 5.2261e-07 |  | 0 |  | 0 |  | 0.00069201 |  | 0 |  | 2.3916e-06 |  | 0.00035117 |  | 1.1806e-06
| 7.0874e-05 |  | 5.447e-05 |  | 0.039516 |  | 3.7459e-05 |  | 0 |  | 0 |  | 8.7681e-07 |  | -4.452e-05 |  | 0.00025845 |  | -0.00025275 |  | -0.00019429 |  | 1.0964e-06 |  | 6.8495e-07 |  | 0 |  | 0 |  | 0.00057128 |  | 0 |  | 2.3918e-06 |  | 0.00034245 |  | 1.0648e-06
| 6.5805e-05 |  | -2.3743e-05 |  | 0.039297 |  | 2.4104e-05 |  | 0 |  | 0 |  | 9.3544e-07 |  | -0.00014166 |  | 0.00020089 |  | -0.00017007 |  | -0.00021277 |  | 1.2314e-06 |  | 8.7138e-07 |  | 0 |  | 0 |  | 0.00051096 |  | 0 |  | 2.3918e-06 |  | 0.00033534 |  | 8.9061e-07
| 4.549e-05 |  | -0.00018554 |  | 0.038981 |  | -5.3422e-06 |  | 0 |  | 0 |  | 1.0009e-06 |  | -7.0832e-05 |  | 0.00024093 |  | -0.00015651 |  | -1.1372e-06 |  | 1.3558e-06 |  | 9.6148e-07 |  | 0 |  | 0 |  | 0.00062297 |  | 0 |  | 2.9235e-06 |  | 0.00033929 |  | 8.3892e-07
| 3.8397e-05 |  | -2.8968e-05 |  | 0.038458 |  | 5.7065e-05 |  | 0 |  | 0 |  | 1.0835e-06 |  | -6.3076e-05 |  | 0.00024603 |  | -0.00015685 |  | -7.6292e-05 |  | 1.3151e-06 |  | 9.7329e-07 |  | 0 |  | 0 |  | 0.00061192 |  | 0 |  | 1.3289e-06 |  | 0.00035126 |  | 9.4834e-07
| 1.6054e-05 |  | 0.00013651 |  | 0.037773 |  | 9.6487e-05 |  | 0 |  | 0 |  | 1.1219e-06 |  | -0.00018416 |  | 0.00019974 |  | -0.00030567 |  | -0.00029129 |  | 1.1604e-06 |  | 1.064e-06 |  | 0 |  | 0 |  | 0.00060795 |  | 0 |  | 1.3289e-06 |  | 0.00035841 |  | 1.0902e-06
| 1.0156e-06 |  | 8.2765e-05 |  | 0.0378 |  | 3.645e-05 |  | 0 |  | 0 |  | 1.0817e-06 |  | -3.8955e-05 |  | 0.00025901 |  | -0.00024126 |  | -0.0002947 |  | 1.0315e-06 |  | 1.1906e-06 |  | 0 |  | 0 |  | 0.00081065 |  | 0 |  | 5.3161e-07 |  | 0.00036241 |  | 1.1936e-06
| 5.1788e-05 |  | 0.00027323 |  | 0.037687 |  | 0.00016887 |  | 0 |  | 0 |  | 1.0389e-06 |  | -2.226e-05 |  | 0.00029228 |  | -2.9005e-05 |  | 7.3908e-05 |  | 1.0328e-06 |  | 1.0283e-06 |  | 0 |  | 0 |  | 0.00079401 |  | 0 |  | 5.3164e-07 |  | 0.00036402 |  | 1.0843e-06
| 5.7702e-05 |  | 0.00030851 |  | 0.036955 |  | 0.00021583 |  | 0 |  | 0 |  | 1.0376e-06 |  | -6.7287e-05 |  | 0.00018338 |  | 0.00012148 |  | 0.00017978 |  | 1.0868e-06 |  | 8.0549e-07 |  | 0 |  | 0 |  | 0.00065571 |  | 0 |  | 2.924e-06 |  | 0.00036402 |  | 1.0067e-06
| 2.9269e-05 |  | 7.4102e-05 |  | 0.036347 |  | 3.385e-05 |  | 0 |  | 0 |  | 1.0126e-06 |  | 2.4789e-05 |  | 0.0001721 |  | 7.7406e-05 |  | -0.00010013 |  | 1.193e-06 |  | 6.4883e-07 |  | 0 |  | 0 |  | 0.00050314 |  | 0 |  | 2.9242e-06 |  | 0.00035848 |  | 1.1229e-06
| 6.678e-05 |  | 3.217e-05 |  | 0.036078 |  | -2.2404e-05 |  | 0 |  | 0 |  | 9.8606e-07 |  | 0.00022631 |  | 9.5358e-05 |  | -9.2931e-05 |  | 0.00012754 |  | 1.2047e-06 |  | 6.8519e-07 |  | 0 |  | 0 |  | 0.00052384 |  | 0 |  | 1.3292e-06 |  | 0.00035135 |  | 1.2329e-06
| 4.3425e-05 |  | 8.3385e-05 |  | 0.035988 |  | -1.1048e-05 |  | 0 |  | 0 |  | 9.8497e-07 |  | 0.00032581 |  | 6.8274e-05 |  | -0.00012261 |  | 0.00022074 |  | 1.1621e-06 |  | 9.0202e-07 |  | 0 |  | 0 |  | 0.0007083 |  | 0 |  | 7.9761e-07 |  | 0.00034819 |  | 1.2331e-06
| 0 |  | 0.00012056 |  | 0.03563 |  | 2.0026e-07 |  | 0 |  | 0 |  | 1.007e-06 |  | 0.00022666 |  | 0.00024263 |  | -0.00016668 |  | -4.21e-05 |  | 1.1529e-06 |  | 9.7425e-07 |  | 0 |  | 0 |  | 0.0006988 |  | 0 |  | 0 |  | 0.00034423 |  | 1.1423e-06
| 0 |  | 0.0001314 |  | 0.034991 |  | 9.371e-05 |  | 0 |  | 0 |  | 9.6923e-07 |  | 0.0001484 |  | 0.00019304 |  | -0.0001462 |  | -2.9801e-05 |  | 1.1911e-06 |  | 8.3596e-07 |  | 0 |  | 0 |  | 0.00061215 |  | 0 |  | 0 |  | 0.00033946 |  | 1.1297e-06
| 0 |  | 0.00011748 |  | 0.034503 |  | 0.00014239 |  | 0 |  | 0 |  | 9.4727e-07 |  | 0.00019832 |  | 9.2042e-05 |  | -0.00016328 |  | 0.00016612 |  | 1.1958e-06 |  | 6.9772e-07 |  | 0 |  | 0 |  | 0.0006583 |  | 0 |  | 7.9766e-07 |  | 0.00033631 |  | 1.1172e-06
| 0 |  | 6.9679e-05 |  | 0.034036 |  | 7.2915e-05 |  | 0 |  | 0 |  | 9.605e-07 |  | -3.5415e-06 |  | 0.00018506 |  | -0.0002921 |  | 5.6902e-06 |  | 1.0918e-06 |  | 8.3603e-07 |  | 0 |  | 0 |  | 0.00070282 |  | 0 |  | 7.9771e-07 |  | 0.0003379 |  | 1.1881e-06
| 3.4301e-05 |  | 7.0964e-05 |  | 0.033285 |  | 3.8778e-05 |  | 0 |  | 0 |  | 1.0488e-06 |  | -0.00024857 |  | 0.00018846 |  | -0.00046938 |  | -0.00020145 |  | 1.0043e-06 |  | 1.1245e-06 |  | 0 |  | 0 |  | 0.00058444 |  | 0 |  | 7.9771e-07 |  | 0.00034032 |  | 1.2724e-06
| 3.4298e-05 |  | 0.00015408 |  | 0.032656 |  | 3.8387e-05 |  | 0 |  | 0 |  | 1.0752e-06 |  | -6.0206e-05 |  | 0.00019014 |  | -0.00020058 |  | 7.7367e-05 |  | 9.8981e-07 |  | 1.0282e-06 |  | 0 |  | 0 |  | 0.00053991 |  | 0 |  | 1.3296e-06 |  | 0.00034032 |  | 1.3109e-06
| 0 |  | 0.0001821 |  | 0.032162 |  | 0.00010113 |  | 0 |  | 0 |  | 9.9784e-07 |  | -0.00010624 |  | 0.00022514 |  | 8.0794e-05 |  | 0.00032997 |  | 1.0637e-06 |  | 7.2131e-07 |  | 0 |  | 0 |  | 0.00068944 |  | 0 |  | 1.3297e-06 |  | 0.00033716 |  | 1.4337e-06
| 1.8277e-05 |  | 0.00015171 |  | 0.031698 |  | 0.00014248 |  | 0 |  | 0 |  | 9.4312e-07 |  | -0.00026341 |  | 0.0002522 |  | 0.0001095 |  | 0.00015258 |  | 1.1283e-06 |  | 6.2503e-07 |  | 0 |  | 0 |  | 0.00088824 |  | 0 |  | 4.521e-06 |  | 0.00033319 |  | 1.5439e-06
| 1.8277e-05 |  | 0.00011638 |  | 0.031187 |  | 4.4382e-05 |  | 0 |  | 0 |  | 9.5887e-07 |  | 4.6038e-05 |  | 0.00024599 |  | -5.6426e-07 |  | -0.00013426 |  | 1.1026e-06 |  | 7.6338e-07 |  | 0 |  | 0 |  | 0.00070066 |  | 0 |  | 3.7234e-06 |  | 0.00033721 |  | 1.6467e-06
| 1.1169e-05 |  | 0.00010259 |  | 0.030379 |  | -1.7473e-05 |  | 0 |  | 0 |  | 1.013e-06 |  | 0.00038955 |  | 0.00020593 |  | -2.7676e-05 |  | 7.0543e-05 |  | 9.9591e-07 |  | 8.8999e-07 |  | 0 |  | 0 |  | 0.00055751 |  | 0 |  | 5.3194e-07 |  | 0.00034436 |  | 1.5757e-06
| 1.1169e-05 |  | 0.00017254 |  | 0.02973 |  | 1.6488e-05 |  | 0 |  | 0 |  | 9.8793e-07 |  | 0.00040811 |  | 0.00026687 |  | 0.00010951 |  | -7.2716e-05 |  | 9.0971e-07 |  | 8.5424e-07 |  | 0 |  | 0 |  | 0.0007699 |  | 0 |  | 5.3194e-07 |  | 0.00034757 |  | 1.1952e-06
| 0 |  | 0.00022332 |  | 0.029201 |  | 9.2369e-05 |  | 0 |  | 0 |  | 9.5715e-07 |  | 9.2076e-05 |  | 0.00023809 |  | -0.00022091 |  | -0.00022984 |  | 9.4668e-07 |  | 7.2768e-07 |  | 0 |  | 0 |  | 0.00092022 |  | 0 |  | 5.3198e-07 |  | 0.00034121 |  | 1.0593e-06
| 3.8859e-06 |  | 0.00023695 |  | 0.028603 |  | 0.00011496 |  | 0 |  | 0 |  | 9.8802e-07 |  | -0.00026341 |  | 0.00017095 |  | 1.0064e-05 |  | 0.00011682 |  | 1.0126e-06 |  | 6.1958e-07 |  | 0 |  | 0 |  | 0.00081131 |  | 0 |  | 5.3198e-07 |  | 0.00033566 |  | 9.8832e-07
| 3.8859e-06 |  | 0.00022771 |  | 0.02801 |  | 8.3697e-05 |  | 0 |  | 0 |  | 1.0108e-06 |  | -0.00016291 |  | 0.00019973 |  | 0.00041301 |  | 0.00011833 |  | 1.0548e-06 |  | 5.3562e-07 |  | 0 |  | 0 |  | 0.00070875 |  | 0 |  | 0 |  | 0.00033886 |  | 9.6254e-07
| 0 |  | 7.0101e-05 |  | 0.02722 |  | -2.8209e-05 |  | 0 |  | 0 |  | 1.0026e-06 |  | 0.00015936 |  | 0.00016757 |  | 0.00010113 |  | 5.6888e-06 |  | 1.0423e-06 |  | 4.8743e-07 |  | 0 |  | 0 |  | 0.00066822 |  | 0 |  | 0 |  | 0.00034604 |  | 1.0594e-06
| 0 |  | -4.0404e-05 |  | 0.0267 |  | -7.2444e-05 |  | 0 |  | 0 |  | 9.5093e-07 |  | 1.8551e-05 |  | 0.00018053 |  | -0.00018527 |  | 0.00010251 |  | 1.0239e-06 |  | 4.6334e-07 |  | 0 |  | 0 |  | 0.00064917 |  | 0 |  | 5.3208e-07 |  | 0.00035163 |  | 1.2405e-06
| 2.2133e-05 |  | 0.00016796 |  | 0.0263 |  | 3.9654e-05 |  | 0 |  | 0 |  | 9.5669e-07 |  | -4.6038e-05 |  | 0.00024938 |  | 0.00019606 |  | 2.617e-05 |  | 1.0839e-06 |  | 4.331e-07 |  | 0 |  | 0 |  | 0.00068258 |  | 0 |  | 2.9264e-06 |  | 0.00035163 |  | 1.5895e-06
| 3.6348e-05 |  | 0.00022589 |  | 0.025577 |  | 3.8985e-05 |  | 0 |  | 0 |  | 1.0362e-06 |  | 0.00010624 |  | 0.00026687 |  | 0.00015199 |  | -0.0001172 |  | 1.14e-06 |  | 5.8947e-07 |  | 0 |  | 0 |  | 0.00058874 |  | 0 |  | 2.3945e-06 |  | 0.00034768 |  | 1.6089e-06
| 1.4214e-05 |  | 0.00016533 |  | 0.024863 |  | 6.2981e-05 |  | 0 |  | 0 |  | 1.0406e-06 |  | -1.8551e-05 |  | 0.00023017 |  | 3.8473e-05 |  | -0.00030516 |  | 1.1407e-06 |  | 8.1191e-07 |  | 0 |  | 0 |  | 0.00057525 |  | 0 |  | 7.9816e-07 |  | 0.00034611 |  | 1.5373e-06
| 0 |  | 0.00016481 |  | 0.024217 |  | 0.00012866 |  | 0 |  | 0 |  | 9.6883e-07 |  | -7.083e-06 |  | 0.00015965 |  | 0.00030792 |  | -0.00013427 |  | 1.0913e-06 |  | 9.9242e-07 |  | 0 |  | 0 |  | 0.00063493 |  | 0 |  | 7.9821e-07 |  | 0.00034611 |  | 1.4213e-06
| 5.3558e-05 |  | 0.00014475 |  | 0.023751 |  | 9.5913e-05 |  | 0 |  | 0 |  | 8.8374e-07 |  | 0.00019123 |  | 9.213e-05 |  | 0.00012825 |  | -0.0001172 |  | 1.0729e-06 |  | 9.6832e-07 |  | 0 |  | 0 |  | 0.00069465 |  | 0 |  | 7.9826e-07 |  | 0.00034772 |  | 1.3443e-06
| 7.4875e-05 |  | 0.00020838 |  | 0.023001 |  | 4.4882e-05 |  | 0 |  | 0 |  | 8.6427e-07 |  | 0.0001113 |  | 0.00018521 |  | -2.9004e-05 |  | -0.00032661 |  | 1.1224e-06 |  | 8.0031e-07 |  | 0 |  | 0 |  | 0.00075517 |  | 0 |  | 7.9826e-07 |  | 0.00034615 |  | 1.144e-06
| 2.1321e-05 |  | 0.00014386 |  | 0.022228 |  | 1.767e-05 |  | 0 |  | 0 |  | 8.6238e-07 |  | -2.8331e-05 |  | 0.00031987 |  | -0.0003633 |  | -0.00029469 |  | 1.1514e-06 |  | 6.5014e-07 |  | 0 |  | 0 |  | 0.0007958 |  | 0 |  | 7.9831e-07 |  | 0.00033503 |  | 1.0472e-06
| 0 |  | 0.0001091 |  | 0.021741 |  | 8.5508e-06 |  | 0 |  | 0 |  | 8.5111e-07 |  | -2.968e-05 |  | 0.00028095 |  | -0.00027761 |  | -0.00023721 |  | 1.1515e-06 |  | 5.3586e-07 |  | 0 |  | 0 |  | 0.00086026 |  | 0 |  | 7.9831e-07 |  | 0.00032787 |  | 1.1441e-06
| 0 |  | 8.3868e-05 |  | 0.021293 |  | 1.4966e-05 |  | 0 |  | 0 |  | 9.337e-07 |  | 0.00012395 |  | 0.00014948 |  | -8.8702e-05 |  | -7.2821e-05 |  | 1.1482e-06 |  | 5.1793e-07 |  | 0 |  | 0 |  | 0.00075606 |  | 0 |  | 2.3952e-06 |  | 0.00032709 |  | 1.3313e-06
| 0 |  | -2.6105e-05 |  | 0.020822 |  | 3.7855e-05 |  | 0 |  | 0 |  | 1.0895e-06 |  | 5.3121e-05 |  | 0.00013989 |  | 6.3844e-05 |  | -4.5516e-06 |  | 1.1464e-06 |  | 5.7175e-07 |  | 0 |  | 0 |  | 0.00071711 |  | 0 |  | 2.3951e-06 |  | 0.00033746 |  | 1.3898e-06
| 0 |  | 2.5956e-05 |  | 0.020324 |  | 3.0366e-05 |  | 0 |  | 0 |  | 1.1779e-06 |  | 1.8551e-05 |  | 0.00036106 |  | 0.00012016 |  | -1.1914e-06 |  | 1.1465e-06 |  | 6.4413e-07 |  | 0 |  | 0 |  | 0.00079197 |  | 0 |  | 2.3954e-06 |  | 0.00034624 |  | 1.0667e-06
| 0 |  | 5.6832e-05 |  | 0.019937 |  | 6.4396e-05 |  | 0 |  | 0 |  | 1.1627e-06 |  | -0.00012395 |  | 0.00039318 |  | -2.0898e-05 |  | -6.9407e-05 |  | 1.0956e-06 |  | 8.8514e-07 |  | 0 |  | 0 |  | 0.00077207 |  | 0 |  | 2.3954e-06 |  | 0.00034703 |  | 7.6924e-07
| 2.8721e-06 |  | 0.00011099 |  | 0.019517 |  | 9.8115e-05 |  | 0 |  | 0 |  | 1.0727e-06 |  | -0.0005135 |  | 0.00022171 |  | 0.00030793 |  | 0.00012175 |  | 1.0417e-06 |  | 1.0293e-06 |  | 0 |  | 0 |  | 0.00072914 |  | 0 |  | 7.9851e-07 |  | 0.00034228 |  | 6.7246e-07
| 2.8721e-06 |  | 0.0001851 |  | 0.01897 |  | 0.00010763 |  | 0 |  | 0 |  | 9.5728e-07 |  | -0.00034503 |  | 0.00020591 |  | 5.6233e-05 |  | -2.6217e-05 |  | 1.0345e-06 |  | 9.6875e-07 |  | 0 |  | 0 |  | 0.00069256 |  | 0 |  | 1.3309e-06 |  | 0.00033354 |  | 9.2405e-07
| 5.4563e-05 |  | 6.847e-05 |  | 0.018341 |  | 5.9607e-05 |  | 0 |  | 0 |  | 9.0494e-07 |  | 3.1872e-05 |  | 0.0002042 |  | -9.5486e-05 |  | -4.8921e-05 |  | 1.1241e-06 |  | 7.7649e-07 |  | 0 |  | 0 |  | 0.00069973 |  | 0 |  | 4.5252e-06 |  | 0.00033195 |  | 1.0728e-06
| 9.924e-05 |  | 6.2849e-05 |  | 0.017806 |  | 6.952e-05 |  | 0 |  | 0 |  | 9.006e-07 |  | 4.452e-05 |  | 0.00015909 |  | -0.00011424 |  | 3.4568e-05 |  | 1.2726e-06 |  | 6.8072e-07 |  | 0 |  | 0 |  | 0.00060667 |  | 0 |  | 3.9931e-06 |  | 0.00033199 |  | 9.9584e-07
| 4.6526e-05 |  | 0.00012207 |  | 0.017527 |  | 8.7581e-05 |  | 0 |  | 0 |  | 9.0068e-07 |  | -0.00016998 |  | 0.00018164 |  | -0.00043788 |  | -5.5753e-05 |  | 1.3611e-06 |  | 7.2901e-07 |  | 0 |  | 0 |  | 0.00067752 |  | 0 |  | 2.3958e-06 |  | 0.00033518 |  | 9.7667e-07
| 1.8584e-06 |  | 0.00016228 |  | 0.01716 |  | 8.6771e-05 |  | 0 |  | 0 |  | 8.887e-07 |  | -2.8326e-05 |  | 0.00027302 |  | 6.2069e-06 |  | 0.00012516 |  | 1.34e-06 |  | 6.6285e-07 |  | 0 |  | 0 |  | 0.00058517 |  | 0 |  | 2.9284e-06 |  | 0.00033518 |  | 1.0862e-06
| 0 |  | 0.00022523 |  | 0.016566 |  | 0.00010401 |  | 0 |  | 0 |  | 8.7419e-07 |  | -8.9035e-05 |  | 0.00021212 |  | 0.00036876 |  | 0.00014185 |  | 1.1824e-06 |  | 6.1462e-07 |  | 0 |  | 0 |  | 0.00059639 |  | 0 |  | 2.9286e-06 |  | 0.0003392 |  | 1.1121e-06
| 5.1774e-05 |  | 0.00023938 |  | 0.016014 |  | 0.00012459 |  | 0 |  | 0 |  | 8.6229e-07 |  | -0.00015582 |  | 9.5279e-05 |  | -2.4296e-05 |  | -0.00012061 |  | 1.0117e-06 |  | 6.3261e-07 |  | 0 |  | 0 |  | 0.0008273 |  | 0 |  | 2.3961e-06 |  | 0.00034079 |  | 9.7012e-07
| 0.00011721 |  | 0.00018453 |  | 0.015809 |  | 9.5174e-05 |  | 0 |  | 0 |  | 8.119e-07 |  | 0.00020034 |  | 0.00014153 |  | -0.00023499 |  | -0.00031946 |  | 9.2139e-07 |  | 7.712e-07 |  | 0 |  | 0 |  | 0.00070154 |  | 0 |  | 0 |  | 0.00034161 |  | 8.7923e-07
| 6.9496e-05 |  | 0.00011759 |  | 0.015593 |  | 6.9762e-06 |  | 0 |  | 0 |  | 7.5638e-07 |  | 0.00019478 |  | 0.00019913 |  | -6.8368e-05 |  | -5.9169e-05 |  | 9.1744e-07 |  | 7.712e-07 |  | 0 |  | 0 |  | 0.00063385 |  | 0 |  | 0 |  | 0.00033763 |  | 9.5692e-07
| 4.0608e-06 |  | 0.00014166 |  | 0.015129 |  | 4.6853e-05 |  | 0 |  | 0 |  | 8.447e-07 |  | -0.00021957 |  | 0.00023128 |  | -0.00013616 |  | 9.1026e-05 |  | 9.3129e-07 |  | 6.3267e-07 |  | 0 |  | 0 |  | 0.00069685 |  | 0 |  | 7.9881e-07 |  | 0.00032652 |  | 1.0605e-06
| 3.147e-05 |  | 0.00017947 |  | 0.014942 |  | 4.7743e-05 |  | 0 |  | 0 |  | 1.0296e-06 |  | -5.566e-05 |  | 0.00019292 |  | -0.0002705 |  | -1.192e-05 |  | 9.2477e-07 |  | 5.0036e-07 |  | 0 |  | 0 |  | 0.00056146 |  | 0 |  | 7.9886e-07 |  | 0.00032175 |  | 1.0473e-06
| 3.147e-05 |  | 0.00012144 |  | 0.014601 |  | 9.4982e-06 |  | 0 |  | 0 |  | 1.1225e-06 |  | 0.00029039 |  | 0.00010811 |  | -0.00029212 |  | -0.00010013 |  | 9.6905e-07 |  | 4.3979e-07 |  | 0 |  | 0 |  | 0.00059813 |  | 0 |  | 3.9946e-06 |  | 0.00031938 |  | 1.1125e-06
| 1.9289e-05 |  | 0.00011641 |  | 0.014013 |  | 3.546e-05 |  | 0 |  | 0 |  | 1.055e-06 |  | 4.452e-05 |  | 0.00011431 |  | -0.00038771 |  | -6.1985e-05 |  | 1.0779e-06 |  | 5.2391e-07 |  | 0 |  | 0 |  | 0.00070167 |  | 0 |  | 3.9946e-06 |  | 0.00032177 |  | 1.3523e-06
| 1.9287e-05 |  | 0.00031745 |  | 0.013849 |  | 0.00015528 |  | 0 |  | 0 |  | 9.4336e-07 |  | -3.5414e-05 |  | 0.00016414 |  | -0.00033279 |  | -4.5513e-05 |  | 1.1519e-06 |  | 7.7697e-07 |  | 0 |  | 0 |  | 0.00062609 |  | 0 |  | 7.9891e-07 |  | 0.0003226 |  | 1.4554e-06
| 3.9592e-05 |  | 0.00042611 |  | 0.0137 |  | 0.00023365 |  | 0 |  | 0 |  | 9.0992e-07 |  | 0.0001275 |  | 0.00017261 |  | -0.00013617 |  | 0.00011833 |  | 1.1677e-06 |  | 1.09e-06 |  | 0 |  | 0 |  | 0.00061892 |  | 0 |  | 1.3317e-06 |  | 0.00031623 |  | 1.2481e-06
| 6.8816e-05 |  | 0.00029637 |  | 0.013406 |  | 0.00010932 |  | 0 |  | 0 |  | 9.4778e-07 |  | -3.3387e-05 |  | 0.00018502 |  | -0.00020302 |  | 4.886e-05 |  | 1.138e-06 |  | 1.1989e-06 |  | 0 |  | 0 |  | 0.00056555 |  | 0 |  | 1.3317e-06 |  | 0.00030906 |  | 8.7946e-07
| 2.9222e-05 |  | 0.00024167 |  | 0.013166 |  | 1.5773e-05 |  | 0 |  | 0 |  | 9.8455e-07 |  | -0.00012749 |  | 0.00021829 |  | -0.00020735 |  | -0.00028105 |  | 1.0934e-06 |  | 1.0487e-06 |  | 0 |  | 0 |  | 0.00051225 |  | 0 |  | 7.9901e-07 |  | 0.00030273 |  | 6.5971e-07
| 8.9529e-06 |  | 0.00015657 |  | 0.012945 |  | -2.4126e-05 |  | 0 |  | 0 |  | 1.0129e-06 |  | -9.2748e-05 |  | 0.00012884 |  | -7.5174e-05 |  | -0.00021218 |  | 1.0939e-06 |  | 7.956e-07 |  | 0 |  | 0 |  | 0.00064688 |  | 0 |  | 7.9906e-07 |  | 0.00030352 |  | 6.922e-07
| 3.5344e-05 |  | 0.00013111 |  | 0.0127 |  | 1.9806e-06 |  | 0 |  | 0 |  | 1.0344e-06 |  | -6.0201e-05 |  | 0.00015928 |  | -0.00026838 |  | -0.00029129 |  | 1.0835e-06 |  | 5.6674e-07 |  | 0 |  | 0 |  | 0.00074332 |  | 0 |  | 1.3319e-06 |  | 0.00031868 |  | 7.5073e-07
| 2.6392e-05 |  | 0.00027935 |  | 0.012432 |  | 8.1606e-05 |  | 0 |  | 0 |  | 9.9411e-07 |  | -2.8332e-05 |  | 0.0001785 |  | -0.00042772 |  | -0.00056777 |  | 1.0387e-06 |  | 4.0406e-07 |  | 0 |  | 0 |  | 0.00081502 |  | 0 |  | 4.5286e-06 |  | 0.00033063 |  | 8.478e-07
| 0 |  | 0.00030788 |  | 0.012205 |  | 0.00018685 |  | 0 |  | 0 |  | 9.5308e-07 |  | -5.9361e-05 |  | 0.00019769 |  | -0.00019593 |  | -0.00040885 |  | 1.0136e-06 |  | 3.6755e-07 |  | 0 |  | 0 |  | 0.00083505 |  | 0 |  | 4.5286e-06 |  | 0.00033466 |  | 9.767e-07
| 3.3275e-05 |  | 0.00026905 |  | 0.012048 |  | 0.00016855 |  | 0 |  | 0 |  | 9.4496e-07 |  | -6.0204e-05 |  | 0.00025213 |  | 6.0455e-05 |  | -0.00011037 |  | 1.0817e-06 |  | 5.0001e-07 |  | 0 |  | 0 |  | 0.00079282 |  | 0 |  | 5.3281e-07 |  | 0.00033227 |  | 1.0612e-06
| 3.3275e-05 |  | 0.00020422 |  | 0.011995 |  | 0.00010492 |  | 0 |  | 0 |  | 9.538e-07 |  | -0.00012243 |  | 0.00018839 |  | -0.00015331 |  | -0.00017999 |  | 1.1741e-06 |  | 6.4482e-07 |  | 0 |  | 0 |  | 0.00082952 |  | 0 |  | 2.1312e-06 |  | 0.0003291 |  | 1.2619e-06
| 2.9222e-05 |  | 9.2077e-05 |  | 0.011986 |  | 0.0001295 |  | 0 |  | 0 |  | 9.1727e-07 |  | -0.00010978 |  | 0.00020419 |  | -3.1074e-05 |  | -0.00010354 |  | 1.1234e-06 |  | 6.6282e-07 |  | 0 |  | 0 |  | 0.00084944 |  | 0 |  | 4.5292e-06 |  | 0.0003283 |  | 1.359e-06
| 2.9222e-05 |  | 0.00018838 |  | 0.011784 |  | 0.00015902 |  | 0 |  | 0 |  | 8.4096e-07 |  | -9.5618e-05 |  | 0.00016245 |  | -3.7855e-05 |  | -0.00013426 |  | 1.0284e-06 |  | 5.4219e-07 |  | 0 |  | 0 |  | 0.00089816 |  | 0 |  | 2.9308e-06 |  | 0.00032276 |  | 1.3139e-06
| 0 |  | 0.00030931 |  | 0.011474 |  | 0.0001245 |  | 0 |  | 0 |  | 8.6424e-07 |  | -7.791e-05 |  | 0.00030515 |  | -0.00027761 |  | -0.0003874 |  | 1.0838e-06 |  | 4.2146e-07 |  | 0 |  | 0 |  | 0.00077623 |  | 0 |  | 1.3322e-06 |  | 0.0003148 |  | 9.9681e-07
| 1.5227e-05 |  | 6.7183e-05 |  | 0.01133 |  | 9.2033e-06 |  | 0 |  | 0 |  | 9.4395e-07 |  | 4.2497e-05 |  | 0.00044447 |  | -8.193e-05 |  | -0.00026398 |  | 1.1962e-06 |  | 4.2153e-07 |  | 0 |  | 0 |  | 0.00059452 |  | 0 |  | 7.9936e-07 |  | 0.00030523 |  | 6.8659e-07
| 9.0245e-05 |  | 4.4577e-05 |  | 0.011046 |  | 3.2883e-05 |  | 0 |  | 0 |  | 9.7615e-07 |  | -7.4203e-06 |  | 0.00032433 |  | 0.00019829 |  | -1.1921e-06 |  | 1.2708e-06 |  | 6.2642e-07 |  | 0 |  | 0 |  | 0.00062489 |  | 0 |  | 7.9936e-07 |  | 0.0002965 |  | 7.1251e-07
| 0.00011358 |  | 0.00027417 |  | 0.010939 |  | 0.00011881 |  | 0 |  | 0 |  | 9.3827e-07 |  | -0.0003683 |  | 0.00021206 |  | 0.00021979 |  | 2.2757e-05 |  | 1.2292e-06 |  | 8.4987e-07 |  | 0 |  | 0 |  | 0.00074205 |  | 0 |  | 1.3324e-06 |  | 0.00029252 |  | 9.4514e-07
| 3.8573e-05 |  | 0.00041688 |  | 0.010832 |  | 7.7352e-05 |  | 0 |  | 0 |  | 9.3077e-07 |  | -0.00028196 |  | 0.00023747 |  | 0.0002125 |  | 0.00011324 |  | 1.1309e-06 |  | 8.2581e-07 |  | 0 |  | 0 |  | 0.00070145 |  | 0 |  | 2.9312e-06 |  | 0.00029413 |  | 1.3653e-06
| 3.6543e-05 |  | 0.00037998 |  | 0.010417 |  | 7.7825e-05 |  | 0 |  | 0 |  | 9.6676e-07 |  | -1.0623e-05 |  | 0.00031925 |  | 0.00023335 |  | 0.00016271 |  | 1.0127e-06 |  | 6.9271e-07 |  | 0 |  | 0 |  | 0.00070703 |  | 0 |  | 2.9316e-06 |  | 0.00029732 |  | 1.6505e-06
| 6.7785e-05 |  | 0.00030971 |  | 0.010167 |  | 9.9305e-05 |  | 0 |  | 0 |  | 1.0243e-06 |  | -1.0623e-05 |  | 0.00032938 |  | 0.00014182 |  | 0.00016271 |  | 9.1907e-07 |  | 7.9554e-07 |  | 0 |  | 0 |  | 0.00072147 |  | 0 |  | 1.3325e-06 |  | 0.00029417 |  | 1.6899e-06
| 6.8806e-05 |  | 0.00034333 |  | 0.010096 |  | 5.1524e-05 |  | 0 |  | 0 |  | 1.0161e-06 |  | -7.4188e-06 |  | 0.00033561 |  | -0.00011424 |  | 0.00024913 |  | 9.402e-07 |  | 1.0067e-06 |  | 0 |  | 0 |  | 0.00076133 |  | 0 |  | 7.9956e-07 |  | 0.00028859 |  | 1.4499e-06
| 5.8667e-05 |  | 0.00025568 |  | 0.010019 |  | 0.00010491 |  | 0 |  | 0 |  | 9.3851e-07 |  | -0.00024081 |  | 0.00032092 |  | -0.00034635 |  | -3.5267e-05 |  | 9.8387e-07 |  | 9.405e-07 |  | 0 |  | 0 |  | 0.00077413 |  | 0 |  | 0 |  | 0.0002886 |  | 1.0617e-06
| 2.1114e-05 |  | 0.00018039 |  | 0.0097908 |  | 0.00014365 |  | 0 |  | 0 |  | 8.9312e-07 |  | -0.00021889 |  | 0.00024593 |  | -0.00050846 |  | -0.00034807 |  | 1.0348e-06 |  | 6.4522e-07 |  | 0 |  | 0 |  | 0.0006378 |  | 0 |  | 5.3308e-07 |  | 0.00030136 |  | 8.1582e-07
| 0 |  | 0.00035731 |  | 0.0094741 |  | 0.00015082 |  | 0 |  | 0 |  | 8.7986e-07 |  | -0.00016645 |  | 0.00023124 |  | -0.00037687 |  | -0.0003698 |  | 1.0698e-06 |  | 4.1611e-07 |  | 0 |  | 0 |  | 0.00071039 |  | 0 |  | 5.3311e-07 |  | 0.00031174 |  | 6.7952e-07
| 0 |  | 0.00035873 |  | 0.0092662 |  | 0.00014709 |  | 0 |  | 0 |  | 8.7228e-07 |  | -2.5973e-05 |  | 0.00026454 |  | -0.00024209 |  | -0.0002694 |  | 1.1378e-06 |  | 3.9196e-07 |  | 0 |  | 0 |  | 0.00068652 |  | 0 |  | 0 |  | 0.00031495 |  | 7.2473e-07
| 0 |  | 0.00029529 |  | 0.0090855 |  | 9.5013e-05 |  | 0 |  | 0 |  | 8.7235e-07 |  | -0.0001027 |  | 0.00025831 |  | -0.00020397 |  | -0.00015474 |  | 1.1399e-06 |  | 3.7404e-07 |  | 0 |  | 0 |  | 0.00058609 |  | 0 |  | 0 |  | 0.00031497 |  | 8.2188e-07
| 2.03e-05 |  | 0.00047513 |  | 0.0087736 |  | 5.8562e-05 |  | 0 |  | 0 |  | 9.8994e-07 |  | -0.00030456 |  | 0.00025549 |  | -0.00026498 |  | 1.5929e-05 |  | 1.0938e-06 |  | 3.1957e-07 |  | 0 |  | 0 |  | 0.0006427 |  | 0 |  | 5.3314e-07 |  | 0.00031258 |  | 9.1306e-07
| 2.03e-05 |  | 0.00050855 |  | 0.0084487 |  | 3.7841e-05 |  | 0 |  | 0 |  | 1.1232e-06 |  | 9.275e-05 |  | 0.00022504 |  | -0.00032022 |  | 0.00015258 |  | 1.0376e-06 |  | 3.3134e-07 |  | 0 |  | 0 |  | 0.00059729 |  | 0 |  | 2.9325e-06 |  | 0.0003134 |  | 9.3235e-07
| 1.624e-05 |  | 0.00066474 |  | 0.0082164 |  | 3.3487e-05 |  | 0 |  | 0 |  | 1.0999e-06 |  | 4.6037e-05 |  | 0.0002679 |  | -0.00038364 |  | 4.665e-05 |  | 9.6695e-07 |  | 6.0322e-07 |  | 0 |  | 0 |  | 0.00052396 |  | 0 |  | 2.9327e-06 |  | 0.00031102 |  | 8.9311e-07
| 1.624e-05 |  | 0.00087072 |  | 0.0079349 |  | 0.00012255 |  | 0 |  | 0 |  | 9.6538e-07 |  | 2.2259e-05 |  | 0.00031584 |  | -0.00039481 |  | 5.9597e-06 |  | 9.5383e-07 |  | 9.2906e-07 |  | 0 |  | 0 |  | 0.00059896 |  | 0 |  | 5.3321e-07 |  | 0.00031104 |  | 8.6725e-07
| 1.9285e-05 |  | 0.00096626 |  | 0.0077076 |  | 0.000144 |  | 0 |  | 0 |  | 8.7259e-07 |  | 0.0001629 |  | 0.0002617 |  | -0.00015312 |  | -0.00024691 |  | 9.6911e-07 |  | 1.0437e-06 |  | 0 |  | 0 |  | 0.00072497 |  | 0 |  | 5.3324e-07 |  | 0.00030865 |  | 8.0281e-07
| 1.9285e-05 |  | 0.0010183 |  | 0.0075824 |  | 0.00010077 |  | 0 |  | 0 |  | 8.5616e-07 |  | -6.3076e-05 |  | 0.0002459 |  | -2.1901e-05 |  | -0.00015496 |  | 1.0781e-06 |  | 8.0216e-07 |  | 0 |  | 0 |  | 0.00070508 |  | 0 |  | 1.3332e-06 |  | 0.00030468 |  | 8.1611e-07
| 3.248e-05 |  | 0.0011303 |  | 0.0073794 |  | 6.3212e-05 |  | 0 |  | 0 |  | 8.1825e-07 |  | -0.0002054 |  | 0.00025888 |  | -8.5316e-05 |  | 0.00015588 |  | 1.1336e-06 |  | 4.6395e-07 |  | 0 |  | 0 |  | 0.00073783 |  | 0 |  | 1.3332e-06 |  | 0.00030151 |  | 9.3916e-07
| 3.248e-05 |  | 0.0013419 |  | 0.007129 |  | 4.6077e-05 |  | 0 |  | 0 |  | 8.0631e-07 |  | -0.00014098 |  | 0.00018679 |  | -0.00020303 |  | 2.3842e-06 |  | 1.1106e-06 |  | 3.1346e-07 |  | 0 |  | 0 |  | 0.0008152 |  | 0 |  | 2.9332e-06 |  | 0.00029992 |  | 1.1208e-06
| 2.5375e-05 |  | 0.0015823 |  | 0.0068605 |  | 8.988e-05 |  | 0 |  | 0 |  | 8.0891e-07 |  | -0.00015228 |  | 0.00013039 |  | 4.3505e-05 |  | -0.00010354 |  | 1.04e-06 |  | 2.8375e-07 |  | 0 |  | 0 |  | 0.00069001 |  | 0 |  | 2.9334e-06 |  | 0.00030472 |  | 1.2054e-06
| 4.0407e-05 |  | 0.0017476 |  | 0.0065526 |  | 9.4334e-05 |  | 0 |  | 0 |  | 8.5441e-07 |  | -0.0001855 |  | 0.00028877 |  | -3.9664e-05 |  | -0.00026582 |  | 9.8448e-07 |  | 3.4384e-07 |  | 0 |  | 0 |  | 0.0005664 |  | 0 |  | 1.3334e-06 |  | 0.00031352 |  | 1.1662e-06
| 1.5031e-05 |  | 0.001946 |  | 0.0063952 |  | 0.00012342 |  | 0 |  | 0 |  | 9.2717e-07 |  | -0.00014166 |  | 0.00041845 |  | -0.00025482 |  | 9.0976e-06 |  | 1.0077e-06 |  | 4.1637e-07 |  | 0 |  | 0 |  | 0.00057761 |  | 0 |  | 8.0006e-07 |  | 0.00032072 |  | 1.153e-06
| 0 |  | 0.0021959 |  | 0.0061403 |  | 0.00020167 |  | 0 |  | 0 |  | 9.7015e-07 |  | -9.5618e-05 |  | 0.00033558 |  | -2.0905e-05 |  | -7.9743e-06 |  | 1.1128e-06 |  | 4.647e-07 |  | 0 |  | 0 |  | 0.0007994 |  | 0 |  | 8.0006e-07 |  | 0.00032151 |  | 1.0818e-06
| 0 |  | 0.002372 |  | 0.0059547 |  | 0.00024833 |  | 0 |  | 0 |  | 9.8911e-07 |  | 4.452e-05 |  | 0.00025098 |  | 4.2026e-05 |  | -0.00043747 |  | 1.2092e-06 |  | 5.3657e-07 |  | 0 |  | 0 |  | 0.00086407 |  | 0 |  | 1.3335e-06 |  | 0.00031276 |  | 9.9131e-07
| 4.0362e-05 |  | 0.0025144 |  | 0.0058143 |  | 0.00015737 |  | 0 |  | 0 |  | 9.3176e-07 |  | 4.2497e-05 |  | 0.00034063 |  | -0.00010905 |  | -0.00044831 |  | 1.1936e-06 |  | 5.85e-07 |  | 0 |  | 0 |  | 0.0007963 |  | 0 |  | 2.9339e-06 |  | 0.00030959 |  | 9.7218e-07
| 4.0366e-05 |  | 0.0027123 |  | 0.0054494 |  | 0.0001368 |  | 0 |  | 0 |  | 8.4761e-07 |  | 0.00030422 |  | 0.00040946 |  | -9.2931e-05 |  | -0.00016211 |  | 1.1399e-06 |  | 4.889e-07 |  | 0 |  | 0 |  | 0.00078114 |  | 0 |  | 2.9339e-06 |  | 0.00031437 |  | 9.3949e-07
| 0 |  | 0.0027182 |  | 0.005278 |  | 0.00019359 |  | 0 |  | 0 |  | 8.2999e-07 |  | 0.00031518 |  | 0.0004506 |  | -0.00022092 |  | -0.00013426 |  | 1.0991e-06 |  | 3.9847e-07 |  | 0 |  | 0 |  | 0.00073256 |  | 0 |  | 1.3337e-06 |  | 0.00030643 |  | 8.7437e-07
| 5.8651e-05 |  | 0.0027674 |  | 0.0051596 |  | 9.8836e-05 |  | 0 |  | 0 |  | 8.9644e-07 |  | -7.42e-05 |  | 0.00040379 |  | -0.00047648 |  | -0.00028012 |  | 1.0793e-06 |  | 4.2268e-07 |  | 0 |  | 0 |  | 0.00071736 |  | 0 |  | 8.0026e-07 |  | 0.00029125 |  | 8.0989e-07
| 5.8656e-05 |  | 0.0033423 |  | 0.0049846 |  | 8.0455e-05 |  | 0 |  | 0 |  | 9.9696e-07 |  | -0.00024436 |  | 0.00040721 |  | -0.00046161 |  | -0.00015134 |  | 9.8813e-07 |  | 4.8899e-07 |  | 0 |  | 0 |  | 0.0007382 |  | 0 |  | 2.4008e-06 |  | 0.0002865 |  | 8.8775e-07
| 0 |  | 0.003925 |  | 0.0047987 |  | 0.00012459 |  | 0 |  | 0 |  | 1.0274e-06 |  | -0.00020777 |  | 0.00037221 |  | -0.00027051 |  | -6.199e-05 |  | 8.8179e-07 |  | 5.1259e-07 |  | 0 |  | 0 |  | 0.00070867 |  | 0 |  | 2.401e-06 |  | 0.00029608 |  | 1.2892e-06
| 4.2389e-05 |  | 0.0041904 |  | 0.0045488 |  | 8.9847e-05 |  | 0 |  | 0 |  | 1.0122e-06 |  | 5.3121e-05 |  | 0.0003801 |  | -6.1586e-05 |  | 9.1032e-06 |  | 8.1371e-07 |  | 4.6424e-07 |  | 0 |  | 0 |  | 0.00067679 |  | 0 |  | 2.401e-06 |  | 0.00030248 |  | 1.6133e-06
| 5.7618e-05 |  | 0.0044686 |  | 0.0042836 |  | 2.3567e-05 |  | 0 |  | 0 |  | 1.0054e-06 |  | -2.968e-05 |  | 0.00056118 |  | -0.0001462 |  | 1.3112e-05 |  | 7.9858e-07 |  | 4.0415e-07 |  | 0 |  | 0 |  | 0.00074388 |  | 0 |  | 6.1365e-06 |  | 0.00029532 |  | 1.6074e-06
| 3.3294e-05 |  | 0.0050212 |  | 0.0041033 |  | 6.7411e-05 |  | 0 |  | 0 |  | 1.0395e-06 |  | -0.00020186 |  | 0.00039476 |  | -8.1926e-05 |  | -0.00016157 |  | 8.3097e-07 |  | 4.7668e-07 |  | 0 |  | 0 |  | 0.00069763 |  | 0 |  | 6.1361e-06 |  | 0.00029134 |  | 1.2966e-06
| 1.807e-05 |  | 0.0055215 |  | 0.0039702 |  | 0.00016699 |  | 0 |  | 0 |  | 1.106e-06 |  | -0.00019292 |  | 0.00032765 |  | -8.9379e-05 |  | -0.00018715 |  | 8.9848e-07 |  | 5.5545e-07 |  | 0 |  | 0 |  | 0.00066969 |  | 0 |  | 2.4014e-06 |  | 0.00029533 |  | 1.0244e-06
| 0 |  | 0.0059104 |  | 0.0036871 |  | 0.00011036 |  | 0 |  | 0 |  | 1.1148e-06 |  | -0.00023727 |  | 0.00039307 |  | -0.00014973 |  | -0.00012744 |  | 1.0016e-06 |  | 5.7963e-07 |  | 0 |  | 0 |  | 0.00071124 |  | 0 |  | 8.0046e-07 |  | 0.00029376 |  | 1.115e-06
| 4.0597e-06 |  | 0.0063303 |  | 0.0035331 |  | 3.126e-05 |  | 0 |  | 0 |  | 1.0618e-06 |  | -8.1622e-05 |  | 0.00030961 |  | -2.5452e-05 |  | -0.00011205 |  | 1.048e-06 |  | 5.0714e-07 |  | 0 |  | 0 |  | 0.000819 |  | 0 |  | 1.3341e-06 |  | 0.00029136 |  | 1.1277e-06
| 1.7063e-05 |  | 0.0069643 |  | 0.0034925 |  | 8.976e-05 |  | 0 |  | 0 |  | 1.0087e-06 |  | 0.00022311 |  | 0.00033555 |  | 6.7236e-05 |  | 0.00029242 |  | 1.0083e-06 |  | 3.9865e-07 |  | 0 |  | 0 |  | 0.00079276 |  | 0 |  | 2.9352e-06 |  | 0.00029619 |  | 9.8526e-07
| 1.6048e-05 |  | 0.0077486 |  | 0.0033933 |  | 0.00025916 |  | 0 |  | 0 |  | 1.0512e-06 |  | -1.4841e-05 |  | 0.00039815 |  | 0.00010595 |  | 0.00011324 |  | 9.2707e-07 |  | 4.5882e-07 |  | 0 |  | 0 |  | 0.00070734 |  | 0 |  | 4.5365e-06 |  | 0.00030577 |  | 8.3622e-07
| 3.0448e-06 |  | 0.0083529 |  | 0.00321 |  | 0.00028188 |  | 0 |  | 0 |  | 1.0935e-06 |  | -0.00018415 |  | 0.00036149 |  | -0.00024803 |  | -0.00020595 |  | 9.2707e-07 |  | 6.3367e-07 |  | 0 |  | 0 |  | 0.00070893 |  | 0 |  | 2.135e-06 |  | 0.00031934 |  | 9.5273e-07
| 1.4209e-05 |  | 0.0087799 |  | 0.0031198 |  | 0.0001385 |  | 0 |  | 0 |  | 1.0601e-06 |  | 3.5414e-05 |  | 0.00020597 |  | -0.00017345 |  | 0.0001354 |  | 9.8403e-07 |  | 7.3666e-07 |  | 0 |  | 0 |  | 0.00067709 |  | 0 |  | 2.135e-06 |  | 0.00032657 |  | 1.1213e-06
| 1.4209e-05 |  | 0.0094997 |  | 0.0030346 |  | 0.00014196 |  | 0 |  | 0 |  | 9.3803e-07 |  | -0.00021518 |  | 0.00016085 |  | -0.00012489 |  | 8.463e-05 |  | 9.6683e-07 |  | 5.9776e-07 |  | 0 |  | 0 |  | 0.0006715 |  | 0 |  | 2.9358e-06 |  | 0.00032577 |  | 1.1606e-06
| 0 |  | 0.010329 |  | 0.0029001 |  | 0.00014731 |  | 0 |  | 0 |  | 8.2931e-07 |  | -0.00040017 |  | 0.00024417 |  | -2.4291e-05 |  | -0.00023667 |  | 9.1136e-07 |  | 3.6216e-07 |  | 0 |  | 0 |  | 0.00066595 |  | 0 |  | 2.9358e-06 |  | 0.00031301 |  | 1.1547e-06
| 0 |  | 0.011218 |  | 0.0027972 |  | 0.00013774 |  | 0 |  | 0 |  | 7.281e-07 |  | -0.00031907 |  | 0.0003051 |  | 5.9791e-05 |  | -9.0593e-05 |  | 9.3914e-07 |  | 2.8961e-07 |  | 0 |  | 0 |  | 0.00064363 |  | 0 |  | 2.936e-06 |  | 0.00029546 |  | 1.0182e-06
| 0 |  | 0.01223 |  | 0.0026748 |  | 0.00019089 |  | 0 |  | 0 |  | 6.4213e-07 |  | 5.3115e-05 |  | 0.00024419 |  | -0.00032939 |  | -0.00012061 |  | 1.0503e-06 |  | 3.622e-07 |  | 0 |  | 0 |  | 0.00083688 |  | 0 |  | 2.936e-06 |  | 0.00029307 |  | 9.3367e-07
| 2.7187e-05 |  | 0.013238 |  | 0.0027338 |  | 0.00015292 |  | 0 |  | 0 |  | 6.9021e-07 |  | 0.00021147 |  | 0.00026954 |  | -0.00042322 |  | -0.00021218 |  | 1.092e-06 |  | 4.9554e-07 |  | 0 |  | 0 |  | 0.00084332 |  | 0 |  | 2.1355e-06 |  | 0.00029788 |  | 7.9781e-07
| 5.0532e-05 |  | 0.014426 |  | 0.0025491 |  | 0.00014494 |  | 0 |  | 0 |  | 8.497e-07 |  | -3.5414e-05 |  | 0.00042635 |  | -0.00021753 |  | -8.9888e-05 |  | 1.0544e-06 |  | 5.6195e-07 |  | 0 |  | 0 |  | 0.00066368 |  | 0 |  | 5.3388e-07 |  | 0.00030029 |  | 8.8846e-07
| 2.3343e-05 |  | 0.015573 |  | 0.0023037 |  | 0.00017892 |  | 0 |  | 0 |  | 1.0048e-06 |  | 0.00018922 |  | 0.00033555 |  | -0.00020658 |  | -0.00012993 |  | 9.8504e-07 |  | 6.7055e-07 |  | 0 |  | 0 |  | 0.00065409 |  | 0 |  | 1.3347e-06 |  | 0.0002955 |  | 1.089e-06
| 4.4652e-05 |  | 0.016821 |  | 0.0023035 |  | 0.00010805 |  | 0 |  | 0 |  | 1.0477e-06 |  | 0.00015937 |  | 0.00014512 |  | -0.00020736 |  | -0.00025715 |  | 9.5188e-07 |  | 8.9999e-07 |  | 0 |  | 0 |  | 0.00071484 |  | 0 |  | 2.9365e-06 |  | 0.00029312 |  | 1.063e-06
| 4.4656e-05 |  | 0.018363 |  | 0.002297 |  | 0.00015877 |  | 0 |  | 0 |  | 1.0258e-06 |  | 0.00011501 |  | 0.0001801 |  | -0.00025984 |  | -0.00027297 |  | 8.5876e-07 |  | 1.0087e-06 |  | 0 |  | 0 |  | 0.00072207 |  | 0 |  | 2.1358e-06 |  | 0.00029474 |  | 9.4657e-07
| 0 |  | 0.020117 |  | 0.0023419 |  | 0.00035025 |  | 0 |  | 0 |  | 9.973e-07 |  | 6.7286e-05 |  | 0.00035131 |  | -0.00017684 |  | -0.00020253 |  | 8.0715e-07 |  | 8.5796e-07 |  | 0 |  | 0 |  | 0.00072371 |  | 0 |  | 5.3394e-07 |  | 0.00029795 |  | 8.693e-07
| 0 |  | 0.021747 |  | 0.0022314 |  | 0.00033342 |  | 0 |  | 0 |  | 9.2832e-07 |  | -0.00024858 |  | 0.00036879 |  | 0.00013081 |  | -0.00018357 |  | 8.8654e-07 |  | 5.0746e-07 |  | 0 |  | 0 |  | 0.0007317 |  | 0 |  | 2.9369e-06 |  | 0.00030035 |  | 8.7596e-07
| 0 |  | 0.02352 |  | 0.0021413 |  | 0.00032653 |  | 0 |  | 0 |  | 8.3537e-07 |  | 1.0623e-05 |  | 0.00033217 |  | 9.4356e-05 |  | -0.00016498 |  | 9.5941e-07 |  | 3.3813e-07 |  | 0 |  | 0 |  | 0.00078207 |  | 0 |  | 2.4031e-06 |  | 0.00030276 |  | 7.7211e-07
| 0 |  | 0.025677 |  | 0.002109 |  | 0.00036862 |  | 0 |  | 0 |  | 8.0816e-07 |  | -0.00024115 |  | 0.00040432 |  | -2.1901e-05 |  | 3.8145e-05 |  | 1.0289e-06 |  | 4.2313e-07 |  | 0 |  | 0 |  | 0.00078532 |  | 0 |  | 0 |  | 0.00030518 |  | 6.4221e-07
| 0 |  | 0.028006 |  | 0.0018362 |  | 0.000317 |  | 0 |  | 0 |  | 8.1899e-07 |  | -0.00046039 |  | 0.00038969 |  | -0.00016668 |  | 6.7132e-05 |  | 9.7934e-07 |  | 4.8335e-07 |  | 0 |  | 0 |  | 0.00064072 |  | 0 |  | 0 |  | 0.00030518 |  | 6.2294e-07
| 3.2254e-05 |  | 0.030247 |  | 0.0017199 |  | 0.00027706 |  | 0 |  | 0 |  | 8.1456e-07 |  | -9.6461e-05 |  | 0.00038627 |  | -0.00038059 |  | -0.00028728 |  | 8.9001e-07 |  | 4.7714e-07 |  | 0 |  | 0 |  | 0.00074222 |  | 0 |  | 8.0106e-07 |  | 0.0003068 |  | 9.3475e-07
| 5.9653e-05 |  | 0.032784 |  | 0.0019359 |  | 0.00034279 |  | 0 |  | 0 |  | 8.0451e-07 |  | -5.6663e-05 |  | 0.00033834 |  | -0.00029888 |  | -0.00020595 |  | 7.7759e-07 |  | 4.2878e-07 |  | 0 |  | 0 |  | 0.00072389 |  | 0 |  | 8.0111e-07 |  | 0.00030522 |  | 1.2846e-06
| 2.74e-05 |  | 0.035707 |  | 0.0019218 |  | 0.00037901 |  | 0 |  | 0 |  | 8.1977e-07 |  | -0.00023001 |  | 0.00031127 |  | -0.00029891 |  | -0.00017999 |  | 7.0221e-07 |  | 4.8343e-07 |  | 0 |  | 0 |  | 0.0005889 |  | 0 |  | 2.4035e-06 |  | 0.00029725 |  | 1.5833e-06
| 0 |  | 0.038614 |  | 0.0018372 |  | 0.00032315 |  | 0 |  | 0 |  | 9.0776e-07 |  | -0.00043204 |  | 0.00034342 |  | -0.00029211 |  | -0.00033565 |  | 7.6111e-07 |  | 5.9824e-07 |  | 0 |  | 0 |  | 0.00050021 |  | 0 |  | 2.4035e-06 |  | 0.00028686 |  | 1.5833e-06
| 3.2256e-05 |  | 0.04179 |  | 0.0019355 |  | 0.00036353 |  | 0 |  | 0 |  | 9.1219e-07 |  | -0.00032277 |  | 0.00038969 |  | -0.00016396 |  | -1.9072e-05 |  | 7.7633e-07 |  | 6.1624e-07 |  | 0 |  | 0 |  | 0.00061691 |  | 0 |  | 2.4037e-06 |  | 0.00028288 |  | 1.3947e-06
| 3.2254e-05 |  | 0.04507 |  | 0.0017966 |  | 0.00035319 |  | 0 |  | 0 |  | 8.0908e-07 |  | 5.9355e-05 |  | 0.00054191 |  | -0.00020658 |  | 2.384e-05 |  | 7.6118e-07 |  | 5.4988e-07 |  | 0 |  | 0 |  | 0.000756 |  | 0 |  | 2.938e-06 |  | 0.00029648 |  | 1.1482e-06
| 3.3267e-05 |  | 0.048841 |  | 0.0016167 |  | 0.00032898 |  | 0 |  | 0 |  | 7.1602e-07 |  | 0.0002656 |  | 0.00059661 |  | -4.8026e-05 |  | -0.00011037 |  | 7.7243e-07 |  | 4.8348e-07 |  | 0 |  | 0 |  | 0.00063612 |  | 0 |  | 1.3354e-06 |  | 0.00031007 |  | 9.7965e-07
| 3.3267e-05 |  | 0.053219 |  | 0.0015586 |  | 0.0004001 |  | 0 |  | 0 |  | 7.7053e-07 |  | 0.00010759 |  | 0.0004748 |  | -2.5452e-05 |  | 4.8872e-05 |  | 7.95e-07 |  | 5.7414e-07 |  | 0 |  | 0 |  | 0.00046753 |  | 0 |  | 8.0131e-07 |  | 0.00031329 |  | 1.0057e-06
| 0 |  | 0.057612 |  | 0.0015473 |  | 0.00037875 |  | 0 |  | 0 |  | 8.9281e-07 |  | -0.00021603 |  | 0.00032424 |  | -5.6426e-07 |  | -0.0001923 |  | 7.1497e-07 |  | 6.2261e-07 |  | 0 |  | 0 |  | 0.00058985 |  | 0 |  | 4.0068e-06 |  | 0.00030851 |  | 1.2331e-06
| 0 |  | 0.062251 |  | 0.0014103 |  | 0.00037847 |  | 0 |  | 0 |  | 9.3776e-07 |  | -0.00025971 |  | 0.00036428 |  | 4.9129e-05 |  | -0.00021576 |  | 5.8588e-07 |  | 5.4998e-07 |  | 0 |  | 0 |  | 0.00071937 |  | 0 |  | 4.5411e-06 |  | 0.00029894 |  | 1.4737e-06
| 0 |  | 0.067203 |  | 0.0013432 |  | 0.00045264 |  | 0 |  | 0 |  | 8.966e-07 |  | -3.5415e-06 |  | 0.00038176 |  | 0.00013843 |  | 0.00012516 |  | 5.6139e-07 |  | 4.7735e-07 |  | 0 |  | 0 |  | 0.00073376 |  | 0 |  | 1.3356e-06 |  | 0.00028775 |  | 1.5191e-06
| 0 |  | 0.072672 |  | 0.0013381 |  | 0.0005267 |  | 0 |  | 0 |  | 8.2133e-07 |  | 0.00023002 |  | 0.00027913 |  | 2.7819e-05 |  | -5.1256e-05 |  | 6.4022e-07 |  | 5.2023e-07 |  | 0 |  | 0 |  | 0.00075778 |  | 0 |  | 8.0146e-07 |  | 0.00027817 |  | 1.4605e-06
| 7.5563e-05 |  | 0.078301 |  | 0.0013105 |  | 0.00051517 |  | 0 |  | 0 |  | 8.1373e-07 |  | 2.4792e-05 |  | 0.00037556 |  | -0.00028193 |  | -0.0002708 |  | 6.8259e-07 |  | 6.7109e-07 |  | 0 |  | 0 |  | 0.00070742 |  | 0 |  | 8.0146e-07 |  | 0.00027498 |  | 1.2265e-06
| 7.5556e-05 |  | 0.084105 |  | 0.0012506 |  | 0.00050718 |  | 0 |  | 0 |  | 8.4863e-07 |  | -5.5649e-05 |  | 0.00032116 |  | -0.00035928 |  | -0.0001335 |  | 6.4822e-07 |  | 8.3443e-07 |  | 0 |  | 0 |  | 0.00069072 |  | 0 |  | 1.3358e-06 |  | 0.00027581 |  | 1.0647e-06
| 8.5149e-05 |  | 0.09041 |  | 0.0012022 |  | 0.0006206 |  | 0 |  | 0 |  | 8.6834e-07 |  | 3.5415e-05 |  | 0.00025521 |  | -0.00042431 |  | -7.966e-06 |  | 6.2113e-07 |  | 9.3137e-07 |  | 0 |  | 0 |  | 0.00071711 |  | 0 |  | 1.3359e-06 |  | 0.00027741 |  | 9.0941e-07
| 8.5149e-05 |  | 0.0971 |  | 0.0012259 |  | 0.00065874 |  | 0 |  | 0 |  | 8.3161e-07 |  | 2.9681e-05 |  | 0.0004139 |  | -0.00022788 |  | -4.0529e-05 |  | 6.304e-07 |  | 8.1029e-07 |  | 0 |  | 0 |  | 0.00078426 |  | 0 |  | 8.0156e-07 |  | 0.00027981 |  | 7.8606e-07
| 5.5557e-05 |  | 0.10427 |  | 0.001125 |  | 0.00076156 |  | 0 |  | 0 |  | 7.7144e-07 |  | 4.2497e-05 |  | 0.0003609 |  | -0.00022431 |  | -9.3301e-05 |  | 6.5821e-07 |  | 5.9297e-07 |  | 0 |  | 0 |  | 0.00074038 |  | 0 |  | 8.0156e-07 |  | 0.00028624 |  | 6.8872e-07
| 5.5552e-05 |  | 0.11184 |  | 0.0010161 |  | 0.00083277 |  | 0 |  | 0 |  | 7.8164e-07 |  | -0.00012985 |  | 0.00037496 |  | -0.00045519 |  | -0.0001943 |  | 6.9602e-07 |  | 4.235e-07 |  | 0 |  | 0 |  | 0.00078676 |  | 0 |  | 8.0166e-07 |  | 0.00029104 |  | 7.7946e-07
| 4.2385e-05 |  | 0.11962 |  | 0.00097611 |  | 0.00080336 |  | 0 |  | 0 |  | 7.5067e-07 |  | -0.00033642 |  | 0.00035751 |  | -0.00024804 |  | -0.00028446 |  | 7.4973e-07 |  | 4.8999e-07 |  | 0 |  | 0 |  | 0.00078441 |  | 0 |  | 2.4049e-06 |  | 0.00029345 |  | 1.1043e-06
| 4.2385e-05 |  | 0.12742 |  | 0.00099585 |  | 0.00088922 |  | 0 |  | 0 |  | 7.1709e-07 |  | -0.00042294 |  | 0.00033834 |  | -1.835e-05 |  | -0.00032661 |  | 7.6827e-07 |  | 6.173e-07 |  | 0 |  | 0 |  | 0.00070605 |  | 0 |  | 2.405e-06 |  | 0.00028946 |  | 1.299e-06
| 6.654e-05 |  | 0.13527 |  | 0.00091183 |  | 0.00097564 |  | 0 |  | 0 |  | 7.2596e-07 |  | -0.00019123 |  | 0.00049849 |  | -5.4805e-05 |  | -0.00012402 |  | 8.0072e-07 |  | 6.2288e-07 |  | 0 |  | 0 |  | 0.00073173 |  | 0 |  | 2.4052e-06 |  | 0.00028469 |  | 1.169e-06
| 6.6534e-05 |  | 0.14286 |  | 0.0007206 |  | 0.0010038 |  | 0 |  | 0 |  | 7.6151e-07 |  | -3.71e-05 |  | 0.00046969 |  | -0.0002563 |  | -0.00023721 |  | 8.5312e-07 |  | 5.4406e-07 |  | 0 |  | 0 |  | 0.00071173 |  | 0 |  | 2.9398e-06 |  | 0.00028869 |  | 8.8364e-07
| 2.6174e-05 |  | 0.15027 |  | 0.00071446 |  | 0.00095109 |  | 0 |  | 0 |  | 7.9769e-07 |  | -2.968e-05 |  | 0.000353 |  | -0.00030247 |  | -0.00031589 |  | 9.0752e-07 |  | 3.7516e-07 |  | 0 |  | 0 |  | 0.00072293 |  | 0 |  | 4.5433e-06 |  | 0.00029909 |  | 7.6033e-07
| 2.6172e-05 |  | 0.15799 |  | 0.00070312 |  | 0.00098104 |  | 0 |  | 0 |  | 7.4123e-07 |  | 0.00010978 |  | 0.00034959 |  | -0.00027177 |  | -0.00012402 |  | 8.975e-07 |  | 2.4843e-07 |  | 0 |  | 0 |  | 0.00074381 |  | 0 |  | 4.5436e-06 |  | 0.00030552 |  | 7.9227e-07
| 6.4848e-05 |  | 0.16571 |  | 0.00067217 |  | 0.0010558 |  | 0 |  | 0 |  | 6.8307e-07 |  | 3.339e-05 |  | 0.0003733 |  | -6.4519e-05 |  | -1.1928e-06 |  | 8.0955e-07 |  | 2.3605e-07 |  | 0 |  | 0 |  | 0.00070542 |  | 0 |  | 1.3364e-06 |  | 0.00030392 |  | 7.2705e-07
| 6.4843e-05 |  | 0.17328 |  | 0.00071327 |  | 0.0011965 |  | 0 |  | 0 |  | 6.6849e-07 |  | -0.00019123 |  | 0.00038793 |  | 2.3165e-05 |  | -0.00031859 |  | 7.0223e-07 |  | 3.1432e-07 |  | 0 |  | 0 |  | 0.00063104 |  | 0 |  | 8.0186e-07 |  | 0.00029673 |  | 6.0365e-07
| 6.8796e-05 |  | 0.1808 |  | 0.00070262 |  | 0.0013562 |  | 0 |  | 0 |  | 6.742e-07 |  | -0.00017808 |  | 0.00041729 |  | -3.9658e-05 |  | -0.00070209 |  | 5.9756e-07 |  | 4.2365e-07 |  | 0 |  | 0 |  | 0.00058473 |  | 0 |  | 8.0191e-07 |  | 0.00028796 |  | 6.6235e-07
| 6.879e-05 |  | 0.1876 |  | 0.0005599 |  | 0.0014563 |  | 0 |  | 0 |  | 6.6982e-07 |  | 3.8951e-05 |  | 0.00035297 |  | 8.4186e-05 |  | -0.00030493 |  | 5.6779e-07 |  | 5.3862e-07 |  | 0 |  | 0 |  | 0.00065672 |  | 0 |  | 1.3365e-06 |  | 0.00028476 |  | 9.5458e-07
| 3.3267e-05 |  | 0.19356 |  | 0.00043759 |  | 0.0015801 |  | 0 |  | 0 |  | 6.477e-07 |  | -9.2761e-05 |  | 0.00030958 |  | 1.7165e-05 |  | -0.00026939 |  | 5.6917e-07 |  | 5.4426e-07 |  | 0 |  | 0 |  | 0.00063836 |  | 0 |  | 1.3366e-06 |  | 0.00027998 |  | 1.2602e-06
| 3.3264e-05 |  | 0.19923 |  | 0.00043078 |  | 0.0015374 |  | 0 |  | 0 |  | 6.5974e-07 |  | 3.5314e-06 |  | 0.00036425 |  | -6.8366e-05 |  | -0.00040393 |  | 5.5724e-07 |  | 5.3804e-07 |  | 0 |  | 0 |  | 0.0006704 |  | 0 |  | 8.0196e-07 |  | 0.0002792 |  | 1.2669e-06
| 4.2385e-05 |  | 0.20429 |  | 0.00046296 |  | 0.001606 |  | 0 |  | 0 |  | 6.8636e-07 |  | 0.00010388 |  | 0.00041729 |  | -0.0002705 |  | -0.00011205 |  | 5.8507e-07 |  | 5.0822e-07 |  | 0 |  | 0 |  | 0.0007168 |  | 0 |  | 8.0201e-07 |  | 0.000284 |  | 1.0974e-06
| 4.2382e-05 |  | 0.20811 |  | 0.00045954 |  | 0.0018376 |  | 0 |  | 0 |  | 7.0733e-07 |  | -0.00026206 |  | 0.00049901 |  | -0.00022431 |  | 5.3478e-05 |  | 6.4476e-07 |  | 5.1448e-07 |  | 0 |  | 0 |  | 0.00070564 |  | 0 |  | 1.3368e-06 |  | 0.00029202 |  | 8.5734e-07
| 0 |  | 0.2112 |  | 0.00042965 |  | 0.0020718 |  | 0 |  | 0 |  | 7.4289e-07 |  | -0.00020405 |  | 0.0005131 |  | 1.0062e-05 |  | -6.9136e-05 |  | 7.0314e-07 |  | 5.3254e-07 |  | 0 |  | 0 |  | 0.00074565 |  | 0 |  | 5.3471e-07 |  | 0.00029602 |  | 7.3398e-07
| 0 |  | 0.21303 |  | 0.00040939 |  | 0.0021872 |  | 0 |  | 0 |  | 7.8853e-07 |  | -0.0001855 |  | 0.00051935 |  | 9.5298e-05 |  | 2.0265e-05 |  | 6.753e-07 |  | 4.8408e-07 |  | 0 |  | 0 |  | 0.00083296 |  | 0 |  | 0 |  | 0.00028965 |  | 6.886e-07
| 3.3264e-05 |  | 0.21416 |  | 0.00039639 |  | 0.0021733 |  | 0 |  | 0 |  | 8.2783e-07 |  | -2.1248e-05 |  | 0.0004539 |  | 0.00012487 |  | 1.5931e-05 |  | 5.918e-07 |  | 5.021e-07 |  | 0 |  | 0 |  | 0.00085216 |  | 0 |  | 8.0216e-07 |  | 0.00028805 |  | 7.6667e-07
| 3.3264e-05 |  | 0.21504 |  | 0.00031594 |  | 0.0022968 |  | 0 |  | 0 |  | 8.203e-07 |  | 7.7911e-05 |  | 0.00040259 |  | -0.00018172 |  | -0.00021218 |  | 5.9716e-07 |  | 5.3259e-07 |  | 0 |  | 0 |  | 0.000785 |  | 0 |  | 2.9413e-06 |  | 0.00029527 |  | 8.4481e-07
| 2.8708e-06 |  | 0.215 |  | 0.00028101 |  | 0.0025686 |  | 0 |  | 0 |  | 7.6775e-07 |  | -3.5414e-06 |  | 0.00040093 |  | -0.00016668 |  | -0.00033907 |  | 6.4228e-07 |  | 6.296e-07 |  | 0 |  | 0 |  | 0.00072898 |  | 0 |  | 2.9415e-06 |  | 0.00030168 |  | 7.2143e-07
| 2.8706e-06 |  | 0.21418 |  | 0.00029546 |  | 0.00277 |  | 0 |  | 0 |  | 7.4302e-07 |  | 8.904e-05 |  | 0.00037383 |  | -0.00012134 |  | -0.00018 |  | 7.205e-07 |  | 7.0231e-07 |  | 0 |  | 0 |  | 0.00070902 |  | 0 |  | 8.0221e-07 |  | 0.00029449 |  | 6.1732e-07
| 0.00010037 |  | 0.21284 |  | 0.00028136 |  | 0.0029162 |  | 0 |  | 0 |  | 7.7853e-07 |  | 5.6661e-05 |  | 0.00038962 |  | -3.1076e-05 |  | 6.3717e-05 |  | 7.4635e-07 |  | 7.8684e-07 |  | 0 |  | 0 |  | 0.00071147 |  | 0 |  | 0 |  | 0.00028331 |  | 5.1988e-07
| 0.00010037 |  | 0.211 |  | 0.00030899 |  | 0.0031561 |  | 0 |  | 0 |  | 7.8557e-07 |  | 0.00010017 |  | 0.00037834 |  | 0.00011306 |  | -0.00013709 |  | 7.252e-07 |  | 8.9568e-07 |  | 0 |  | 0 |  | 0.00055384 |  | 0 |  | 5.3488e-07 |  | 0.00028092 |  | 5.1325e-07
| 0 |  | 0.20799 |  | 0.00024755 |  | 0.0033072 |  | 0 |  | 0 |  | 7.1716e-07 |  | 0.0001484 |  | 0.00040262 |  | -0.00011779 |  | -8.3497e-06 |  | 6.7157e-07 |  | 8.9576e-07 |  | 0 |  | 0 |  | 0.00056105 |  | 0 |  | 2.9418e-06 |  | 0.00029053 |  | 4.6791e-07
| 2.3338e-05 |  | 0.20375 |  | 0.00020445 |  | 0.0034988 |  | 0 |  | 0 |  | 6.3156e-07 |  | 6.3745e-05 |  | 0.00041217 |  | -0.00020397 |  | 0.00025146 |  | 5.708e-07 |  | 7.0182e-07 |  | 0 |  | 0 |  | 0.00076838 |  | 0 |  | 2.942e-06 |  | 0.00030015 |  | 4.352e-07
| 4.8497e-05 |  | 0.19879 |  | 0.00021629 |  | 0.0037399 |  | 0 |  | 0 |  | 6.6706e-07 |  | -0.00021889 |  | 0.00042007 |  | -0.00019592 |  | 0.00017046 |  | 5.1975e-07 |  | 3.9908e-07 |  | 0 |  | 0 |  | 0.00078124 |  | 0 |  | 2.9422e-06 |  | 0.00029617 |  | 4.6791e-07
| 2.5159e-05 |  | 0.19361 |  | 0.00022328 |  | 0.0039628 |  | 0 |  | 0 |  | 7.1025e-07 |  | -0.00018769 |  | 0.00044544 |  | -0.00027177 |  | -2.5032e-05 |  | 5.0786e-07 |  | 2.4183e-07 |  | 0 |  | 0 |  | 0.00074282 |  | 0 |  | 4.547e-06 |  | 0.00028736 |  | 5.5273e-07
| 2.0093e-05 |  | 0.18919 |  | 0.00023682 |  | 0.0042975 |  | 0 |  | 0 |  | 6.6021e-07 |  | 0.00018179 |  | 0.00043135 |  | -0.00025275 |  | -0.00024078 |  | 5.4504e-07 |  | 3.146e-07 |  | 0 |  | 0 |  | 0.00071725 |  | 0 |  | 4.547e-06 |  | 0.00028098 |  | 6.1753e-07
| 2.0093e-05 |  | 0.18557 |  | 0.00023287 |  | 0.0046306 |  | 0 |  | 0 |  | 5.5049e-07 |  | 0.00010624 |  | 0.00035466 |  | 1.9775e-05 |  | -0.00015474 |  | 5.7421e-07 |  | 4.4827e-07 |  | 0 |  | 0 |  | 0.00075252 |  | 0 |  | 2.4076e-06 |  | 0.00028179 |  | 6.8897e-07
| 0 |  | 0.18156 |  | 0.00024642 |  | 0.0049906 |  | 0 |  | 0 |  | 4.9912e-07 |  | -0.00035245 |  | 0.00035582 |  | 6.5111e-06 |  | -0.00012278 |  | 5.9875e-07 |  | 5.8132e-07 |  | 0 |  | 0 |  | 0.00074131 |  | 0 |  | 8.0251e-07 |  | 0.00028179 |  | 6.6961e-07
| 0 |  | 0.1772 |  | 0.00020415 |  | 0.0052718 |  | 0 |  | 0 |  | 5.3468e-07 |  | -0.00038584 |  | 0.00035297 |  | 7.3984e-05 |  | -0.00014423 |  | 6.1869e-07 |  | 5.7516e-07 |  | 0 |  | 0 |  | 0.0006669 |  | 0 |  | 1.3375e-06 |  | 0.00028021 |  | 5.2679e-07
| 2.3132e-05 |  | 0.17214 |  | 0.0001489 |  | 0.0055391 |  | 0 |  | 0 |  | 6.0577e-07 |  | -0.00017353 |  | 0.00032591 |  | -7.8543e-05 |  | -0.00018547 |  | 6.0615e-07 |  | 4.3032e-07 |  | 0 |  | 0 |  | 0.00067415 |  | 0 |  | 2.9427e-06 |  | 0.00028743 |  | 5.2683e-07
| 2.3132e-05 |  | 0.16594 |  | 0.0001489 |  | 0.0058935 |  | 0 |  | 0 |  | 6.3939e-07 |  | 2.2258e-05 |  | 0.00043135 |  | -0.00011069 |  | -0.00012636 |  | 5.7365e-07 |  | 4.0606e-07 |  | 0 |  | 0 |  | 0.00070382 |  | 0 |  | 2.9429e-06 |  | 0.00029546 |  | 5.2683e-07
| 4.8965e-06 |  | 0.15967 |  | 0.00012634 |  | 0.0063317 |  | 0 |  | 0 |  | 6.6984e-07 |  | 0.00012749 |  | 0.00047927 |  | -6.1587e-05 |  | -0.00034932 |  | 5.4646e-07 |  | 5.267e-07 |  | 0 |  | 0 |  | 0.00070221 |  | 0 |  | 1.3378e-06 |  | 0.00029546 |  | 4.8143e-07
| 4.8965e-06 |  | 0.15356 |  | 0.00011164 |  | 0.0066626 |  | 0 |  | 0 |  | 7.1176e-07 |  | 0.00015581 |  | 0.00041499 |  | -0.0002492 |  | -0.00035165 |  | 4.9544e-07 |  | 6.5362e-07 |  | 0 |  | 0 |  | 0.00076151 |  | 0 |  | 8.0266e-07 |  | 0.00028987 |  | 3.3857e-07
| 5.5552e-05 |  | 0.14793 |  | 0.00013758 |  | 0.0069542 |  | 0 |  | 0 |  | 6.7059e-07 |  | 0.00012984 |  | 0.00042796 |  | -0.00031312 |  | -2.98e-05 |  | 4.663e-07 |  | 6.1138e-07 |  | 0 |  | 0 |  | 0.00080235 |  | 0 |  | 8.0266e-07 |  | 0.00028747 |  | 3.1923e-07
| 5.5552e-05 |  | 0.14282 |  | 0.00016208 |  | 0.0074421 |  | 0 |  | 0 |  | 5.4307e-07 |  | -7.083e-06 |  | 0.00045672 |  | -0.00040059 |  | 2.2758e-06 |  | 5.0212e-07 |  | 4.9632e-07 |  | 0 |  | 0 |  | 0.0008473 |  | 0 |  | 8.0271e-07 |  | 0.0002867 |  | 5.336e-07
| 2.2119e-05 |  | 0.13753 |  | 0.0001446 |  | 0.0079561 |  | 0 |  | 0 |  | 4.6313e-07 |  | -0.00015211 |  | 0.00048096 |  | -0.00010359 |  | 0.00016688 |  | 5.8702e-07 |  | 5.8153e-07 |  | 0 |  | 0 |  | 0.00068553 |  | 0 |  | 4.0138e-06 |  | 0.0002835 |  | 7.2194e-07
| 2.2119e-05 |  | 0.13257 |  | 0.00012892 |  | 0.0085056 |  | 0 |  | 0 |  | 5.0759e-07 |  | -0.00020186 |  | 0.0005007 |  | -0.00017346 |  | 5.6888e-06 |  | 6.9254e-07 |  | 6.8483e-07 |  | 0 |  | 0 |  | 0.00048451 |  | 0 |  | 4.0141e-06 |  | 0.0002811 |  | 7.5473e-07
| 8.1758e-05 |  | 0.12793 |  | 0.00015147 |  | 0.0089866 |  | 0 |  | 0 |  | 5.5522e-07 |  | -0.00014098 |  | 0.00047476 |  | 2.4265e-05 |  | -0.00019787 |  | 6.7536e-07 |  | 6.3015e-07 |  | 0 |  | 0 |  | 0.00056227 |  | 0 |  | 0 |  | 0.00028193 |  | 6.5059e-07
| 8.1758e-05 |  | 0.12312 |  | 0.00014265 |  | 0.0094949 |  | 0 |  | 0 |  | 5.5961e-07 |  | -0.0002968 |  | 0.00043473 |  | 0.00024801 |  | -2.2647e-05 |  | 5.7314e-07 |  | 6.0584e-07 |  | 0 |  | 0 |  | 0.00070323 |  | 0 |  | 0 |  | 0.00028193 |  | 5.0694e-07
| 1.5028e-05 |  | 0.11858 |  | 9.3599e-05 |  | 0.010128 |  | 0 |  | 0 |  | 5.0958e-07 |  | -0.00025852 |  | 0.00041894 |  | -4.8026e-05 |  | 5.3478e-05 |  | 4.8832e-07 |  | 6.1776e-07 |  | 0 |  | 0 |  | 0.00066483 |  | 0 |  | 2.4086e-06 |  | 0.00028436 |  | 3.3802e-07
| 1.5028e-05 |  | 0.11409 |  | 9.7519e-05 |  | 0.010717 |  | 0 |  | 0 |  | 4.5818e-07 |  | -4.081e-05 |  | 0.00046179 |  | 6.6886e-05 |  | -7.9864e-05 |  | 5.0092e-07 |  | 7.2041e-07 |  | 0 |  | 0 |  | 0.00056631 |  | 0 |  | 2.4088e-06 |  | 0.00029477 |  | 2.3447e-07
| 1.7054e-05 |  | 0.10962 |  | 0.00010767 |  | 0.011467 |  | 0 |  | 0 |  | 4.2581e-07 |  | -4.6038e-05 |  | 0.00047589 |  | -0.00018363 |  | -0.00031517 |  | 5.4538e-07 |  | 7.0237e-07 |  | 0 |  | 0 |  | 0.00074097 |  | 0 |  | 4.0146e-06 |  | 0.00029799 |  | 1.8237e-07
| 1.7054e-05 |  | 0.10501 |  | 0.00010375 |  | 0.012278 |  | 0 |  | 0 |  | 3.9793e-07 |  | -0.0002226 |  | 0.00046969 |  | -0.00030602 |  | -0.00025866 |  | 5.3879e-07 |  | 6.1782e-07 |  | 0 |  | 0 |  | 0.00069696 |  | 0 |  | 4.5501e-06 |  | 0.0002916 |  | 2.1445e-07
| 0 |  | 0.1006 |  | 0.00012123 |  | 0.013062 |  | 0 |  | 0 |  | 4.462e-07 |  | -0.00041553 |  | 0.00039131 |  | -0.00023499 |  | 2.0265e-05 |  | 5.8529e-07 |  | 5.6374e-07 |  | 0 |  | 0 |  | 0.00059125 |  | 0 |  | 1.3384e-06 |  | 0.0002804 |  | 3.4476e-07
| 0 |  | 0.09664 |  | 0.00012122 |  | 0.013767 |  | 0 |  | 0 |  | 4.6334e-07 |  | -0.00017353 |  | 0.00040706 |  | -0.00045144 |  | -8.9888e-05 |  | 6.5961e-07 |  | 5.9423e-07 |  | 0 |  | 0 |  | 0.00065294 |  | 0 |  | 8.0306e-07 |  | 0.00027479 |  | 4.7504e-07
| 7.8939e-05 |  | 0.092369 |  | 0.0001201 |  | 0.014642 |  | 0 |  | 0 |  | 4.5318e-07 |  | 0.00019292 |  | 0.00042458 |  | -0.00064341 |  | -8.344e-05 |  | 6.8615e-07 |  | 7.9397e-07 |  | 0 |  | 0 |  | 0.00075072 |  | 0 |  | 8.0306e-07 |  | 0.00027161 |  | 5.3985e-07
| 7.8939e-05 |  | 0.088582 |  | 0.0001201 |  | 0.015785 |  | 0 |  | 0 |  | 4.1831e-07 |  | 6.3745e-05 |  | 0.00042176 |  | -0.00041754 |  | 0.00022415 |  | 6.3976e-07 |  | 8.239e-07 |  | 0 |  | 0 |  | 0.00076675 |  | 0 |  | 1.3384e-06 |  | 0.000266 |  | 5.1384e-07
| 1.8576e-06 |  | 0.085389 |  | 7.4428e-05 |  | 0.01679 |  | 0 |  | 0 |  | 3.3709e-07 |  | -0.00016325 |  | 0.00054186 |  | -0.00013555 |  | 0.00028131 |  | 6.4446e-07 |  | 6.7213e-07 |  | 0 |  | 0 |  | 0.00072758 |  | 0 |  | 1.3385e-06 |  | 0.00027164 |  | 4.4238e-07
| 1.8576e-06 |  | 0.08182 |  | 7.4428e-05 |  | 0.017807 |  | 0 |  | 0 |  | 3.0469e-07 |  | -8.9045e-05 |  | 0.00051592 |  | -0.00027406 |  | 4.172e-05 |  | 6.7095e-07 |  | 4.3e-07 |  | 0 |  | 0 |  | 0.00064825 |  | 0 |  | 8.0316e-07 |  | 0.00028446 |  | 3.5748e-07
| 7.1609e-05 |  | 0.078389 |  | 0.00016634 |  | 0.019023 |  | 0 |  | 0 |  | 2.8442e-07 |  | 0.00015936 |  | 0.00041556 |  | -0.0002989 |  | -1.1378e-05 |  | 6.631e-07 |  | 3.8215e-07 |  | 0 |  | 0 |  | 0.0005577 |  | 0 |  | 8.0321e-07 |  | 0.00029087 |  | 2.7935e-07
| 7.1609e-05 |  | 0.075343 |  | 0.00016634 |  | 0.020322 |  | 0 |  | 0 |  | 3.149e-07 |  | 0.00024115 |  | 0.00043473 |  | -9.6485e-05 |  | 3.0991e-05 |  | 6.2925e-07 |  | 4.2447e-07 |  | 0 |  | 0 |  | 0.00061467 |  | 0 |  | 1.3387e-06 |  | 0.00029091 |  | 2.3391e-07
| 8.0067e-05 |  | 0.071999 |  | 9.5855e-05 |  | 0.02158 |  | 0 |  | 0 |  | 3.2379e-07 |  | 6.0206e-05 |  | 0.00043304 |  | 0.0002164 |  | 0.00035386 |  | 5.8146e-07 |  | 4.668e-07 |  | 0 |  | 0 |  | 0.00075572 |  | 0 |  | 4.5516e-06 |  | 0.0002869 |  | 2.6666e-07
| 8.0067e-05 |  | 0.068916 |  | 9.5854e-05 |  | 0.022846 |  | 0 |  | 0 |  | 2.9715e-07 |  | -0.00010388 |  | 0.00039808 |  | 0.000351 |  | 0.00037072 |  | 6.3395e-07 |  | 6.4859e-07 |  | 0 |  | 0 |  | 0.00073012 |  | 0 |  | 4.0166e-06 |  | 0.00028852 |  | 2.9943e-07
| 1.8065e-05 |  | 0.065983 |  | 0.00014377 |  | 0.024375 |  | 0 |  | 0 |  | 2.5653e-07 |  | -0.00013356 |  | 0.00033039 |  | -0.00016041 |  | -9.4175e-05 |  | 6.7119e-07 |  | 8.9703e-07 |  | 0 |  | 0 |  | 0.00062032 |  | 0 |  | 8.0326e-07 |  | 0.00029012 |  | 2.6002e-07
| 1.8067e-05 |  | 0.063333 |  | 0.00014378 |  | 0.026113 |  | 0 |  | 0 |  | 2.4064e-07 |  | -1.0625e-05 |  | 0.00044882 |  | -0.00047517 |  | -0.00011038 |  | 6.7511e-07 |  | 9.8783e-07 |  | 0 |  | 0 |  | 0.00070933 |  | 0 |  | 1.3389e-06 |  | 0.00029014 |  | 1.818e-07
| 3.8329e-05 |  | 0.061201 |  | 5.864e-05 |  | 0.027922 |  | 0 |  | 0 |  | 2.6037e-07 |  | 0.00012614 |  | 0.00056611 |  | -0.0001533 |  | -0.00017285 |  | 6.407e-07 |  | 8.2427e-07 |  | 0 |  | 0 |  | 0.00077991 |  | 0 |  | 5.3558e-07 |  | 0.00029016 |  | 1.3036e-07
| 3.8329e-05 |  | 0.059009 |  | 5.864e-05 |  | 0.029801 |  | 0 |  | 0 |  | 2.5275e-07 |  | 8.4994e-05 |  | 0.00053058 |  | 1.6385e-05 |  | -0.00023326 |  | 5.9622e-07 |  | 6.182e-07 |  | 0 |  | 0 |  | 0.00067651 |  | 0 |  | 5.3561e-07 |  | 0.00028535 |  | 1.5643e-07
| 4.1369e-05 |  | 0.056845 |  | 5.7513e-05 |  | 0.031831 |  | 0 |  | 0 |  | 2.4703e-07 |  | -1.8549e-05 |  | 0.00053058 |  | -0.00031667 |  | -0.00014781 |  | 5.8294e-07 |  | 5.0925e-07 |  | 0 |  | 0 |  | 0.00063411 |  | 0 |  | 2.9459e-06 |  | 0.00028218 |  | 1.1699e-07
| 4.1369e-05 |  | 0.054408 |  | 5.7513e-05 |  | 0.033891 |  | 0 |  | 0 |  | 2.623e-07 |  | -0.00011872 |  | 0.00046687 |  | -0.00039836 |  | -4.0528e-05 |  | 5.3319e-07 |  | 5.0369e-07 |  | 0 |  | 0 |  | 0.0005836 |  | 0 |  | 2.946e-06 |  | 0.00028138 |  | 4.5461e-08
| 6.879e-05 |  | 0.052436 |  | 9.7546e-05 |  | 0.036073 |  | 0 |  | 0 |  | 2.6039e-07 |  | -1.4166e-05 |  | 0.00047476 |  | -0.00017007 |  | 0.00010809 |  | 5.405e-07 |  | 5.0369e-07 |  | 0 |  | 0 |  | 0.00061166 |  | 0 |  | 5.3564e-07 |  | 0.00028699 |  | 0
| 6.8784e-05 |  | 0.050921 |  | 9.7537e-05 |  | 0.038662 |  | 0 |  | 0 |  | 2.2929e-07 |  | -6.3071e-05 |  | 0.00050009 |  | -0.000132 |  | -6.1985e-05 |  | 6.0097e-07 |  | 6.1893e-07 |  | 0 |  | 0 |  | 0.00084259 |  | 0 |  | 5.3571e-07 |  | 0.00028701 |  | 2.6076e-08
| 2.3132e-05 |  | 0.049187 |  | 9.7546e-05 |  | 0.041214 |  | 0 |  | 0 |  | 1.9437e-07 |  | -0.0001484 |  | 0.00039751 |  | -7.8725e-05 |  | -0.00029442 |  | 6.8803e-07 |  | 7.5848e-07 |  | 0 |  | 0 |  | 0.00089796 |  | 0 |  | 5.3568e-07 |  | 0.00028462 |  | 6.4861e-08
| 2.3132e-05 |  | 0.047465 |  | 9.7546e-05 |  | 0.043957 |  | 0 |  | 0 |  | 1.9118e-07 |  | -0.00015582 |  | 0.00036425 |  | -9.8877e-05 |  | -7.9647e-05 |  | 6.8465e-07 |  | 7.883e-07 |  | 0 |  | 0 |  | 0.00085632 |  | 0 |  | 5.3574e-07 |  | 0.00028063 |  | 7.7558e-08
| 8.2886e-05 |  | 0.046022 |  | 7.2173e-05 |  | 0.047072 |  | 0 |  | 0 |  | 1.8804e-07 |  | -0.00018179 |  | 0.00048435 |  | -0.00020657 |  | -1.5496e-05 |  | 6.2233e-07 |  | 7.6415e-07 |  | 0 |  | 0 |  | 0.00082746 |  | 0 |  | 2.9466e-06 |  | 0.00028304 |  | 5.1492e-08
| 8.2886e-05 |  | 0.044557 |  | 7.2173e-05 |  | 0.050034 |  | 0 |  | 0 |  | 1.423e-07 |  | 7.4203e-06 |  | 0.00053227 |  | -7.1615e-05 |  | -0.00012278 |  | 5.6986e-07 |  | 7.2803e-07 |  | 0 |  | 0 |  | 0.00078902 |  | 0 |  | 4.5538e-06 |  | 0.00028145 |  | 1.2706e-08
| 2.6172e-05 |  | 0.043329 |  | 6.8226e-05 |  | 0.05361 |  | 0.0015443 |  | 0 |  | 1.1371e-07 |  | -9.2069e-05 |  | 0.00052607 |  | -0.00010904 |  | -0.0004995 |  | 5.2869e-07 |  | 6.9751e-07 |  | 0 |  | 0 |  | 0.00075699 |  | 0 |  | 2.9468e-06 |  | 0.00027746 |  | 0
| 2.6172e-05 |  | 0.04212 |  | 6.8226e-05 |  | 0.057786 |  | 0.0048634 |  | 0 |  | 1.1055e-07 |  | -0.00017065 |  | 0.0005131 |  | 7.0446e-05 |  | -0.00060195 |  | 5.0548e-07 |  | 6.1847e-07 |  | 0 |  | 0 |  | 0.00081794 |  | 0 |  | 8.0371e-07 |  | 0.00027425 |  | 2.6083e-08
| 2.313e-05 |  | 0.040586 |  | 6.4273e-05 |  | 0.06085 |  | 0.0053394 |  | 0 |  | 1.169e-07 |  | -4.6038e-05 |  | 0.00044878 |  | 0.00028759 |  | -0.00021961 |  | 4.9884e-07 |  | 6.6083e-07 |  | 0 |  | 0 |  | 0.0007402 |  | 0 |  | 8.0376e-07 |  | 0.00027427 |  | 7.156e-08
| 2.3132e-05 |  | 0.038976 |  | 6.4279e-05 |  | 0.063288 |  | 0.0052545 |  | 0 |  | 1.1119e-07 |  | 0.00012614 |  | 0.0004601 |  | -0.00013909 |  | 6.3171e-05 |  | 6.2111e-07 |  | 8.1848e-07 |  | 0 |  | 0 |  | 0.0006424 |  | 0 |  | 8.0376e-07 |  | 0.00027589 |  | 9.0963e-08
| 2.8198e-05 |  | 0.037191 |  | 5.6949e-05 |  | 0.066342 |  | 0.0051088 |  | 0 |  | 1.0484e-07 |  | 0.00023373 |  | 0.00047927 |  | -0.00022788 |  | -4.7683e-05 |  | 7.6062e-07 |  | 9.1565e-07 |  | 0 |  | 0 |  | 0.00068491 |  | 0 |  | 8.0376e-07 |  | 0.00026787 |  | 9.7651e-08
| 2.8198e-05 |  | 0.036256 |  | 5.9889e-05 |  | 0.070393 |  | 0.0052258 |  | 0 |  | 1.0739e-07 |  | 0.00018416 |  | 0.00049224 |  | -0.00010566 |  | -0.00013427 |  | 8.2247e-07 |  | 8.1917e-07 |  | 0 |  | 0 |  | 0.0007844 |  | 0 |  | 8.0381e-07 |  | 0.00026869 |  | 8.4951e-08
| 4.2382e-05 |  | 0.03603 |  | 6.3836e-05 |  | 0.075682 |  | 0.0064674 |  | 0 |  | 1.1501e-07 |  | 7.0497e-05 |  | 0.00051141 |  | -2.9003e-05 |  | 0.00020264 |  | 7.8726e-07 |  | 6.4911e-07 |  | 0 |  | 0 |  | 0.00078044 |  | 0 |  | 8.0386e-07 |  | 0.00027271 |  | 6.5552e-08
| 4.2382e-05 |  | 0.035621 |  | 6.0896e-05 |  | 0.081388 |  | 0.0067878 |  | 0 |  | 1.0803e-07 |  | 3.71e-05 |  | 0.0005272 |  | 9.8851e-05 |  | 0.00013112 |  | 7.767e-07 |  | 5.2768e-07 |  | 0 |  | 0 |  | 0.00070268 |  | 0 |  | 1.3399e-06 |  | 0.00027915 |  | 3.2779e-08
| 3.3264e-05 |  | 0.035083 |  | 7.7247e-05 |  | 0.086866 |  | 0.006956 |  | 0 |  | 7.8165e-08 |  | 0.00018061 |  | 0.00056554 |  | 4.6896e-05 |  | 9.1032e-06 |  | 7.4813e-07 |  | 4.6725e-07 |  | 0 |  | 0 |  | 0.00065696 |  | 0 |  | 1.3399e-06 |  | 0.00027995 |  | 0
| 3.3261e-05 |  | 0.034377 |  | 7.7241e-05 |  | 0.092555 |  | 0.0072883 |  | 0 |  | 4.3853e-08 |  | 0.0001484 |  | 0.00062131 |  | -7.6953e-06 |  | 0.00013828 |  | 6.6912e-07 |  | 5.3396e-07 |  | 0 |  | 0 |  | 0.00062973 |  | 0 |  | 1.3399e-06 |  | 0.00027836 |  | 0
| 0.0001263 |  | 0.033746 |  | 3.422e-05 |  | 0.098674 |  | 0.0070594 |  | 0 |  | 1.5889e-08 |  | 2.968e-05 |  | 0.00051761 |  | -8.5827e-05 |  | 0.00011682 |  | 6.0733e-07 |  | 5.2773e-07 |  | 0 |  | 0 |  | 0.00071717 |  | 0 |  | 2.9481e-06 |  | 0.00027596 |  | 0
| 0.0001263 |  | 0.033339 |  | 3.422e-05 |  | 0.10474 |  | 0.0072936 |  | 0 |  | 2.2246e-08 |  | 0.00011332 |  | 0.00035635 |  | -0.00018363 |  | -0.00016498 |  | 6.0738e-07 |  | 4.1873e-07 |  | 0 |  | 0 |  | 0.00072443 |  | 0 |  | 2.4119e-06 |  | 0.00027437 |  | 0
| 7.3864e-05 |  | 0.032754 |  | 0.00011615 |  | 0.111 |  | 0.0078438 |  | 0 |  | 2.6695e-08 |  | -2.5973e-05 |  | 0.00048604 |  | -5.7416e-05 |  | -0.00020145 |  | 7.2035e-07 |  | 3.5829e-07 |  | 0 |  | 0 |  | 0.0007686 |  | 0 |  | 0 |  | 0.00027519 |  | 0
| 7.3864e-05 |  | 0.032113 |  | 0.00011615 |  | 0.11789 |  | 0.0082963 |  | 0 |  | 2.4791e-08 |  | -0.00011872 |  | 0.00063659 |  | -5.7416e-05 |  | 3.0993e-05 |  | 8.294e-07 |  | 5.5835e-07 |  | 0 |  | 0 |  | 0.00088339 |  | 0 |  | 5.3604e-07 |  | 0.00027842 |  | 0
| 3.9342e-05 |  | 0.031643 |  | 8.7961e-05 |  | 0.12542 |  | 0.0084881 |  | 0 |  | 2.6062e-08 |  | -1.4165e-05 |  | 0.00060783 |  | -0.00014634 |  | -0.00012743 |  | 8.6795e-07 |  | 8.9175e-07 |  | 0 |  | 0 |  | 0.00088499 |  | 0 |  | 1.3402e-06 |  | 0.00027842 |  | 0
| 3.9342e-05 |  | 0.031216 |  | 8.7961e-05 |  | 0.13307 |  | 0.0088956 |  | 0.0012928 |  | 2.9243e-08 |  | -3.71e-05 |  | 0.00057569 |  | -3.2554e-05 |  | -0.00025151 |  | 7.7763e-07 |  | 9.5228e-07 |  | 0.00064977 |  | -0.00073712 |  | 0.00075907 |  | -0.00010968 |  | 8.0411e-07 |  | 0.00027522 |  | 0
| 4.3394e-05 |  | 0.030729 |  | 6.3715e-05 |  | 0.13758 |  | 0.0092293 |  | 0.0017382 |  | 2.67e-08 |  | -4.8231e-05 |  | 0.00039131 |  | -6.4519e-05 |  | 2.3839e-05 |  | 6.6465e-07 |  | 7.5846e-07 |  | -0.00026922 |  | -0.0011694 |  | 0.00067245 |  | -7.4089e-05 |  | 8.0416e-07 |  | 0.00027283 |  | 0
| 4.3394e-05 |  | 0.030376 |  | 6.3715e-05 |  | 0.13905 |  | 0.0094617 |  | 0.0017954 |  | 1.653e-08 |  | 7.083e-06 |  | 0.00036368 |  | -0.00014634 |  | -6.5994e-05 |  | 6.0023e-07 |  | 5.4038e-07 |  | -0.00051145 |  | 0.00070032 |  | 0.00066122 |  | 0.0010193 |  | 8.0416e-07 |  | 0.00027685 |  | 0
| 8.9489e-06 |  | 0.030215 |  | 9.5855e-05 |  | 0.14367 |  | 0.010119 |  | 0.001864 |  | 6.3577e-09 |  | -2.968e-05 |  | 0.00049055 |  | -0.00018882 |  | -5.4831e-05 |  | 5.9425e-07 |  | 4.98e-07 |  | -0.00010165 |  | 0.0014896 |  | 0.00067169 |  | 0.00031587 |  | 8.0421e-07 |  | 0.00028248 |  | 0
| 8.9489e-06 |  | 0.030162 |  | 9.5855e-05 |  | 0.15159 |  | 0.010847 |  | 0.0020768 |  | 7.6299e-09 |  | 2.2261e-05 |  | 0.00042514 |  | -0.00030957 |  | 0.00011324 |  | 6.734e-07 |  | 7.5298e-07 |  | -7.5698e-05 |  | -0.0001399 |  | 0.00071984 |  | -0.0003236 |  | 8.0426e-07 |  | 0.00028489 |  | 0
| 2.4146e-05 |  | 0.030152 |  | 1.7599e-05 |  | 0.15827 |  | 0.01186 |  | 0.002295 |  | 6.9941e-09 |  | 0.00024436 |  | 0.00043755 |  | -0.00023109 |  | -1.4791e-05 |  | 7.7445e-07 |  | 9.7738e-07 |  | -0.00016115 |  | -0.00059764 |  | 0.00062763 |  | -0.002098 |  | 2.4128e-06 |  | 0.00028492 |  | 0
| 2.4146e-05 |  | 0.030176 |  | 1.7599e-05 |  | 0.1624 |  | 0.012677 |  | 0.0023933 |  | 5.0866e-09 |  | 8.162e-05 |  | 0.00050295 |  | -0.00019592 |  | -0.00015496 |  | 8.4092e-07 |  | 9.8922e-07 |  | 0.00010383 |  | 0.0003272 |  | 0.0006469 |  | -0.00090945 |  | 2.9492e-06 |  | 0.0002793 |  | 0
| 8.4404e-07 |  | 0.029835 |  | 6.146e-05 |  | 0.16351 |  | 0.013162 |  | 0.0025838 |  | 1.3991e-08 |  | -0.00015953 |  | 0.000468 |  | -0.00019947 |  | -0.00019787 |  | 8.3775e-07 |  | 9.5324e-07 |  | 0.00027041 |  | -7.2057e-05 |  | 0.00066857 |  | 0.0013751 |  | 2.9493e-06 |  | 0.00027369 |  | 1.2719e-08
| 8.4404e-07 |  | 0.029243 |  | 6.146e-05 |  | 0.16707 |  | 0.013417 |  | 0.0026026 |  | 2.2892e-08 |  | -0.00016998 |  | 0.00036086 |  | 7.0625e-05 |  | 4.6653e-05 |  | 7.5191e-07 |  | 9.5315e-07 |  | -0.00016334 |  | 7.283e-05 |  | 0.00057875 |  | -0.0006896 |  | 2.9493e-06 |  | 0.0002689 |  | 2.5436e-08
| 3.6303e-05 |  | 0.028833 |  | 8.4014e-05 |  | 0.17091 |  | 0.014347 |  | 0.0028022 |  | 2.353e-08 |  | 0.00014841 |  | 0.00034 |  | -0.00011068 |  | 0.00034211 |  | 6.7485e-07 |  | 1.0318e-06 |  | -4.4356e-05 |  | 0.00035872 |  | 0.00067989 |  | -0.00084223 |  | 2.9495e-06 |  | 0.0002681 |  | 2.5438e-08
| 3.6303e-05 |  | 0.028185 |  | 8.4014e-05 |  | 0.1733 |  | 0.015183 |  | 0.0028915 |  | 1.3356e-08 |  | 0.0002931 |  | 0.00041048 |  | -0.0002776 |  | 0.0001347 |  | 6.1972e-07 |  | 9.4709e-07 |  | 0.00011901 |  | 0.00017729 |  | 0.00069514 |  | 6.2013e-05 |  | 2.4133e-06 |  | 0.00027292 |  | 1.272e-08
| 4.3394e-05 |  | 0.027625 |  | 4.302e-05 |  | 0.17719 |  | 0.015746 |  | 0.0030226 |  | 2.544e-09 |  | -7.0816e-06 |  | 0.00043755 |  | -0.0002616 |  | 0.00010809 |  | 6.3635e-07 |  | 8.5606e-07 |  | -0.00016662 |  | 0.00027986 |  | 0.00070165 |  | 0.00027839 |  | 8.0446e-07 |  | 0.00028098 |  | 1.4997e-07
| 4.3394e-05 |  | 0.027194 |  | 4.302e-05 |  | 0.18285 |  | 0.016776 |  | 0.0031909 |  | 1.2721e-09 |  | 0.0001484 |  | 0.00047758 |  | -0.00018172 |  | 0.00018118 |  | 7.0556e-07 |  | 8.8045e-07 |  | -0.00028458 |  | 0.00019591 |  | 0.0006888 |  | 0.00076505 |  | 8.0446e-07 |  | 0.00028901 |  | 3.8921e-06
| 3.6303e-05 |  | 0.026638 |  | 0.00016803 |  | 0.18845 |  | 0.01788 |  | 0.0033901 |  | 1.9082e-08 |  | 0.00020776 |  | 0.00045052 |  | -0.00014621 |  | -0.00024794 |  | 7.8935e-07 |  | 8.1996e-07 |  | -0.00016557 |  | -0.00030967 |  | 0.0006479 |  | 0.00066962 |  | 2.4137e-06 |  | 0.00028983 |  | 2.7109e-05
| 3.6303e-05 |  | 0.026218 |  | 0.00016803 |  | 0.19433 |  | 0.019077 |  | 0.0036879 |  | 3.8163e-08 |  | 0 |  | 0.00039921 |  | -0.00014295 |  | -0.0002708 |  | 8.4189e-07 |  | 7.0461e-07 |  | -0.00025756 |  | 0.00038926 |  | 0.00066235 |  | 2.1862e-05 |  | 2.4136e-06 |  | 0.00028341 |  | 5.3326e-05
| 5.0486e-05 |  | 0.025935 |  | 9.4727e-05 |  | 0.19951 |  | 0.02034 |  | 0.0039189 |  | 3.8167e-08 |  | -3.339e-05 |  | 0.00049675 |  | -0.00019947 |  | -0.0001049 |  | 8.1403e-07 |  | 5.1011e-07 |  | -0.00024027 |  | -0.0001682 |  | 0.00071458 |  | 0.00016885 |  | 8.0461e-07 |  | 0.00027299 |  | 9.4702e-05
| 5.0486e-05 |  | 0.02548 |  | 9.4727e-05 |  | 0.20285 |  | 0.021515 |  | 0.0041827 |  | 1.9085e-08 |  | -1.8549e-05 |  | 0.00058471 |  | -0.00024209 |  | 5.9594e-05 |  | 7.1832e-07 |  | 5.3447e-07 |  | -0.00031821 |  | -0.00029504 |  | 0.00072587 |  | -0.00014849 |  | 1.341e-06 |  | 0.00026016 |  | 0.00013347
| 0 |  | 0.025001 |  | 9.6982e-05 |  | 0.20702 |  | 0.023216 |  | 0.0045901 |  | 3.1808e-09 |  | -0.00013104 |  | 0.00054299 |  | -2.0905e-05 |  | 9.7847e-05 |  | 6.3917e-07 |  | 6.6232e-07 |  | -8.6596e-05 |  | 0.00037421 |  | 0.00067769 |  | -0.0015803 |  | 1.341e-06 |  | 0.00025855 |  | 0.0001931
| 0 |  | 0.024527 |  | 9.6982e-05 |  | 0.20983 |  | 0.024403 |  | 0.0048099 |  | 6.3616e-09 |  | -0.00024487 |  | 0.00060557 |  | 3.8474e-05 |  | 0.00018118 |  | 6.1656e-07 |  | 7.2906e-07 |  | -8.4435e-05 |  | 0.00087406 |  | 0.00070584 |  | -0.00020745 |  | 1.3411e-06 |  | 0.00026499 |  | 0.00025785
| 4.8969e-06 |  | 0.023563 |  | 0.00014943 |  | 0.21096 |  | 0.025146 |  | 0.0049094 |  | 8.9071e-09 |  | 6.307e-05 |  | 0.00054022 |  | -0.00011424 |  | 0.00026343 |  | 6.5054e-07 |  | 6.9856e-07 |  | -0.00014399 |  | 0.00044011 |  | 0.00076531 |  | 0.00050269 |  | 5.3648e-07 |  | 0.00027063 |  | 0.0003249
| 4.8965e-06 |  | 0.022985 |  | 0.00014942 |  | 0.21158 |  | 0.026316 |  | 0.0052754 |  | 8.2716e-09 |  | 0.00019832 |  | 0.00043924 |  | -0.00028533 |  | -6.258e-05 |  | 7.0315e-07 |  | 6.4373e-07 |  | -5.6298e-05 |  | -8.7947e-05 |  | 0.00079668 |  | -0.0011874 |  | 0 |  | 0.00026663 |  | 0.00040048
| 0 |  | 0.022726 |  | 4.4975e-05 |  | 0.21273 |  | 0.027696 |  | 0.0056688 |  | 1.1453e-08 |  | -0.00021889 |  | 0.00054299 |  | 9.8845e-05 |  | -0.0001943 |  | 7.1246e-07 |  | 8.0154e-07 |  | -0.00017757 |  | 0.00075308 |  | 0.00071717 |  | -0.00093093 |  | 8.0476e-07 |  | 0.00026583 |  | 0.00049023
| 0 |  | 0.022049 |  | 4.4975e-05 |  | 0.21478 |  | 0.029156 |  | 0.0060244 |  | 1.5907e-08 |  | -0.00025599 |  | 0.00051761 |  | 0.00017343 |  | -0.00011205 |  | 7.6302e-07 |  | 9.7807e-07 |  | -0.00011369 |  | 0.00010032 |  | 0.00070436 |  | -0.00025247 |  | 8.0481e-07 |  | 0.00027709 |  | 0.00057316
| 4.2382e-05 |  | 0.021656 |  | 9.1908e-05 |  | 0.21384 |  | 0.030726 |  | 0.0063763 |  | 5.8606e-07 |  | -4.081e-05 |  | 0.00054017 |  | -0.00020302 |  | 5.2448e-05 |  | 8.5623e-07 |  | 9.8439e-07 |  | 2.599e-05 |  | 0.00012235 |  | 0.00077343 |  | -0.00039678 |  | 2.4145e-06 |  | 0.0002803 |  | 0.00064082
| 4.2385e-05 |  | 0.021373 |  | 9.1916e-05 |  | 0.20996 |  | 0.031955 |  | 0.0065462 |  | 1.1512e-06 |  | -0.00018415 |  | 0.00052894 |  | -0.00012261 |  | 0.00038117 |  | 9.2284e-07 |  | 8.7467e-07 |  | -0.00014079 |  | -0.00052714 |  | 0.0007285 |  | -0.0004702 |  | 4.5609e-06 |  | 0.0002763 |  | 0.00071019
| 2.6172e-05 |  | 0.020888 |  | 9.7546e-05 |  | 0.20733 |  | 0.033207 |  | 0.0069201 |  | 4.7385e-06 |  | -0.00014469 |  | 0.0005131 |  | 0.00012371 |  | 0.00056024 |  | 8.889e-07 |  | 7.2245e-07 |  | -0.00023286 |  | -0.00024237 |  | 0.00068678 |  | -0.00014551 |  | 6.1706e-06 |  | 0.0002715 |  | 0.00079598
| 2.6172e-05 |  | 0.020474 |  | 9.7546e-05 |  | 0.20602 |  | 0.034687 |  | 0.0072242 |  | 7.7607e-06 |  | -8.5331e-05 |  | 0.0005148 |  | 6.3335e-05 |  | 0.00010609 |  | 7.9975e-07 |  | 8.8091e-07 |  | -0.00023828 |  | 0.00010026 |  | 0.00078804 |  | -0.00040774 |  | 4.5612e-06 |  | 0.00027152 |  | 0.00088972
| 2.5161e-05 |  | 0.020083 |  | 9.8683e-05 |  | 0.2011 |  | 0.035572 |  | 0.0073861 |  | 1.7736e-05 |  | -0.00037539 |  | 0.00043138 |  | -0.00021753 |  | -7.9646e-06 |  | 7.1332e-07 |  | 1.1062e-06 |  | 3.4377e-05 |  | -0.00097801 |  | 0.00086435 |  | -0.00065906 |  | 1.3416e-06 |  | 0.00026911 |  | 0.00099776
| 2.5159e-05 |  | 0.019521 |  | 9.8674e-05 |  | 0.19499 |  | 0.037049 |  | 0.007743 |  | 2.7785e-05 |  | -0.00034874 |  | 0.00048096 |  | -0.00015331 |  | -7.2709e-05 |  | 6.8537e-07 |  | 1.1181e-06 |  | 0.00019688 |  | -0.00052056 |  | 0.00092546 |  | -9.8896e-05 |  | 8.0496e-07 |  | 0.0002635 |  | 0.0011165
| 2.9211e-05 |  | 0.019055 |  | 1.5644e-05 |  | 0.19205 |  | 0.039283 |  | 0.0082551 |  | 6.5778e-05 |  | 8.162e-05 |  | 0.00053058 |  | -0.0003735 |  | -0.00036952 |  | 6.8543e-07 |  | 8.9917e-07 |  | 7.1501e-05 |  | 0.00034298 |  | 0.00076158 |  | -0.00034035 |  | 8.0496e-07 |  | 0.00026511 |  | 0.0012206
| 2.9214e-05 |  | 0.018802 |  | 1.5645e-05 |  | 0.19126 |  | 0.041487 |  | 0.0088712 |  | 0.00011237 |  | -5.6663e-05 |  | 0.00053514 |  | -0.00055314 |  | -0.00019912 |  | 7.4865e-07 |  | 5.5909e-07 |  | -3.9002e-05 |  | 0.00048926 |  | 0.00060496 |  | -0.00092787 |  | 1.3418e-06 |  | 0.00026994 |  | 0.001299
| 6.146e-05 |  | 0.018481 |  | 1.1733e-05 |  | 0.18776 |  | 0.043155 |  | 0.0093382 |  | 0.00017731 |  | -0.00032649 |  | 0.00057062 |  | -0.00027405 |  | -0.00020861 |  | 8.1194e-07 |  | 4.256e-07 |  | 1.1919e-05 |  | 0.00062617 |  | 0.00064999 |  | 0.00011331 |  | 5.3671e-07 |  | 0.00027799 |  | 0.001377
| 6.146e-05 |  | 0.018058 |  | 1.1733e-05 |  | 0.18309 |  | 0.044506 |  | 0.0096971 |  | 0.00022791 |  | -0.00021519 |  | 0.00057231 |  | -3.2556e-05 |  | -0.00039456 |  | 8.2732e-07 |  | 4.4373e-07 |  | 5.2013e-05 |  | 0.00098779 |  | 0.000781 |  | 0.0010697 |  | 0 |  | 0.0002756 |  | 0.0014862
| 3.124e-05 |  | 0.017489 |  | 6.654e-05 |  | 0.17927 |  | 0.046069 |  | 0.01021 |  | 0.00027392 |  | -0.00010759 |  | 0.0005498 |  | 2.96e-06 |  | -0.00025866 |  | 8.4455e-07 |  | 5.1047e-07 |  | -0.00014413 |  | 0.00070982 |  | 0.000781 |  | 0.00081352 |  | 8.0511e-07 |  | 0.00027399 |  | 0.0015986
| 3.1237e-05 |  | 0.016959 |  | 6.6534e-05 |  | 0.1741 |  | 0.048183 |  | 0.010793 |  | 0.00031603 |  | -3.8955e-05 |  | 0.000574 |  | -5.6426e-07 |  | 2.617e-05 |  | 8.2207e-07 |  | 6.0168e-07 |  | -4.2266e-05 |  | 0.00044894 |  | 0.00065007 |  | 0.00031299 |  | 8.0516e-07 |  | 0.00027642 |  | 0.0016938
| 0 |  | 0.016511 |  | 8.2329e-05 |  | 0.16959 |  | 0.050501 |  | 0.011403 |  | 0.00036374 |  | -0.00014469 |  | 0.00052781 |  | -9.6476e-05 |  | 0.00015615 |  | 7.9204e-07 |  | 6.7465e-07 |  | 9.3207e-05 |  | 0.0005392 |  | 0.00063565 |  | -2.9414e-06 |  | 8.0521e-07 |  | 0.00027724 |  | 0.0017977
| 0 |  | 0.016111 |  | 8.2322e-05 |  | 0.16525 |  | 0.052894 |  | 0.011932 |  | 0.00041099 |  | -0.00017808 |  | 0.00057907 |  | -0.00028115 |  | 7.0328e-05 |  | 7.2228e-07 |  | 6.7477e-07 |  | -7.1537e-05 |  | 0.00032319 |  | 0.00049823 |  | -0.00061085 |  | 8.0516e-07 |  | 0.00027805 |  | 0.0019486
| 7.0487e-05 |  | 0.015762 |  | 7.8946e-05 |  | 0.16144 |  | 0.055568 |  | 0.012611 |  | 0.00045756 |  | -0.00010978 |  | 0.00066709 |  | 6.724e-05 |  | 3.2997e-05 |  | 6.5433e-07 |  | 6.5037e-07 |  | -0.00027858 |  | 0.00075605 |  | 0.00043477 |  | -0.00048476 |  | 0 |  | 0.00027806 |  | 0.0021451
| 7.0481e-05 |  | 0.015638 |  | 7.8939e-05 |  | 0.15929 |  | 0.058624 |  | 0.013625 |  | 0.00050994 |  | -1.1127e-05 |  | 0.00047645 |  | 0.00036877 |  | -5.1256e-05 |  | 6.3114e-07 |  | 6.5672e-07 |  | -0.0001973 |  | 0.00021296 |  | 0.00053362 |  | -0.00019129 |  | 5.3684e-07 |  | 0.00028288 |  | 0.0023604
| 4.5425e-05 |  | 0.015288 |  | 9.1916e-05 |  | 0.15733 |  | 0.061892 |  | 0.014655 |  | 0.0005747 |  | -0.00015953 |  | 0.0004748 |  | -3.9664e-05 |  | -0.00010132 |  | 6.9499e-07 |  | 7.3532e-07 |  | 3.9028e-05 |  | -0.00047694 |  | 0.00061885 |  | 7.8355e-05 |  | 5.3688e-07 |  | 0.0002829 |  | 0.0025239
| 4.5425e-05 |  | 0.014788 |  | 9.1916e-05 |  | 0.15475 |  | 0.065473 |  | 0.015688 |  | 0.00063905 |  | -0.00043778 |  | 0.00060619 |  | -0.00044099 |  | -0.00019072 |  | 7.4771e-07 |  | 7.5979e-07 |  | 6.6136e-05 |  | -0.00012231 |  | 0.00080455 |  | -0.00036138 |  | 5.3688e-07 |  | 0.00027247 |  | 0.0026273
| 7.0481e-05 |  | 0.01454 |  | 6.146e-05 |  | 0.15167 |  | 0.069258 |  | 0.016761 |  | 0.00071858 |  | -8.8535e-05 |  | 0.00058358 |  | -0.00025143 |  | -2.5028e-05 |  | 6.9572e-07 |  | 7.7845e-07 |  | -3.6865e-05 |  | -0.00052272 |  | 0.00080862 |  | -0.0003505 |  | 2.953e-06 |  | 0.00026525 |  | 0.0026657
| 7.0488e-05 |  | 0.014227 |  | 6.1465e-05 |  | 0.14683 |  | 0.072293 |  | 0.017626 |  | 0.00080457 |  | 0.00022631 |  | 0.0006045 |  | -1.4799e-05 |  | 0.00031349 |  | 6.3658e-07 |  | 8.5164e-07 |  | -0.00038815 |  | -0.00036106 |  | 0.00069529 |  | 0.00017611 |  | 2.4163e-06 |  | 0.00026606 |  | 0.0027088
| 0 |  | 0.013893 |  | 3.2268e-05 |  | 0.14222 |  | 0.075539 |  | 0.018524 |  | 0.00088239 |  | 6.6784e-05 |  | 0.00064115 |  | -1.835e-05 |  | 0.00010251 |  | 5.999e-07 |  | 8.6343e-07 |  | -0.00039467 |  | -2.5328e-05 |  | 0.00076607 |  | -0.00040881 |  | 2.4163e-06 |  | 0.00027009 |  | 0.0027137
| 0 |  | 0.013536 |  | 3.2265e-05 |  | 0.13785 |  | 0.078728 |  | 0.019417 |  | 0.00094331 |  | -0.00014874 |  | 0.00062813 |  | -2.4295e-05 |  | -6.258e-05 |  | 6.3591e-07 |  | 7.7797e-07 |  | -0.00021834 |  | -0.00010536 |  | 0.00081998 |  | -0.00020898 |  | 2.9534e-06 |  | 0.0002685 |  | 0.0027293
| 8.4411e-07 |  | 0.013258 |  | 7.4435e-05 |  | 0.13154 |  | 0.081275 |  | 0.02022 |  | 0.0010071 |  | -7.7912e-05 |  | 0.00053401 |  | 4.9129e-05 |  | -0.0001335 |  | 6.1066e-07 |  | 6.6252e-07 |  | -0.0001934 |  | -0.00031817 |  | 0.00093172 |  | -0.00045962 |  | 1.3424e-06 |  | 0.00026689 |  | 0.0027153
| 8.4411e-07 |  | 0.012957 |  | 7.4435e-05 |  | 0.126 |  | 0.084434 |  | 0.021122 |  | 0.0010901 |  | -2.2261e-05 |  | 0.00046353 |  | 0.00033324 |  | 0.00011323 |  | 6.5728e-07 |  | 6.0195e-07 |  | -0.00021541 |  | -0.00058057 |  | 0.00087068 |  | 0.00021281 |  | 1.3425e-06 |  | 0.00027013 |  | 0.0027602
| 5.7518e-05 |  | 0.012687 |  | 8.2893e-05 |  | 0.1211 |  | 0.087104 |  | 0.021962 |  | 0.0011664 |  | 0.00012985 |  | 0.00050525 |  | 0.00032259 |  | -1.5502e-05 |  | 8.0185e-07 |  | 5.9013e-07 |  | -0.00029245 |  | -0.00018924 |  | 0.00063271 |  | 0.00060371 |  | 1.3425e-06 |  | 0.00027254 |  | 0.0027912
| 5.7513e-05 |  | 0.012405 |  | 8.2886e-05 |  | 0.11574 |  | 0.089498 |  | 0.022914 |  | 0.001229 |  | 9.2076e-05 |  | 0.00058358 |  | -9.5487e-05 |  | -0.00013426 |  | 9.3639e-07 |  | 6.2073e-07 |  | -6.0749e-05 |  | -5.9121e-05 |  | 0.00062314 |  | -0.00038406 |  | 8.0556e-07 |  | 0.00027177 |  | 0.0028071
| 5.8646e-05 |  | 0.012073 |  | 6.4285e-05 |  | 0.11137 |  | 0.092232 |  | 0.024133 |  | 0.0012949 |  | 0.0001484 |  | 0.0006107 |  | -0.00029537 |  | 1.6688e-05 |  | 9.7967e-07 |  | 7.3002e-07 |  | 8.5703e-05 |  | -4.8156e-06 |  | 0.00070435 |  | -1.2693e-05 |  | 0 |  | 0.00026694 |  | 0.0028486
| 5.8646e-05 |  | 0.011811 |  | 6.4285e-05 |  | 0.10728 |  | 0.09466 |  | 0.025501 |  | 0.0013684 |  | 0.00019663 |  | 0.00060281 |  | -0.00038415 |  | -0.0002229 |  | 9.5845e-07 |  | 7.0573e-07 |  | -3.5803e-05 |  | 0.00015603 |  | 0.0006561 |  | -2.8294e-05 |  | 0 |  | 0.00026534 |  | 0.0028472
| 4.7451e-05 |  | 0.011561 |  | 5.1824e-05 |  | 0.10298 |  | 0.096791 |  | 0.026703 |  | 0.0014601 |  | -9.2751e-05 |  | 0.00055939 |  | -0.00023143 |  | -4.7669e-06 |  | 9.3522e-07 |  | 6.6956e-07 |  | -0.00015299 |  | 9.3096e-05 |  | 0.0007052 |  | -0.00048925 |  | 2.417e-06 |  | 0.00026696 |  | 0.0028793
| 4.7451e-05 |  | 0.011184 |  | 5.1824e-05 |  | 0.098309 |  | 0.098951 |  | 0.027705 |  | 0.0015688 |  | 1.4165e-05 |  | 0.00049849 |  | 9.0966e-05 |  | 7.3958e-05 |  | 8.4329e-07 |  | 7.1203e-07 |  | -0.00016494 |  | 0.00022165 |  | 0.00073901 |  | -0.00016719 |  | 2.4172e-06 |  | 0.000271 |  | 0.0028207
| 7.8946e-05 |  | 0.010834 |  | 9.0788e-05 |  | 0.094304 |  | 0.1016 |  | 0.02886 |  | 0.0016848 |  | -5.1939e-05 |  | 0.00054022 |  | 0.00013436 |  | -0.00018 |  | 7.94e-07 |  | 7.5451e-07 |  | 7.5961e-06 |  | 0.00053707 |  | 0.00071815 |  | -0.00036736 |  | 0 |  | 0.00027664 |  | 0.0027723
| 0.00013872 |  | 0.010567 |  | 9.0788e-05 |  | 0.08977 |  | 0.10394 |  | 0.029968 |  | 0.0017993 |  | -0.00023002 |  | 0.00068119 |  | 0.00037942 |  | -6.5567e-05 |  | 8.3937e-07 |  | 6.4526e-07 |  | 0.00019209 |  | 0.00093011 |  | 0.00072298 |  | -0.00046943 |  | 0 |  | 0.00027906 |  | 0.0027072
| 5.9773e-05 |  | 0.010271 |  | 7.7254e-05 |  | 0.085414 |  | 0.10658 |  | 0.031116 |  | 0.0019041 |  | -0.00012985 |  | 0.00064115 |  | 0.00015567 |  | 0.00038144 |  | 9.6669e-07 |  | 4.629e-07 |  | 2.3878e-05 |  | 0.00020639 |  | 0.00064662 |  | -0.00018837 |  | 8.0576e-07 |  | 0.0002847 |  | 0.0026716
| 0 |  | 0.010084 |  | 7.7254e-05 |  | 0.08189 |  | 0.10822 |  | 0.032292 |  | 0.0020298 |  | -0.00014165 |  | 0.00061691 |  | -0.00030907 |  | 0.00035386 |  | 1.036e-06 |  | 3.9544e-07 |  | -0.00025922 |  | -6.224e-05 |  | 0.00052199 |  | 5.3028e-05 |  | 8.0581e-07 |  | 0.00028874 |  | 0.0027119
| 4.7451e-05 |  | 0.0099104 |  | 4.4979e-05 |  | 0.078417 |  | 0.10988 |  | 0.033671 |  | 0.0021669 |  | 7.791e-05 |  | 0.00067781 |  | -9.2931e-05 |  | -4.0528e-05 |  | 1.064e-06 |  | 4.4978e-07 |  | -0.00020387 |  | 0.00076473 |  | 0.00052038 |  | -0.0001421 |  | 2.4175e-06 |  | 0.00028553 |  | 0.0028468
| 6.8769e-05 |  | 0.0097247 |  | 4.4983e-05 |  | 0.075009 |  | 0.11315 |  | 0.035305 |  | 0.0023071 |  | -7.7907e-05 |  | 0.00055493 |  | -0.00028116 |  | 5.9594e-05 |  | 1.0261e-06 |  | 5.779e-07 |  | -0.00017729 |  | -0.00028353 |  | 0.0007215 |  | -0.000373 |  | 2.4176e-06 |  | 0.0002775 |  | 0.0030775
| 6.8763e-05 |  | 0.0094621 |  | 5.1824e-05 |  | 0.072156 |  | 0.11709 |  | 0.037028 |  | 0.002418 |  | -0.00043036 |  | 0.00054022 |  | -0.00043032 |  | 6.6745e-05 |  | 9.268e-07 |  | 7.3596e-07 |  | -0.00014148 |  | -0.00095117 |  | 0.00079228 |  | 0.00051764 |  | 8.0591e-07 |  | 0.00027107 |  | 0.0034194
| 4.7451e-05 |  | 0.0092304 |  | 5.1824e-05 |  | 0.069937 |  | 0.12168 |  | 0.038832 |  | 0.0025144 |  | -0.00042497 |  | 0.00059097 |  | -5.8194e-05 |  | 4.6653e-05 |  | 8.4759e-07 |  | 8.3912e-07 |  | 0.00013571 |  | 0.00012147 |  | 0.00077951 |  | 0.0009879 |  | 1.3432e-06 |  | 0.0002703 |  | 0.0037093
| 6.9236e-06 |  | 0.0090237 |  | 1.2711e-05 |  | 0.067408 |  | 0.12602 |  | 0.04087 |  | 0.0025602 |  | -0.00016695 |  | 0.00060563 |  | 0.00013081 |  | 0.00038144 |  | 8.2567e-07 |  | 7.4234e-07 |  | 4.1259e-05 |  | 0.00056303 |  | 0.00080606 |  | 0.0010681 |  | 2.9552e-06 |  | 0.0002703 |  | 0.0039435
| 6.9236e-06 |  | 0.0087742 |  | 1.2711e-05 |  | 0.065101 |  | 0.13033 |  | 0.043265 |  | 0.0026026 |  | -0.00019664 |  | 0.00066033 |  | 3.1372e-05 |  | 5.2434e-05 |  | 8.7691e-07 |  | 5.4171e-07 |  | -0.00032187 |  | 0.00014067 |  | 0.00080204 |  | 0.0004578 |  | 4.5674e-06 |  | 0.0002719 |  | 0.0040666
| 4.5429e-05 |  | 0.0086714 |  | 9.1924e-05 |  | 0.06314 |  | 0.13418 |  | 0.045463 |  | 0.0025923 |  | -0.00043407 |  | 0.000657 |  | -0.00013555 |  | -0.00040529 |  | 9.717e-07 |  | 3.4683e-07 |  | -0.0002578 |  | 0.00013522 |  | 0.00074577 |  | -0.0005102 |  | 4.5674e-06 |  | 0.00027112 |  | 0.0041339
| 4.5425e-05 |  | 0.0084581 |  | 9.1916e-05 |  | 0.060746 |  | 0.13801 |  | 0.047529 |  | 0.0026057 |  | -0.00031518 |  | 0.00070995 |  | -0.000126 |  | -8.6479e-05 |  | 1.0456e-06 |  | 2.8619e-07 |  | -0.00012489 |  | 0.00078639 |  | 0.00067582 |  | -0.00043129 |  | 2.4181e-06 |  | 0.00026711 |  | 0.0043293
| 4.1376e-05 |  | 0.0081245 |  | 5.4762e-05 |  | 0.059159 |  | 0.14346 |  | 0.049927 |  | 0.0026027 |  | -0.00036359 |  | 0.00071678 |  | -0.00021368 |  | 0.00025628 |  | 1.0984e-06 |  | 4.8123e-07 |  | -0.00024763 |  | 9.7965e-05 |  | 0.00069437 |  | -0.00067409 |  | 0 |  | 0.0002615 |  | 0.0044747
| 4.1372e-05 |  | 0.0078747 |  | 5.4757e-05 |  | 0.057463 |  | 0.1485 |  | 0.052459 |  | 0.0026321 |  | -0.00028197 |  | 0.00073758 |  | -5.9113e-07 |  | 0.00027059 |  | 1.0317e-06 |  | 7.549e-07 |  | -0.00032861 |  | -0.00051326 |  | 0.00067104 |  | -0.00071505 |  | 0 |  | 0.00026471 |  | 0.004752
| 5.2517e-05 |  | 0.0076556 |  | 1.2711e-05 |  | 0.055169 |  | 0.1522 |  | 0.055098 |  | 0.0026547 |  | -0.00024487 |  | 0.00076803 |  | 0.00014857 |  | 0.00026344 |  | 9.6187e-07 |  | 8.9504e-07 |  | -9.9438e-05 |  | -1.9389e-06 |  | 0.00073625 |  | -0.00013855 |  | 8.0616e-07 |  | 0.00027197 |  | 0.0049748
| 5.2522e-05 |  | 0.007592 |  | 1.2713e-05 |  | 0.052918 |  | 0.15774 |  | 0.057875 |  | 0.0026904 |  | -0.00011687 |  | 0.00061753 |  | -6.8365e-05 |  | 3.9824e-05 |  | 8.8247e-07 |  | 8.9496e-07 |  | 7.4955e-05 |  | -2.0964e-05 |  | 0.00073706 |  | 0.00040638 |  | 8.0616e-07 |  | 0.00027439 |  | 0.0052032
| 4.1376e-05 |  | 0.0074307 |  | 1.4669e-05 |  | 0.051055 |  | 0.16289 |  | 0.060896 |  | 0.00277 |  | -0.00014469 |  | 0.00055154 |  | -4.3209e-05 |  | -0.00011562 |  | 7.693e-07 |  | 8.7637e-07 |  | -9.4517e-05 |  | -0.0003418 |  | 0.00063334 |  | 0.00037424 |  | 0 |  | 0.00027281 |  | 0.0053783
| 4.1372e-05 |  | 0.0071748 |  | 1.4667e-05 |  | 0.049778 |  | 0.16593 |  | 0.063867 |  | 0.0028198 |  | -0.00024857 |  | 0.00054473 |  | 8.4643e-05 |  | -3.6952e-05 |  | 7.2924e-07 |  | 8.8254e-07 |  | -1.4124e-05 |  | -0.00046886 |  | 0.0005826 |  | -0.00022646 |  | 0 |  | 0.0002736 |  | 0.0054512
| 2.7189e-05 |  | 0.0071128 |  | 6.5418e-05 |  | 0.048155 |  | 0.16946 |  | 0.066846 |  | 0.0028724 |  | -0.00016324 |  | 0.00060568 |  | -0.00015686 |  | -0.00015496 |  | 7.373e-07 |  | 7.2447e-07 |  | -0.00023034 |  | -0.00021056 |  | 0.00074605 |  | -0.0001149 |  | 2.4187e-06 |  | 0.00027524 |  | 0.0055365
| 2.7187e-05 |  | 0.0070566 |  | 6.5412e-05 |  | 0.046509 |  | 0.17383 |  | 0.070084 |  | 0.002814 |  | -5.6663e-05 |  | 0.00064115 |  | -0.00028194 |  | 0.00011152 |  | 8.6137e-07 |  | 5.8451e-07 |  | -0.00041401 |  | 0.00017121 |  | 0.00082814 |  | 0.00045667 |  | 4.5691e-06 |  | 0.00027041 |  | 0.0055125
| 7.6697e-05 |  | 0.0069634 |  | 6.7674e-05 |  | 0.045396 |  | 0.17882 |  | 0.073485 |  | 0.00276 |  | -2.2261e-05 |  | 0.00068294 |  | -4.6762e-05 |  | 0.00012397 |  | 9.3471e-07 |  | 6.514e-07 |  | -0.00012605 |  | 0.00042215 |  | 0.00068654 |  | 0.00014868 |  | 2.9565e-06 |  | 0.00027365 |  | 0.0054676
| 7.6697e-05 |  | 0.0068478 |  | 6.7674e-05 |  | 0.043862 |  | 0.18285 |  | 0.076879 |  | 0.0026782 |  | 8.1617e-05 |  | 0.00071791 |  | 5.9782e-05 |  | -0.00017999 |  | 9.2879e-07 |  | 7.3648e-07 |  | 5.108e-05 |  | 0.00015028 |  | 0.00067527 |  | -0.0002747 |  | 1.3439e-06 |  | 0.00027928 |  | 0.0053923
| 7.0494e-05 |  | 0.0066474 |  | 4.7917e-05 |  | 0.041816 |  | 0.18538 |  | 0.080387 |  | 0.0026219 |  | 0.00011501 |  | 0.00055944 |  | -1.1247e-05 |  | -2.9801e-05 |  | 9.3946e-07 |  | 8.0963e-07 |  | -4.0212e-05 |  | 3.2873e-05 |  | 0.00073572 |  | -0.00014909 |  | 1.3439e-06 |  | 0.00028334 |  | 0.0053667
| 7.0488e-05 |  | 0.0065784 |  | 4.7913e-05 |  | 0.040719 |  | 0.18822 |  | 0.084067 |  | 0.0025843 |  | 4.9578e-05 |  | 0.0006045 |  | -0.00014295 |  | 0.0002105 |  | 9.3812e-07 |  | 9.1341e-07 |  | -0.00016521 |  | 0.00073022 |  | 0.00068175 |  | 0.00048727 |  | 1.344e-06 |  | 0.0002785 |  | 0.0053599
| 3.1243e-05 |  | 0.0065426 |  | 9.6999e-05 |  | 0.039811 |  | 0.19106 |  | 0.087567 |  | 0.0026079 |  | -9.2755e-05 |  | 0.00068125 |  | -4.3209e-05 |  | 2.7416e-05 |  | 9.382e-07 |  | 1.0229e-06 |  | -2.9349e-05 |  | 0.00054076 |  | 0.00056752 |  | 0.00081551 |  | 1.344e-06 |  | 0.0002737 |  | 0.0054235
| 3.1243e-05 |  | 0.0063399 |  | 9.6999e-05 |  | 0.038002 |  | 0.19384 |  | 0.091035 |  | 0.0026884 |  | -0.00012986 |  | 0.00068407 |  | -0.00017462 |  | -0.00013351 |  | 8.9894e-07 |  | 1.0655e-06 |  | 2.8263e-05 |  | -0.00024094 |  | 0.00058846 |  | 0.0003925 |  | 1.3441e-06 |  | 0.0002729 |  | 0.005506
| 0.00012351 |  | 0.006204 |  | 2.5425e-05 |  | 0.035698 |  | 0.19645 |  | 0.09447 |  | 0.0028313 |  | -1.113e-05 |  | 0.00081378 |  | -0.00049781 |  | -3.3375e-05 |  | 8.6493e-07 |  | 1.0174e-06 |  | -8.5885e-05 |  | -0.00065611 |  | 0.00058447 |  | 0.0005052 |  | 4.5703e-06 |  | 0.00026728 |  | 0.0056108
| 0.00012351 |  | 0.0061247 |  | 2.5425e-05 |  | 0.034309 |  | 0.19847 |  | 0.098244 |  | 0.0029651 |  | 4.452e-05 |  | 0.00075964 |  | -0.00033443 |  | -0.00023721 |  | 8.7627e-07 |  | 1.0049e-06 |  | -0.00020548 |  | -0.00041066 |  | 0.00053777 |  | -0.00026504 |  | 4.5703e-06 |  | 0.00026486 |  | 0.0056899
| 6.9242e-06 |  | 0.0058371 |  | 4.6939e-05 |  | 0.033119 |  | 0.20083 |  | 0.10221 |  | 0.0032143 |  | -3.8955e-05 |  | 0.00071001 |  | -0.00029211 |  | -0.00018546 |  | 9.1303e-07 |  | 9.4367e-07 |  | -9.3508e-05 |  | 0.0003838 |  | 0.00062959 |  | -0.0011222 |  | 2.9574e-06 |  | 0.00026407 |  | 0.0057747
| 6.9242e-06 |  | 0.0056938 |  | 4.6939e-05 |  | 0.031713 |  | 0.20275 |  | 0.10586 |  | 0.0034982 |  | -0.00012985 |  | 0.00075457 |  | -0.0003735 |  | -0.00014066 |  | 9.2511e-07 |  | 7.8552e-07 |  | -0.00011427 |  | 0.00034585 |  | 0.00076731 |  | -0.00098939 |  | 2.9574e-06 |  | 0.00026731 |  | 0.0059489
| 6.1471e-05 |  | 0.0057574 |  | 7.6133e-05 |  | 0.030655 |  | 0.20193 |  | 0.10983 |  | 0.0037493 |  | -7.791e-05 |  | 0.00075005 |  | -0.00018527 |  | -0.00029085 |  | 9.2044e-07 |  | 6.4543e-07 |  | -0.0002513 |  | 0.00018112 |  | 0.00078583 |  | -0.00039431 |  | 1.3444e-06 |  | 0.00027134 |  | 0.0061688
| 6.1476e-05 |  | 0.005648 |  | 7.614e-05 |  | 0.029815 |  | 0.20188 |  | 0.1143 |  | 0.0039419 |  | -2.2259e-05 |  | 0.00076309 |  | 8.4648e-05 |  | 0.00016688 |  | 8.991e-07 |  | 7.186e-07 |  | -0.0002349 |  | 9.7344e-05 |  | 0.00077062 |  | -3.6229e-05 |  | 1.3444e-06 |  | 0.00027298 |  | 0.0064143
| 0 |  | 0.0055039 |  | 6.5418e-05 |  | 0.028771 |  | 0.20487 |  | 0.11874 |  | 0.0040174 |  | 0.00010978 |  | 0.00079179 |  | 7.741e-05 |  | 0.00016954 |  | 9.0852e-07 |  | 8.7691e-07 |  | -0.00031975 |  | 0.00055985 |  | 0.00070213 |  | -0.00032399 |  | 5.3778e-07 |  | 0.00026813 |  | 0.0065806
| 0 |  | 0.0054545 |  | 6.5418e-05 |  | 0.027403 |  | 0.20725 |  | 0.12315 |  | 0.0041017 |  | -2.968e-05 |  | 0.00079799 |  | -6.0968e-05 |  | 1.3119e-05 |  | 9.2252e-07 |  | 1.0777e-06 |  | -0.00020339 |  | 0.00019505 |  | 0.00063941 |  | -2.6361e-05 |  | 5.3781e-07 |  | 0.00026253 |  | 0.0067435
| 9.5872e-05 |  | 0.0054298 |  | 0.00011617 |  | 0.026815 |  | 0.20895 |  | 0.12764 |  | 0.0041493 |  | -0.00022631 |  | 0.00073539 |  | -0.00010714 |  | 0.00022052 |  | 8.9792e-07 |  | 1.1328e-06 |  | -0.00023495 |  | -0.00044136 |  | 0.00066276 |  | 0.00061121 |  | 1.3445e-06 |  | 0.00026172 |  | 0.0069093
| 9.588e-05 |  | 0.0054394 |  | 0.00011618 |  | 0.026317 |  | 0.20997 |  | 0.13222 |  | 0.0043835 |  | -3.7102e-05 |  | 0.00074504 |  | -0.00012489 |  | -0.00026581 |  | 9.1593e-07 |  | 1.0052e-06 |  | 6.6356e-05 |  | -0.00019471 |  | 0.0009728 |  | 0.00040331 |  | 1.3446e-06 |  | 0.00027219 |  | 0.0070716
| 1.4017e-05 |  | 0.005429 |  | 4.1072e-05 |  | 0.025575 |  | 0.21204 |  | 0.13725 |  | 0.0047428 |  | 3.3391e-05 |  | 0.00077205 |  | -0.00028826 |  | -0.00053044 |  | 1.0027e-06 |  | 7.7384e-07 |  | 0.00042563 |  | -9.6818e-05 |  | 0.00099547 |  | 0.00042409 |  | 5.3788e-07 |  | 0.00028108 |  | 0.007217
| 1.4018e-05 |  | 0.0052546 |  | 4.1075e-05 |  | 0.024477 |  | 0.21451 |  | 0.1416 |  | 0.0051011 |  | 3.5415e-06 |  | 0.00076422 |  | -4.4632e-05 |  | -0.00021619 |  | 1.0841e-06 |  | 5.968e-07 |  | 4.922e-05 |  | -0.00045564 |  | 0.00075466 |  | 0.00016959 |  | 5.3788e-07 |  | 0.00028028 |  | 0.0073434
| 6.993e-05 |  | 0.0048784 |  | 7.4441e-05 |  | 0.023465 |  | 0.21486 |  | 0.14532 |  | 0.0053044 |  | -7.0497e-05 |  | 0.00075795 |  | 0.00024446 |  | -7.2712e-05 |  | 1.0769e-06 |  | 6.3314e-07 |  | 0.00010384 |  | -0.00028054 |  | 0.00080782 |  | -0.00046533 |  | 5.3788e-07 |  | 0.00027625 |  | 0.0074797
| 6.9936e-05 |  | 0.0046954 |  | 7.4448e-05 |  | 0.022425 |  | 0.21443 |  | 0.14868 |  | 0.0053636 |  | 5.9359e-05 |  | 0.00079524 |  | 5.9784e-05 |  | -4.7669e-06 |  | 1.0315e-06 |  | 7.3074e-07 |  | 6.2501e-05 |  | 0.00018276 |  | 0.00091988 |  | -0.00010138 |  | 5.3791e-07 |  | 0.00027145 |  | 0.007625
| 1.807e-05 |  | 0.0048853 |  | 0.00010941 |  | 0.021709 |  | 0.21392 |  | 0.15284 |  | 0.0053533 |  | 7.4294e-06 |  | 0.00091811 |  | -5.9113e-07 |  | 2.3842e-06 |  | 9.6956e-07 |  | 8.5907e-07 |  | -0.00023723 |  | -4.6195e-06 |  | 0.00086188 |  | 0.00093567 |  | 2.9587e-06 |  | 0.00027226 |  | 0.0078046
| 1.8072e-05 |  | 0.0048299 |  | 0.00010942 |  | 0.021248 |  | 0.21304 |  | 0.15733 |  | 0.005302 |  | 2.2258e-05 |  | 0.0008381 |  | -8.2276e-05 |  | 2.3842e-06 |  | 9.7089e-07 |  | 8.8347e-07 |  | -4.353e-05 |  | 0.00018874 |  | 0.00080711 |  | 0.0012404 |  | 2.4209e-06 |  | 0.00027145 |  | 0.007947
| 0 |  | 0.0046265 |  | 4.6943e-05 |  | 0.020212 |  | 0.21206 |  | 0.16144 |  | 0.0052479 |  | -4.9584e-05 |  | 0.00079016 |  | -0.000126 |  | 0.00014223 |  | 9.2685e-07 |  | 9.1413e-07 |  | 0.00014584 |  | -1.3516e-05 |  | 0.00069523 |  | 0.0002734 |  | 0 |  | 0.00027149 |  | 0.008061
| 0 |  | 0.0044752 |  | 4.6943e-05 |  | 0.019257 |  | 0.21332 |  | 0.16649 |  | 0.0051998 |  | -0.00020776 |  | 0.00083134 |  | -0.00011069 |  | 0.00033496 |  | 8.3558e-07 |  | 8.5922e-07 |  | -4.3536e-05 |  | -0.00048228 |  | 0.00054378 |  | -0.00010259 |  | 0 |  | 0.00027793 |  | 0.0081581
| 6.7674e-05 |  | 0.0044288 |  | 6.5418e-05 |  | 0.018561 |  | 0.21628 |  | 0.1722 |  | 0.0052443 |  | 0.00015582 |  | 0.00090965 |  | -0.0001462 |  | 0.00020265 |  | 8.4018e-07 |  | 7.3713e-07 |  | -0.00023512 |  | -0.00048733 |  | 0.00065576 |  | -0.00017723 |  | 8.0701e-07 |  | 0.00028115 |  | 0.0082828
| 6.768e-05 |  | 0.0043897 |  | 6.5424e-05 |  | 0.018204 |  | 0.21743 |  | 0.17626 |  | 0.0053143 |  | 0.00024115 |  | 0.00092778 |  | -0.00024564 |  | -2.2647e-05 |  | 9.397e-07 |  | 5.9138e-07 |  | -0.00027004 |  | 0.00010065 |  | 0.00073636 |  | -4.306e-05 |  | 1.3451e-06 |  | 0.00028681 |  | 0.0084214
| 0 |  | 0.0043535 |  | 4.4009e-05 |  | 0.017798 |  | 0.21732 |  | 0.17924 |  | 0.0054322 |  | 7.4143e-06 |  | 0.00085728 |  | 5.9787e-05 |  | 4.8872e-05 |  | 1.0599e-06 |  | 5.2447e-07 |  | -0.00014052 |  | 0.00025534 |  | 0.0007066 |  | 5.8016e-05 |  | 1.3451e-06 |  | 0.00029247 |  | 0.0085709
| 0 |  | 0.0043256 |  | 4.4009e-05 |  | 0.017121 |  | 0.21605 |  | 0.18278 |  | 0.0055245 |  | -0.0001027 |  | 0.00086969 |  | 0.00013504 |  | 8.7612e-05 |  | 1.0199e-06 |  | 5.6076e-07 |  | -7.6209e-06 |  | 0.00013779 |  | 0.00088633 |  | -0.00013577 |  | 8.0711e-07 |  | 0.00029732 |  | 0.0087276
| 9.024e-05 |  | 0.0043821 |  | 8.9112e-05 |  | 0.01674 |  | 0.21545 |  | 0.18733 |  | 0.0056197 |  | 9.2749e-05 |  | 0.00091481 |  | -0.0002634 |  | 0.00012754 |  | 9.4645e-07 |  | 6.3962e-07 |  | 3.593e-05 |  | -0.00036835 |  | 0.00090647 |  | 0.00050816 |  | 2.4214e-06 |  | 0.00028926 |  | 0.008865
| 9.024e-05 |  | 0.0044247 |  | 8.9112e-05 |  | 0.016475 |  | 0.21584 |  | 0.19231 |  | 0.005757 |  | 0.0001113 |  | 0.0009165 |  | -0.00016751 |  | 3.4568e-05 |  | 8.9914e-07 |  | 8.7752e-07 |  | 8.7108e-05 |  | -0.00044289 |  | 0.00078727 |  | 0.00010384 |  | 2.4217e-06 |  | 0.00027317 |  | 0.0089975
| 1.8581e-06 |  | 0.0042281 |  | 7.05e-05 |  | 0.015733 |  | 0.21497 |  | 0.19551 |  | 0.0059343 |  | 3.7102e-06 |  | 0.00089732 |  | 0.0001024 |  | -0.00013707 |  | 8.9447e-07 |  | 1.1949e-06 |  | 3.3756e-05 |  | 8.5224e-05 |  | 0.00075342 |  | -0.00048691 |  | 8.0716e-07 |  | 0.00026994 |  | 0.0091257
| 1.8581e-06 |  | 0.0041646 |  | 7.05e-05 |  | 0.014839 |  | 0.21206 |  | 0.19887 |  | 0.006148 |  | -0.0002226 |  | 0.00088322 |  | 0.00014147 |  | 9.5454e-06 |  | 9.3727e-07 |  | 1.3533e-06 |  | -2.8315e-05 |  | 0.00011641 |  | 0.00078893 |  | 0.00023066 |  | 8.0721e-07 |  | 0.00027802 |  | 0.0092656
| 4.341e-05 |  | 0.0041571 |  | 8.0095e-05 |  | 0.01463 |  | 0.20831 |  | 0.20268 |  | 0.0063407 |  | -0.00035987 |  | 0.00085284 |  | -0.00015686 |  | -0.00028369 |  | 1.0615e-06 |  | 1.103e-06 |  | -4.0295e-05 |  | -3.9311e-05 |  | 0.00076158 |  | 0.00024376 |  | 8.0726e-07 |  | 0.00028368 |  | 0.0094015
| 4.3406e-05 |  | 0.004141 |  | 8.0088e-05 |  | 0.01459 |  | 0.20562 |  | 0.20608 |  | 0.0065162 |  | -0.00014874 |  | 0.00090071 |  | 6.3844e-05 |  | -9.3292e-05 |  | 1.2198e-06 |  | 7.1929e-07 |  | 9.6934e-05 |  | 7.01e-05 |  | 0.00075356 |  | -0.0001224 |  | 1.3455e-06 |  | 0.00027805 |  | 0.0095509
| 9.9645e-06 |  | 0.0041311 |  | 5.3789e-05 |  | 0.014132 |  | 0.20287 |  | 0.20867 |  | 0.006677 |  | 1.8549e-05 |  | 0.00089112 |  | 0.0004682 |  | 0.00053521 |  | 1.2171e-06 |  | 5.0645e-07 |  | 0.0001013 |  | 0.00011525 |  | 0.00090669 |  | 0.00052753 |  | 1.3455e-06 |  | 0.00027241 |  | 0.0097185
| 9.9654e-06 |  | 0.0039767 |  | 5.3794e-05 |  | 0.01343 |  | 0.20088 |  | 0.20992 |  | 0.0068509 |  | 4.081e-05 |  | 0.00088161 |  | 5.268e-05 |  | 0.00011681 |  | 1.1317e-06 |  | 4.2698e-07 |  | -0.00011002 |  | -0.00066751 |  | 0.00076812 |  | 0.00038151 |  | 8.0731e-07 |  | 0.00027565 |  | 0.0098796
| 7.2756e-05 |  | 0.0039016 |  | 7.896e-05 |  | 0.012784 |  | 0.20068 |  | 0.21274 |  | 0.0070322 |  | 7.0491e-05 |  | 0.00086066 |  | 2.427e-05 |  | -4.768e-05 |  | 1.0256e-06 |  | 4.5703e-07 |  | -7.5169e-05 |  | -0.00048585 |  | 0.00062546 |  | -0.0002842 |  | 8.0736e-07 |  | 0.00027968 |  | 0.010041
| 7.2762e-05 |  | 0.0039098 |  | 7.8967e-05 |  | 0.012372 |  | 0.19957 |  | 0.21507 |  | 0.007205 |  | -0.00015211 |  | 0.00087653 |  | 0.00025866 |  | 0.00011324 |  | 1.0176e-06 |  | 6.1548e-07 |  | -0.0001224 |  | -0.00018502 |  | 0.00054731 |  | 0.00023299 |  | 2.9605e-06 |  | 0.00028131 |  | 0.010177
| 5.05e-05 |  | 0.0038374 |  | 3.1295e-05 |  | 0.012268 |  | 0.19633 |  | 0.21438 |  | 0.0073556 |  | -0.0003258 |  | 0.00096275 |  | -1.752e-05 |  | 0.00011833 |  | 1.0183e-06 |  | 9.0225e-07 |  | -0.00013767 |  | -0.00014532 |  | 0.00054573 |  | 0.00058259 |  | 2.9605e-06 |  | 0.00027972 |  | 0.010323
| 5.0504e-05 |  | 0.0037951 |  | 3.1298e-05 |  | 0.011875 |  | 0.19277 |  | 0.21419 |  | 0.0075016 |  | -0.00034874 |  | 0.00091827 |  | -0.00013555 |  | 5.9597e-06 |  | 9.8568e-07 |  | 1.1284e-06 |  | -7.0824e-05 |  | 0.00037074 |  | 0.00060054 |  | 0.00035748 |  | 1.3458e-06 |  | 0.00027004 |  | 0.010492
| 2.7194e-05 |  | 0.0037344 |  | 6.0917e-05 |  | 0.011445 |  | 0.19059 |  | 0.216 |  | 0.0076796 |  | 2.2258e-05 |  | 0.00082069 |  | -5.0313e-05 |  | -7.9864e-05 |  | 1.0224e-06 |  | 1.1403e-06 |  | -0.00010679 |  | 0.00011227 |  | 0.00066427 |  | 6.031e-06 |  | 2.9609e-06 |  | 0.00025958 |  | 0.010713
| 2.7192e-05 |  | 0.0037194 |  | 6.0912e-05 |  | 0.011355 |  | 0.19015 |  | 0.21749 |  | 0.007874 |  | 0.00011872 |  | 0.00088266 |  | -0.00016751 |  | -1.5496e-05 |  | 1.1086e-06 |  | 1.0056e-06 |  | -0.00022668 |  | 0.00052914 |  | 0.00072558 |  | -0.00043099 |  | 2.4226e-06 |  | 0.00025395 |  | 0.010939
| 6.3738e-05 |  | 0.0036865 |  | 6.1481e-05 |  | 0.011028 |  | 0.18919 |  | 0.21696 |  | 0.0080156 |  | -6.6781e-05 |  | 0.0009115 |  | -0.00021723 |  | -0.0002086 |  | 1.1868e-06 |  | 8.2288e-07 |  | -0.00015586 |  | 0.0010204 |  | 0.00065786 |  | -0.00073319 |  | 8.0756e-07 |  | 0.00025879 |  | 0.011101
| 6.3738e-05 |  | 0.0036615 |  | 6.1481e-05 |  | 0.010924 |  | 0.18652 |  | 0.21585 |  | 0.0081121 |  | 7.0491e-05 |  | 0.00098878 |  | -0.00018527 |  | -0.00021575 |  | 1.1214e-06 |  | 6.2817e-07 |  | 4.3596e-06 |  | 0.00064755 |  | 0.00058534 |  | -0.0001987 |  | 8.0756e-07 |  | 0.00026929 |  | 0.01123
| 7.3891e-05 |  | 0.0037525 |  | 0.00010096 |  | 0.010675 |  | 0.18439 |  | 0.21522 |  | 0.0082205 |  | -0.00016291 |  | 0.0010367 |  | -6.4976e-05 |  | -5.9168e-05 |  | 1.0346e-06 |  | 5.4926e-07 |  | 0.00011028 |  | 0.001057 |  | 0.00059501 |  | 0.00038639 |  | 2.4229e-06 |  | 0.00028057 |  | 0.011321
| 7.3891e-05 |  | 0.0037201 |  | 0.00010096 |  | 0.0099975 |  | 0.18407 |  | 0.21473 |  | 0.008374 |  | -0.000256 |  | 0.00084777 |  | -0.00014265 |  | 4.1719e-05 |  | 1.008e-06 |  | 7.441e-07 |  | 0.00017787 |  | 0.00049447 |  | 0.00066605 |  | 0.00028276 |  | 2.9613e-06 |  | 0.00029029 |  | 0.011443
| 2.4154e-05 |  | 0.00367 |  | 2.8364e-05 |  | 0.0097958 |  | 0.18309 |  | 0.21205 |  | 0.008544 |  | -0.00010017 |  | 0.00098878 |  | -5.7415e-05 |  | 0.00011324 |  | 9.8928e-07 |  | 1.0548e-06 |  | -1.3081e-05 |  | -2.356e-05 |  | 0.00072249 |  | 4.7054e-06 |  | 2.9614e-06 |  | 0.0002919 |  | 0.011576
| 2.4154e-05 |  | 0.0035284 |  | 2.8364e-05 |  | 0.0095434 |  | 0.18153 |  | 0.20773 |  | 0.0087134 |  | 0.00011129 |  | 0.0010446 |  | 4.5578e-05 |  | -0.00015138 |  | 9.7058e-07 |  | 1.1281e-06 |  | -7.9585e-05 |  | -5.9282e-05 |  | 0.00065314 |  | -0.00017442 |  | 4.5771e-06 |  | 0.00028625 |  | 0.011747
| 1.4019e-05 |  | 0.0033827 |  | 9.5888e-05 |  | 0.0090321 |  | 0.1796 |  | 0.20359 |  | 0.008907 |  | 3.3387e-05 |  | 0.0009132 |  | -0.0003806 |  | -0.00018714 |  | 9.4127e-07 |  | 8.9074e-07 |  | -3.9251e-05 |  | -0.0003315 |  | 0.00057254 |  | 0.00013546 |  | 2.9616e-06 |  | 0.00028385 |  | 0.011986
| 1.4019e-05 |  | 0.0034245 |  | 9.5889e-05 |  | 0.0088825 |  | 0.17701 |  | 0.20021 |  | 0.0091204 |  | -6.6777e-05 |  | 0.0009132 |  | -0.0005333 |  | -2.2647e-05 |  | 1.0522e-06 |  | 6.5898e-07 |  | -0.00010358 |  | -0.00010826 |  | 0.000625 |  | 0.00019797 |  | 4.5773e-06 |  | 0.00027903 |  | 0.012248
| 5.5576e-05 |  | 0.0034114 |  | 4.2061e-05 |  | 0.0086419 |  | 0.17419 |  | 0.19662 |  | 0.0093374 |  | 0 |  | 0.0010289 |  | -0.0003972 |  | -9.6715e-05 |  | 1.2133e-06 |  | 5.8574e-07 |  | -9.8136e-05 |  | -0.00021973 |  | 0.00080489 |  | 0.00049322 |  | 6.1929e-06 |  | 0.00027098 |  | 0.012501
| 5.5572e-05 |  | 0.0032317 |  | 4.2057e-05 |  | 0.0081012 |  | 0.17091 |  | 0.19134 |  | 0.0095242 |  | -0.00010388 |  | 0.0012324 |  | -0.00048715 |  | -9.4169e-05 |  | 1.2688e-06 |  | 6.5283e-07 |  | -3.1624e-05 |  | -0.00051816 |  | 0.00083795 |  | 0.00032468 |  | 2.962e-06 |  | 0.00026453 |  | 0.012686
| 5.7538e-05 |  | 0.0031881 |  | 3.717e-05 |  | 0.007915 |  | 0.16855 |  | 0.18656 |  | 0.0096757 |  | -0.00033761 |  | 0.0010577 |  | -0.00025275 |  | 2.3827e-06 |  | 1.0015e-06 |  | 6.039e-07 |  | -2.1812e-05 |  | -0.00038607 |  | 0.00073069 |  | -0.00015342 |  | 2.962e-06 |  | 0.00025969 |  | 0.012853
| 5.7533e-05 |  | 0.0032905 |  | 3.7167e-05 |  | 0.0074067 |  | 0.16586 |  | 0.18105 |  | 0.0098919 |  | -0.00014469 |  | 0.00088443 |  | 6.6886e-05 |  | 0.00011324 |  | 1.3097e-06 |  | 1.2694e-06 |  | -0.00047225 |  | -0.00036371 |  | 0.00065093 |  | -0.00048407 |  | 2.4238e-06 |  | 0.0002694 |  | 0.013076
| 5.3549e-05 |  | 0.0033597 |  | 6.9384e-05 |  | 0.0073483 |  | 0.16429 |  | 0.17584 |  | 0.010142 |  | 8.9035e-05 |  | 0.00094712 |  | 0.00020539 |  | 0.00025628 |  | 1.7125e-06 |  | 1.8852e-06 |  | -0.00014615 |  | -2.5509e-05 |  | 0.00063399 |  | -0.00047165 |  | 5.654e-06 |  | 0.00027102 |  | 0.013319
| 5.3544e-05 |  | 0.0032875 |  | 6.9378e-05 |  | 0.0071222 |  | 0.16135 |  | 0.17041 |  | 0.010426 |  | -0.00014098 |  | 0.00097919 |  | 4.2025e-05 |  | 5.96e-05 |  | 2.3824e-06 |  | 2.3793e-06 |  | -1.1999e-05 |  | -0.0001279 |  | 0.00063161 |  | -0.00032661 |  | 5.6544e-06 |  | 0.00028313 |  | 0.013592
| 5.3549e-05 |  | 0.0032031 |  | 6.6564e-05 |  | 0.0070006 |  | 0.15698 |  | 0.16453 |  | 0.010643 |  | 0.00039697 |  | 0.0010464 |  | -3.2556e-05 |  | -5.1257e-05 |  | 2.4336e-06 |  | 2.2086e-06 |  | -4.6915e-05 |  | 1.7672e-06 |  | 0.00071953 |  | 0.00028986 |  | 5.6547e-06 |  | 0.00028233 |  | 0.013819
| 5.3549e-05 |  | 0.0032016 |  | 6.6564e-05 |  | 0.0067129 |  | 0.15343 |  | 0.15978 |  | 0.010863 |  | 0.00013102 |  | 0.0010492 |  | -2.0905e-05 |  | 2.2756e-05 |  | 2.521e-06 |  | 2.1119e-06 |  | -0.00028911 |  | -6.3468e-05 |  | 0.00064697 |  | 8.4812e-05 |  | 5.6551e-06 |  | 0.00028073 |  | 0.014034
| 6.4866e-05 |  | 0.0032041 |  | 8.5172e-05 |  | 0.0064435 |  | 0.15056 |  | 0.15491 |  | 0.011077 |  | -2.5973e-05 |  | 0.0010847 |  | -0.0002634 |  | -2.9801e-05 |  | 2.5568e-06 |  | 2.1844e-06 |  | -0.00023239 |  | -0.00034095 |  | 0.00063245 |  | -1.1796e-05 |  | 5.6551e-06 |  | 0.00028557 |  | 0.014202
| 6.4871e-05 |  | 0.0031677 |  | 8.5179e-05 |  | 0.0061946 |  | 0.14719 |  | 0.14909 |  | 0.011296 |  | 0.00034503 |  | 0.0010949 |  | -0.00034153 |  | -0.00029085 |  | 2.5443e-06 |  | 2.2454e-06 |  | -0.00011892 |  | -3.4643e-05 |  | 0.00071482 |  | 0.00055975 |  | 5.6551e-06 |  | 0.00029206 |  | 0.014389
| 3.7333e-05 |  | 0.0030835 |  | 3.8148e-05 |  | 0.0060444 |  | 0.14306 |  | 0.14403 |  | 0.011509 |  | -5.5651e-05 |  | 0.0010915 |  | -0.00011424 |  | -0.00029443 |  | 2.4958e-06 |  | 2.2337e-06 |  | -0.00015446 |  | 0.00020554 |  | 0.00073499 |  | 0.00048106 |  | 5.6554e-06 |  | 0.00029529 |  | 0.014609
| 3.7333e-05 |  | 0.0030454 |  | 3.8148e-05 |  | 0.0059573 |  | 0.14017 |  | 0.14038 |  | 0.011735 |  | -0.00023373 |  | 0.0012004 |  | -3.9658e-05 |  | -9.7745e-05 |  | 2.4804e-06 |  | 2.0137e-06 |  | -0.00012719 |  | 0.00030815 |  | 0.00060268 |  | -0.00026554 |  | 5.6558e-06 |  | 0.00028641 |  | 0.014837
| 2.3142e-05 |  | 0.0031171 |  | 5.5755e-05 |  | 0.0058178 |  | 0.13808 |  | 0.13701 |  | 0.011954 |  | -7.049e-05 |  | 0.0011525 |  | 0.00011305 |  | -0.0001943 |  | 2.4978e-06 |  | 1.7937e-06 |  | -5.4565e-06 |  | 0.00036319 |  | 0.00052203 |  | -0.00037063 |  | 4.0406e-06 |  | 0.0002824 |  | 0.01505
| 2.3142e-05 |  | 0.0030994 |  | 5.5755e-05 |  | 0.0057011 |  | 0.13605 |  | 0.13361 |  | 0.012147 |  | -0.00024857 |  | 0.001122 |  | 2.7812e-05 |  | -6.5564e-05 |  | 2.5943e-06 |  | 1.8308e-06 |  | 0.00010696 |  | -0.0001015 |  | 0.00087307 |  | 0.00027147 |  | 4.0408e-06 |  | 0.00028887 |  | 0.015271
| 5.7543e-05 |  | 0.0029832 |  | 0.00012637 |  | 0.0054689 |  | 0.13339 |  | 0.12974 |  | 0.012318 |  | -0.00038601 |  | 0.0011554 |  | -0.00027177 |  | 0.00012857 |  | 2.6881e-06 |  | 2.0874e-06 |  | -5.9211e-05 |  | -7.3492e-05 |  | 0.00090378 |  | 0.00041251 |  | 4.0411e-06 |  | 0.00029292 |  | 0.01552
| 5.7538e-05 |  | 0.0029987 |  | 0.00012636 |  | 0.0051458 |  | 0.13022 |  | 0.12481 |  | 0.012504 |  | -0.00011872 |  | 0.0012461 |  | 0.00015212 |  | -0.00016926 |  | 2.7115e-06 |  | 2.0874e-06 |  | -0.00022622 |  | 0.00031279 |  | 0.00063103 |  | -0.00023868 |  | 4.0411e-06 |  | 0.0002905 |  | 0.015747
| 3.1251e-05 |  | 0.0031077 |  | 7.7282e-05 |  | 0.0050309 |  | 0.12791 |  | 0.12079 |  | 0.012733 |  | 9.275e-05 |  | 0.0011903 |  | 0.00034035 |  | -8.3395e-06 |  | 2.6413e-06 |  | 1.831e-06 |  | -0.00012117 |  | 0.0002715 |  | 0.00068833 |  | -0.00024767 |  | 4.0413e-06 |  | 0.0002792 |  | 0.015952
| 3.1254e-05 |  | 0.0030301 |  | 7.7289e-05 |  | 0.0051006 |  | 0.12565 |  | 0.11787 |  | 0.012997 |  | -2.5971e-05 |  | 0.0011554 |  | -3.6107e-05 |  | 0.00010251 |  | 2.4871e-06 |  | 1.6481e-06 |  | -1.965e-05 |  | 0.00041045 |  | 0.00063434 |  | 0.00024988 |  | 4.0413e-06 |  | 0.00027117 |  | 0.01615
| 2.3142e-05 |  | 0.0028877 |  | 0.00012692 |  | 0.0050141 |  | 0.12277 |  | 0.11401 |  | 0.013281 |  | -7.7912e-05 |  | 0.0012771 |  | -0.00020303 |  | -0.00012635 |  | 2.4051e-06 |  | 1.7216e-06 |  | -0.00018799 |  | 0.00013616 |  | 0.00066501 |  | 0.00060098 |  | 4.0416e-06 |  | 0.00026713 |  | 0.016409
| 2.3145e-05 |  | 0.0028966 |  | 0.00012693 |  | 0.0047651 |  | 0.11938 |  | 0.10928 |  | 0.013565 |  | -4.8231e-05 |  | 0.0011717 |  | -0.00033088 |  | -4.768e-05 |  | 2.3788e-06 |  | 2.0142e-06 |  | -0.00025022 |  | -0.00025957 |  | 0.00071913 |  | 0.00048135 |  | 4.0416e-06 |  | 0.00026634 |  | 0.016715
| 0.00013144 |  | 0.0028743 |  | 8.9128e-05 |  | 0.0046017 |  | 0.11675 |  | 0.10545 |  | 0.013835 |  | 2.2261e-05 |  | 0.0011795 |  | -0.00040901 |  | -6.9136e-05 |  | 2.4193e-06 |  | 2.2346e-06 |  | -4.3676e-06 |  | -9.5522e-05 |  | 0.0006481 |  | 1.7109e-05 |  | 5.6575e-06 |  | 0.00027038 |  | 0.017024
| 0.00013145 |  | 0.0029024 |  | 8.9136e-05 |  | 0.0044003 |  | 0.11524 |  | 0.10245 |  | 0.014073 |  | 9.9159e-05 |  | 0.0011379 |  | -0.00017345 |  | 0.00014223 |  | 2.3643e-06 |  | 2.4545e-06 |  | 0.0001414 |  | 0.00016183 |  | 0.0007224 |  | 0.00022989 |  | 5.6575e-06 |  | 0.00027201 |  | 0.017302
| 5.5581e-05 |  | 0.0029046 |  | 0.00010775 |  | 0.0041486 |  | 0.11252 |  | 0.098557 |  | 0.014319 |  | -0.00024116 |  | 0.0011458 |  | 0.00023736 |  | 0.00020264 |  | 2.2697e-06 |  | 2.4669e-06 |  | 1.5074e-05 |  | 0.00025881 |  | 0.00069818 |  | -0.00078658 |  | 2.4254e-06 |  | 0.0002712 |  | 0.017536
| 5.5581e-05 |  | 0.0027818 |  | 0.00010775 |  | 0.0040294 |  | 0.10884 |  | 0.094386 |  | 0.01457 |  | -0.00038214 |  | 0.0012129 |  | 0.00035811 |  | -2.9801e-05 |  | 2.3397e-06 |  | 2.4422e-06 |  | -4.9889e-05 |  | 0.00010746 |  | 0.00063288 |  | -0.0010402 |  | 2.4253e-06 |  | 0.00027124 |  | 0.01775
| 0 |  | 0.0027451 |  | 0.00014386 |  | 0.0040164 |  | 0.10651 |  | 0.091314 |  | 0.014808 |  | 4.4523e-05 |  | 0.0011396 |  | 0.00025511 |  | -8.3441e-05 |  | 2.5031e-06 |  | 2.406e-06 |  | -3.8227e-05 |  | -5.2476e-05 |  | 0.00063288 |  | -0.00017691 |  | 5.6586e-06 |  | 0.00027608 |  | 0.017989
| 0 |  | 0.0027696 |  | 0.00014386 |  | 0.0040484 |  | 0.10463 |  | 0.088726 |  | 0.015034 |  | -0.00019662 |  | 0.0011475 |  | -7.1621e-05 |  | -0.00025509 |  | 2.5562e-06 |  | 2.0457e-06 |  | -1.0922e-06 |  | -0.00022856 |  | 0.0005562 |  | -0.0003813 |  | 5.6582e-06 |  | 0.00028577 |  | 0.018268
| 2.4159e-05 |  | 0.0028 |  | 3.5217e-05 |  | 0.0039286 |  | 0.10241 |  | 0.086096 |  | 0.015277 |  | -0.00042294 |  | 0.0012242 |  | 3.492e-05 |  | -0.00016211 |  | 2.4458e-06 |  | 1.7221e-06 |  | 3.714e-05 |  | -2.7697e-06 |  | 0.00060467 |  | -0.00013655 |  | 5.6589e-06 |  | 0.00029224 |  | 0.018566
| 2.4159e-05 |  | 0.0026781 |  | 3.5217e-05 |  | 0.0036969 |  | 0.099615 |  | 0.083464 |  | 0.015545 |  | -4.4521e-05 |  | 0.0013478 |  | 7.3993e-05 |  | 4.172e-05 |  | 2.3965e-06 |  | 1.6488e-06 |  | 6.5547e-06 |  | 0.00019894 |  | 0.00072258 |  | 0.00015704 |  | 5.6589e-06 |  | 0.0002971 |  | 0.018859
| 0 |  | 0.0025899 |  | 0.00011339 |  | 0.0036162 |  | 0.096756 |  | 0.080738 |  | 0.015821 |  | 0.0002189 |  | 0.0013139 |  | -0.00031311 |  | 0.00010251 |  | 2.4601e-06 |  | 1.8872e-06 |  | -4.6531e-05 |  | -0.0001516 |  | 0.00071531 |  | -0.0001346 |  | 4.0428e-06 |  | 0.0002971 |  | 0.019135
| 0 |  | 0.0026956 |  | 0.00011339 |  | 0.003724 |  | 0.094852 |  | 0.078726 |  | 0.016107 |  | -2.9672e-05 |  | 0.0012913 |  | -0.00019237 |  | -0.00011204 |  | 2.5116e-06 |  | 2.303e-06 |  | -9.1334e-05 |  | 6.503e-05 |  | 0.00072182 |  | -0.00010915 |  | 4.0433e-06 |  | 0.00029309 |  | 0.019414
| 3.4298e-05 |  | 0.0027487 |  | 9.7042e-05 |  | 0.0035696 |  | 0.093017 |  | 0.077192 |  | 0.01643 |  | -0.00014519 |  | 0.0013524 |  | -0.00016668 |  | -0.00032541 |  | 2.4998e-06 |  | 2.4801e-06 |  | -9.0902e-05 |  | 6.103e-05 |  | 0.00068795 |  | 0.00029117 |  | 5.6593e-06 |  | 0.0002923 |  | 0.019674
| 4.5463e-05 |  | 0.0027281 |  | 9.7034e-05 |  | 0.0032681 |  | 0.090492 |  | 0.075071 |  | 0.016766 |  | -8.1619e-05 |  | 0.0013105 |  | -0.00043032 |  | -0.0001192 |  | 2.4839e-06 |  | 2.59e-06 |  | -1.1139e-05 |  | -0.00024013 |  | 0.00056037 |  | 0.00013388 |  | 5.66e-06 |  | 0.00028987 |  | 0.019963
| 1.1169e-05 |  | 0.0026619 |  | 6.9397e-05 |  | 0.003021 |  | 0.088373 |  | 0.072946 |  | 0.017065 |  | -1.4844e-05 |  | 0.0012548 |  | -0.00016396 |  | -8.7017e-05 |  | 2.479e-06 |  | 2.5227e-06 |  | 1.0928e-05 |  | 0.00012759 |  | 0.00052245 |  | -7.2637e-05 |  | 4.0436e-06 |  | 0.00028505 |  | 0.020252
| 0 |  | 0.002581 |  | 6.939e-05 |  | 0.0029359 |  | 0.086757 |  | 0.071657 |  | 0.017338 |  | -0.00010759 |  | 0.0012163 |  | -5.3868e-05 |  | 4.8872e-05 |  | 2.4841e-06 |  | 2.2728e-06 |  | 0 |  | 0.00014374 |  | 0.00056125 |  | -0.00018257 |  | 4.0436e-06 |  | 0.00027941 |  | 0.020559
| 8.5758e-05 |  | 0.002619 |  | 6.1498e-05 |  | 0.0029494 |  | 0.085113 |  | 0.070859 |  | 0.017594 |  | -0.0001484 |  | 0.0012164 |  | -0.00012135 |  | 0.00031708 |  | 2.4915e-06 |  | 2.0897e-06 |  | -2.2938e-05 |  | 0.00016444 |  | 0.0006307 |  | -0.00020279 |  | 5.6603e-06 |  | 0.00027457 |  | 0.02087
| 8.5758e-05 |  | 0.002655 |  | 6.1498e-05 |  | 0.003037 |  | 0.082868 |  | 0.069316 |  | 0.017883 |  | 0.00018921 |  | 0.0012824 |  | 1.3615e-05 |  | 0.0002384 |  | 2.4514e-06 |  | 2.0163e-06 |  | -7.6496e-05 |  | -0.00013747 |  | 0.00070261 |  | -0.00017856 |  | 5.6607e-06 |  | 0.00027539 |  | 0.021163
| 1.5037e-05 |  | 0.0026234 |  | 4.5981e-05 |  | 0.0030384 |  | 0.080218 |  | 0.067461 |  | 0.018215 |  | -1.4841e-05 |  | 0.0012757 |  | 8.8196e-05 |  | 0.00017761 |  | 2.4128e-06 |  | 2.1262e-06 |  | -7.4515e-05 |  | -0.00032224 |  | 0.00067681 |  | -0.00030188 |  | 5.6607e-06 |  | 0.0002746 |  | 0.021491
| 1.5036e-05 |  | 0.002599 |  | 4.5977e-05 |  | 0.0027871 |  | 0.078597 |  | 0.066511 |  | 0.018585 |  | -0.00025229 |  | 0.0012338 |  | 0.0001024 |  | 8.1056e-05 |  | 2.3987e-06 |  | 2.236e-06 |  | -1.8768e-05 |  | 7.0229e-05 |  | 0.0006655 |  | -3.969e-05 |  | 5.661e-06 |  | 0.00027945 |  | 0.021798
| 2.5174e-05 |  | 0.0026558 |  | 6.7704e-05 |  | 0.0027344 |  | 0.077173 |  | 0.065639 |  | 0.018993 |  | 0 |  | 0.001292 |  | 0.00019829 |  | -6.5561e-05 |  | 2.4237e-06 |  | 2.2362e-06 |  | 8.9647e-05 |  | -0.00021877 |  | 0.00087878 |  | 2.8343e-05 |  | 5.661e-06 |  | 0.00028835 |  | 0.022104
| 2.5174e-05 |  | 0.0026287 |  | 6.7704e-05 |  | 0.0029415 |  | 0.075309 |  | 0.064107 |  | 0.019394 |  | 7.4373e-05 |  | 0.0014872 |  | 6.3844e-05 |  | -3.1859e-05 |  | 2.5468e-06 |  | 2.2726e-06 |  | -5.4665e-06 |  | -0.00020962 |  | 0.0008707 |  | 5.5906e-05 |  | 5.6614e-06 |  | 0.00028835 |  | 0.022401
| 2.8218e-05 |  | 0.0025764 |  | 8.9151e-05 |  | 0.0029231 |  | 0.073768 |  | 0.062815 |  | 0.019751 |  | -0.00024115 |  | 0.001572 |  | -0.00017461 |  | 2.384e-06 |  | 2.6452e-06 |  | 2.309e-06 |  | -0.00012248 |  | 0.00015093 |  | 0.00063085 |  | -0.0003129 |  | 5.6614e-06 |  | 0.00028594 |  | 0.022706
| 2.8216e-05 |  | 0.002615 |  | 8.9144e-05 |  | 0.0027653 |  | 0.072109 |  | 0.061737 |  | 0.02005 |  | -0.00034132 |  | 0.0013829 |  | -0.00019238 |  | -9.4169e-05 |  | 2.717e-06 |  | 2.2364e-06 |  | -7.7653e-05 |  | 0.00050146 |  | 0.00070279 |  | -0.00065938 |  | 5.6621e-06 |  | 0.00028354 |  | 0.023059
| 2.6188e-05 |  | 0.0026281 |  | 8.9144e-05 |  | 0.0027957 |  | 0.070794 |  | 0.060501 |  | 0.020322 |  | -0.00027083 |  | 0.0012802 |  | -9.6486e-05 |  | -3.6952e-05 |  | 2.6878e-06 |  | 2.1268e-06 |  | 4.9208e-05 |  | 0.0001756 |  | 0.00069713 |  | 7.0839e-06 |  | 4.0448e-06 |  | 0.00028838 |  | 0.023422
| 2.619e-05 |  | 0.0025119 |  | 8.9151e-05 |  | 0.0026562 |  | 0.069541 |  | 0.058974 |  | 0.020637 |  | -0.00014098 |  | 0.0013525 |  | 5.268e-05 |  | 0.00016688 |  | 2.6302e-06 |  | 2.0534e-06 |  | 4.3744e-06 |  | -9.2428e-05 |  | 0.00066163 |  | 0.00040071 |  | 4.0451e-06 |  | 0.00029406 |  | 0.023806
| 3.3284e-05 |  | 0.0024711 |  | 0.00012638 |  | 0.0022762 |  | 0.067831 |  | 0.057079 |  | 0.021009 |  | 6.307e-05 |  | 0.0014133 |  | 2.96e-06 |  | 0.00017761 |  | 2.6068e-06 |  | 2.0904e-06 |  | -8.7496e-05 |  | 6.9846e-05 |  | 0.00070449 |  | 0.00016315 |  | 5.6624e-06 |  | 0.00029408 |  | 0.024233
| 3.3287e-05 |  | 0.0025648 |  | 0.00012639 |  | 0.0023493 |  | 0.06622 |  | 0.055544 |  | 0.021425 |  | -3.7102e-06 |  | 0.0013638 |  | -0.00014975 |  | -8.7013e-05 |  | 2.5147e-06 |  | 2.0906e-06 |  | -6.2344e-05 |  | -0.00012455 |  | 0.00070772 |  | 0.00021557 |  | 5.6628e-06 |  | 0.00028842 |  | 0.024682
| 7.8988e-05 |  | 0.0027131 |  | 5.0873e-05 |  | 0.0024388 |  | 0.064911 |  | 0.054472 |  | 0.021844 |  | -0.00021147 |  | 0.0013332 |  | -0.00029181 |  | -5.4829e-05 |  | 2.4453e-06 |  | 2.0537e-06 |  | 0.00012141 |  | 8.5891e-06 |  | 0.00071019 |  | 0.00026553 |  | 2.4274e-06 |  | 0.00028197 |  | 0.025116
| 7.8995e-05 |  | 0.0027 |  | 5.0877e-05 |  | 0.0023732 |  | 0.063242 |  | 0.053028 |  | 0.022256 |  | -0.00038585 |  | 0.0013762 |  | -0.00032023 |  | -0.00012278 |  | 2.3629e-06 |  | 2.2734e-06 |  | 0.00013236 |  | -0.00016046 |  | 0.00075867 |  | 0.00034749 |  | 2.4274e-06 |  | 0.00027955 |  | 0.025497
| 3.2274e-05 |  | 0.0025186 |  | 5.6989e-05 |  | 0.0023045 |  | 0.061259 |  | 0.051512 |  | 0.022669 |  | -0.00053054 |  | 0.0014276 |  | -0.00012135 |  | -0.00018 |  | 2.3455e-06 |  | 2.5301e-06 |  | -0.00010456 |  | -0.0001813 |  | 0.00075063 |  | 8.2609e-05 |  | 5.6631e-06 |  | 0.00028038 |  | 0.025864
| 3.2274e-05 |  | 0.0024682 |  | 5.6989e-05 |  | 0.002083 |  | 0.059944 |  | 0.050123 |  | 0.023063 |  | -0.00039308 |  | 0.0014761 |  | -0.00035313 |  | -0.00011379 |  | 2.3678e-06 |  | 2.5303e-06 |  | -0.00020085 |  | -0.00013004 |  | 0.00065775 |  | -0.00078535 |  | 5.6635e-06 |  | 0.00028201 |  | 0.026226
| 4.1398e-05 |  | 0.0024443 |  | 2.5439e-05 |  | 0.002154 |  | 0.058484 |  | 0.048614 |  | 0.023447 |  | -0.00013726 |  | 0.0015449 |  | -0.00044097 |  | -0.00015854 |  | 2.4207e-06 |  | 2.2736e-06 |  | -0.00012801 |  | -2.242e-05 |  | 0.00056806 |  | -0.00038304 |  | 4.0461e-06 |  | 0.00028686 |  | 0.026587
| 4.1398e-05 |  | 0.0024343 |  | 2.5439e-05 |  | 0.0021204 |  | 0.056971 |  | 0.04709 |  | 0.023858 |  | 1.113e-05 |  | 0.0014292 |  | -8.938e-05 |  | -3.3375e-05 |  | 2.4892e-06 |  | 1.8708e-06 |  | -4.7051e-05 |  | 0.00015532 |  | 0.00065941 |  | 4.2763e-05 |  | 4.0463e-06 |  | 0.00028849 |  | 0.027009
| 3.8356e-05 |  | 0.002429 |  | 0.00010156 |  | 0.0019422 |  | 0.055445 |  | 0.045317 |  | 0.024301 |  | 7.0491e-05 |  | 0.0013779 |  | -0.00012134 |  | -8.344e-05 |  | 2.506e-06 |  | 1.7239e-06 |  | -5.2524e-05 |  | 8.8911e-05 |  | 0.00064086 |  | -0.00019325 |  | 4.0463e-06 |  | 0.00028204 |  | 0.027495
| 3.8356e-05 |  | 0.0024212 |  | 0.00010157 |  | 0.002011 |  | 0.054017 |  | 0.043929 |  | 0.024739 |  | -4.0816e-05 |  | 0.0013316 |  | -0.00021368 |  | -4.0528e-05 |  | 2.4546e-06 |  | 1.8339e-06 |  | 8.7548e-06 |  | 0.00017524 |  | 0.00067076 |  | -3.6383e-05 |  | 4.0466e-06 |  | 0.00027315 |  | 0.027984
| 5.5591e-05 |  | 0.0024512 |  | 3.6202e-05 |  | 0.0019452 |  | 0.052947 |  | 0.042889 |  | 0.025187 |  | -8.5337e-05 |  | 0.0012854 |  | -0.00024565 |  | -0.00010847 |  | 2.385e-06 |  | 2.0907e-06 |  | 9.7402e-05 |  | 0.00033176 |  | 0.00086397 |  | -7.0486e-05 |  | 7.2833e-06 |  | 0.00027398 |  | 0.028414
| 5.5596e-05 |  | 0.0024645 |  | 3.6205e-05 |  | 0.0019381 |  | 0.05135 |  | 0.041387 |  | 0.025672 |  | 3.7102e-06 |  | 0.0013848 |  | -0.00020658 |  | -6.9136e-05 |  | 2.3528e-06 |  | 2.274e-06 |  | -2.4079e-05 |  | 0.00031645 |  | 0.00070479 |  | -0.00037412 |  | 7.2833e-06 |  | 0.00028208 |  | 0.028809
| 2.0108e-05 |  | 0.0024188 |  | 3.9137e-05 |  | 0.0018398 |  | 0.049425 |  | 0.03962 |  | 0.026188 |  | 0.00010388 |  | 0.0013158 |  | -0.00032022 |  | -0.00023721 |  | 2.3792e-06 |  | 2.2623e-06 |  | -0.00020129 |  | -6.4137e-05 |  | 0.00055446 |  | -0.00018765 |  | 5.6649e-06 |  | 0.00028531 |  | 0.029245
| 2.0109e-05 |  | 0.0024092 |  | 3.914e-05 |  | 0.0015999 |  | 0.047784 |  | 0.038136 |  | 0.026699 |  | 5.1935e-05 |  | 0.0012601 |  | -0.00043032 |  | -0.00059123 |  | 2.5053e-06 |  | 2.1036e-06 |  | -0.00012359 |  | -0.00034516 |  | 0.00062805 |  | 1.373e-05 |  | 5.6649e-06 |  | 0.00028614 |  | 0.029704
| 8.4081e-05 |  | 0.0022752 |  | 7.7309e-05 |  | 0.001651 |  | 0.046282 |  | 0.036861 |  | 0.027174 |  | -0.00041553 |  | 0.0013707 |  | -0.00019592 |  | -0.00043389 |  | 2.6071e-06 |  | 1.9567e-06 |  | -9.5377e-05 |  | -6.403e-05 |  | 0.00069595 |  | -0.00026952 |  | 4.0473e-06 |  | 0.0002821 |  | 0.030131
| 8.4073e-05 |  | 0.0022543 |  | 7.7302e-05 |  | 0.0017419 |  | 0.045045 |  | 0.035594 |  | 0.027638 |  | -0.00020035 |  | 0.0014586 |  | -3.6107e-05 |  | -0.00025509 |  | 2.6821e-06 |  | 1.8951e-06 |  | -0.00010524 |  | -1.0167e-05 |  | 0.00067659 |  | -0.00016075 |  | 4.0473e-06 |  | 0.00027969 |  | 0.030615
| 2.8221e-05 |  | 0.0023083 |  | 0.0001106 |  | 0.0015719 |  | 0.043555 |  | 0.034232 |  | 0.028069 |  | 0.00041924 |  | 0.0014813 |  | -0.00022434 |  | -0.00012993 |  | 2.6682e-06 |  | 1.9813e-06 |  | -5.5835e-05 |  | -0.00038348 |  | 0.00080032 |  | -0.00027205 |  | 5.6656e-06 |  | 0.00027809 |  | 0.031156
| 2.8221e-05 |  | 0.0022232 |  | 0.0001106 |  | 0.0015136 |  | 0.041936 |  | 0.032949 |  | 0.028495 |  | 0.00056764 |  | 0.0015276 |  | -4.3209e-05 |  | -7.2713e-05 |  | 2.6383e-06 |  | 2.0186e-06 |  | -2.8469e-05 |  | 3.2905e-05 |  | 0.00083023 |  | -0.00031389 |  | 5.6659e-06 |  | 0.00028051 |  | 0.031699
| 5.3568e-05 |  | 0.0022734 |  | 6.433e-05 |  | 0.001678 |  | 0.041039 |  | 0.031864 |  | 0.028939 |  | 8.4992e-05 |  | 0.0014503 |  | -4.4635e-05 |  | -0.00015133 |  | 2.6227e-06 |  | 1.9204e-06 |  | -4.161e-05 |  | 0.00039758 |  | 0.00078177 |  | -0.00037237 |  | 4.0478e-06 |  | 0.00028457 |  | 0.032179
| 5.3568e-05 |  | 0.0023208 |  | 6.433e-05 |  | 0.0015531 |  | 0.040128 |  | 0.030801 |  | 0.029443 |  | -9.2751e-05 |  | 0.001426 |  | -0.00010714 |  | -0.00022291 |  | 2.5722e-06 |  | 1.9327e-06 |  | 5.1088e-05 |  | -0.0001028 |  | 0.00072199 |  | -0.00049767 |  | 4.0478e-06 |  | 0.00028297 |  | 0.032655
| 2.8731e-06 |  | 0.0023328 |  | 4.6972e-05 |  | 0.0014001 |  | 0.039025 |  | 0.029788 |  | 0.029999 |  | -3.7102e-06 |  | 0.0014086 |  | -0.00021013 |  | -0.00029801 |  | 2.5405e-06 |  | 2.055e-06 |  | 0.00021646 |  | 4.6179e-05 |  | 0.0005514 |  | -3.1864e-05 |  | 4.0483e-06 |  | 0.00028055 |  | 0.033187
| 2.8729e-06 |  | 0.0023475 |  | 4.6968e-05 |  | 0.0014647 |  | 0.038028 |  | 0.02894 |  | 0.0306 |  | -0.00035246 |  | 0.0013752 |  | -0.00045164 |  | -0.00036595 |  | 2.6093e-06 |  | 2.3123e-06 |  | 0.00013909 |  | 0.00017241 |  | 0.00059509 |  | 5.9162e-05 |  | 4.0483e-06 |  | 0.00027733 |  | 0.033773
| 7.0538e-05 |  | 0.0022985 |  | 6.9409e-05 |  | 0.0015265 |  | 0.036989 |  | 0.028027 |  | 0.031211 |  | -0.00023003 |  | 0.0015005 |  | -0.00015686 |  | -5.4831e-05 |  | 2.6975e-06 |  | 2.4465e-06 |  | 5.4765e-05 |  | 1.1123e-05 |  | 0.00067191 |  | 0.00028162 |  | 4.0483e-06 |  | 0.00028057 |  | 0.034343
| 7.0544e-05 |  | 0.0023492 |  | 6.9415e-05 |  | 0.0015342 |  | 0.035964 |  | 0.027037 |  | 0.031792 |  | -2.968e-05 |  | 0.0014814 |  | -4.3209e-05 |  | -7.2716e-05 |  | 2.7259e-06 |  | 2.2878e-06 |  | 2.1907e-05 |  | 0.00045571 |  | 0.00070914 |  | 0.0002285 |  | 4.0486e-06 |  | 0.00028867 |  | 0.034865
| 3.7346e-05 |  | 0.0023718 |  | 5.186e-05 |  | 0.0013868 |  | 0.035043 |  | 0.026142 |  | 0.032321 |  | -7.4188e-06 |  | 0.0013543 |  | -0.00019947 |  | -0.00011563 |  | 2.6658e-06 |  | 1.982e-06 |  | -5.6961e-05 |  | 0.00016673 |  | 0.0007763 |  | -0.00025617 |  | 5.6673e-06 |  | 0.00029273 |  | 0.035352
| 3.7349e-05 |  | 0.0022699 |  | 5.1865e-05 |  | 0.0012947 |  | 0.034118 |  | 0.025364 |  | 0.03282 |  | 0.00015211 |  | 0.0013894 |  | -0.00036995 |  | 0.00024913 |  | 2.5037e-06 |  | 1.7559e-06 |  | -4.7107e-05 |  | -0.000121 |  | 0.00071646 |  | -8.0735e-06 |  | 5.6673e-06 |  | 0.00028788 |  | 0.035847
| 8.8039e-05 |  | 0.0021751 |  | 9.3118e-05 |  | 0.0012684 |  | 0.033007 |  | 0.024628 |  | 0.033352 |  | 5.9361e-05 |  | 0.0013798 |  | -0.0004765 |  | 0.00020979 |  | 2.4007e-06 |  | 1.8232e-06 |  | -8.7648e-06 |  | 0.00020319 |  | 0.00073753 |  | -5.1145e-05 |  | 5.6673e-06 |  | 0.00027738 |  | 0.03637
| 8.8039e-05 |  | 0.0022404 |  | 0.00011273 |  | 0.0012509 |  | 0.032447 |  | 0.023877 |  | 0.033962 |  | -2.597e-05 |  | 0.0013962 |  | -0.00021368 |  | 0.00011682 |  | 2.4523e-06 |  | 2.0802e-06 |  | 0.00010725 |  | 0.00013752 |  | 0.00071898 |  | -0.00044006 |  | 5.668e-06 |  | 0.00027174 |  | 0.036936
| 6.3772e-05 |  | 0.002311 |  | 0.00011273 |  | 0.0012097 |  | 0.032013 |  | 0.02304 |  | 0.034612 |  | -4.8231e-05 |  | 0.0014538 |  | 2.4268e-05 |  | 0.00012754 |  | 2.6071e-06 |  | 2.2699e-06 |  | 4.2351e-05 |  | -0.0001316 |  | 0.00058958 |  | 0.00021082 |  | 5.6677e-06 |  | 0.00027093 |  | 0.037531
| 6.3772e-05 |  | 0.002282 |  | 9.3118e-05 |  | 0.0011847 |  | 0.031202 |  | 0.022356 |  | 0.03523 |  | -0.00036729 |  | 0.0013928 |  | -2.1901e-05 |  | -0.00012278 |  | 2.7568e-06 |  | 2.3493e-06 |  | -8.1352e-05 |  | -0.00028568 |  | 0.0006527 |  | 0.00057414 |  | 5.6684e-06 |  | 0.00027337 |  | 0.038074
| 0.00014899 |  | 0.002284 |  | 9.3118e-05 |  | 0.0012489 |  | 0.030532 |  | 0.021831 |  | 0.035772 |  | -0.00037842 |  | 0.0014955 |  | -0.00012844 |  | -0.00014423 |  | 2.7501e-06 |  | 2.3003e-06 |  | -0.00016429 |  | -0.00015722 |  | 0.00073277 |  | 0.00060584 |  | 4.0496e-06 |  | 0.00027984 |  | 0.038504
| 0.00014899 |  | 0.0022195 |  | 9.3118e-05 |  | 0.001168 |  | 0.029911 |  | 0.021464 |  | 0.036263 |  | -0.00019292 |  | 0.001609 |  | 7.7541e-05 |  | -0.00034448 |  | 2.6384e-06 |  | 2.2886e-06 |  | -0.00021909 |  | -2.8973e-05 |  | 0.00081937 |  | 0.00048516 |  | 4.0496e-06 |  | 0.00028957 |  | 0.038877
| 5.2559e-05 |  | 0.0021913 |  | 8.2959e-05 |  | 0.0011799 |  | 0.029371 |  | 0.021146 |  | 0.036722 |  | -0.00015211 |  | 0.0015051 |  | 0.00013436 |  | -0.00052328 |  | 2.5325e-06 |  | 2.325e-06 |  | -0.00010193 |  | -0.00024943 |  | 0.00074095 |  | -6.9095e-05 |  | 5.6687e-06 |  | 0.00029687 |  | 0.039278
| 5.2564e-05 |  | 0.0022915 |  | 8.2967e-05 |  | 0.0012285 |  | 0.028922 |  | 0.020604 |  | 0.037169 |  | 7.42e-06 |  | 0.0014556 |  | -7.8725e-05 |  | -0.00024436 |  | 2.5173e-06 |  | 2.3371e-06 |  | -2.1921e-05 |  | 0.00013245 |  | 0.0005274 |  | -0.00015313 |  | 5.6691e-06 |  | 0.00029363 |  | 0.039712
| 0.00013149 |  | 0.002229 |  | 7.0544e-05 |  | 0.0012026 |  | 0.028376 |  | 0.019904 |  | 0.037582 |  | 0.0001113 |  | 0.0014871 |  | -0.00020303 |  | -0.00024436 |  | 2.6111e-06 |  | 2.3126e-06 |  | -7.8237e-05 |  | -4.2441e-05 |  | 0.00053472 |  | 0.00017711 |  | 7.2891e-06 |  | 0.00028475 |  | 0.040163
| 0.00013151 |  | 0.0021761 |  | 7.055e-05 |  | 0.0011622 |  | 0.027578 |  | 0.01918 |  | 0.038009 |  | 0.0002226 |  | 0.0015307 |  | -0.00046939 |  | -0.00029085 |  | 2.6576e-06 |  | 2.2764e-06 |  | -0.00012648 |  | -0.00056396 |  | 0.00065125 |  | 0.00011815 |  | 7.2896e-06 |  | 0.00027911 |  | 0.040657
| 4.9521e-05 |  | 0.0023007 |  | 5.8698e-05 |  | 0.0012009 |  | 0.026877 |  | 0.018631 |  | 0.038505 |  | 0.00026341 |  | 0.0015515 |  | -0.00032023 |  | 0.0001347 |  | 2.6087e-06 |  | 2.2035e-06 |  | -5.7008e-05 |  | -0.00047632 |  | 0.00073538 |  | -0.00011125 |  | 5.6698e-06 |  | 0.00028072 |  | 0.041123
| 4.9517e-05 |  | 0.0022646 |  | 5.8692e-05 |  | 0.0011442 |  | 0.026161 |  | 0.018093 |  | 0.039078 |  | 3.5415e-06 |  | 0.0015435 |  | -0.00015311 |  | 0.00024805 |  | 2.6578e-06 |  | 2.1672e-06 |  | -7.017e-05 |  | 1.4582e-05 |  | 0.00070145 |  | 3.7041e-05 |  | 5.6698e-06 |  | 0.00027912 |  | 0.04153
| 5.0536e-05 |  | 0.0020117 |  | 7.7323e-05 |  | 0.0010936 |  | 0.025106 |  | 0.017462 |  | 0.039655 |  | -0.00018921 |  | 0.0016622 |  | -0.00032022 |  | -1.9072e-05 |  | 2.7517e-06 |  | 2.2037e-06 |  | -0.0001813 |  | 0.00014619 |  | 0.00079772 |  | -7.2598e-05 |  | 4.0506e-06 |  | 0.00027589 |  | 0.041939
| 5.0536e-05 |  | 0.0019942 |  | 7.7323e-05 |  | 0.0010485 |  | 0.024319 |  | 0.016903 |  | 0.040248 |  | -0.00013727 |  | 0.0016622 |  | -0.00011069 |  | -9.0593e-05 |  | 2.7403e-06 |  | 2.1421e-06 |  | -0.00011443 |  | -0.00041524 |  | 0.00081072 |  | -0.00013553 |  | 4.5909e-06 |  | 0.0002848 |  | 0.042521
| 6.7728e-05 |  | 0.0022209 |  | 9.4819e-05 |  | 0.00091945 |  | 0.024053 |  | 0.016435 |  | 0.040886 |  | -8.533e-05 |  | 0.001582 |  | 6.6886e-05 |  | 4.5289e-05 |  | 2.6299e-06 |  | 2.0442e-06 |  | -6.7908e-05 |  | -0.00031375 |  | 0.00066755 |  | -4.6734e-05 |  | 6.2106e-06 |  | 0.00029615 |  | 0.043264
| 6.7734e-05 |  | 0.0022608 |  | 9.4828e-05 |  | 0.0011515 |  | 0.023732 |  | 0.016085 |  | 0.041584 |  | 2.597e-05 |  | 0.0016126 |  | 0.00020539 |  | 0.00014899 |  | 2.3986e-06 |  | 1.7871e-06 |  | -7.1201e-05 |  | -6.8493e-05 |  | 0.00065217 |  | 0.00013668 |  | 5.6705e-06 |  | 0.00030019 |  | 0.044057
| 3.3296e-05 |  | 0.0022194 |  | 0.00011457 |  | 0.0012416 |  | 0.023318 |  | 0.015787 |  | 0.042403 |  | 0 |  | 0.0016802 |  | 1.0064e-05 |  | -1.192e-05 |  | 2.2735e-06 |  | 1.6282e-06 |  | 5.7031e-05 |  | -9.2564e-05 |  | 0.00056968 |  | -0.00022298 |  | 5.6708e-06 |  | 0.00029131 |  | 0.044843
| 3.3296e-05 |  | 0.0021505 |  | 0.00011457 |  | 0.0010846 |  | 0.022566 |  | 0.015299 |  | 0.043365 |  | -4.452e-05 |  | 0.0017203 |  | -0.00025629 |  | -0.00018356 |  | 2.3226e-06 |  | 1.6164e-06 |  | -0.00014368 |  | -4.0517e-05 |  | 0.00055835 |  | -0.00028392 |  | 5.6708e-06 |  | 0.00028403 |  | 0.045677
| 8.1845e-05 |  | 0.0021217 |  | 9.7085e-05 |  | 0.00092931 |  | 0.021728 |  | 0.014726 |  | 0.044431 |  | 0 |  | 0.0015855 |  | -0.00012844 |  | 4.1727e-05 |  | 2.4974e-06 |  | 1.7753e-06 |  | -0.00011627 |  | 5.2437e-05 |  | 0.00065068 |  | -0.00039537 |  | 5.6712e-06 |  | 0.00028568 |  | 0.046588
| 8.1845e-05 |  | 0.0022412 |  | 9.7085e-05 |  | 0.00084972 |  | 0.021502 |  | 0.014333 |  | 0.045459 |  | -4.081e-05 |  | 0.0015167 |  | -0.00017461 |  | 0.00015615 |  | 2.6869e-06 |  | 2.0573e-06 |  | 9.5435e-05 |  | 0.00034915 |  | 0.00069191 |  | -9.7963e-05 |  | 5.6715e-06 |  | 0.00028405 |  | 0.047499
| 1.5043e-05 |  | 0.002216 |  | 5.8698e-05 |  | 0.0009125 |  | 0.020841 |  | 0.013834 |  | 0.046375 |  | 1.8551e-05 |  | 0.0015871 |  | -5.0311e-05 |  | -3.6952e-05 |  | 2.7242e-06 |  | 2.1797e-06 |  | -2.0844e-05 |  | 0.00052002 |  | 0.00091537 |  | 0.00095867 |  | 4.0518e-06 |  | 0.00027923 |  | 0.048391
| 1.5044e-05 |  | 0.0020648 |  | 5.8703e-05 |  | 0.00094026 |  | 0.020068 |  | 0.013164 |  | 0.047229 |  | -1.4839e-05 |  | 0.0016589 |  | 0.00016633 |  | 0.00021336 |  | 2.7059e-06 |  | 2.2776e-06 |  | -8.4477e-05 |  | 1.3557e-05 |  | 0.00088948 |  | 0.00085362 |  | 4.0518e-06 |  | 0.00026628 |  | 0.049275
| 3.4313e-05 |  | 0.0020501 |  | 7.3378e-05 |  | 0.00090656 |  | 0.019409 |  | 0.012699 |  | 0.047999 |  | -0.00018921 |  | 0.0016171 |  | -0.00011424 |  | 0.00021336 |  | 2.6514e-06 |  | 2.2529e-06 |  | -0.00013756 |  | -0.00028187 |  | 0.00068876 |  | 0.00027579 |  | 8.9135e-06 |  | 0.00025656 |  | 0.050138
| 3.4313e-05 |  | 0.0020452 |  | 7.3378e-05 |  | 0.00088648 |  | 0.018714 |  | 0.012352 |  | 0.048778 |  | -0.00035246 |  | 0.0015934 |  | -0.0002563 |  | 0.000149 |  | 2.6308e-06 |  | 2.1311e-06 |  | -0.00011014 |  | 6.4628e-05 |  | 0.0006856 |  | -0.00018344 |  | 8.9141e-06 |  | 0.00026469 |  | 0.050943
| 5.8703e-05 |  | 0.0020553 |  | 3.5236e-05 |  | 0.00090546 |  | 0.018286 |  | 0.01204 |  | 0.049616 |  | -0.00024116 |  | 0.0017504 |  | 2.96e-06 |  | 0.00015973 |  | 2.6639e-06 |  | 2.0212e-06 |  | -3.0726e-05 |  | -8.858e-05 |  | 0.00070418 |  | -0.00015826 |  | 7.2932e-06 |  | 0.00028086 |  | 0.05167
| 5.8703e-05 |  | 0.002112 |  | 3.5236e-05 |  | 0.00081638 |  | 0.017874 |  | 0.011707 |  | 0.050512 |  | -5.1941e-05 |  | 0.0017921 |  | 0.00028708 |  | 0.00011682 |  | 2.6472e-06 |  | 1.9841e-06 |  | -3.1823e-05 |  | -0.00038634 |  | 0.00078279 |  | 0.00026464 |  | 7.2936e-06 |  | 0.00029223 |  | 0.05238
| 2.7216e-05 |  | 0.0021019 |  | 5.4816e-05 |  | 0.00075468 |  | 0.017261 |  | 0.011368 |  | 0.051365 |  | -8.5331e-05 |  | 0.0017031 |  | 0.00029419 |  | 0.00046369 |  | 2.5747e-06 |  | 2.0759e-06 |  | -0.00014379 |  | -5.696e-05 |  | 0.00061603 |  | 0.00035635 |  | 7.2941e-06 |  | 0.00029223 |  | 0.053125
| 2.7214e-05 |  | 0.0020805 |  | 5.4811e-05 |  | 0.00082809 |  | 0.017048 |  | 0.011243 |  | 0.052115 |  | -0.00020404 |  | 0.0017588 |  | -0.00017817 |  | 0.00035641 |  | 2.5468e-06 |  | 2.0214e-06 |  | -0.00014269 |  | -0.00035941 |  | 0.00052945 |  | 0.00055916 |  | 7.2941e-06 |  | 0.00028982 |  | 0.053979
| 4.8516e-05 |  | 0.0020948 |  | 7.5643e-05 |  | 0.00096054 |  | 0.016819 |  | 0.011067 |  | 0.052869 |  | -0.00025228 |  | 0.0017138 |  | -0.00013556 |  | 1.6688e-05 |  | 2.5957e-06 |  | 1.8742e-06 |  | -0.00012645 |  | -0.00022508 |  | 0.00064764 |  | 0.00038867 |  | 4.0528e-06 |  | 0.0002882 |  | 0.054943
| 4.8511e-05 |  | 0.0020947 |  | 7.5636e-05 |  | 0.0010527 |  | 0.015954 |  | 0.01074 |  | 0.053789 |  | -0.00018921 |  | 0.0015822 |  | 4.2025e-05 |  | 8.1056e-05 |  | 2.6805e-06 |  | 1.9291e-06 |  | -4.4147e-05 |  | 8.5955e-05 |  | 0.0006323 |  | -7.7744e-05 |  | 4.0533e-06 |  | 0.00029146 |  | 0.055983
| 3.0259e-05 |  | 0.0020159 |  | 6.153e-05 |  | 0.00093362 |  | 0.01536 |  | 0.010448 |  | 0.054882 |  | 0.00012242 |  | 0.0015857 |  | -7.1621e-05 |  | -0.00012635 |  | 2.7181e-06 |  | 2.131e-06 |  | 6.475e-05 |  | -0.00015338 |  | 0.00062991 |  | -0.00027896 |  | 4.0531e-06 |  | 0.00029795 |  | 0.05694
| 3.0259e-05 |  | 0.001986 |  | 6.1531e-05 |  | 0.00067434 |  | 0.015125 |  | 0.010256 |  | 0.056037 |  | 0.00028567 |  | 0.0017618 |  | 2.0717e-05 |  | -0.0001478 |  | 2.6646e-06 |  | 2.2048e-06 |  | 3.1838e-05 |  | -0.00022148 |  | 0.00069063 |  | -0.00060372 |  | 4.0536e-06 |  | 0.00030119 |  | 0.057833
| 2.0116e-05 |  | 0.0019324 |  | 2.4471e-05 |  | 0.0007033 |  | 0.014722 |  | 0.010081 |  | 0.057131 |  | 0.00036358 |  | 0.0018081 |  | 0.00012371 |  | -7.2712e-05 |  | 2.5788e-06 |  | 2.0582e-06 |  | 5.5993e-05 |  | -8.226e-05 |  | 0.0006591 |  | -0.00059568 |  | 5.6736e-06 |  | 0.00029878 |  | 0.058746
| 2.0116e-05 |  | 0.0019444 |  | 2.4471e-05 |  | 0.00072914 |  | 0.014166 |  | 0.0099076 |  | 0.058102 |  | 0.00044149 |  | 0.0018002 |  | 0.00023736 |  | -8.3439e-06 |  | 2.3871e-06 |  | 1.9483e-06 |  | 7.6857e-06 |  | -6.9035e-05 |  | 0.00062671 |  | -0.00046962 |  | 5.6743e-06 |  | 0.00029554 |  | 0.059644
| 1.7073e-05 |  | 0.0020301 |  | 6.6611e-05 |  | 0.00073264 |  | 0.013921 |  | 0.0097158 |  | 0.058883 |  | 0.00020776 |  | 0.0017957 |  | 8.8196e-05 |  | 3.0991e-05 |  | 2.2744e-06 |  | 1.9848e-06 |  | -9.6613e-05 |  | -0.000376 |  | 0.00057654 |  | -0.00040774 |  | 5.6743e-06 |  | 0.00029313 |  | 0.060466
| 1.7075e-05 |  | 0.0020147 |  | 6.6617e-05 |  | 0.00089427 |  | 0.013602 |  | 0.0095114 |  | 0.059519 |  | -4.081e-05 |  | 0.0018037 |  | -0.00012489 |  | 4.1719e-05 |  | 2.3041e-06 |  | 1.9478e-06 |  | -0.00014493 |  | -0.00044544 |  | 0.00060654 |  | 2.4188e-05 |  | 5.6743e-06 |  | 0.00028667 |  | 0.061182
| 1.7073e-05 |  | 0.0020872 |  | 7.8465e-05 |  | 0.00081526 |  | 0.013243 |  | 0.0093559 |  | 0.060175 |  | -9.646e-05 |  | 0.0018595 |  | 5.9777e-05 |  | 4.1719e-05 |  | 2.4464e-06 |  | 1.8742e-06 |  | -0.00010653 |  | -4.9999e-05 |  | 0.00064946 |  | 0.00013982 |  | 4.0541e-06 |  | 0.00028424 |  | 0.061969
| 1.7075e-05 |  | 0.0021419 |  | 7.8472e-05 |  | 0.00075459 |  | 0.013324 |  | 0.0092314 |  | 0.061037 |  | -8.162e-05 |  | 0.0018856 |  | 6.3329e-05 |  | -2.2649e-05 |  | 2.6295e-06 |  | 2.1316e-06 |  | -1.2081e-05 |  | 5.0508e-05 |  | 0.00053855 |  | 9.2911e-05 |  | 4.0543e-06 |  | 0.00029398 |  | 0.062821
| 7.6772e-05 |  | 0.0021724 |  | 2.6429e-05 |  | 0.00067588 |  | 0.013111 |  | 0.0090746 |  | 0.06215 |  | -0.00020405 |  | 0.0018391 |  | 9.5294e-05 |  | 0.00010966 |  | 2.6653e-06 |  | 2.4627e-06 |  | 1.4279e-05 |  | -0.00047975 |  | 0.00069971 |  | 0.0001372 |  | 5.675e-06 |  | 0.00030369 |  | 0.063697
| 7.6779e-05 |  | 0.0021697 |  | 2.6431e-05 |  | 0.00060631 |  | 0.012797 |  | 0.0088876 |  | 0.063425 |  | -0.00013356 |  | 0.001876 |  | 0.00011305 |  | 5.96e-05 |  | 2.7056e-06 |  | 2.4262e-06 |  | 2.6362e-05 |  | -1.6858e-05 |  | 0.00077512 |  | 0.00018771 |  | 5.6754e-06 |  | 0.00030211 |  | 0.064694
| 6.7746e-05 |  | 0.0021525 |  | 3.0347e-05 |  | 0.0006552 |  | 0.012407 |  | 0.0085464 |  | 0.064723 |  | -0.00030423 |  | 0.0019364 |  | -0.00028116 |  | -4.7683e-06 |  | 2.7139e-06 |  | 2.0589e-06 |  | -4.3126e-05 |  | 0.00029483 |  | 0.00066655 |  | 0.00039038 |  | 4.0546e-06 |  | 0.00029804 |  | 0.065807
| 6.7746e-05 |  | 0.0021261 |  | 3.0347e-05 |  | 0.0006413 |  | 0.01184 |  | 0.0081652 |  | 0.065846 |  | -0.0004415 |  | 0.0018692 |  | -0.0003735 |  | -6.5559e-05 |  | 2.7313e-06 |  | 1.8016e-06 |  | 1.4489e-05 |  | 9.5439e-05 |  | 0.00065043 |  | 0.0005436 |  | 4.0548e-06 |  | 0.00029646 |  | 0.06698
| 7.0004e-05 |  | 0.0019685 |  | 3.72e-05 |  | 0.00071238 |  | 0.011436 |  | 0.0078606 |  | 0.066712 |  | -0.00017067 |  | 0.0019466 |  | -0.00029891 |  | -0.00025867 |  | 2.7389e-06 |  | 1.9119e-06 |  | -1.5509e-05 |  | 0.00019804 |  | 0.00060507 |  | -3.1527e-06 |  | 5.6761e-06 |  | 0.00029565 |  | 0.068005
| 7.0004e-05 |  | 0.0018889 |  | 3.72e-05 |  | 0.00083582 |  | 0.011124 |  | 0.0076287 |  | 0.067403 |  | 7.7911e-05 |  | 0.001889 |  | -0.000409 |  | -0.00026939 |  | 2.651e-06 |  | 1.9855e-06 |  | -0.00020058 |  | 0.00010156 |  | 0.00062694 |  | -0.0005786 |  | 5.6761e-06 |  | 0.00029565 |  | 0.068871
| 3.3308e-05 |  | 0.0019537 |  | 9.7111e-05 |  | 0.00085664 |  | 0.010961 |  | 0.007451 |  | 0.068202 |  | 0.00021518 |  | 0.0018728 |  | -0.00022788 |  | 5.9611e-06 |  | 2.5613e-06 |  | 1.9492e-06 |  | 9.8892e-06 |  | 0.00010797 |  | 0.00067396 |  | -0.00038404 |  | 5.6761e-06 |  | 0.00030215 |  | 0.069595
| 3.3305e-05 |  | 0.0020494 |  | 9.7103e-05 |  | 0.00081969 |  | 0.01065 |  | 0.0072599 |  | 0.069216 |  | 0.0001484 |  | 0.0018596 |  | -0.00017462 |  | -4.7676e-05 |  | 2.5459e-06 |  | 1.8875e-06 |  | 0.00010548 |  | 3.5577e-05 |  | 0.00073233 |  | -5.137e-05 |  | 5.6768e-06 |  | 0.0003046 |  | 0.070278
| 5.1568e-05 |  | 0.002041 |  | 0.00014171 |  | 0.00071434 |  | 0.010381 |  | 0.0070675 |  | 0.070381 |  | 0.00019662 |  | 0.001818 |  | 1.3611e-05 |  | -0.0002229 |  | 2.6253e-06 |  | 1.8631e-06 |  | -0.00011858 |  | 5.6701e-05 |  | 0.00078909 |  | 8.1702e-05 |  | 4.0553e-06 |  | 0.0002957 |  | 0.071065
| 5.1563e-05 |  | 0.0019818 |  | 0.0001417 |  | 0.00057775 |  | 0.010282 |  | 0.006925 |  | 0.071495 |  | -4.8231e-05 |  | 0.0018308 |  | 1.0064e-05 |  | -9.7745e-05 |  | 2.6562e-06 |  | 1.9367e-06 |  | -0.00023177 |  | -0.00019544 |  | 0.00067648 |  | 0.00032769 |  | 4.0558e-06 |  | 0.00028922 |  | 0.071947
| 6.4929e-05 |  | 0.0020033 |  | 3.6224e-05 |  | 0.00060188 |  | 0.010048 |  | 0.0067659 |  | 0.072412 |  | -0.00038212 |  | 0.0017881 |  | -0.0005049 |  | -2.9801e-05 |  | 2.6079e-06 |  | 2.0349e-06 |  | -0.00013738 |  | -1.5061e-05 |  | 0.00065784 |  | 0.00056105 |  | 5.6768e-06 |  | 0.00029246 |  | 0.072918
| 6.4929e-05 |  | 0.0020336 |  | 3.6224e-05 |  | 0.00068095 |  | 0.0099646 |  | 0.0065675 |  | 0.073175 |  | 1.8548e-05 |  | 0.0017881 |  | -0.00030602 |  | -1.192e-05 |  | 2.5148e-06 |  | 2.2069e-06 |  | -2.4181e-05 |  | 0.00048433 |  | 0.00067652 |  | 0.0001093 |  | 5.6775e-06 |  | 0.00029572 |  | 0.073883
| 3.0264e-05 |  | 0.0020294 |  | 4.4056e-05 |  | 0.0006942 |  | 0.0097901 |  | 0.006332 |  | 0.073872 |  | 0.00030422 |  | 0.0019417 |  | -0.00011069 |  | 2.3842e-06 |  | 2.4772e-06 |  | 2.28e-06 |  | 5.3861e-05 |  | 0.00049137 |  | 0.00064415 |  | -0.00025564 |  | 5.6775e-06 |  | 0.0002925 |  | 0.074782
| 3.0264e-05 |  | 0.0019709 |  | 4.4056e-05 |  | 0.000646 |  | 0.0092352 |  | 0.0060915 |  | 0.074657 |  | 0.00038214 |  | 0.0019366 |  | -0.00016041 |  | -8.3439e-06 |  | 2.5069e-06 |  | 2.0227e-06 |  | 5.6062e-05 |  | 0.00049521 |  | 0.00090511 |  | -0.00036745 |  | 5.6775e-06 |  | 0.00028847 |  | 0.075626
| 5.0554e-05 |  | 0.0019767 |  | 6.6623e-05 |  | 0.00070791 |  | 0.0088459 |  | 0.0058696 |  | 0.075607 |  | 0.00031536 |  | 0.0017621 |  | -0.00029892 |  | -0.00014423 |  | 2.568e-06 |  | 1.6922e-06 |  | 7.6955e-05 |  | 0.00036918 |  | 0.00097803 |  | -0.00025291 |  | 4.0563e-06 |  | 0.00028766 |  | 0.076545
| 5.0558e-05 |  | 0.0019977 |  | 6.6629e-05 |  | 0.00063459 |  | 0.0086814 |  | 0.0056448 |  | 0.076712 |  | -7.7916e-05 |  | 0.0018808 |  | -0.0003806 |  | -0.00015496 |  | 2.6072e-06 |  | 1.7288e-06 |  | 9.4548e-05 |  | 8.7942e-05 |  | 0.00082408 |  | 2.3863e-05 |  | 4.0566e-06 |  | 0.00028685 |  | 0.077546
| 1.099e-05 |  | 0.0019911 |  | 5.2867e-05 |  | 0.0005358 |  | 0.0083953 |  | 0.0054466 |  | 0.077892 |  | -5.9367e-05 |  | 0.0020088 |  | -0.00015331 |  | -4.0528e-05 |  | 2.5897e-06 |  | 2.0965e-06 |  | -2.9507e-05 |  | -5.5402e-05 |  | 0.00071558 |  | 5.0021e-05 |  | 5.6782e-06 |  | 0.00029012 |  | 0.078507
| 1.0991e-05 |  | 0.0019745 |  | 5.2872e-05 |  | 0.00063616 |  | 0.0081539 |  | 0.0053617 |  | 0.079055 |  | 2.968e-05 |  | 0.0020254 |  | -0.00032022 |  | -0.0003266 |  | 2.6041e-06 |  | 2.4279e-06 |  | 3.7356e-05 |  | 7.2598e-05 |  | 0.00057457 |  | -0.0001698 |  | 5.6785e-06 |  | 0.00029742 |  | 0.079368
| 5.5626e-05 |  | 0.0019455 |  | 9.7111e-05 |  | 0.00056048 |  | 0.0080421 |  | 0.0052861 |  | 0.080098 |  | -0.00021889 |  | 0.0020766 |  | -0.00051556 |  | -0.00023363 |  | 2.6343e-06 |  | 2.3907e-06 |  | 1.7738e-05 |  | -0.00011078 |  | 0.00060294 |  | -0.00012595 |  | 5.6785e-06 |  | 0.00030066 |  | 0.08024
| 5.5631e-05 |  | 0.0019445 |  | 9.712e-05 |  | 0.00053687 |  | 0.0077812 |  | 0.005124 |  | 0.081037 |  | -0.00010017 |  | 0.0020429 |  | -0.00030957 |  | -7.9869e-05 |  | 2.7406e-06 |  | 2.3544e-06 |  | -0.00013381 |  | -0.00017289 |  | 0.00063296 |  | 0.00011416 |  | 5.6789e-06 |  | 0.00029662 |  | 0.081163
| 4.9543e-05 |  | 0.0019866 |  | 8.9215e-05 |  | 0.00052803 |  | 0.0076045 |  | 0.0049687 |  | 0.081914 |  | 0.00014098 |  | 0.0019339 |  | -0.00033088 |  | -7.6293e-05 |  | 2.8185e-06 |  | 2.3544e-06 |  | -0.00012055 |  | -4.7861e-05 |  | 0.00066137 |  | 0.00042158 |  | 4.0573e-06 |  | 0.00029016 |  | 0.082054
| 4.9543e-05 |  | 0.0019886 |  | 8.9215e-05 |  | 0.00042741 |  | 0.0074785 |  | 0.0048328 |  | 0.082872 |  | 0.00012243 |  | 0.0019147 |  | -0.00056172 |  | -4.4098e-05 |  | 2.8749e-06 |  | 2.391e-06 |  | -8.7566e-05 |  | -8.1527e-05 |  | 0.00070514 |  | 0.00048887 |  | 4.0573e-06 |  | 0.00028286 |  | 0.083052
| 4.65e-05 |  | 0.0019267 |  | 5.7594e-05 |  | 0.00049911 |  | 0.0074582 |  | 0.0046548 |  | 0.083979 |  | -8.5331e-05 |  | 0.0019017 |  | -0.00037349 |  | -4.7673e-05 |  | 2.849e-06 |  | 2.4283e-06 |  | -7.6056e-05 |  | 2.8277e-05 |  | 0.00069221 |  | 2.8866e-05 |  | 5.6792e-06 |  | 0.00027559 |  | 0.084127
| 4.6504e-05 |  | 0.0019229 |  | 5.7599e-05 |  | 0.00055828 |  | 0.007408 |  | 0.004479 |  | 0.085117 |  | -9.6461e-05 |  | 0.0019132 |  | -7.8725e-05 |  | 0.00010609 |  | 2.7382e-06 |  | 2.2079e-06 |  | 4.5583e-05 |  | 0.00026477 |  | 0.00071657 |  | -0.00040917 |  | 5.6796e-06 |  | 0.00027479 |  | 0.085171
| 5.0558e-05 |  | 0.0019242 |  | 7.7357e-05 |  | 0.00049208 |  | 0.0069182 |  | 0.004314 |  | 0.086149 |  | 0.00020035 |  | 0.0018876 |  | -0.00014975 |  | 0.00016331 |  | 2.6471e-06 |  | 1.9505e-06 |  | 8.7548e-05 |  | 0.00011031 |  | 0.00063146 |  | -0.00034136 |  | 4.0578e-06 |  | 0.00027398 |  | 0.086067
| 5.0563e-05 |  | 0.0019428 |  | 7.7364e-05 |  | 0.00053222 |  | 0.006769 |  | 0.0041952 |  | 0.087034 |  | 0 |  | 0.0018573 |  | -0.00022078 |  | -6.5554e-05 |  | 2.5738e-06 |  | 1.9134e-06 |  | 5.9269e-05 |  | 5.1002e-05 |  | 0.00059826 |  | 2.7753e-05 |  | 4.0578e-06 |  | 0.00027238 |  | 0.0868
| 9.9378e-05 |  | 0.0019385 |  | 3.4269e-05 |  | 0.00052968 |  | 0.006788 |  | 0.0041008 |  | 0.087906 |  | -8.1625e-05 |  | 0.0021711 |  | 1.3613e-05 |  | -0.00015496 |  | 2.5996e-06 |  | 2.134e-06 |  | -3.5941e-06 |  | 0.00018062 |  | 0.00067689 |  | -2.9057e-05 |  | 4.0581e-06 |  | 0.00027562 |  | 0.087482
| 9.9387e-05 |  | 0.0019008 |  | 3.4272e-05 |  | 0.00055422 |  | 0.0065213 |  | 0.0039405 |  | 0.088809 |  | 0.00045634 |  | 0.0022114 |  | -2.9007e-05 |  | -8.3439e-06 |  | 2.5855e-06 |  | 2.5024e-06 |  | -2.8761e-05 |  | 8.1014e-05 |  | 0.00067856 |  | -0.00015606 |  | 4.0581e-06 |  | 0.00028293 |  | 0.0882
| 2.7226e-05 |  | 0.0019066 |  | 8.6399e-05 |  | 0.00068339 |  | 0.0062444 |  | 0.0038074 |  | 0.089777 |  | 0.00039327 |  | 0.0020527 |  | -0.00018527 |  | 2.0263e-05 |  | 2.5461e-06 |  | 2.6501e-06 |  | -5.4763e-05 |  | 8.3617e-05 |  | 0.00064292 |  | 3.3998e-05 |  | 5.6806e-06 |  | 0.00028944 |  | 0.089192
| 2.7226e-05 |  | 0.00188 |  | 8.6399e-05 |  | 0.0006469 |  | 0.0060709 |  | 0.0037355 |  | 0.090815 |  | 0.00016695 |  | 0.002038 |  | -6.4517e-05 |  | 6.6752e-05 |  | 2.4493e-06 |  | 2.5027e-06 |  | -5.4768e-05 |  | -0.00015365 |  | 0.00074589 |  | 0.00011957 |  | 5.681e-06 |  | 0.00028538 |  | 0.090469
| 3.1284e-05 |  | 0.0018771 |  | 2.2522e-05 |  | 0.00058635 |  | 0.006099 |  | 0.0036989 |  | 0.091948 |  | 0.00028939 |  | 0.0020431 |  | 0.0001024 |  | -5.1256e-05 |  | 2.3875e-06 |  | 2.2085e-06 |  | 3.7415e-05 |  | -0.00034981 |  | 0.00066729 |  | 0.00038581 |  | 4.0586e-06 |  | 0.00028297 |  | 0.091839
| 3.1284e-05 |  | 0.0019152 |  | 2.2522e-05 |  | 0.00047781 |  | 0.0059804 |  | 0.0036563 |  | 0.093087 |  | 0.0005469 |  | 0.0020928 |  | 0.0002073 |  | -0.00010966 |  | 2.4872e-06 |  | 1.963e-06 |  | 1.2106e-05 |  | -0.00028759 |  | 0.00063972 |  | 0.00037558 |  | 4.0586e-06 |  | 0.00028459 |  | 0.093044
| 2.2155e-05 |  | 0.0019048 |  | 5.8756e-06 |  | 0.00032816 |  | 0.0058421 |  | 0.003509 |  | 0.09407 |  | 0.00051941 |  | 0.0021325 |  | 5.6232e-05 |  | -0.00026582 |  | 2.6466e-06 |  | 2.0123e-06 |  | -9.954e-05 |  | -0.00010081 |  | 0.00082626 |  | 0.00018066 |  | 4.0591e-06 |  | 0.00028947 |  | 0.093924
| 2.2153e-05 |  | 0.0018619 |  | 5.8751e-06 |  | 0.00053546 |  | 0.0057403 |  | 0.0033493 |  | 0.094837 |  | 0.0002226 |  | 0.0021419 |  | -0.00021369 |  | -0.00026939 |  | 2.8003e-06 |  | 2.2698e-06 |  | -6.7343e-05 |  | 7.1316e-05 |  | 0.00076225 |  | 0.00043069 |  | 4.0588e-06 |  | 0.00029598 |  | 0.094532
| 9.2054e-05 |  | 0.0018754 |  | 0.00012029 |  | 0.00065798 |  | 0.0055931 |  | 0.0032715 |  | 0.095511 |  | 0.00037471 |  | 0.0021071 |  | -0.00016396 |  | 8.4627e-05 |  | 2.7974e-06 |  | 2.4787e-06 |  | 6.1923e-05 |  | 7.4097e-05 |  | 0.00066737 |  | 0.00041552 |  | 4.0593e-06 |  | 0.0002976 |  | 0.095103
| 9.2054e-05 |  | 0.0018679 |  | 0.00012029 |  | 0.00068629 |  | 0.0053559 |  | 0.0031677 |  | 0.096164 |  | 0.00079395 |  | 0.0020574 |  | 2.96e-06 |  | 0.00014184 |  | 2.7777e-06 |  | 2.5403e-06 |  | 2.3118e-05 |  | -0.00012959 |  | 0.00058794 |  | 0.00019726 |  | 4.0591e-06 |  | 0.00029762 |  | 0.095714
| 0 |  | 0.001832 |  | 0.00011747 |  | 0.00058361 |  | 0.0051878 |  | 0.0030448 |  | 0.096923 |  | 0.00097945 |  | 0.0020557 |  | 2.0717e-05 |  | 2.3842e-06 |  | 2.7613e-06 |  | 2.4052e-06 |  | -2.5322e-05 |  | -3.5344e-05 |  | 0.00060172 |  | 0.00016213 |  | 4.0596e-06 |  | 0.00029519 |  | 0.096445
| 0 |  | 0.001831 |  | 0.00011747 |  | 0.00052794 |  | 0.0051627 |  | 0.0029563 |  | 0.097697 |  | 0.0010685 |  | 0.0019885 |  | 5.9784e-05 |  | -0.00030873 |  | 2.7409e-06 |  | 2.1593e-06 |  | 1.101e-05 |  | 0.00020463 |  | 0.00063582 |  | 0.00014284 |  | 4.0596e-06 |  | 0.00029439 |  | 0.097178
| 8.9632e-06 |  | 0.0017713 |  | 8.9231e-05 |  | 0.00048124 |  | 0.0048506 |  | 0.0028768 |  | 0.098414 |  | 0.0010017 |  | 0.0020608 |  | -0.00015686 |  | -0.00038383 |  | 2.7298e-06 |  | 2.0492e-06 |  | 6.6063e-06 |  | -0.00017325 |  | 0.00056611 |  | -7.5251e-05 |  | 7.3062e-06 |  | 0.00029117 |  | 0.097856
| 8.9632e-06 |  | 0.0017719 |  | 8.923e-05 |  | 0.00042809 |  | 0.0046535 |  | 0.002823 |  | 0.098936 |  | 0.001228 |  | 0.0023669 |  | -0.00042322 |  | -0.00021575 |  | 2.7502e-06 |  | 2.0002e-06 |  | 5.1286e-05 |  | -0.00020852 |  | 0.00054908 |  | -0.0001062 |  | 7.3067e-06 |  | 0.00028711 |  | 0.098416
| 1.7083e-05 |  | 0.0018305 |  | 0.00013499 |  | 0.00055879 |  | 0.0046564 |  | 0.0027378 |  | 0.099305 |  | 0.0014543 |  | 0.0022886 |  | -0.00029536 |  | 5.9713e-06 |  | 2.7804e-06 |  | 2.062e-06 |  | 0.00018343 |  | -0.00015086 |  | 0.00063347 |  | -0.00017307 |  | 5.6831e-06 |  | 0.00028632 |  | 0.098919
| 1.7081e-05 |  | 0.0018101 |  | 0.00013498 |  | 0.00044803 |  | 0.0045144 |  | 0.0026751 |  | 0.099744 |  | 0.0016992 |  | 0.0021026 |  | -7.6946e-06 |  | -2.9798e-05 |  | 2.8248e-06 |  | 2.1729e-06 |  | 0.00016509 |  | -0.00016322 |  | 0.00068786 |  | 0.00025883 |  | 5.6831e-06 |  | 0.0002912 |  | 0.099571
| 3.332e-05 |  | 0.0017959 |  | 0.0001604 |  | 0.00046608 |  | 0.0042616 |  | 0.0025935 |  | 0.10043 |  | 0.002393 |  | 0.0020898 |  | 8.8195e-05 |  | -0.00024436 |  | 2.8391e-06 |  | 2.2096e-06 |  | 5.8272e-05 |  | 7.1037e-05 |  | 0.0006181 |  | 0.00025972 |  | 5.6834e-06 |  | 0.00029931 |  | 0.10037
| 3.332e-05 |  | 0.0018153 |  | 0.0001604 |  | 0.00049887 |  | 0.0041959 |  | 0.0025849 |  | 0.10133 |  | 0.0026638 |  | 0.0021954 |  | 4.5576e-05 |  | 0.00019192 |  | 2.7706e-06 |  | 2.3199e-06 |  | -4.4058e-06 |  | 0.00035967 |  | 0.00054915 |  | -0.00011113 |  | 5.6834e-06 |  | 0.00029769 |  | 0.10113
| 4.7527e-05 |  | 0.0018124 |  | 2.6443e-05 |  | 0.00039783 |  | 0.0042148 |  | 0.0025247 |  | 0.10236 |  | 0.0024152 |  | 0.0022502 |  | -0.00025985 |  | 3.8152e-05 |  | 2.6861e-06 |  | 2.3939e-06 |  | -6.6802e-05 |  | 0.00038315 |  | 0.0005987 |  | 0.00016633 |  | 7.308e-06 |  | 0.00029367 |  | 0.10181
| 4.7527e-05 |  | 0.0017869 |  | 2.6443e-05 |  | 0.00040537 |  | 0.0040939 |  | 0.002403 |  | 0.10332 |  | 0.0027899 |  | 0.0022072 |  | -0.00040191 |  | -0.00030873 |  | 2.4508e-06 |  | 2.2836e-06 |  | 3.8341e-05 |  | 0.00016084 |  | 0.00077875 |  | 0.00016037 |  | 7.308e-06 |  | 0.00028554 |  | 0.10247
| 4.7527e-05 |  | 0.0017157 |  | 3.134e-05 |  | 0.00041692 |  | 0.0039432 |  | 0.0023601 |  | 0.10417 |  | 0.0032648 |  | 0.0022197 |  | -9.6486e-05 |  | -4.0528e-05 |  | 2.3005e-06 |  | 2.0997e-06 |  | 1.6258e-05 |  | -3.3017e-05 |  | 0.00067581 |  | -5.0337e-05 |  | 5.6841e-06 |  | 0.00028233 |  | 0.10325
| 4.7527e-05 |  | 0.0017409 |  | 3.134e-05 |  | 0.00045348 |  | 0.0039171 |  | 0.0023066 |  | 0.10491 |  | 0.0039364 |  | 0.0022225 |  | 5.9782e-05 |  | -0.00036595 |  | 2.3112e-06 |  | 1.9888e-06 |  | -0.00010984 |  | -7.4331e-06 |  | 0.00060604 |  | 5.8084e-05 |  | 5.6845e-06 |  | 0.00027909 |  | 0.10414
| 5.362e-05 |  | 0.0018137 |  | 7.569e-05 |  | 0.00049204 |  | 0.0038061 |  | 0.0022781 |  | 0.1057 |  | 0.0046486 |  | 0.0021973 |  | 8.8194e-05 |  | -0.00052687 |  | 2.4889e-06 |  | 2.0627e-06 |  | -5.9149e-05 |  | 0.00010255 |  | 0.00060932 |  | 0.0003166 |  | 5.6845e-06 |  | 0.00028235 |  | 0.10516
| 5.3615e-05 |  | 0.0017644 |  | 7.5683e-05 |  | 0.00040397 |  | 0.0036379 |  | 0.0022774 |  | 0.10658 |  | 0.0049121 |  | 0.0021683 |  | 0.00042914 |  | -0.00018714 |  | 2.6751e-06 |  | 2.2102e-06 |  | -0.00010102 |  | 0.00020377 |  | 0.00056795 |  | 0.00035012 |  | 5.6845e-06 |  | 0.0002929 |  | 0.10629
| 7.2866e-05 |  | 0.0017448 |  | 5.5829e-05 |  | 0.00039111 |  | 0.0035885 |  | 0.0022219 |  | 0.10749 |  | 0.0051471 |  | 0.0022374 |  | 0.00018132 |  | -0.00025547 |  | 2.6872e-06 |  | 2.2833e-06 |  | -0.00012284 |  | 0.00023548 |  | 0.00064912 |  | -4.7914e-05 |  | 5.6848e-06 |  | 0.00029941 |  | 0.10736
| 7.2866e-05 |  | 0.0018073 |  | 5.5829e-05 |  | 0.00045386 |  | 0.0034862 |  | 0.0021488 |  | 0.10841 |  | 0.0056059 |  | 0.0022007 |  | -0.00011424 |  | -0.00020145 |  | 2.711e-06 |  | 2.3201e-06 |  | -1.4515e-05 |  | -0.00028094 |  | 0.00070754 |  | -1.4234e-05 |  | 5.6852e-06 |  | 0.00030671 |  | 0.10823
| 7.7949e-05 |  | 0.0017999 |  | 4.4075e-05 |  | 0.00043461 |  | 0.0033377 |  | 0.0020881 |  | 0.10927 |  | 0.0065815 |  | 0.002212 |  | 6.3335e-05 |  | 0.00013827 |  | 2.7254e-06 |  | 2.2957e-06 |  | -1.5036e-05 |  | -0.00027934 |  | 0.00074735 |  | 6.0203e-05 |  | 7.3098e-06 |  | 0.00030754 |  | 0.10891
| 7.7949e-05 |  | 0.0017702 |  | 4.4075e-05 |  | 0.00041691 |  | 0.0031981 |  | 0.0020379 |  | 0.11 |  | 0.0073718 |  | 0.0023018 |  | 7.7541e-05 |  | 0.00016687 |  | 2.6532e-06 |  | 2.2709e-06 |  | -1.7745e-05 |  | 0.00019394 |  | 0.00066056 |  | -0.00034044 |  | 7.3103e-06 |  | 0.00030837 |  | 0.1095
| 5.565e-05 |  | 0.0017246 |  | 6.6652e-05 |  | 0.00048208 |  | 0.0031102 |  | 0.002012 |  | 0.11065 |  | 0.0082771 |  | 0.0022679 |  | -7.6948e-06 |  | -0.00011205 |  | 2.5514e-06 |  | 2.2713e-06 |  | -5.3787e-05 |  | 6.2182e-05 |  | 0.00072223 |  | -0.00014693 |  | 2.4371e-06 |  | 0.00030756 |  | 0.11012
| 5.5655e-05 |  | 0.0016993 |  | 6.6658e-05 |  | 0.00046787 |  | 0.0030441 |  | 0.0019385 |  | 0.11112 |  | 0.00893 |  | 0.0022201 |  | -4.1437e-06 |  | -0.0001192 |  | 2.5203e-06 |  | 2.1854e-06 |  | -0.00015613 |  | 4.4948e-05 |  | 0.00062652 |  | 2.5068e-05 |  | 2.4373e-06 |  | 0.00030352 |  | 0.11074
| 5.6485e-05 |  | 0.0017099 |  | 0.00011636 |  | 0.00027789 |  | 0.0029122 |  | 0.0018585 |  | 0.1115 |  | 0.0092899 |  | 0.0021865 |  | -8.938e-05 |  | 3.8145e-05 |  | 2.6086e-06 |  | 2.0998e-06 |  | -4.4094e-05 |  | 0.00051414 |  | 0.00054702 |  | -0.00023659 |  | 2.4374e-06 |  | 0.00029867 |  | 0.11139
| 5.649e-05 |  | 0.0016714 |  | 0.00011637 |  | 0.00018159 |  | 0.0029003 |  | 0.0017928 |  | 0.11185 |  | 0.010266 |  | 0.0021641 |  | -0.00034508 |  | -2.2647e-05 |  | 2.6996e-06 |  | 1.8421e-06 |  | -2.2048e-05 |  | 0.00036819 |  | 0.00060221 |  | -0.00032889 |  | 2.4374e-06 |  | 0.00029542 |  | 0.11199
| 9.2079e-05 |  | 0.0016451 |  | 3.6243e-05 |  | 0.0002305 |  | 0.0028585 |  | 0.0017455 |  | 0.1123 |  | 0.011575 |  | 0.002185 |  | -0.0001462 |  | -1.5496e-05 |  | 2.701e-06 |  | 1.6579e-06 |  | -6.174e-05 |  | -1.5287e-05 |  | 0.00056731 |  | -0.0002618 |  | 4.0623e-06 |  | 0.00029218 |  | 0.11243
| 9.2071e-05 |  | 0.00168 |  | 3.624e-05 |  | 0.00026172 |  | 0.0026405 |  | 0.0017459 |  | 0.11288 |  | 0.012414 |  | 0.002321 |  | -2.1901e-05 |  | -6.9141e-05 |  | 2.5976e-06 |  | 1.7256e-06 |  | 2.1156e-05 |  | -0.00021943 |  | 0.00059092 |  | -2.1439e-05 |  | 4.0628e-06 |  | 0.00029465 |  | 0.11273
| 4.1449e-05 |  | 0.0016392 |  | 4.3104e-05 |  | 0.00024405 |  | 0.0026848 |  | 0.0017 |  | 0.11342 |  | 0.012614 |  | 0.0023485 |  | -0.00019237 |  | -0.00031946 |  | 2.4927e-06 |  | 1.9772e-06 |  | -4.3983e-05 |  | 3.6307e-05 |  | 0.00063962 |  | 0.00014641 |  | 4.0626e-06 |  | 0.00029789 |  | 0.11301
| 4.1446e-05 |  | 0.0016077 |  | 4.31e-05 |  | 0.0003781 |  | 0.0026728 |  | 0.0016683 |  | 0.11383 |  | 0.013319 |  | 0.0021432 |  | -0.00012134 |  | -0.00017999 |  | 2.4422e-06 |  | 2.3461e-06 |  | -0.00010815 |  | 0.0001094 |  | 0.00069806 |  | 0.0002019 |  | 4.0631e-06 |  | 0.00029546 |  | 0.11338
| 1.0996e-05 |  | 0.0016434 |  | 9.4903e-05 |  | 0.00044548 |  | 0.0026278 |  | 0.001673 |  | 0.11407 |  | 0.014766 |  | 0.0021737 |  | 0.0002125 |  | 7.748e-05 |  | 2.4815e-06 |  | 2.463e-06 |  | -8.7391e-05 |  | -0.00046583 |  | 0.00060557 |  | 0.00029494 |  | 5.6869e-06 |  | 0.00028655 |  | 0.11382
| 1.0997e-05 |  | 0.0015695 |  | 9.4912e-05 |  | 0.00034328 |  | 0.0026367 |  | 0.0016269 |  | 0.1141 |  | 0.016546 |  | 0.0023711 |  | 0.00025186 |  | -0.00012836 |  | 2.5023e-06 |  | 2.2845e-06 |  | -4.6593e-05 |  | -0.0001503 |  | 0.00064782 |  | -1.2335e-05 |  | 5.6876e-06 |  | 0.00027926 |  | 0.11417
| 2.4191e-05 |  | 0.0015802 |  | 7.7391e-05 |  | 0.00029391 |  | 0.0025532 |  | 0.0015992 |  | 0.11404 |  | 0.016858 |  | 0.0023404 |  | -0.00013199 |  | -0.00039456 |  | 2.4837e-06 |  | 1.9902e-06 |  | 4.191e-05 |  | 0.00034469 |  | 0.00075173 |  | -0.00011932 |  | 4.0633e-06 |  | 0.00028169 |  | 0.11433
| 2.4193e-05 |  | 0.0016848 |  | 7.7398e-05 |  | 0.00034988 |  | 0.0025676 |  | 0.0016068 |  | 0.11407 |  | 0.017853 |  | 0.0022253 |  | -0.00019947 |  | 7.0319e-05 |  | 2.4581e-06 |  | 1.7076e-06 |  | 0.000112 |  | -3.51e-05 |  | 0.00071524 |  | 0.00013381 |  | 4.0633e-06 |  | 0.00028739 |  | 0.11427
| 0 |  | 0.0017065 |  | 8.4178e-05 |  | 0.00047444 |  | 0.0025392 |  | 0.0016116 |  | 0.11424 |  | 0.018876 |  | 0.0022943 |  | -0.00011779 |  | 0.00035283 |  | 2.4676e-06 |  | 1.7195e-06 |  | -1.3929e-05 |  | -0.00021888 |  | 0.00069413 |  | 0.00025954 |  | 2.4382e-06 |  | 0.00028821 |  | 0.11407
| 0 |  | 0.001733 |  | 8.4178e-05 |  | 0.00044878 |  | 0.0025557 |  | 0.0015915 |  | 0.11453 |  | 0.020056 |  | 0.0024801 |  | -0.00027405 |  | 7.748e-05 |  | 2.503e-06 |  | 2.0517e-06 |  | -0.00010498 |  | -4.0755e-05 |  | 0.00065683 |  | -9.1636e-05 |  | 2.4383e-06 |  | 0.00029147 |  | 0.11386
| 3.7389e-05 |  | 0.0018021 |  | 0.00010847 |  | 0.00052834 |  | 0.002534 |  | 0.0015891 |  | 0.11475 |  | 0.021013 |  | 0.0024959 |  | -0.00032732 |  | -6.1984e-05 |  | 2.527e-06 |  | 2.3833e-06 |  | 2.427e-05 |  | 0.00015628 |  | 0.00057567 |  | -0.00014713 |  | 5.6883e-06 |  | 0.00029717 |  | 0.11385
| 3.7389e-05 |  | 0.0017701 |  | 0.00010847 |  | 0.0005998 |  | 0.0023829 |  | 0.0015464 |  | 0.11486 |  | 0.021993 |  | 0.0024428 |  | -0.00041256 |  | -1.1919e-05 |  | 2.5427e-06 |  | 2.6782e-06 |  | 1.9858e-05 |  | 0.0002789 |  | 0.00049448 |  | 0.00014877 |  | 5.6883e-06 |  | 0.00029961 |  | 0.11412
| 8.814e-05 |  | 0.0017029 |  | 7.8535e-05 |  | 0.00041448 |  | 0.0022949 |  | 0.0014867 |  | 0.11479 |  | 0.023622 |  | 0.0024125 |  | -0.0001533 |  | 0.00015258 |  | 2.5333e-06 |  | 2.6662e-06 |  | -2.317e-05 |  | 3.296e-05 |  | 0.00047421 |  | 0.00031223 |  | 7.3143e-06 |  | 0.00029638 |  | 0.11451
| 8.8132e-05 |  | 0.0017148 |  | 7.8528e-05 |  | 0.00038329 |  | 0.0023226 |  | 0.001435 |  | 0.11462 |  | 0.025299 |  | 0.002414 |  | 0.00026222 |  | 1.6688e-05 |  | 2.6075e-06 |  | 2.433e-06 |  | 5.71e-05 |  | -7.6274e-05 |  | 0.00054404 |  | 0.00035838 |  | 7.3148e-06 |  | 0.00028988 |  | 0.11482
| 1.0998e-05 |  | 0.0015997 |  | 4.7026e-05 |  | 0.00033922 |  | 0.0022842 |  | 0.0013602 |  | 0.11456 |  | 0.026493 |  | 0.0024351 |  | -3.6105e-05 |  | 0.00014543 |  | 2.6795e-06 |  | 2.2115e-06 |  | 0.00011227 |  | -7.2305e-06 |  | 0.00068537 |  | 8.7021e-05 |  | 7.3152e-06 |  | 0.00028828 |  | 0.11482
| 1.0998e-05 |  | 0.0015609 |  | 4.7026e-05 |  | 0.0002612 |  | 0.0021145 |  | 0.0013162 |  | 0.1147 |  | 0.02718 |  | 0.0024532 |  | -0.00023499 |  | 0.0001204 |  | 2.7127e-06 |  | 1.9662e-06 |  | 9.6161e-05 |  | -0.00016098 |  | 0.00076987 |  | -0.00030401 |  | 7.3148e-06 |  | 0.00029073 |  | 0.11463
| 0 |  | 0.0016585 |  | 8.4185e-05 |  | 0.00031275 |  | 0.0020076 |  | 0.0012996 |  | 0.11485 |  | 0.028756 |  | 0.0025222 |  | 4.0223e-05 |  | -1.2455e-06 |  | 2.6824e-06 |  | 1.9416e-06 |  | 5.1071e-06 |  | -0.00012813 |  | 0.00075688 |  | -0.0003451 |  | 5.6897e-06 |  | 0.0002956 |  | 0.11435
| 0 |  | 0.0016273 |  | 8.4185e-05 |  | 0.00041038 |  | 0.0019757 |  | 0.0013433 |  | 0.1149 |  | 0.028378 |  | 0.0026487 |  | 7.0437e-05 |  | -0.0001049 |  | 2.7325e-06 |  | 1.8314e-06 |  | -4.0297e-05 |  | 0.00013238 |  | 0.00066678 |  | 0.00012495 |  | 5.6897e-06 |  | 0.00029887 |  | 0.1142
| 2.8767e-06 |  | 0.0016019 |  | 9.8884e-05 |  | 0.00034826 |  | 0.0018975 |  | 0.0013279 |  | 0.11479 |  | 0.030185 |  | 0.0026812 |  | 0.00014146 |  | -0.00014066 |  | 2.8146e-06 |  | 1.7209e-06 |  | 4.5254e-05 |  | 1.716e-05 |  | 0.00061723 |  | 6.7186e-05 |  | 2.4389e-06 |  | 0.00029806 |  | 0.11423
| 2.8764e-06 |  | 0.0016469 |  | 0.00010378 |  | 0.00022222 |  | 0.001891 |  | 0.0012562 |  | 0.11463 |  | 0.031899 |  | 0.0026775 |  | -1.4807e-05 |  | 0.00015258 |  | 2.8051e-06 |  | 1.8187e-06 |  | 8.3473e-05 |  | -0.00012337 |  | 0.00064245 |  | -0.00033172 |  | 2.4391e-06 |  | 0.00030133 |  | 0.11432
| 7.2891e-05 |  | 0.0017116 |  | 7.1586e-05 |  | 0.00033712 |  | 0.0019927 |  | 0.0012692 |  | 0.11443 |  | 0.033346 |  | 0.0027354 |  | -0.00032023 |  | 0.00022052 |  | 2.7091e-06 |  | 2.0278e-06 |  | 1.7243e-05 |  | -0.00042267 |  | 0.00066767 |  | -6.266e-05 |  | 5.6904e-06 |  | 0.00030622 |  | 0.11441
| 7.2885e-05 |  | 0.0017047 |  | 6.667e-05 |  | 0.00045504 |  | 0.0018714 |  | 0.0012663 |  | 0.11421 |  | 0.034945 |  | 0.0027193 |  | -0.00011424 |  | 0.00038144 |  | 2.5088e-06 |  | 2.36e-06 |  | 7.0779e-05 |  | -9.5331e-05 |  | 0.00050928 |  | 0.00017844 |  | 5.6904e-06 |  | 0.00031109 |  | 0.11431
| 3.3334e-05 |  | 0.0016998 |  | 0.00010679 |  | 0.00052733 |  | 0.0017115 |  | 0.0012607 |  | 0.114 |  | 0.035598 |  | 0.0027552 |  | 2.0717e-05 |  | 0.0004029 |  | 2.3928e-06 |  | 2.4702e-06 |  | 3.973e-05 |  | 0.00035703 |  | 0.00060273 |  | -1.7622e-05 |  | 4.0656e-06 |  | 0.00031274 |  | 0.11401
| 3.3334e-05 |  | 0.00165 |  | 0.00010679 |  | 0.00045562 |  | 0.0017282 |  | 0.0012345 |  | 0.11392 |  | 0.036599 |  | 0.0028738 |  | -9.6482e-05 |  | 0.00011324 |  | 2.2942e-06 |  | 2.3968e-06 |  | -1.0518e-05 |  | 7.4236e-05 |  | 0.00076681 |  | -0.00030732 |  | 4.0656e-06 |  | 0.00031274 |  | 0.11377
| 0.00010624 |  | 0.0015843 |  | 4.8995e-05 |  | 0.00034894 |  | 0.0016631 |  | 0.0011635 |  | 0.11387 |  | 0.038618 |  | 0.0028741 |  | -0.00030247 |  | 2.384e-05 |  | 2.3082e-06 |  | 2.2123e-06 |  | -8.5428e-05 |  | 9.1663e-05 |  | 0.00071812 |  | -0.00034137 |  | 5.6911e-06 |  | 0.00031113 |  | 0.1136
| 0.00010623 |  | 0.0016226 |  | 4.899e-05 |  | 0.00036723 |  | 0.0016103 |  | 0.0011166 |  | 0.11381 |  | 0.042305 |  | 0.0027857 |  | -0.00032364 |  | 0.00022681 |  | 2.4715e-06 |  | 2.0283e-06 |  | -0.00020757 |  | 0.00025966 |  | 0.0007799 |  | -0.00014517 |  | 5.6911e-06 |  | 0.00029896 |  | 0.1136
| 1.709e-05 |  | 0.0016245 |  | 4.997e-05 |  | 0.00037497 |  | 0.0015617 |  | 0.0010971 |  | 0.11361 |  | 0.042261 |  | 0.0026699 |  | -0.00011779 |  | 0.00023125 |  | 2.6201e-06 |  | 2.0282e-06 |  | -2.54e-05 |  | 9.2957e-05 |  | 0.00067835 |  | 0.00017831 |  | 5.6915e-06 |  | 0.00028515 |  | 0.11352
| 1.7092e-05 |  | 0.0016504 |  | 4.9975e-05 |  | 0.00050247 |  | 0.001552 |  | 0.0011038 |  | 0.11335 |  | 0.043693 |  | 0.002691 |  | 3.4923e-05 |  | 0.0003278 |  | 2.7051e-06 |  | 2.1394e-06 |  | -7.6204e-05 |  | 0.00020414 |  | 0.00061661 |  | -3.507e-05 |  | 5.6915e-06 |  | 0.00027947 |  | 0.11329
| 0 |  | 0.0016571 |  | 3.8216e-05 |  | 0.00055866 |  | 0.0015233 |  | 0.0011201 |  | 0.11305 |  | 0.045432 |  | 0.0026396 |  | -7.6948e-06 |  | 0.00017046 |  | 2.6441e-06 |  | 2.2627e-06 |  | -0.00010382 |  | 0.00048911 |  | 0.0006955 |  | -0.0003188 |  | 7.3184e-06 |  | 0.00028763 |  | 0.11287
| 0 |  | 0.0016145 |  | 3.8216e-05 |  | 0.00040143 |  | 0.0014583 |  | 0.0010616 |  | 0.11277 |  | 0.047398 |  | 0.0026492 |  | -0.00030957 |  | -0.0001335 |  | 2.5404e-06 |  | 2.3486e-06 |  | -1.3254e-05 |  | -4.7355e-05 |  | 0.00075481 |  | 2.5038e-05 |  | 7.3188e-06 |  | 0.000299 |  | 0.11233
| 2.7245e-05 |  | 0.0014352 |  | 8.1374e-05 |  | 0.00038345 |  | 0.0015114 |  | 0.0010546 |  | 0.11251 |  | 0.048694 |  | 0.0027441 |  | -0.0002492 |  | -0.00016211 |  | 2.5027e-06 |  | 2.324e-06 |  | -2.3198e-05 |  | -0.00051783 |  | 0.00077756 |  | 0.00015695 |  | 5.6922e-06 |  | 0.00030631 |  | 0.11184
| 2.7245e-05 |  | 0.0012596 |  | 8.1374e-05 |  | 0.00044535 |  | 0.0015037 |  | 0.0010712 |  | 0.11227 |  | 0.050731 |  | 0.0025932 |  | -0.00019592 |  | -0.0003588 |  | 2.4558e-06 |  | 2.3242e-06 |  | -6.6279e-05 |  | -0.0002981 |  | 0.00070854 |  | -6.5696e-05 |  | 5.6925e-06 |  | 0.00030308 |  | 0.11158
| 1.5061e-05 |  | 0.0014293 |  | 3.6256e-05 |  | 0.00047531 |  | 0.0013868 |  | 0.0010449 |  | 0.112 |  | 0.052875 |  | 0.0025384 |  | -0.00055107 |  | -0.00027297 |  | 2.4484e-06 |  | 2.3488e-06 |  | -8.3961e-05 |  | -0.00046879 |  | 0.00071102 |  | -0.00039601 |  | 5.6925e-06 |  | 0.00029254 |  | 0.11144
| 2.4216e-05 |  | 0.0016264 |  | 3.6259e-05 |  | 0.00045245 |  | 0.0013913 |  | 0.0010453 |  | 0.11163 |  | 0.056884 |  | 0.0025641 |  | -0.00047587 |  | -0.00014705 |  | 2.524e-06 |  | 2.3736e-06 |  | 5.8584e-05 |  | -2.9329e-06 |  | 0.00062814 |  | -0.00029718 |  | 5.6925e-06 |  | 0.0002836 |  | 0.11122
| 7.0755e-05 |  | 0.0016878 |  | 7.3469e-05 |  | 0.00025551 |  | 0.0014698 |  | 0.0010358 |  | 0.11118 |  | 0.055806 |  | 0.0025641 |  | 0.00026932 |  | -0.00020861 |  | 2.6068e-06 |  | 2.361e-06 |  | 7.6267e-05 |  | 0.00049775 |  | 0.0005843 |  | -5.8548e-05 |  | 4.0673e-06 |  | 0.00028605 |  | 0.11084
| 6.1596e-05 |  | 0.0017206 |  | 7.3463e-05 |  | 0.00018463 |  | 0.0014611 |  | 0.0010416 |  | 0.11066 |  | 0.057828 |  | 0.0026537 |  | 0.00021251 |  | -8.7017e-05 |  | 2.5503e-06 |  | 2.2991e-06 |  | 2.0994e-05 |  | -1.2776e-05 |  | 0.00061436 |  | -4.1151e-05 |  | 4.0671e-06 |  | 0.00029906 |  | 0.11033
| 5.4665e-05 |  | 0.0016826 |  | 0.00010173 |  | 0.00033963 |  | 0.0014578 |  | 0.00098358 |  | 0.11018 |  | 0.059705 |  | 0.0027551 |  | -0.00031667 |  | -3.6953e-05 |  | 2.4205e-06 |  | 2.2381e-06 |  | -9.2356e-05 |  | -0.00027086 |  | 0.00053963 |  | -7.6785e-05 |  | 7.3206e-06 |  | 0.00031126 |  | 0.10976
| 5.4669e-05 |  | 0.0016223 |  | 0.00010174 |  | 0.00036875 |  | 0.0014149 |  | 0.00092147 |  | 0.10982 |  | 0.06133 |  | 0.0027746 |  | -0.00017106 |  | -6.1984e-05 |  | 2.3615e-06 |  | 2.0538e-06 |  | -7.0707e-05 |  | -0.00046889 |  | 0.00065995 |  | -0.00021222 |  | 7.3206e-06 |  | 0.00031616 |  | 0.109
| 2.1155e-05 |  | 0.0016158 |  | 8.8163e-05 |  | 0.00034921 |  | 0.0013508 |  | 0.00094606 |  | 0.1095 |  | 0.06295 |  | 0.0027218 |  | 0.00012016 |  | 9.5365e-05 |  | 2.4308e-06 |  | 1.9307e-06 |  | 7.9126e-05 |  | -0.0003237 |  | 0.0007778 |  | -9.0839e-05 |  | 5.6936e-06 |  | 0.00030966 |  | 0.10815
| 2.1155e-05 |  | 0.0016629 |  | 8.8163e-05 |  | 0.0003444 |  | 0.0012096 |  | 0.00095965 |  | 0.10912 |  | 0.06498 |  | 0.0027506 |  | 0.00041137 |  | 0.00037786 |  | 2.5379e-06 |  | 1.8448e-06 |  | 0.00016898 |  | -0.00017889 |  | 0.00080223 |  | 0.00022656 |  | 5.6939e-06 |  | 0.00030805 |  | 0.10736
| 4.553e-05 |  | 0.0016073 |  | 5.9911e-05 |  | 0.00030699 |  | 0.0011676 |  | 0.00091092 |  | 0.10852 |  | 0.068127 |  | 0.0028294 |  | 0.00046819 |  | 0.00027058 |  | 2.5833e-06 |  | 1.8822e-06 |  | 0.00014799 |  | -4.8663e-05 |  | 0.00070632 |  | -0.00015965 |  | 2.4409e-06 |  | 0.0003113 |  | 0.10679
| 4.553e-05 |  | 0.0013985 |  | 5.9911e-05 |  | 0.00035741 |  | 0.0011799 |  | 0.00087823 |  | 0.10776 |  | 0.073694 |  | 0.0026887 |  | 9.5913e-05 |  | 9.2216e-05 |  | 2.6203e-06 |  | 2.2145e-06 |  | 3.7584e-05 |  | -0.00017946 |  | 0.00069499 |  | -0.00029189 |  | 2.4409e-06 |  | 0.00030888 |  | 0.10647
| 9.0997e-05 |  | 0.0014405 |  | 6.2737e-05 |  | 0.00038214 |  | 0.0011435 |  | 0.0008929 |  | 0.107 |  | 0.072965 |  | 0.0025615 |  | -0.00028471 |  | 0.00018834 |  | 2.5988e-06 |  | 2.565e-06 |  | -5.5273e-06 |  | -0.00026041 |  | 0.00078038 |  | -0.00047085 |  | 7.3215e-06 |  | 0.00029996 |  | 0.10626
| 9.0997e-05 |  | 0.0015529 |  | 6.2737e-05 |  | 0.00041731 |  | 0.0011668 |  | 0.0008756 |  | 0.10635 |  | 0.07462 |  | 0.0025293 |  | -0.00010714 |  | 0.00010609 |  | 2.5911e-06 |  | 2.8055e-06 |  | 2.8917e-05 |  | 7.2785e-05 |  | 0.00076169 |  | -0.00049427 |  | 7.3224e-06 |  | 0.00029102 |  | 0.10601
| 2.8774e-06 |  | 0.0015781 |  | 5.5864e-05 |  | 0.00041585 |  | 0.0011989 |  | 0.00087997 |  | 0.10576 |  | 0.075829 |  | 0.0025247 |  | -5.7415e-05 |  | 6.6752e-05 |  | 2.603e-06 |  | 2.6941e-06 |  | 7.3141e-05 |  | 0.00022737 |  | 0.00074868 |  | -9.9155e-05 |  | 4.0683e-06 |  | 0.0002959 |  | 0.10547
| 2.8774e-06 |  | 0.0015776 |  | 5.5864e-05 |  | 0.00033678 |  | 0.0012 |  | 0.00085142 |  | 0.10522 |  | 0.078806 |  | 0.0025954 |  | -0.00014265 |  | 0.00012397 |  | 2.6794e-06 |  | 2.5282e-06 |  | 1.2163e-05 |  | -3.0893e-05 |  | 0.00076015 |  | -0.00016477 |  | 4.0688e-06 |  | 0.00031057 |  | 0.10481
| 3.4362e-05 |  | 0.0015714 |  | 8.2526e-05 |  | 0.00031138 |  | 0.0011604 |  | 0.0008174 |  | 0.10478 |  | 0.081762 |  | 0.0027126 |  | 8.4643e-05 |  | 0.0001633 |  | 2.7346e-06 |  | 2.4732e-06 |  | 7.7399e-06 |  | -2.8736e-05 |  | 0.0007691 |  | 0.00011092 |  | 2.4412e-06 |  | 0.00032276 |  | 0.10408
| 3.4359e-05 |  | 0.0016638 |  | 8.2519e-05 |  | 0.00030144 |  | 0.0012654 |  | 0.00084794 |  | 0.10441 |  | 0.084126 |  | 0.0026977 |  | 4.2025e-05 |  | 0.00013827 |  | 2.7564e-06 |  | 2.3622e-06 |  | 0.00012323 |  | 0.00031149 |  | 0.00068292 |  | 0.00029078 |  | 2.4415e-06 |  | 0.00032926 |  | 0.10333
| 4.9086e-06 |  | 0.0015595 |  | 9.3266e-05 |  | 0.00037502 |  | 0.0012445 |  | 0.0008164 |  | 0.10398 |  | 0.089815 |  | 0.0026465 |  | -0.00016399 |  | 0.00011091 |  | 2.7214e-06 |  | 2.2517e-06 |  | 7.3472e-05 |  | 0.00048109 |  | 0.00066182 |  | 0.00038072 |  | 5.6957e-06 |  | 0.00032522 |  | 0.10256
| 4.9086e-06 |  | 0.0014524 |  | 9.3266e-05 |  | 0.00040855 |  | 0.0011385 |  | 0.00077877 |  | 0.10327 |  | 0.088514 |  | 0.0027222 |  | -0.00025629 |  | -0.00013708 |  | 2.665e-06 |  | 2.1047e-06 |  | 2.1865e-05 |  | 0.00029662 |  | 0.00069195 |  | 5.2161e-05 |  | 5.6957e-06 |  | 0.00031874 |  | 0.10181
| 1.7096e-05 |  | 0.0014858 |  | 6.3873e-05 |  | 0.00042846 |  | 0.0010887 |  | 0.00076545 |  | 0.10233 |  | 0.091514 |  | 0.0028556 |  | -0.00045517 |  | -0.00039097 |  | 2.6435e-06 |  | 2.0674e-06 |  | 5.2834e-05 |  | -0.00016369 |  | 0.00067569 |  | 9.6782e-05 |  | 5.696e-06 |  | 0.00030979 |  | 0.10119
| 1.7098e-05 |  | 0.0014508 |  | 6.3879e-05 |  | 0.00042969 |  | 0.0011077 |  | 0.00077362 |  | 0.10151 |  | 0.093526 |  | 0.0029068 |  | -0.00031667 |  | -0.00029086 |  | 2.6504e-06 |  | 1.9936e-06 |  | -1.6592e-05 |  | -0.00012655 |  | 0.00059197 |  | 0.00087288 |  | 5.6964e-06 |  | 0.00030249 |  | 0.10068
| 7.0091e-05 |  | 0.0014568 |  | 8.5353e-05 |  | 0.00033387 |  | 0.001069 |  | 0.00071291 |  | 0.10092 |  | 0.096112 |  | 0.0027923 |  | 8.8194e-05 |  | -0.00017285 |  | 2.6868e-06 |  | 1.957e-06 |  | -0.00010644 |  | 7.1519e-05 |  | 0.00059685 |  | 0.00052297 |  | 4.0696e-06 |  | 0.00030412 |  | 0.10012
| 7.0097e-05 |  | 0.0014922 |  | 8.536e-05 |  | 0.00028654 |  | 0.00097952 |  | 0.00066656 |  | 0.10053 |  | 0.099682 |  | 0.0026999 |  | -2.9005e-05 |  | -0.0002837 |  | 2.6316e-06 |  | 2.0676e-06 |  | -8.5437e-05 |  | -8.4328e-05 |  | 0.0006408 |  | -0.000161 |  | 4.0696e-06 |  | 0.00030739 |  | 0.099489
| 7.4054e-05 |  | 0.001493 |  | 4.8032e-05 |  | 0.00017913 |  | 0.00099177 |  | 0.0007126 |  | 0.10009 |  | 0.10277 |  | 0.0027304 |  | -0.00029892 |  | -0.00024794 |  | 2.5449e-06 |  | 2.215e-06 |  | 1.3275e-05 |  | -2.9526e-05 |  | 0.00065463 |  | 0.00016616 |  | 2.4419e-06 |  | 0.00030739 |  | 0.098797
| 7.4054e-05 |  | 0.0015318 |  | 4.8032e-05 |  | 0.00016054 |  | 0.00097629 |  | 0.00073725 |  | 0.099515 |  | 0.1103 |  | 0.0026405 |  | -0.00031251 |  | -2.3678e-05 |  | 2.5134e-06 |  | 2.3997e-06 |  | 6.2455e-05 |  | 0.00052603 |  | 0.00068155 |  | 0.00032611 |  | 2.4421e-06 |  | 0.00029767 |  | 0.098121
| 7.8011e-05 |  | 0.0015157 |  | 8.2534e-05 |  | 0.00032722 |  | 0.00097417 |  | 0.00072963 |  | 0.098722 |  | 0.10914 |  | 0.0027722 |  | -0.00012134 |  | 0.00022053 |  | 2.5684e-06 |  | 2.4368e-06 |  | -5.5476e-06 |  | 0.00043248 |  | 0.00066849 |  | 8.1864e-05 |  | 7.3251e-06 |  | 0.00029358 |  | 0.097398
| 7.8011e-05 |  | 0.0014936 |  | 8.2534e-05 |  | 0.00035701 |  | 0.00082607 |  | 0.00071375 |  | 0.097869 |  | 0.11229 |  | 0.0029452 |  | -0.00018172 |  | 0.00034569 |  | 2.6558e-06 |  | 2.3266e-06 |  | -0.0001001 |  | 0.00022939 |  | 0.00069785 |  | 0.00047803 |  | 7.3256e-06 |  | 0.00030175 |  | 0.096631
| 5.57e-05 |  | 0.0015121 |  | 8.9325e-05 |  | 0.00021386 |  | 0.00085814 |  | 0.00067247 |  | 0.096976 |  | 0.11463 |  | 0.0028686 |  | -0.00028826 |  | 0.00012754 |  | 2.6792e-06 |  | 2.1785e-06 |  | -5.4221e-05 |  | 0.00038384 |  | 0.00076694 |  | 0.00056673 |  | 2.4422e-06 |  | 0.00031149 |  | 0.095861
| 5.5695e-05 |  | 0.0014735 |  | 8.9317e-05 |  | 0.00030589 |  | 0.00091573 |  | 0.00064104 |  | 0.096177 |  | 0.11736 |  | 0.0027191 |  | -0.00034154 |  | -0.00026224 |  | 2.7435e-06 |  | 1.8646e-06 |  | 4.4266e-06 |  | 0.00020768 |  | 0.00085 |  | 8.9696e-06 |  | 2.4424e-06 |  | 0.00031723 |  | 0.095214
| 1.5068e-05 |  | 0.0014137 |  | 5.9927e-05 |  | 0.00046906 |  | 0.00080959 |  | 0.00067282 |  | 0.095526 |  | 0.11953 |  | 0.0027595 |  | -0.00050135 |  | -7.2716e-05 |  | 2.7842e-06 |  | 1.6985e-06 |  | -4.5487e-05 |  | 4.6324e-05 |  | 0.00087278 |  | -0.00051184 |  | 5.6981e-06 |  | 0.00030747 |  | 0.094729
| 1.5068e-05 |  | 0.0014261 |  | 5.9927e-05 |  | 0.00053502 |  | 0.00091474 |  | 0.00068847 |  | 0.094966 |  | 0.1279 |  | 0.0029121 |  | -0.00026795 |  | 4.7345e-05 |  | 2.7747e-06 |  | 1.7724e-06 |  | -2.505e-06 |  | 2.1238e-05 |  | 0.00078661 |  | -0.00034473 |  | 5.6981e-06 |  | 0.00030098 |  | 0.094267
| 1.3036e-05 |  | 0.0013751 |  | 1.9606e-05 |  | 0.00042245 |  | 0.00085174 |  | 0.00064997 |  | 0.094414 |  | 0.12602 |  | 0.0028511 |  | 8.1092e-05 |  | -0.0002694 |  | 2.7248e-06 |  | 2.0247e-06 |  | -6.1805e-05 |  | 0.00026471 |  | 0.00070201 |  | -0.00024643 |  | 7.3265e-06 |  | 0.00030423 |  | 0.093613
| 1.3036e-05 |  | 0.001357 |  | 1.9606e-05 |  | 0.00020773 |  | 0.00082523 |  | 0.00068067 |  | 0.093772 |  | 0.12866 |  | 0.0029749 |  | -0.0002776 |  | -0.00023722 |  | 2.5882e-06 |  | 2.2404e-06 |  | -5.92e-05 |  | 0.00013953 |  | 0.00070607 |  | -0.00026973 |  | 7.3269e-06 |  | 0.00031318 |  | 0.092722
| 4.2498e-05 |  | 0.001319 |  | 0.00013739 |  | 0.00013208 |  | 0.00080317 |  | 0.00070333 |  | 0.093043 |  | 0.13221 |  | 0.0029288 |  | -0.00046228 |  | -2.9806e-05 |  | 2.5093e-06 |  | 2.253e-06 |  | -4.4798e-05 |  | -0.00039069 |  | 0.00070047 |  | 5.3989e-05 |  | 2.4428e-06 |  | 0.00031566 |  | 0.09176
| 4.2494e-05 |  | 0.0013601 |  | 0.00013738 |  | 0.00034201 |  | 0.00086959 |  | 0.00068635 |  | 0.092267 |  | 0.1354 |  | 0.0028098 |  | -0.00035929 |  | 2.384e-05 |  | 2.397e-06 |  | 2.1426e-06 |  | -0.00011476 |  | -0.00014343 |  | 0.00062481 |  | 0.00021691 |  | 2.4428e-06 |  | 0.00030752 |  | 0.090956
| 4.1482e-05 |  | 0.0014964 |  | 6.7848e-05 |  | 0.00035513 |  | 0.00088733 |  | 0.00068504 |  | 0.091471 |  | 0.13754 |  | 0.0029028 |  | -0.00018527 |  | -0.00017284 |  | 2.3612e-06 |  | 2.032e-06 |  | 4.65e-05 |  | -0.00025575 |  | 0.00064759 |  | 0.00016392 |  | 5.6988e-06 |  | 0.0003002 |  | 0.09024
| 4.1482e-05 |  | 0.0015182 |  | 6.7848e-05 |  | 0.00023766 |  | 0.00071148 |  | 0.00067528 |  | 0.090708 |  | 0.14752 |  | 0.0027982 |  | -0.00011572 |  | -0.00026295 |  | 2.4666e-06 |  | 1.9209e-06 |  | 0.0001135 |  | -0.00021328 |  | 0.00074933 |  | -0.00014978 |  | 5.6995e-06 |  | 0.0002994 |  | 0.089504
| 4.1482e-05 |  | 0.0015443 |  | 0.00013061 |  | 0.00044485 |  | 0.00079561 |  | 0.00067938 |  | 0.089889 |  | 0.145 |  | 0.0026653 |  | -0.00030957 |  | -0.00031946 |  | 2.6143e-06 |  | 1.9082e-06 |  | -2.6372e-05 |  | 0.0002319 |  | 0.00083074 |  | 0.00026163 |  | 5.6992e-06 |  | 0.00030431 |  | 0.088647
| 4.1482e-05 |  | 0.0015491 |  | 0.00013061 |  | 0.00047996 |  | 0.00083216 |  | 0.00068374 |  | 0.088939 |  | 0.14812 |  | 0.0027891 |  | -9.2931e-05 |  | -0.00032303 |  | 2.6689e-06 |  | 1.9082e-06 |  | -3.0147e-05 |  | 0.00014037 |  | 0.00087549 |  | 0.00059347 |  | 5.6999e-06 |  | 0.00030512 |  | 0.087666
| 0 |  | 0.0015085 |  | 4.4122e-05 |  | 0.00033115 |  | 0.00076141 |  | 0.00065943 |  | 0.087906 |  | 0.15118 |  | 0.0028776 |  | 0.00013791 |  | -0.00026225 |  | 2.568e-06 |  | 1.8717e-06 |  | -3.1852e-05 |  | -0.00010213 |  | 0.00084869 |  | 0.0002077 |  | 2.4431e-06 |  | 0.00030514 |  | 0.086648
| 0 |  | 0.0014707 |  | 5.9841e-05 |  | 0.0002352 |  | 0.00072381 |  | 0.00063899 |  | 0.08695 |  | 0.15334 |  | 0.0028066 |  | 0.00016278 |  | -0.00021933 |  | 2.4689e-06 |  | 1.983e-06 |  | -0.00011503 |  | 9.356e-05 |  | 0.00093581 |  | -0.0002216 |  | 2.4434e-06 |  | 0.00030272 |  | 0.085672
| 6.5592e-05 |  | 0.0014305 |  | 8.5275e-05 |  | 0.00022599 |  | 0.00070835 |  | 0.00068329 |  | 0.086112 |  | 0.15652 |  | 0.0028691 |  | 8.4643e-05 |  | -5.1256e-05 |  | 2.4832e-06 |  | 2.1185e-06 |  | -0.00011228 |  | 0.00033919 |  | 0.00095691 |  | -9.5751e-05 |  | 5.7002e-06 |  | 0.00030758 |  | 0.084848
| 6.5592e-05 |  | 0.0014685 |  | 6.955e-05 |  | 0.00034051 |  | 0.00078258 |  | 0.00067061 |  | 0.085308 |  | 0.16738 |  | 0.0029025 |  | 0.00012191 |  | 0.00037634 |  | 2.5965e-06 |  | 2.3645e-06 |  | -5.801e-05 |  | 0.00049852 |  | 0.0008195 |  | 0.0001473 |  | 5.7002e-06 |  | 0.00031738 |  | 0.084137
| 8.5948e-05 |  | 0.0014739 |  | 9.2168e-05 |  | 0.00044521 |  | 0.00072395 |  | 0.00063201 |  | 0.084579 |  | 0.1627 |  | 0.0029172 |  | 9.5298e-05 |  | 0.00026343 |  | 2.6925e-06 |  | 2.488e-06 |  | -2.6008e-05 |  | 0.00035941 |  | 0.0008374 |  | -6.5031e-05 |  | 8.9586e-06 |  | 0.0003182 |  | 0.083519
| 8.5948e-05 |  | 0.0014594 |  | 9.2168e-05 |  | 0.00050229 |  | 0.00073062 |  | 0.00062434 |  | 0.083923 |  | 0.16613 |  | 0.002959 |  | -2.1901e-05 |  | -0.00011562 |  | 2.7458e-06 |  | 2.371e-06 |  | 3.3895e-06 |  | -0.00015586 |  | 0.00081141 |  | 4.4711e-05 |  | 8.9592e-06 |  | 0.00031333 |  | 0.082908
| 3.2345e-05 |  | 0.0014917 |  | 8.9349e-05 |  | 0.00043864 |  | 0.000817 |  | 0.00059961 |  | 0.083231 |  | 0.16936 |  | 0.0029446 |  | -3.9659e-05 |  | -0.00012635 |  | 2.7148e-06 |  | 2.1307e-06 |  | 5.9315e-05 |  | -7.9708e-05 |  | 0.00085943 |  | 0.00015719 |  | 7.3301e-06 |  | 0.00030764 |  | 0.082213
| 3.2342e-05 |  | 0.0013386 |  | 8.9341e-05 |  | 0.00034641 |  | 0.00067868 |  | 0.00066298 |  | 0.08233 |  | 0.17081 |  | 0.0030088 |  | -0.00050846 |  | -0.00019429 |  | 2.6381e-06 |  | 2.0082e-06 |  | 8.8628e-06 |  | 0.0001877 |  | 0.00088227 |  | 6.0244e-05 |  | 7.3301e-06 |  | 0.0003101 |  | 0.081314
| 5.3682e-05 |  | 0.001345 |  | 5.8812e-05 |  | 0.00033933 |  | 0.00066214 |  | 0.00071258 |  | 0.081214 |  | 0.18089 |  | 0.0029355 |  | -0.00065781 |  | 6.2427e-06 |  | 2.5878e-06 |  | 2.1374e-06 |  | 2.216e-06 |  | 7.8652e-05 |  | 0.00074635 |  | 9.558e-05 |  | 5.7013e-06 |  | 0.00031172 |  | 0.080244
| 5.3682e-05 |  | 0.0014938 |  | 5.8812e-05 |  | 0.00037081 |  | 0.00069425 |  | 0.0006754 |  | 0.080034 |  | 0.17753 |  | 0.002948 |  | -0.00020658 |  | 0.00017046 |  | 2.5641e-06 |  | 2.3898e-06 |  | 1.4404e-05 |  | -9.6616e-05 |  | 0.00084569 |  | 0.0002871 |  | 5.7016e-06 |  | 0.00030605 |  | 0.079124
| 2.4216e-05 |  | 0.0014413 |  | 4.1185e-05 |  | 0.00033213 |  | 0.00061236 |  | 0.00064485 |  | 0.078975 |  | 0.18197 |  | 0.0030152 |  | 1.0062e-05 |  | 9.5361e-05 |  | 2.5911e-06 |  | 2.5011e-06 |  | -4.1062e-05 |  | -0.00013029 |  | 0.000779 |  | 7.1125e-05 |  | 5.7016e-06 |  | 0.00030606 |  | 0.078229
| 4.9659e-05 |  | 0.0014068 |  | 4.1185e-05 |  | 0.00029391 |  | 0.00058914 |  | 0.0006369 |  | 0.078168 |  | 0.18343 |  | 0.0027732 |  | -0.00012134 |  | 9.1784e-05 |  | 2.6417e-06 |  | 2.3778e-06 |  | 4.0561e-05 |  | -0.00019905 |  | 0.00071469 |  | -8.8615e-05 |  | 5.702e-06 |  | 0.00030932 |  | 0.077566
| 6.9986e-05 |  | 0.0014349 |  | 0.00010123 |  | 0.00036825 |  | 0.00056261 |  | 0.00060445 |  | 0.077605 |  | 0.18504 |  | 0.0028651 |  | -0.0002492 |  | -8.3441e-06 |  | 2.655e-06 |  | 2.1561e-06 |  | 0.00014702 |  | -6.2265e-05 |  | 0.00089627 |  | 6.3308e-05 |  | 5.702e-06 |  | 0.00031422 |  | 0.077023
| 4.4537e-05 |  | 0.0014262 |  | 0.00010122 |  | 0.0004203 |  | 0.00058257 |  | 0.00056206 |  | 0.077133 |  | 0.18898 |  | 0.0030763 |  | -0.00010003 |  | 0.00035283 |  | 2.6339e-06 |  | 1.9832e-06 |  | 0.00011769 |  | -7.1881e-05 |  | 0.00091743 |  | 0.00021335 |  | 5.7023e-06 |  | 0.00032155 |  | 0.076459
| 6.7866e-05 |  | 0.0014377 |  | 7.1825e-05 |  | 0.00044088 |  | 0.00065127 |  | 0.0005803 |  | 0.07659 |  | 0.20042 |  | 0.003033 |  | -0.00020112 |  | 0.00019316 |  | 2.5929e-06 |  | 2.0207e-06 |  | 7.4469e-05 |  | -0.00026869 |  | 0.00097041 |  | 0.00023055 |  | 4.0738e-06 |  | 0.00033215 |  | 0.075766
| 6.7866e-05 |  | 0.0014331 |  | 7.1825e-05 |  | 0.00047263 |  | 0.0006768 |  | 0.00061834 |  | 0.075845 |  | 0.19372 |  | 0.0030879 |  | 9.1753e-05 |  | -0.00016211 |  | 2.5869e-06 |  | 2.0827e-06 |  | 0.0001363 |  | -0.00017388 |  | 0.0009493 |  | -0.00012171 |  | 4.0741e-06 |  | 0.00033706 |  | 0.074967
| 0.00010632 |  | 0.0013975 |  | 6.8432e-05 |  | 0.0004289 |  | 0.0006469 |  | 0.00060008 |  | 0.074933 |  | 0.19652 |  | 0.0030704 |  | 0.00012372 |  | -0.00015854 |  | 2.633e-06 |  | 2.1076e-06 |  | 6.0544e-05 |  | -0.00012614 |  | 0.00082229 |  | -0.00013551 |  | 5.703e-06 |  | 0.00032566 |  | 0.074076
| 0.00010633 |  | 0.0014274 |  | 6.8438e-05 |  | 0.00031581 |  | 0.00061596 |  | 0.00060923 |  | 0.073959 |  | 0.19956 |  | 0.003082 |  | -0.00038059 |  | -0.00034092 |  | 2.6883e-06 |  | 2.1569e-06 |  | -1.3404e-05 |  | -0.00012062 |  | 0.00088824 |  | 6.952e-05 |  | 5.703e-06 |  | 0.00031345 |  | 0.073154
| 8.9759e-06 |  | 0.0014403 |  | 5.1975e-05 |  | 0.0002407 |  | 0.00058051 |  | 0.000611 |  | 0.073061 |  | 0.20085 |  | 0.0031139 |  | -0.00060434 |  | -0.00036952 |  | 2.7101e-06 |  | 2.1818e-06 |  | 5.9039e-05 |  | 0.00011192 |  | 0.00097948 |  | 0.00016556 |  | 2.4446e-06 |  | 0.00031347 |  | 0.072272
| 8.9767e-06 |  | 0.0013953 |  | 5.198e-05 |  | 0.00036107 |  | 0.00064593 |  | 0.00059128 |  | 0.072236 |  | 0.21148 |  | 0.0030757 |  | -0.00024196 |  | -0.00013583 |  | 2.6312e-06 |  | 2.2678e-06 |  | 0.00013012 |  | 0.00025575 |  | 0.0010577 |  | 0.00039518 |  | 2.4448e-06 |  | 0.0003257 |  | 0.071362
| 2.9302e-05 |  | 0.0013598 |  | 6.2782e-05 |  | 0.00049948 |  | 0.00068364 |  | 0.00054954 |  | 0.071486 |  | 0.20543 |  | 0.0031606 |  | -1.4797e-05 |  | 0.00016688 |  | 2.5308e-06 |  | 2.3294e-06 |  | 1.2651e-05 |  | 0.00032199 |  | 0.0011066 |  | -2.956e-05 |  | 5.7037e-06 |  | 0.00033223 |  | 0.070553
| 2.9302e-05 |  | 0.0013363 |  | 6.2782e-05 |  | 0.00032004 |  | 0.00062054 |  | 0.00054299 |  | 0.070747 |  | 0.20718 |  | 0.0032409 |  | -0.00011069 |  | -0.00025508 |  | 2.5093e-06 |  | 2.194e-06 |  | -1.087e-05 |  | 0.00026157 |  | 0.00099339 |  | -0.0002676 |  | 5.7037e-06 |  | 0.00033221 |  | 0.069812
| 4.3529e-05 |  | 0.0013069 |  | 0.0001086 |  | 0.00018595 |  | 0.00064938 |  | 0.00054432 |  | 0.069965 |  | 0.20867 |  | 0.0032154 |  | 2.782e-05 |  | -0.00033018 |  | 2.8035e-06 |  | 2.1877e-06 |  | 3.234e-05 |  | 0.00020576 |  | 0.000965 |  | 0.00010264 |  | 2.4451e-06 |  | 0.00033958 |  | 0.069038
| 4.3529e-05 |  | 0.0013258 |  | 0.0001086 |  | 0.00047423 |  | 0.00080788 |  | 0.00068241 |  | 0.069047 |  | 0.21106 |  | 0.0032924 |  | -0.00010714 |  | 8.8208e-05 |  | 2.3698e-06 |  | 1.7746e-06 |  | 0.00013043 |  | 0.00014108 |  | 0.0010888 |  | 5.4153e-05 |  | 2.4451e-06 |  | 0.00033551 |  | 0.068144
| 0 |  | 0.0013797 |  | 3.5311e-05 |  | 0.00038693 |  | 0.00066384 |  | 0.00054816 |  | 0.068082 |  | 0.22407 |  | 0.0034046 |  | -0.00033849 |  | -0.00018444 |  | 1.8851e-06 |  | 1.417e-06 |  | -6.1448e-05 |  | -1.288e-05 |  | 0.0010001 |  | -0.00028271 |  | 8.1507e-07 |  | 0.00033553 |  | 0.067202
| 0 |  | 0.0014224 |  | 3.5307e-05 |  | 0.00045697 |  | 0.0006905 |  | 0.00058699 |  | 0.067074 |  | 0.21623 |  | 0.0034332 |  | -0.00040191 |  | 3.4564e-05 |  | 1.1941e-06 |  | 8.1965e-07 |  | 1.1092e-06 |  | -3.8308e-05 |  | 0.00099845 |  | -0.00014062 |  | 1.3584e-06 |  | 0.00032332 |  | 0.066297
| 1.3043e-05 |  | 0.0013869 |  | 4.9042e-05 |  | 0.00045897 |  | 0.00061849 |  | 0.00055138 |  | 0.066198 |  | 0.21636 |  | 0.0033486 |  | -0.00022079 |  | 0.00027774 |  | 1.1759e-06 |  | 6.7218e-07 |  | 3.7547e-05 |  | -0.00023823 |  | 0.0010099 |  | -0.00016974 |  | 2.9888e-06 |  | 0.00032087 |  | 0.065514
| 1.3043e-05 |  | 0.0013833 |  | 4.9042e-05 |  | 0.0003977 |  | 0.00056309 |  | 0.00055923 |  | 0.065458 |  | 0.21651 |  | 0.0033215 |  | 8.8195e-05 |  | -8.7017e-05 |  | 1.1064e-06 |  | 6.4122e-07 |  | 7.0826e-05 |  | -0.00027619 |  | 0.0012087 |  | -0.00019604 |  | 2.4454e-06 |  | 0.0003201 |  | 0.064841
| 4.4553e-05 |  | 0.0013476 |  | 8.2592e-05 |  | 0.0003702 |  | 0.00055871 |  | 0.00057451 |  | 0.064848 |  | 0.22721 |  | 0.0034457 |  | 8.8491e-05 |  | -0.00021434 |  | 1.018e-06 |  | 8.6277e-07 |  | 3.6609e-05 |  | -7.7719e-05 |  | 0.0013244 |  | -0.00021297 |  | 2.4455e-06 |  | 0.00031766 |  | 0.064324
| 4.4549e-05 |  | 0.0013442 |  | 8.2585e-05 |  | 0.0003588 |  | 0.00063079 |  | 0.00055847 |  | 0.064281 |  | 0.2188 |  | 0.0034884 |  | 5.2681e-05 |  | -0.00015496 |  | 1.0572e-06 |  | 1.0723e-06 |  | 3.661e-05 |  | 0.0001476 |  | 0.0011053 |  | -3.2874e-05 |  | 2.4455e-06 |  | 0.0003144 |  | 0.063899
| 5.2685e-05 |  | 0.001383 |  | 5.1989e-05 |  | 0.00039401 |  | 0.0005987 |  | 0.0005174 |  | 0.06368 |  | 0.21928 |  | 0.0033699 |  | 1.7166e-05 |  | -1.1928e-06 |  | 1.1592e-06 |  | 1.2699e-06 |  | 5.8376e-05 |  | -0.00013593 |  | 0.00097094 |  | 0.0001662 |  | 8.1522e-07 |  | 0.00031279 |  | 0.063439
| 5.2685e-05 |  | 0.0013686 |  | 5.1989e-05 |  | 0.00036333 |  | 0.00052774 |  | 0.00051597 |  | 0.063025 |  | 0.21833 |  | 0.0033444 |  | 3.1372e-05 |  | -5.8408e-05 |  | 1.2557e-06 |  | 1.2332e-06 |  | 3.7297e-05 |  | -0.00027581 |  | 0.0010899 |  | 7.6106e-05 |  | 8.1527e-07 |  | 0.00031362 |  | 0.06286
| 1.9143e-05 |  | 0.0013867 |  | 0.00010861 |  | 0.00036266 |  | 0.00056219 |  | 0.0005571 |  | 0.062327 |  | 0.21875 |  | 0.0033455 |  | 0.00011661 |  | 5.96e-05 |  | 1.2437e-06 |  | 9.927e-07 |  | 4.8203e-05 |  | -0.000214 |  | 0.001169 |  | -0.00012994 |  | 2.4458e-06 |  | 0.00031688 |  | 0.062165
| 1.9143e-05 |  | 0.0014115 |  | 0.00010861 |  | 0.00042149 |  | 0.00053447 |  | 0.00055639 |  | 0.061612 |  | 0.22848 |  | 0.0034225 |  | 2.1659e-05 |  | -0.00013957 |  | 1.1978e-06 |  | 7.154e-07 |  | -4.8124e-05 |  | 5.0687e-05 |  | 0.0012366 |  | 1.4406e-05 |  | 2.9893e-06 |  | 0.00032016 |  | 0.061442
| 0 |  | 0.0014286 |  | 4.7085e-05 |  | 0.0004485 |  | 0.00053895 |  | 0.00054922 |  | 0.060898 |  | 0.21762 |  | 0.0034915 |  | -0.00054752 |  | -0.00062341 |  | 1.127e-06 |  | 5.7364e-07 |  | 3.8715e-06 |  | 0.00015292 |  | 0.0012709 |  | 5.9512e-05 |  | 2.9895e-06 |  | 0.00032342 |  | 0.060765
| 0 |  | 0.0014278 |  | 4.7089e-05 |  | 0.00040423 |  | 0.00061328 |  | 0.00054839 |  | 0.060188 |  | 0.21772 |  | 0.0035291 |  | -0.00046583 |  | -0.00029085 |  | 1.1162e-06 |  | 7.1483e-07 |  | 5.8852e-05 |  | 4.5363e-05 |  | 0.0012066 |  | -0.00035284 |  | 2.9897e-06 |  | 0.00032588 |  | 0.060136
| 0 |  | 0.0013584 |  | 9.7866e-05 |  | 0.00027148 |  | 0.00056118 |  | 0.00054477 |  | 0.059533 |  | 0.2161 |  | 0.0035418 |  | 2.0717e-05 |  | 3.0992e-05 |  | 1.1493e-06 |  | 8.9971e-07 |  | -3.8033e-05 |  | 8.3264e-05 |  | 0.001222 |  | -0.00060832 |  | 1.3589e-06 |  | 0.00032018 |  | 0.059495
| 0 |  | 0.0013659 |  | 9.7875e-05 |  | 0.00026597 |  | 0.00052352 |  | 0.00054095 |  | 0.058947 |  | 0.22371 |  | 0.0034924 |  | -0.00012686 |  | 6.9786e-05 |  | 1.1852e-06 |  | 9.6818e-07 |  | -9.6928e-05 |  | 3.0071e-05 |  | 0.0014535 |  | -0.00026929 |  | 1.3589e-06 |  | 0.00030798 |  | 0.058858
| 2.321e-05 |  | 0.0013883 |  | 8.9389e-05 |  | 0.00040439 |  | 0.0004314 |  | 0.00055168 |  | 0.058348 |  | 0.21173 |  | 0.0034426 |  | -0.00012134 |  | 0.00023125 |  | 1.2467e-06 |  | 9.5623e-07 |  | -9.5827e-05 |  | 8.9433e-06 |  | 0.001412 |  | -0.00016058 |  | 1.3591e-06 |  | 0.00030555 |  | 0.058247
| 2.3212e-05 |  | 0.0013857 |  | 8.9396e-05 |  | 0.0003384 |  | 0.00038483 |  | 0.00055338 |  | 0.05764 |  | 0.21099 |  | 0.0033801 |  | -0.00018527 |  | 0.00042793 |  | 1.2041e-06 |  | 8.9409e-07 |  | 1.9982e-05 |  | 9.4997e-06 |  | 0.0012988 |  | -0.00028572 |  | 8.1542e-07 |  | 0.00031288 |  | 0.057638
| 8.9791e-06 |  | 0.001414 |  | 9.3915e-05 |  | 0.00026775 |  | 0.00044261 |  | 0.00054419 |  | 0.056865 |  | 0.21168 |  | 0.0034443 |  | -0.00031311 |  | 5.9597e-05 |  | 1.2042e-06 |  | 7.8905e-07 |  | 3.1084e-05 |  | 0.00015825 |  | 0.0014252 |  | -0.00013698 |  | 8.1552e-07 |  | 0.00032757 |  | 0.057043
| 1.4071e-05 |  | 0.0013959 |  | 9.3923e-05 |  | 0.00033184 |  | 0.00046373 |  | 0.00055977 |  | 0.056076 |  | 0.20969 |  | 0.0034751 |  | -0.00023143 |  | -0.00039098 |  | 1.2299e-06 |  | 8.2015e-07 |  | -4.2931e-05 |  | 5.1226e-06 |  | 0.0016158 |  | -0.00028184 |  | 8.1547e-07 |  | 0.00033816 |  | 0.056398
| 3.9486e-05 |  | 0.0014039 |  | 6.3935e-05 |  | 0.00031947 |  | 0.00046155 |  | 0.00054953 |  | 0.055332 |  | 0.21727 |  | 0.0034559 |  | -0.00026423 |  | -0.00024426 |  | 1.3306e-06 |  | 9.3731e-07 |  | 6.6232e-05 |  | -6.6087e-05 |  | 0.0016893 |  | -0.00027722 |  | 0 |  | 0.00033737 |  | 0.055786
| 3.4395e-05 |  | 0.0014149 |  | 6.3935e-05 |  | 0.000353 |  | 0.00046044 |  | 0.0005421 |  | 0.054713 |  | 0.20521 |  | 0.003607 |  | -0.00023854 |  | -1.9073e-05 |  | 1.3664e-06 |  | 1.0298e-06 |  | 7.0171e-05 |  | 5.4258e-05 |  | 0.0016681 |  | -3.1802e-06 |  | 5.4371e-07 |  | 0.0003284 |  | 0.055288
| 4.9644e-05 |  | 0.0012663 |  | 4.8074e-05 |  | 0.00045985 |  | 0.00039403 |  | 0.00054552 |  | 0.054212 |  | 0.20389 |  | 0.0035781 |  | -0.00025275 |  | 3.4567e-05 |  | 1.2577e-06 |  | 1.0729e-06 |  | 8.4614e-06 |  | -1.8545e-06 |  | 0.0016747 |  | -3.7359e-05 |  | 1.3593e-06 |  | 0.00032028 |  | 0.05487
| 4.9644e-05 |  | 0.0012295 |  | 4.8074e-05 |  | 0.00045621 |  | 0.0004917 |  | 0.00052959 |  | 0.053719 |  | 0.20321 |  | 0.0034106 |  | -0.00038415 |  | 5.2448e-05 |  | 1.1349e-06 |  | 1.1471e-06 |  | 9.6036e-07 |  | -2.5226e-05 |  | 0.0016822 |  | -0.00014198 |  | 1.3594e-06 |  | 0.000326 |  | 0.054435
| 0 |  | 0.0013072 |  | 0 |  | 0.00038215 |  | 0.00057818 |  | 0.00053065 |  | 0.053124 |  | 0.21015 |  | 0.0035105 |  | -0.00030136 |  | 0.00011839 |  | 1.0504e-06 |  | 1.2889e-06 |  | -2.0376e-05 |  | -0.00014212 |  | 0.0015803 |  | -0.00019683 |  | 1.3594e-06 |  | 0.00033904 |  | 0.053909
| 0 |  | 0.0013019 |  | 0 |  | 0.00038691 |  | 0.0004783 |  | 0.00051907 |  | 0.052454 |  | 0.19745 |  | 0.0035074 |  | 1.3615e-05 |  | 2.0263e-05 |  | 1.0999e-06 |  | 1.3202e-06 |  | -2.1266e-06 |  | -0.00017639 |  | 0.0015388 |  | -0.00023617 |  | 1.3594e-06 |  | 0.00034395 |  | 0.053377
| 4.9648e-05 |  | 0.0012774 |  | 7.4692e-05 |  | 0.00038883 |  | 0.00045062 |  | 0.00052585 |  | 0.051761 |  | 0.19336 |  | 0.0034658 |  | -0.00021723 |  | -5.4833e-05 |  | 1.1464e-06 |  | 1.2466e-06 |  | -5.6559e-06 |  | 5.0635e-05 |  | 0.0019423 |  | -5.2117e-05 |  | 2.991e-06 |  | 0.00033825 |  | 0.052832
| 4.9653e-05 |  | 0.0012973 |  | 7.4699e-05 |  | 0.00040407 |  | 0.00051277 |  | 0.00052628 |  | 0.05114 |  | 0.19147 |  | 0.0034192 |  | -0.00010358 |  | -0.00012993 |  | 1.2012e-06 |  | 1.0364e-06 |  | 2.261e-05 |  | 0.00035154 |  | 0.0020369 |  | 0.00011741 |  | 2.991e-06 |  | 0.00032686 |  | 0.052331
| 8.4703e-07 |  | 0.0013567 |  | 0.00011996 |  | 0.00037647 |  | 0.00050283 |  | 0.00052226 |  | 0.050589 |  | 0.19639 |  | 0.0032915 |  | 0.00017018 |  | -0.00031902 |  | 1.2047e-06 |  | 6.9056e-07 |  | 8.2503e-05 |  | 0.00024226 |  | 0.0020826 |  | -9.0178e-05 |  | 1.3596e-06 |  | 0.00031707 |  | 0.051886
| 8.4703e-07 |  | 0.0013303 |  | 0.00011996 |  | 0.00028686 |  | 0.00042626 |  | 0.00049115 |  | 0.050073 |  | 0.18484 |  | 0.0031456 |  | -7.8725e-05 |  | 5.9568e-06 |  | 1.2107e-06 |  | 6.2905e-07 |  | 5.1516e-05 |  | 0.00016489 |  | 0.0019596 |  | -0.00018197 |  | 4.6227e-06 |  | 0.00031546 |  | 0.05148
| 5.7722e-05 |  | 0.0012907 |  | 9.7335e-05 |  | 0.0002738 |  | 0.000484 |  | 0.00047954 |  | 0.04956 |  | 0.18204 |  | 0.0032488 |  | -0.00013555 |  | 8.1053e-05 |  | 1.2703e-06 |  | 8.5789e-07 |  | 2.0161e-05 |  | 7.8384e-05 |  | 0.0017501 |  | 8.8459e-05 |  | 4.6227e-06 |  | 0.00031709 |  | 0.051067
| 5.7722e-05 |  | 0.0012724 |  | 9.7335e-05 |  | 0.00036284 |  | 0.00052734 |  | 0.00050218 |  | 0.049019 |  | 0.17736 |  | 0.0035284 |  | -0.00035575 |  | -0.00025866 |  | 1.2676e-06 |  | 1.0923e-06 |  | -9.5461e-06 |  | -8.7294e-05 |  | 0.0020021 |  | 0.00031103 |  | 8.1582e-07 |  | 0.00031793 |  | 0.050616
| 0 |  | 0.0012698 |  | 0.00012563 |  | 0.00045929 |  | 0.00050738 |  | 0.00050142 |  | 0.048433 |  | 0.18237 |  | 0.0036235 |  | -0.00046474 |  | -0.00022181 |  | 1.2034e-06 |  | 9.6877e-07 |  | 3.0401e-05 |  | 5.5411e-05 |  | 0.0021514 |  | 0.00031772 |  | 2.4476e-06 |  | 0.00032284 |  | 0.05016
| 0 |  | 0.0012678 |  | 0.00012563 |  | 0.00043158 |  | 0.00046966 |  | 0.00049068 |  | 0.047814 |  | 0.17204 |  | 0.0035799 |  | -0.00021723 |  | 0.00013828 |  | 1.1278e-06 |  | 6.7288e-07 |  | 2.5663e-05 |  | 0.0001596 |  | 0.0021139 |  | 3.3076e-05 |  | 2.9915e-06 |  | 0.00033181 |  | 0.049718
| 0 |  | 0.0012602 |  | 3.7292e-05 |  | 0.00032737 |  | 0.00041461 |  | 0.00048386 |  | 0.047217 |  | 0.168 |  | 0.0034002 |  | -0.00014265 |  | 0.00024556 |  | 1.0961e-06 |  | 5.7409e-07 |  | -5.1861e-05 |  | -8.0826e-05 |  | 0.0021483 |  | -0.00016834 |  | 1.3599e-06 |  | 0.00033509 |  | 0.049285
| 0 |  | 0.0012879 |  | 3.7289e-05 |  | 0.00034132 |  | 0.00040464 |  | 0.00048945 |  | 0.046693 |  | 0.16296 |  | 0.0035369 |  | -0.00032733 |  | -1.5496e-05 |  | 1.1401e-06 |  | 5.6146e-07 |  | 1.5812e-05 |  | -0.00012071 |  | 0.0021842 |  | 3.1243e-05 |  | 8.1592e-07 |  | 0.00033101 |  | 0.048774
| 6.9488e-06 |  | 0.0012907 |  | 6.3952e-05 |  | 0.00040933 |  | 0.0004553 |  | 0.00050548 |  | 0.046237 |  | 0.16612 |  | 0.0036492 |  | -0.00036078 |  | -0.00030407 |  | 1.134e-06 |  | 6.0455e-07 |  | 1.2368e-05 |  | 0.00021124 |  | 0.0019992 |  | 5.6685e-05 |  | 0 |  | 0.0003294 |  | 0.04826
| 6.9488e-06 |  | 0.0012476 |  | 6.3952e-05 |  | 0.00029766 |  | 0.00044757 |  | 0.00048514 |  | 0.045793 |  | 0.15588 |  | 0.0035496 |  | -0.00019238 |  | -1.5502e-05 |  | 1.103e-06 |  | 7.5284e-07 |  | -1.5474e-05 |  | 0.00017092 |  | 0.0020556 |  | -0.00020694 |  | 0 |  | 0.00033431 |  | 0.047827
| 2.322e-05 |  | 0.0012292 |  | 4.711e-05 |  | 0.0002858 |  | 0.00039397 |  | 0.00048721 |  | 0.045314 |  | 0.15295 |  | 0.0036015 |  | -0.00010003 |  | 7.7477e-05 |  | 1.1159e-06 |  | 1.0001e-06 |  | -1.1947e-05 |  | -5.7557e-05 |  | 0.0021967 |  | -0.00017455 |  | 8.1602e-07 |  | 0.0003335 |  | 0.047546
| 2.3218e-05 |  | 0.0012184 |  | 4.7105e-05 |  | 0.00036402 |  | 0.00044952 |  | 0.00051453 |  | 0.0448 |  | 0.14882 |  | 0.0036509 |  | 0.00015568 |  | -6.5559e-05 |  | 1.1443e-06 |  | 1.0863e-06 |  | -2.5615e-05 |  | -0.00010679 |  | 0.0021804 |  | -2.3018e-05 |  | 1.36e-06 |  | 0.00032534 |  | 0.047318
| 0 |  | 0.0012045 |  | 6.2826e-05 |  | 0.00027709 |  | 0.00052097 |  | 0.0004789 |  | 0.044303 |  | 0.15179 |  | 0.0036592 |  | 1.4244e-05 |  | -6.4801e-05 |  | 1.1078e-06 |  | 9.7472e-07 |  | 1.1116e-05 |  | -9.9761e-06 |  | 0.0022058 |  | -0.00019834 |  | 1.3601e-06 |  | 0.00031639 |  | 0.047022
| 0 |  | 0.0012139 |  | 6.2826e-05 |  | 0.00024401 |  | 0.00044765 |  | 0.00043424 |  | 0.043842 |  | 0.14242 |  | 0.0036026 |  | -0.00043742 |  | -0.00015496 |  | 1.0727e-06 |  | 8.5121e-07 |  | -2.0216e-05 |  | 3.2265e-05 |  | 0.0022622 |  | -0.00018861 |  | 8.1607e-07 |  | 0.0003156 |  | 0.0467
| 2.7288e-05 |  | 0.0011585 |  | 6.5656e-05 |  | 0.0003029 |  | 0.00038564 |  | 0.00046486 |  | 0.043349 |  | 0.13936 |  | 0.0035918 |  | -0.00044453 |  | -0.00016211 |  | 1.1627e-06 |  | 7.9614e-07 |  | -2.5862e-05 |  | -1.2356e-05 |  | 0.0021391 |  | -0.00014897 |  | 8.1612e-07 |  | 0.00032131 |  | 0.046386
| 2.7288e-05 |  | 0.0011394 |  | 6.5656e-05 |  | 0.00025364 |  | 0.00040564 |  | 0.00048628 |  | 0.042779 |  | 0.13506 |  | 0.0035986 |  | -0.00028471 |  | -0.00021932 |  | 1.3e-06 |  | 7.7205e-07 |  | 3.6236e-06 |  | -6.5483e-05 |  | 0.0021147 |  | -0.00012636 |  | 8.1617e-07 |  | 0.00033274 |  | 0.046125
| 2.8306e-05 |  | 0.0012371 |  | 8.6598e-05 |  | 0.00023407 |  | 0.00056552 |  | 0.00047657 |  | 0.042224 |  | 0.13731 |  | 0.0037848 |  | -0.00015285 |  | -4.2372e-05 |  | 1.3317e-06 |  | 8.3988e-07 |  | 8.9549e-06 |  | -8.6073e-05 |  | 0.0024491 |  | 0.00012714 |  | 8.1617e-07 |  | 0.00034579 |  | 0.045828
| 2.8308e-05 |  | 0.0012464 |  | 8.6606e-05 |  | 0.00033249 |  | 0.00058888 |  | 0.0004737 |  | 0.041728 |  | 0.12819 |  | 0.0040195 |  | 0.00012372 |  | 0.00013827 |  | 1.2155e-06 |  | 1.0617e-06 |  | 3.1627e-05 |  | -2.678e-05 |  | 0.0024492 |  | 0.0001331 |  | 8.1617e-07 |  | 0.00034418 |  | 0.045424
| 9.0568e-05 |  | 0.0012289 |  | 8.3209e-05 |  | 0.00035128 |  | 0.00045224 |  | 0.00048174 |  | 0.041286 |  | 0.12341 |  | 0.003981 |  | -4.321e-05 |  | 0.00011682 |  | 1.1102e-06 |  | 1.1481e-06 |  | 2.9414e-05 |  | -2.7543e-05 |  | 0.0024208 |  | 8.9712e-05 |  | 8.1627e-07 |  | 0.00033197 |  | 0.044981
| 9.0568e-05 |  | 0.0012415 |  | 8.3209e-05 |  | 0.00034917 |  | 0.00044561 |  | 0.00048863 |  | 0.040849 |  | 0.11983 |  | 0.0038814 |  | -0.00030247 |  | -1.192e-05 |  | 1.033e-06 |  | 1.2285e-06 |  | 5.0129e-05 |  | 7.5423e-05 |  | 0.0024682 |  | -0.00016508 |  | 1.3604e-06 |  | 0.000323 |  | 0.044563
| 4.153e-05 |  | 0.0012433 |  | 2.1594e-05 |  | 0.00038805 |  | 0.00050675 |  | 0.00047626 |  | 0.04044 |  | 0.1226 |  | 0.0038571 |  | 0.00016647 |  | 0.00011839 |  | 1.0155e-06 |  | 1.3212e-06 |  | 6.3467e-05 |  | 0.00016436 |  | 0.0024592 |  | -0.00025998 |  | 2.993e-06 |  | 0.00032789 |  | 0.044226
| 4.153e-05 |  | 0.001263 |  | 2.1594e-05 |  | 0.00043865 |  | 0.00053234 |  | 0.000491 |  | 0.040019 |  | 0.11397 |  | 0.0039261 |  | 0.00020185 |  | 5.9597e-06 |  | 1.0831e-06 |  | 1.3459e-06 |  | 0.00013354 |  | 0.00014635 |  | 0.0024292 |  | 0.00010279 |  | 2.449e-06 |  | 0.00033607 |  | 0.043941
| 3.7465e-05 |  | 0.0012765 |  | 6.5668e-05 |  | 0.00033982 |  | 0.0004857 |  | 0.0005217 |  | 0.039573 |  | 0.1108 |  | 0.0040629 |  | 9.1747e-05 |  | -0.00017999 |  | 1.182e-06 |  | 1.1736e-06 |  | 9.462e-05 |  | 3.94e-05 |  | 0.0024326 |  | 0.0001231 |  | 2.449e-06 |  | 0.00034261 |  | 0.043677
| 3.7465e-05 |  | 0.0012499 |  | 6.5668e-05 |  | 0.00032425 |  | 0.00040792 |  | 0.00051667 |  | 0.03912 |  | 0.11289 |  | 0.0040935 |  | -3.4035e-05 |  | 0.00016326 |  | 1.1631e-06 |  | 1.019e-06 |  | -3.4901e-05 |  | 7.2337e-05 |  | 0.0024587 |  | -2.6827e-05 |  | 2.4491e-06 |  | 0.00034098 |  | 0.043403
| 4.2551e-05 |  | 0.0012096 |  | 5.1044e-05 |  | 0.00046792 |  | 0.00038793 |  | 0.00049751 |  | 0.038685 |  | 0.10356 |  | 0.0040278 |  | -0.00054751 |  | 0.00011682 |  | 1.088e-06 |  | 1.0677e-06 |  | 1.3297e-05 |  | 7.8857e-05 |  | 0.0024988 |  | -0.00018408 |  | 8.1637e-07 |  | 0.00033285 |  | 0.043139
| 4.2551e-05 |  | 0.0012014 |  | 5.1044e-05 |  | 0.00041496 |  | 0.00047801 |  | 0.0004894 |  | 0.03829 |  | 0.10097 |  | 0.004192 |  | -0.00010358 |  | -3.3377e-05 |  | 1.0908e-06 |  | 1.031e-06 |  | 2.1255e-05 |  | 0.00011377 |  | 0.0024947 |  | -7.4797e-05 |  | 8.1642e-07 |  | 0.00032306 |  | 0.042869
| 3.6447e-05 |  | 0.001172 |  | 4.3192e-05 |  | 0.0002495 |  | 0.00044046 |  | 0.00049105 |  | 0.03791 |  | 0.098873 |  | 0.0042401 |  | 0.00034745 |  | 0.000149 |  | 1.1727e-06 |  | 8.8907e-07 |  | -4.0374e-05 |  | 0.00031143 |  | 0.0025275 |  | 0.00021453 |  | 2.4493e-06 |  | 0.00032308 |  | 0.042553
| 3.6451e-05 |  | 0.0011819 |  | 4.3195e-05 |  | 0.0003413 |  | 0.00042714 |  | 0.00048928 |  | 0.037513 |  | 0.10017 |  | 0.0041952 |  | -6.7451e-05 |  | 0.00022681 |  | 1.1842e-06 |  | 7.2863e-07 |  | -3.9448e-05 |  | 0.0005108 |  | 0.0025203 |  | 0.00023634 |  | 2.4494e-06 |  | 0.0003337 |  | 0.042171
| 6.9512e-06 |  | 0.0012213 |  | 6.6806e-05 |  | 0.00044694 |  | 0.00051476 |  | 0.00047567 |  | 0.037051 |  | 0.092706 |  | 0.0042659 |  | -2.9005e-05 |  | -1.9072e-05 |  | 1.0848e-06 |  | 8.7068e-07 |  | -3.1543e-05 |  | 0.00039161 |  | 0.0024689 |  | 6.8002e-05 |  | 2.4496e-06 |  | 0.0003386 |  | 0.041765
| 6.9512e-06 |  | 0.0012181 |  | 6.6806e-05 |  | 0.00035931 |  | 0.0004392 |  | 0.00048319 |  | 0.036554 |  | 0.090175 |  | 0.0043514 |  | 0.00011306 |  | -0.00014066 |  | 1.0186e-06 |  | 1.0927e-06 |  | -2.4523e-05 |  | 2.2716e-05 |  | 0.0024273 |  | 0.00020454 |  | 2.4494e-06 |  | 0.00033452 |  | 0.041418
| 0 |  | 0.0012127 |  | 9.3415e-05 |  | 0.00032673 |  | 0.00038918 |  | 0.00047624 |  | 0.036093 |  | 0.087455 |  | 0.004258 |  | -0.00028116 |  | 0.00014185 |  | 1.0538e-06 |  | 1.1365e-06 |  | -8.0741e-07 |  | -4.9332e-05 |  | 0.0024904 |  | 0.00026752 |  | 8.1657e-07 |  | 0.0003313 |  | 0.04116
| 0 |  | 0.0011834 |  | 9.3415e-05 |  | 0.00050678 |  | 0.00041366 |  | 0.00048094 |  | 0.035745 |  | 0.087839 |  | 0.0041114 |  | -0.00030508 |  | 0.00046607 |  | 1.1749e-06 |  | 1.0129e-06 |  | 8.3981e-06 |  | -3.7952e-05 |  | 0.0025156 |  | 6.9477e-05 |  | 8.1657e-07 |  | 0.00033046 |  | 0.040984
| 5.8885e-05 |  | 0.0012238 |  | 5.5963e-05 |  | 0.00050456 |  | 0.00047932 |  | 0.00051224 |  | 0.03544 |  | 0.081368 |  | 0.0040636 |  | -0.00023144 |  | 0.00021694 |  | 1.2798e-06 |  | 7.7823e-07 |  | 7.7048e-05 |  | -0.00010178 |  | 0.0025232 |  | 0.00013646 |  | 2.4497e-06 |  | 0.00033213 |  | 0.04084
| 5.8885e-05 |  | 0.0012384 |  | 5.5963e-05 |  | 0.00034358 |  | 0.00059166 |  | 0.00052455 |  | 0.035123 |  | 0.079035 |  | 0.0041893 |  | -9.2938e-05 |  | 9.1788e-05 |  | 1.3339e-06 |  | 6.9831e-07 |  | 7.6723e-05 |  | -0.00017413 |  | 0.002528 |  | -3.5552e-05 |  | 2.9943e-06 |  | 0.00033211 |  | 0.040635
| 3.2385e-05 |  | 0.0012026 |  | 1.08e-05 |  | 0.00031427 |  | 0.00054498 |  | 0.00049265 |  | 0.034787 |  | 0.081065 |  | 0.0042505 |  | 0.00034468 |  | 6.9791e-05 |  | 1.2745e-06 |  | 8.4046e-07 |  | 8.0017e-05 |  | 1.7842e-05 |  | 0.0025087 |  | -0.00033345 |  | 2.9944e-06 |  | 0.00033052 |  | 0.04036
| 3.2385e-05 |  | 0.0012306 |  | 1.08e-05 |  | 0.00024457 |  | 0.00047829 |  | 0.00047814 |  | 0.034449 |  | 0.074306 |  | 0.0040127 |  | 0.00015922 |  | -0.0003123 |  | 1.1493e-06 |  | 1.0009e-06 |  | 3.6604e-05 |  | 0.00010269 |  | 0.0025128 |  | -0.0003544 |  | 2.45e-06 |  | 0.00032889 |  | 0.040043
| 3.7472e-05 |  | 0.001191 |  | 4.8108e-05 |  | 0.000292 |  | 0.00055284 |  | 0.00047773 |  | 0.034122 |  | 0.071941 |  | 0.0041587 |  | 8.8194e-05 |  | -0.00041958 |  | 1.121e-06 |  | 1.0315e-06 |  | 3.3569e-05 |  | 0.00012593 |  | 0.0024964 |  | -0.00016435 |  | 8.1667e-07 |  | 0.00033297 |  | 0.039769
| 3.7475e-05 |  | 0.0011549 |  | 4.8112e-05 |  | 0.00032044 |  | 0.00047611 |  | 0.00048112 |  | 0.033758 |  | 0.070167 |  | 0.0042265 |  | -5.9258e-07 |  | -0.00010847 |  | 1.1433e-06 |  | 1.0188e-06 |  | 8.8172e-05 |  | -3.3231e-05 |  | 0.002446 |  | -0.00030765 |  | 8.1677e-07 |  | 0.00034442 |  | 0.039579
| 2.3231e-05 |  | 0.0011724 |  | 3.0439e-05 |  | 0.00034204 |  | 0.00040384 |  | 0.00046678 |  | 0.033381 |  | 0.070829 |  | 0.0041557 |  | 4.0223e-05 |  | 0.0001296 |  | 1.1401e-06 |  | 9.9413e-07 |  | 4.8992e-05 |  | -0.00018141 |  | 0.0024592 |  | -0.00047981 |  | 8.1672e-07 |  | 0.00034852 |  | 0.039418
| 2.3231e-05 |  | 0.0011623 |  | 3.0439e-05 |  | 0.00041321 |  | 0.00040829 |  | 0.00044999 |  | 0.033003 |  | 0.065943 |  | 0.0043324 |  | 0.00040072 |  | 0.00015974 |  | 1.065e-06 |  | 8.958e-07 |  | 1.2845e-05 |  | -5.1224e-05 |  | 0.0024062 |  | -0.00035024 |  | 8.1677e-07 |  | 0.0003477 |  | 0.039254
| 1.3057e-05 |  | 0.0010976 |  | 6.4552e-05 |  | 0.00044915 |  | 0.00039388 |  | 0.00046206 |  | 0.03266 |  | 0.063283 |  | 0.0043454 |  | 0.00011305 |  | -5.1243e-05 |  | 1.0162e-06 |  | 8.774e-07 |  | -6.8582e-05 |  | 5.817e-05 |  | 0.0023875 |  | 7.874e-05 |  | 8.1682e-07 |  | 0.00034038 |  | 0.039096
| 1.3057e-05 |  | 0.0011326 |  | 6.4552e-05 |  | 0.00042428 |  | 0.00041947 |  | 0.00047581 |  | 0.032331 |  | 0.063668 |  | 0.0044224 |  | -0.00014913 |  | -0.00030032 |  | 1.0887e-06 |  | 1.1674e-06 |  | -3.3632e-05 |  | 0.00020945 |  | 0.0023875 |  | 0.00034223 |  | 8.1682e-07 |  | 0.00033548 |  | 0.038939
| 1.3058e-05 |  | 0.0011962 |  | 3.9279e-05 |  | 0.0003385 |  | 0.00038781 |  | 0.00047348 |  | 0.031996 |  | 0.059364 |  | 0.0044438 |  | -0.00011779 |  | -1.1919e-05 |  | 1.1232e-06 |  | 1.6991e-06 |  | 0.00010048 |  | 0.00015819 |  | 0.0023975 |  | 1.8262e-05 |  | 0 |  | 0.00033387 |  | 0.038731
| 1.3058e-05 |  | 0.0011894 |  | 3.9279e-05 |  | 0.00035575 |  | 0.0003678 |  | 0.00048045 |  | 0.031671 |  | 0.057769 |  | 0.0043413 |  | -0.00018527 |  | 0.00011682 |  | 1.1037e-06 |  | 1.8477e-06 |  | 3.5718e-05 |  | -0.00015313 |  | 0.0024179 |  | 9.1298e-06 |  | 0 |  | 0.00033142 |  | 0.038506
| 0 |  | 0.0012305 |  | 3.6333e-05 |  | 0.0004085 |  | 0.00045849 |  | 0.00050982 |  | 0.031376 |  | 0.058378 |  | 0.004356 |  | -0.00016027 |  | -0.00024425 |  | 1.0272e-06 |  | 1.5013e-06 |  | 4.8374e-05 |  | -5.901e-05 |  | 0.0024082 |  | -1.624e-05 |  | 8.1692e-07 |  | 0.00033062 |  | 0.038292
| 0 |  | 0.0012022 |  | 3.6333e-05 |  | 0.00034882 |  | 0.00048302 |  | 0.00048159 |  | 0.031148 |  | 0.053861 |  | 0.0043107 |  | 6.5097e-06 |  | -0.0002086 |  | 1.0483e-06 |  | 1.186e-06 |  | 9.6844e-05 |  | 0.0001067 |  | 0.0023993 |  | -0.0001675 |  | 2.9954e-06 |  | 0.00033225 |  | 0.038097
| 1.5095e-05 |  | 0.0011322 |  | 3.0444e-05 |  | 0.00037577 |  | 0.00042405 |  | 0.00045155 |  | 0.030916 |  | 0.052193 |  | 0.0042142 |  | 2.7819e-05 |  | -5.8407e-05 |  | 1.0828e-06 |  | 1.1556e-06 |  | 3.2584e-05 |  | -0.00011128 |  | 0.0024157 |  | -0.00015996 |  | 2.1786e-06 |  | 0.00033881 |  | 0.037864
| 1.5095e-05 |  | 0.0011538 |  | 3.0444e-05 |  | 0.00036218 |  | 0.00043075 |  | 0.0004813 |  | 0.030644 |  | 0.05 |  | 0.0042431 |  | 0.00016633 |  | -3.6951e-05 |  | 1.1424e-06 |  | 1.2609e-06 |  | -3.5738e-06 |  | -8.289e-05 |  | 0.0024134 |  | -0.00015953 |  | 5.4465e-07 |  | 0.00034699 |  | 0.03768
| 3.4429e-05 |  | 0.0011916 |  | 7.0794e-05 |  | 0.00037603 |  | 0.00039933 |  | 0.00048551 |  | 0.030318 |  | 0.049867 |  | 0.004494 |  | -3.7743e-05 |  | 8.848e-05 |  | 1.1533e-06 |  | 1.1246e-06 |  | -1.3717e-05 |  | 5.278e-05 |  | 0.0023857 |  | -0.00015398 |  | 4.6298e-06 |  | 0.00035352 |  | 0.037558
| 3.4429e-05 |  | 0.001174 |  | 7.0794e-05 |  | 0.00037464 |  | 0.00034816 |  | 0.0004741 |  | 0.029992 |  | 0.046364 |  | 0.0045246 |  | -0.00023143 |  | 5.2447e-05 |  | 1.2291e-06 |  | 8.0345e-07 |  | 0.00010471 |  | -6.9397e-05 |  | 0.0023727 |  | -0.00014434 |  | 4.0851e-06 |  | 0.00036253 |  | 0.037396
| 7.0227e-05 |  | 0.0010941 |  | 5.7201e-05 |  | 0.00033644 |  | 0.00031427 |  | 0.00047209 |  | 0.029698 |  | 0.044446 |  | 0.0046067 |  | 0.00020539 |  | -8.7017e-05 |  | 1.3964e-06 |  | 4.8237e-07 |  | 6.2277e-05 |  | -1.4033e-07 |  | 0.0023874 |  | 1.5449e-05 |  | 0 |  | 0.00036498 |  | 0.037168
| 7.0234e-05 |  | 0.0010932 |  | 5.7206e-05 |  | 0.00039098 |  | 0.00030316 |  | 0.00045731 |  | 0.029394 |  | 0.044084 |  | 0.004704 |  | 0.0003224 |  | -0.00019565 |  | 1.3998e-06 |  | 5.0712e-07 |  | -4.7672e-07 |  | 0.00014753 |  | 0.0023891 |  | 6.4065e-05 |  | 5.4475e-07 |  | 0.00035109 |  | 0.036915
| 4.1552e-05 |  | 0.0011557 |  | 7.759e-05 |  | 0.0004266 |  | 0.0003819 |  | 0.00045105 |  | 0.029066 |  | 0.040884 |  | 0.004528 |  | -1.4793e-05 |  | 0.00014542 |  | 1.3382e-06 |  | 7.483e-07 |  | 3.0597e-05 |  | -0.00010746 |  | 0.0024857 |  | 4.2869e-05 |  | 1.3619e-06 |  | 0.00033072 |  | 0.036712
| 4.1556e-05 |  | 0.0011349 |  | 7.7597e-05 |  | 0.000394 |  | 0.00039973 |  | 0.0004538 |  | 0.028741 |  | 0.040194 |  | 0.0046167 |  | -0.00012489 |  | 0.00022767 |  | 1.1975e-06 |  | 1.0264e-06 |  | 1.3854e-05 |  | -0.00019477 |  | 0.0024825 |  | 0.00010909 |  | 8.1712e-07 |  | 0.00032174 |  | 0.036596
| 0 |  | 0.0011447 |  | 6.4003e-05 |  | 0.00033628 |  | 0.00036037 |  | 0.0004583 |  | 0.028443 |  | 0.040783 |  | 0.0048359 |  | -7.8591e-05 |  | -0.00015079 |  | 1.2097e-06 |  | 1.0816e-06 |  | -4.75e-07 |  | 1.6371e-05 |  | 0.0024465 |  | 3.7547e-05 |  | 2.4515e-06 |  | 0.00033317 |  | 0.036482
| 0 |  | 0.0011398 |  | 6.4009e-05 |  | 0.00033248 |  | 0.00037488 |  | 0.00047182 |  | 0.028166 |  | 0.037668 |  | 0.0048058 |  | -0.00014265 |  | -0.00012278 |  | 1.3154e-06 |  | 8.8999e-07 |  | 1.0109e-05 |  | 0.00010842 |  | 0.0024573 |  | -0.0003802 |  | 4.6309e-06 |  | 0.00034626 |  | 0.036329
| 5.6645e-05 |  | 0.001138 |  | 4.7147e-05 |  | 0.00025588 |  | 0.00037776 |  | 0.00047937 |  | 0.027929 |  | 0.036901 |  | 0.004548 |  | -9.2929e-05 |  | -0.00016568 |  | 1.3554e-06 |  | 7.1733e-07 |  | 4.3228e-05 |  | 0.00013552 |  | 0.0024328 |  | -0.00036887 |  | 4.6309e-06 |  | 0.00034789 |  | 0.036137
| 5.664e-05 |  | 0.0011357 |  | 4.7143e-05 |  | 0.00023636 |  | 0.00037555 |  | 0.0004562 |  | 0.027725 |  | 0.03746 |  | 0.0046009 |  | 5.1362e-05 |  | -0.00022555 |  | 1.3352e-06 |  | 7.0469e-07 |  | 3.0322e-06 |  | 3.5245e-05 |  | 0.0024125 |  | -7.1046e-05 |  | 2.9965e-06 |  | 0.0003422 |  | 0.03591
| 1.7132e-05 |  | 0.0011129 |  | 0.00010706 |  | 0.00032865 |  | 0.00043659 |  | 0.00045309 |  | 0.027518 |  | 0.034143 |  | 0.0048828 |  | -8.2276e-05 |  | -0.00019071 |  | 1.2038e-06 |  | 8.7166e-07 |  | 2.2562e-06 |  | 6.3662e-06 |  | 0.0025156 |  | 1.6882e-06 |  | 1.3621e-06 |  | 0.0003365 |  | 0.035738
| 1.7134e-05 |  | 0.0010923 |  | 0.00010707 |  | 0.00039781 |  | 0.00041769 |  | 0.00047094 |  | 0.027268 |  | 0.033224 |  | 0.004907 |  | 3.1373e-05 |  | 9.5454e-06 |  | 1.1314e-06 |  | 1.0202e-06 |  | 9.4253e-06 |  | 0.00020153 |  | 0.0027051 |  | -3.0154e-05 |  | 8.1732e-07 |  | 0.00033813 |  | 0.035566
| 1.6115e-05 |  | 0.0011032 |  | 2.9467e-05 |  | 0.00033166 |  | 0.00029877 |  | 0.00046677 |  | 0.026992 |  | 0.033965 |  | 0.0049581 |  | 0.0002333 |  | -3.4889e-05 |  | 1.1755e-06 |  | 1.0076e-06 |  | -3.6448e-06 |  | 5.6242e-05 |  | 0.0027216 |  | 3.8324e-05 |  | 0 |  | 0.00033979 |  | 0.035408
| 1.6116e-05 |  | 0.0011191 |  | 2.947e-05 |  | 0.00030455 |  | 0.00029434 |  | 0.00045074 |  | 0.026713 |  | 0.031115 |  | 0.0050651 |  | -0.00021013 |  | -0.00038382 |  | 1.2012e-06 |  | 9.2761e-07 |  | -6.3476e-06 |  | 0.00013687 |  | 0.0025492 |  | -8.442e-05 |  | 5.4491e-07 |  | 0.00033734 |  | 0.035259
| 3.4438e-05 |  | 0.0010906 |  | 8.5541e-05 |  | 0.00030359 |  | 0.00035678 |  | 0.00044576 |  | 0.026446 |  | 0.029613 |  | 0.0050186 |  | -0.00021013 |  | -0.00031946 |  | 1.1959e-06 |  | 8.661e-07 |  | 8.8848e-06 |  | 0.00012353 |  | 0.0025478 |  | -0.00022475 |  | 5.4491e-07 |  | 0.00033491 |  | 0.035111
| 3.4438e-05 |  | 0.0010723 |  | 8.5541e-05 |  | 0.00030815 |  | 0.00044817 |  | 0.00043702 |  | 0.026185 |  | 0.030021 |  | 0.0051132 |  | 9.9629e-05 |  | -0.00017696 |  | 1.1343e-06 |  | 7.6704e-07 |  | 7.457e-05 |  | -0.00035867 |  | 0.0027879 |  | 3.4511e-07 |  | 0 |  | 0.00033818 |  | 0.034963
| 1.2045e-05 |  | 0.0010627 |  | 0 |  | 0.00037467 |  | 0.00046685 |  | 0.00042889 |  | 0.025965 |  | 0.02781 |  | 0.0051631 |  | 0.00018764 |  | 5.96e-05 |  | 1.1702e-06 |  | 7.1751e-07 |  | 0.00011351 |  | -0.00025001 |  | 0.0027995 |  | 9.8251e-05 |  | 2.4523e-06 |  | 0.00034718 |  | 0.034809
| 1.2046e-05 |  | 0.0010476 |  | 0 |  | 0.0003172 |  | 0.00038774 |  | 0.00043571 |  | 0.025782 |  | 0.026133 |  | 0.0051766 |  | 0.0002267 |  | 0.00022409 |  | 1.236e-06 |  | 6.8646e-07 |  | 0.00013582 |  | 0.00015551 |  | 0.0027717 |  | 0.00013772 |  | 2.4524e-06 |  | 0.0003529 |  | 0.034675
| 6.5153e-05 |  | 0.0010511 |  | 8.7249e-05 |  | 0.00023985 |  | 0.00033641 |  | 0.0004191 |  | 0.025597 |  | 0.026142 |  | 0.0055171 |  | 8.4778e-05 |  | 0.00034643 |  | 1.2469e-06 |  | 8.8403e-07 |  | 5.6331e-05 |  | 0.00019873 |  | 0.0024729 |  | 7.8993e-05 |  | 8.1747e-07 |  | 0.00035537 |  | 0.034574
| 6.5153e-05 |  | 0.0010538 |  | 8.7249e-05 |  | 0.00026238 |  | 0.00037989 |  | 0.00042157 |  | 0.025353 |  | 0.024753 |  | 0.0056587 |  | -0.00034863 |  | 9.1785e-05 |  | 1.2251e-06 |  | 1.0141e-06 |  | 8.199e-05 |  | -5.9847e-05 |  | 0.0026201 |  | -5.111e-06 |  | 8.1752e-07 |  | 0.00034968 |  | 0.034456
| 0 |  | 0.0010518 |  | 6.6853e-05 |  | 0.00028129 |  | 0.00035705 |  | 0.00041868 |  | 0.025058 |  | 0.023841 |  | 0.0055284 |  | -0.00021723 |  | -0.00019787 |  | 1.1752e-06 |  | 1.0143e-06 |  | 0.00019323 |  | -6.2491e-06 |  | 0.0027999 |  | -5.6247e-05 |  | 8.1752e-07 |  | 0.00034314 |  | 0.034344
| 0 |  | 0.0010776 |  | 6.6853e-05 |  | 0.00039835 |  | 0.00027013 |  | 0.0004295 |  | 0.024789 |  | 0.023315 |  | 0.0054797 |  | 0.00023701 |  | -1.2461e-05 |  | 1.1528e-06 |  | 1.0879e-06 |  | 8.961e-05 |  | 0.0001332 |  | 0.0027753 |  | -4.7551e-05 |  | 8.1757e-07 |  | 0.00033824 |  | 0.034235
| 4.2588e-05 |  | 0.0010824 |  | 3.4387e-05 |  | 0.00031948 |  | 0.00032288 |  | 0.00044503 |  | 0.024585 |  | 0.020976 |  | 0.0054966 |  | 0.00025156 |  | -1.9072e-05 |  | 1.0878e-06 |  | 1.1871e-06 |  | 8.8902e-07 |  | -4.8876e-05 |  | 0.0026317 |  | 0.00010842 |  | 2.4527e-06 |  | 0.00033989 |  | 0.034105
| 4.2588e-05 |  | 0.0010398 |  | 3.4387e-05 |  | 0.00020826 |  | 0.00039423 |  | 0.00043614 |  | 0.024448 |  | 0.020346 |  | 0.0055062 |  | 0.00020539 |  | -0.00025867 |  | 1.0263e-06 |  | 1.2615e-06 |  | -2.0302e-05 |  | 5.2934e-05 |  | 0.0025943 |  | 6.7664e-05 |  | 2.9979e-06 |  | 0.00033828 |  | 0.033949
| 4.5643e-05 |  | 0.0010186 |  | 8.7256e-05 |  | 0.00026155 |  | 0.00041244 |  | 0.00042834 |  | 0.024313 |  | 0.021232 |  | 0.0055736 |  | 8.4778e-05 |  | -0.00027416 |  | 9.9503e-07 |  | 1.1318e-06 |  | -6.1194e-05 |  | 0.00025157 |  | 0.0024766 |  | -0.00011946 |  | 1.3628e-06 |  | 0.00032929 |  | 0.033731
| 4.5643e-05 |  | 0.0010202 |  | 8.7256e-05 |  | 0.00026129 |  | 0.000408 |  | 0.00041213 |  | 0.024136 |  | 0.019481 |  | 0.0055612 |  | 6.6886e-05 |  | -0.00027654 |  | 1.0318e-06 |  | 9.4651e-07 |  | -2.673e-05 |  | 9.6643e-05 |  | 0.0024923 |  | -0.00038919 |  | 8.1762e-07 |  | 0.00032931 |  | 0.03356
| 0 |  | 0.0010099 |  | 1.2773e-05 |  | 0.00032294 |  | 0.00035555 |  | 0.00041548 |  | 0.023851 |  | 0.018235 |  | 0.0054444 |  | 6.5111e-06 |  | -0.00031588 |  | 1.0439e-06 |  | 8.3464e-07 |  | 1.9177e-05 |  | -4.5064e-05 |  | 0.0025381 |  | -0.0002555 |  | 8.1772e-07 |  | 0.00033503 |  | 0.033401
| 0 |  | 0.0010339 |  | 1.2773e-05 |  | 0.00030972 |  | 0.00029648 |  | 0.00042669 |  | 0.023491 |  | 0.018117 |  | 0.0055634 |  | 0.00025186 |  | -0.00036389 |  | 1.0277e-06 |  | 6.4922e-07 |  | 4.1706e-05 |  | -0.00017714 |  | 0.0024941 |  | 0.00010697 |  | 8.1772e-07 |  | 0.00034159 |  | 0.033254
| 3.1392e-05 |  | 0.001026 |  | 8.8397e-05 |  | 0.00033577 |  | 0.00030388 |  | 0.00044374 |  | 0.023141 |  | 0.016387 |  | 0.0057368 |  | 0.00088728 |  | -9.0588e-05 |  | 1.08e-06 |  | 4.949e-07 |  | 5.5089e-05 |  | -0.00012963 |  | 0.0025923 |  | -2.0854e-05 |  | 2.4532e-06 |  | 0.00034243 |  | 0.033088
| 3.1392e-05 |  | 0.0010027 |  | 8.8397e-05 |  | 0.00031559 |  | 0.00034738 |  | 0.00044463 |  | 0.022874 |  | 0.015363 |  | 0.0055855 |  | 0.00075942 |  | -0.00019787 |  | 1.1748e-06 |  | 5.3174e-07 |  | 6.1576e-05 |  | 0.00011399 |  | 0.0026536 |  | -0.00011125 |  | 2.9985e-06 |  | 0.00034406 |  | 0.032873
| 4.361e-05 |  | 0.0010081 |  | 8.4431e-05 |  | 0.00028343 |  | 0.00038582 |  | 0.00043105 |  | 0.022719 |  | 0.01579 |  | 0.0056047 |  | 0.00070855 |  | -0.00029285 |  | 1.2284e-06 |  | 6.4927e-07 |  | 5.3084e-05 |  | -7.0058e-05 |  | 0.0025482 |  | -0.00038716 |  | 1.3629e-06 |  | 0.00034978 |  | 0.032632
| 4.3614e-05 |  | 0.0010608 |  | 8.4438e-05 |  | 0.00035221 |  | 0.00038025 |  | 0.0004268 |  | 0.022639 |  | 0.014591 |  | 0.0056987 |  | 0.00051793 |  | -3.3376e-05 |  | 1.1431e-06 |  | 7.7958e-07 |  | 7.5411e-05 |  | 7.6737e-05 |  | 0.002313 |  | -0.00026106 |  | 1.363e-06 |  | 0.00035879 |  | 0.032415
| 5.176e-05 |  | 0.0011086 |  | 6.9704e-05 |  | 0.00033598 |  | 0.00037917 |  | 0.00042923 |  | 0.022537 |  | 0.013901 |  | 0.005535 |  | 0.00030838 |  | -0.00016569 |  | 1.034e-06 |  | 8.8505e-07 |  | 9.5987e-05 |  | 0.00013308 |  | 0.0022894 |  | 0.00026476 |  | 1.3631e-06 |  | 0.000358 |  | 0.03231
| 5.176e-05 |  | 0.0010984 |  | 6.9704e-05 |  | 0.00029798 |  | 0.00041266 |  | 0.00042884 |  | 0.022336 |  | 0.014052 |  | 0.0054109 |  | 0.00090533 |  | -3.8632e-05 |  | 1.0158e-06 |  | 9.5311e-07 |  | 7.3432e-06 |  | -2.5534e-05 |  | 0.0023842 |  | 8.263e-05 |  | 2.9988e-06 |  | 0.00034656 |  | 0.032306
| 5.8937e-05 |  | 0.0010495 |  | 0.00010541 |  | 0.00031565 |  | 0.0003534 |  | 0.00042743 |  | 0.022041 |  | 0.012829 |  | 0.0053933 |  | 0.0010578 |  | -0.00012993 |  | 1.0212e-06 |  | 8.6606e-07 |  | -4.9796e-05 |  | 7.6536e-05 |  | 0.002385 |  | -0.00038352 |  | 2.181e-06 |  | 0.00033511 |  | 0.032263
| 5.8942e-05 |  | 0.00098553 |  | 0.00010542 |  | 0.00029129 |  | 0.00033671 |  | 0.00044173 |  | 0.021739 |  | 0.012425 |  | 0.0054901 |  | 0.0011146 |  | -0.00023364 |  | 1.0761e-06 |  | 6.3096e-07 |  | 5.8954e-05 |  | -8.3659e-05 |  | 0.0023353 |  | -0.00024863 |  | 5.4528e-07 |  | 0.00033513 |  | 0.032092
| 4.5655e-05 |  | 0.0010232 |  | 6.971e-05 |  | 0.00025274 |  | 0.00040602 |  | 0.00042861 |  | 0.021503 |  | 0.012478 |  | 0.00554 |  | 0.0016665 |  | -7.2279e-05 |  | 1.1189e-06 |  | 4.8867e-07 |  | 4.1312e-05 |  | -0.00027996 |  | 0.002324 |  | 0.00010481 |  | 1.3633e-06 |  | 0.00034742 |  | 0.031871
| 4.5655e-05 |  | 0.0010452 |  | 6.971e-05 |  | 0.00029244 |  | 0.00038486 |  | 0.00041067 |  | 0.021331 |  | 0.011527 |  | 0.0055899 |  | 0.0016509 |  | -4.0528e-05 |  | 1.1534e-06 |  | 4.9502e-07 |  | 3.5733e-05 |  | -0.00046328 |  | 0.0023453 |  | 6.6706e-05 |  | 8.1797e-07 |  | 0.00035069 |  | 0.031698
| 2.2233e-05 |  | 0.0010211 |  | 6.0075e-05 |  | 0.00030351 |  | 0.00039602 |  | 0.00043882 |  | 0.021224 |  | 0.01034 |  | 0.0055916 |  | 0.0014094 |  | -7.9864e-05 |  | 1.2464e-06 |  | 5.4464e-07 |  | 0.00010389 |  | -6.9775e-05 |  | 0.0023413 |  | 9.4854e-05 |  | 0 |  | 0.00035152 |  | 0.031573
| 2.2233e-05 |  | 0.00092698 |  | 6.0076e-05 |  | 0.00031906 |  | 0.00034139 |  | 0.00044906 |  | 0.021109 |  | 0.0099837 |  | 0.0056159 |  | 0.0017779 |  | -0.00035268 |  | 1.321e-06 |  | 5.7514e-07 |  | 6.9284e-05 |  | 0.00016318 |  | 0.0022939 |  | -9.7584e-05 |  | 0 |  | 0.00035234 |  | 0.03143
| 0 |  | 0.00092416 |  | 5.5039e-05 |  | 0.00028801 |  | 0.00030601 |  | 0.00043807 |  | 0.020941 |  | 0.0094309 |  | 0.0058528 |  | 0.0023789 |  | -0.00023721 |  | 1.384e-06 |  | 5.9357e-07 |  | 9.5655e-05 |  | -4.3197e-05 |  | 0.0023562 |  | -0.00021535 |  | 8.1807e-07 |  | 0.00033029 |  | 0.031291
| 0 |  | 0.0010333 |  | 5.5039e-05 |  | 0.00031904 |  | 0.00036849 |  | 0.00043711 |  | 0.020713 |  | 0.0081694 |  | 0.0059316 |  | 0.0029826 |  | 0.00022768 |  | 1.3129e-06 |  | 7.0548e-07 |  | 9.7898e-05 |  | 5.3904e-05 |  | 0.0024054 |  | -2.5135e-06 |  | 1.3634e-06 |  | 0.00030824 |  | 0.031193
| 2.9364e-05 |  | 0.0010363 |  | 0.00010146 |  | 0.00043811 |  | 0.0003575 |  | 0.0004535 |  | 0.020445 |  | 0.0083081 |  | 0.0058029 |  | 0.0038756 |  | -4.982e-06 |  | 1.2099e-06 |  | 8.0463e-07 |  | 8.7232e-05 |  | 6.6001e-05 |  | 0.0027888 |  | -0.00011689 |  | 2.9998e-06 |  | 0.00030251 |  | 0.031075
| 2.9364e-05 |  | 0.0010356 |  | 0.00010146 |  | 0.00032969 |  | 0.00031846 |  | 0.00044559 |  | 0.020189 |  | 0.0080879 |  | 0.0058386 |  | 0.004009 |  | -0.00024436 |  | 1.1687e-06 |  | 7.9835e-07 |  | 9.6171e-05 |  | 7.3334e-05 |  | 0.0037258 |  | -0.00022408 |  | 2.9998e-06 |  | 0.00032622 |  | 0.030896
| 7.199e-05 |  | 0.0010218 |  | 8.276e-05 |  | 0.00022421 |  | 0.00033512 |  | 0.0004133 |  | 0.019977 |  | 0.0075129 |  | 0.0059706 |  | 0.0041653 |  | -0.00017322 |  | 1.1199e-06 |  | 8.1678e-07 |  | 0.0001013 |  | -3.7828e-05 |  | 0.0040564 |  | -6.0756e-05 |  | 5.4541e-07 |  | 0.00035077 |  | 0.030725
| 7.199e-05 |  | 0.00099597 |  | 8.276e-05 |  | 0.00022837 |  | 0.00036191 |  | 0.00039938 |  | 0.019858 |  | 0.0067856 |  | 0.0059094 |  | 0.0040126 |  | -5.1256e-05 |  | 1.1457e-06 |  | 9.9611e-07 |  | 5.1771e-05 |  | -8.4245e-05 |  | 0.0041081 |  | -7.9761e-05 |  | 2.1819e-06 |  | 0.00035243 |  | 0.030637
| 2.5293e-05 |  | 0.00097241 |  | 4.2266e-05 |  | 0.00021207 |  | 0.00035978 |  | 0.00040366 |  | 0.019813 |  | 0.0061958 |  | 0.0058873 |  | 0.0048294 |  | -1.9072e-05 |  | 1.1179e-06 |  | 1.2129e-06 |  | -1.542e-05 |  | -5.2531e-06 |  | 0.0040264 |  | 0.00011397 |  | 4.6363e-06 |  | 0.00035897 |  | 0.030637
| 2.5293e-05 |  | 0.0010051 |  | 4.2266e-05 |  | 0.00022614 |  | 0.0003866 |  | 0.00042068 |  | 0.019742 |  | 0.0060391 |  | 0.0059984 |  | 0.0059252 |  | -1.9939e-05 |  | 1.1335e-06 |  | 1.1944e-06 |  | 1.5939e-05 |  | -1.5928e-05 |  | 0.0040623 |  | 0.00021373 |  | 4.6366e-06 |  | 0.00036388 |  | 0.030646
| 1.5109e-05 |  | 0.0010199 |  | 3.1456e-05 |  | 0.00031918 |  | 0.00042192 |  | 0.00043852 |  | 0.01958 |  | 0.0056578 |  | 0.0059473 |  | 0.0066833 |  | 0.00013827 |  | 1.0861e-06 |  | 1.0089e-06 |  | 4.9541e-05 |  | 5.6932e-05 |  | 0.0038486 |  | 8.6879e-05 |  | 2.182e-06 |  | 0.00035738 |  | 0.030647
| 1.5109e-05 |  | 0.0010069 |  | 3.1456e-05 |  | 0.00032725 |  | 0.00039852 |  | 0.0004231 |  | 0.019338 |  | 0.0054538 |  | 0.0060596 |  | 0.0074255 |  | -0.00018714 |  | 1.0217e-06 |  | 8.7287e-07 |  | 4.59e-05 |  | 0.00010837 |  | 0.0039236 |  | -3.5797e-05 |  | 2.182e-06 |  | 0.00034754 |  | 0.030563
| 8.9973e-06 |  | 0.0010071 |  | 2.4575e-05 |  | 0.00032346 |  | 0.00034252 |  | 0.00040273 |  | 0.019073 |  | 0.0055969 |  | 0.0061526 |  | 0.0086542 |  | -0.00039379 |  | 1.0625e-06 |  | 9.7212e-07 |  | 1.8064e-05 |  | -3.0744e-05 |  | 0.0042577 |  | -0.00030367 |  | 2.1822e-06 |  | 0.00034431 |  | 0.030359
| 8.9973e-06 |  | 0.00097093 |  | 2.4575e-05 |  | 0.00033637 |  | 0.0003392 |  | 0.00041062 |  | 0.018855 |  | 0.0050159 |  | 0.0061254 |  | 0.0094322 |  | -0.00019072 |  | 1.1581e-06 |  | 1.1145e-06 |  | -3.4565e-05 |  | 4.1003e-05 |  | 0.0043867 |  | -0.00032686 |  | 5.4555e-07 |  | 0.00035084 |  | 0.030099
| 3.3444e-05 |  | 0.00098836 |  | 5.1116e-05 |  | 0.00026074 |  | 0.00035349 |  | 0.00042425 |  | 0.018688 |  | 0.004794 |  | 0.0062319 |  | 0.010139 |  | -0.0001807 |  | 1.253e-06 |  | 1.2137e-06 |  | 4.5856e-05 |  | 1.8852e-05 |  | 0.0045443 |  | -0.00020015 |  | 1.3639e-06 |  | 0.00036151 |  | 0.029884
| 3.3447e-05 |  | 0.00093733 |  | 5.1121e-05 |  | 0.00023119 |  | 0.00037361 |  | 0.00042532 |  | 0.01857 |  | 0.0041478 |  | 0.0062211 |  | 0.01113 |  | -7.9864e-05 |  | 1.1636e-06 |  | 1.1954e-06 |  | 0.00010384 |  | -0.00011641 |  | 0.0043125 |  | -2.9027e-05 |  | 8.1837e-07 |  | 0.00036067 |  | 0.029809
| 4.2615e-05 |  | 0.0009236 |  | 7.4837e-05 |  | 0.00023347 |  | 0.0003216 |  | 0.00040453 |  | 0.018461 |  | 0.0035542 |  | 0.0060749 |  | 0.01303 |  | 9.1784e-05 |  | 1.0328e-06 |  | 9.9065e-07 |  | 5.6669e-05 |  | -0.00013044 |  | 0.0042582 |  | -0.00011897 |  | 2.4553e-06 |  | 0.00035335 |  | 0.029811
| 4.2615e-05 |  | 0.00094233 |  | 7.4837e-05 |  | 0.00028908 |  | 0.00032608 |  | 0.00040219 |  | 0.018347 |  | 0.0036265 |  | 0.0060941 |  | 0.014502 |  | -2.3678e-05 |  | 9.4876e-07 |  | 9.3477e-07 |  | 5.7916e-05 |  | -0.0001902 |  | 0.0045871 |  | 0.00011526 |  | 3.0009e-06 |  | 0.00034681 |  | 0.029826
| 1.3073e-05 |  | 0.00093293 |  | 5.407e-05 |  | 0.00026387 |  | 0.00040426 |  | 0.00041211 |  | 0.018223 |  | 0.0032982 |  | 0.0062132 |  | 0.014774 |  | 3.8144e-05 |  | 1.0132e-06 |  | 1.0155e-06 |  | 6.8487e-05 |  | 6.1677e-05 |  | 0.0048161 |  | 0.00027302 |  | 1.3641e-06 |  | 0.00034681 |  | 0.029802
| 1.3074e-05 |  | 0.00099288 |  | 5.4075e-05 |  | 0.00019517 |  | 0.00042103 |  | 0.00041946 |  | 0.018029 |  | 0.0030682 |  | 0.0064133 |  | 0.01635 |  | 5.2449e-05 |  | 1.157e-06 |  | 1.1828e-06 |  | 0.0001061 |  | 6.6896e-06 |  | 0.0048311 |  | -1.5788e-05 |  | 3.001e-06 |  | 0.00035338 |  | 0.029652
| 2.9374e-05 |  | 0.00096593 |  | 8.6751e-05 |  | 0.0002222 |  | 0.00034001 |  | 0.00042175 |  | 0.017789 |  | 0.0031068 |  | 0.006677 |  | 0.01879 |  | -0.00010219 |  | 1.2866e-06 |  | 1.214e-06 |  | 6.6231e-05 |  | 3.2048e-05 |  | 0.0048559 |  | 8.636e-05 |  | 4.6383e-06 |  | 0.00035831 |  | 0.02941
| 2.9374e-05 |  | 0.00095203 |  | 8.6751e-05 |  | 0.00032192 |  | 0.00032663 |  | 0.00042239 |  | 0.017575 |  | 0.0028493 |  | 0.0065851 |  | 0.019302 |  | 7.748e-05 |  | 1.341e-06 |  | 1.0284e-06 |  | 1.3233e-05 |  | 8.8928e-05 |  | 0.004514 |  | 0.00015303 |  | 3.0014e-06 |  | 0.00036321 |  | 0.029175
| 2.5299e-05 |  | 0.0010115 |  | 9.8091e-05 |  | 0.00032116 |  | 0.0003336 |  | 0.00045104 |  | 0.017424 |  | 0.0028275 |  | 0.006677 |  | 0.021839 |  | -8.723e-05 |  | 1.3395e-06 |  | 8.1148e-07 |  | 8.2434e-05 |  | -2.3268e-05 |  | 0.004496 |  | -2.706e-05 |  | 1.3642e-06 |  | 0.0003673 |  | 0.029025
| 2.5302e-05 |  | 0.00096753 |  | 9.81e-05 |  | 0.00022781 |  | 0.00027779 |  | 0.00044328 |  | 0.0173 |  | 0.0025414 |  | 0.0069225 |  | 0.022679 |  | -0.00023363 |  | 1.2589e-06 |  | 6.6908e-07 |  | 7.204e-05 |  | 7.308e-06 |  | 0.0045936 |  | -0.00011756 |  | 1.3644e-06 |  | 0.00036569 |  | 0.028962
| 3.0396e-05 |  | 0.00093066 |  | 8.5625e-05 |  | 0.00024338 |  | 0.00034407 |  | 0.00041909 |  | 0.017154 |  | 0.0023522 |  | 0.0069112 |  | 0.024622 |  | -0.00035165 |  | 1.1817e-06 |  | 7.9317e-07 |  | 4.2552e-05 |  | -0.0001306 |  | 0.0045456 |  | -0.00018461 |  | 1.3644e-06 |  | 0.00036326 |  | 0.028927
| 3.0396e-05 |  | 0.00099369 |  | 8.5625e-05 |  | 0.00031635 |  | 0.0003832 |  | 0.00042934 |  | 0.017006 |  | 0.0025366 |  | 0.0068965 |  | 0.027315 |  | -0.00046109 |  | 1.1138e-06 |  | 1.0533e-06 |  | 6.5232e-05 |  | -8.4319e-05 |  | 0.0044794 |  | -0.00033254 |  | 8.1862e-07 |  | 0.00036244 |  | 0.028912
| 2.8869e-06 |  | 0.0010159 |  | 5.6047e-05 |  | 0.00030778 |  | 0.00035827 |  | 0.00044221 |  | 0.016862 |  | 0.0019886 |  | 0.0068817 |  | 0.027275 |  | -0.00017284 |  | 1.0426e-06 |  | 1.2142e-06 |  | 7.9219e-05 |  | 0.00013186 |  | 0.0051007 |  | -0.00021307 |  | 0 |  | 0.00036083 |  | 0.028887
| 2.8871e-06 |  | 0.0009972 |  | 5.6052e-05 |  | 0.00034524 |  | 0.00033707 |  | 0.00043093 |  | 0.016709 |  | 0.001885 |  | 0.0072027 |  | 0.030337 |  | -3.8632e-05 |  | 9.6537e-07 |  | 1.1151e-06 |  | 8.7531e-05 |  | 0.0001367 |  | 0.0051645 |  | -6.2087e-05 |  | 0 |  | 0.00035674 |  | 0.028817
| 0 |  | 0.00094334 |  | 7.6559e-05 |  | 0.00039838 |  | 0.00029378 |  | 0.00043175 |  | 0.01656 |  | 0.0017103 |  | 0.0073218 |  | 0.030964 |  | 4.8872e-05 |  | 9.6401e-07 |  | 9.5991e-07 |  | -4.474e-06 |  | -6.4085e-05 |  | 0.0047205 |  | -0.00024873 |  | 2.4562e-06 |  | 0.00035103 |  | 0.028712
| 0 |  | 0.0008331 |  | 7.6558e-05 |  | 0.00030263 |  | 0.00032733 |  | 0.00043298 |  | 0.016434 |  | 0.0017548 |  | 0.0072254 |  | 0.032197 |  | 0.0003421 |  | 1.0889e-06 |  | 8.9828e-07 |  | 4.9221e-05 |  | -4.4872e-05 |  | 0.0047287 |  | -0.00015151 |  | 2.4563e-06 |  | 0.00034694 |  | 0.028634
| 7.032e-05 |  | 0.00089725 |  | 5.5068e-05 |  | 0.00029253 |  | 0.00035597 |  | 0.00043264 |  | 0.01631 |  | 0.0019005 |  | 0.0071404 |  | 0.035157 |  | 0.00054084 |  | 1.1703e-06 |  | 8.1812e-07 |  | 0.00018231 |  | -3.972e-05 |  | 0.0055415 |  | 0.0002646 |  | 8.1877e-07 |  | 0.00035187 |  | 0.028565
| 7.032e-05 |  | 0.00099416 |  | 5.5068e-05 |  | 0.00028543 |  | 0.00034036 |  | 0.00040415 |  | 0.016168 |  | 0.0015063 |  | 0.007205 |  | 0.035667 |  | 0.00020979 |  | 1.2083e-06 |  | 7.1888e-07 |  | 0.00011126 |  | -0.00022672 |  | 0.0055243 |  | 0.00010933 |  | 8.1877e-07 |  | 0.00036005 |  | 0.028453
| 6.1252e-05 |  | 0.00096568 |  | 7.3729e-05 |  | 0.00024475 |  | 0.00032546 |  | 0.00038393 |  | 0.016012 |  | 0.0013381 |  | 0.007399 |  | 0.040455 |  | -2.3678e-05 |  | 1.2627e-06 |  | 7.4375e-07 |  | 5.7265e-05 |  | -0.00016367 |  | 0.0055067 |  | 9.5473e-05 |  | 2.4565e-06 |  | 0.00036335 |  | 0.028294
| 6.1252e-05 |  | 0.00095853 |  | 7.3729e-05 |  | 0.00032511 |  | 0.00030424 |  | 0.00039373 |  | 0.015847 |  | 0.0011983 |  | 0.0073877 |  | 0.040439 |  | -8.3453e-06 |  | 1.3557e-06 |  | 8.3028e-07 |  | 5.5762e-05 |  | -9.8426e-05 |  | 0.0059154 |  | 0.00025939 |  | 3.0023e-06 |  | 0.00036419 |  | 0.028137
| 9.0013e-06 |  | 0.00094986 |  | 3.5404e-05 |  | 0.00032744 |  | 0.00031646 |  | 0.00039934 |  | 0.015668 |  | 0.0011278 |  | 0.007323 |  | 0.041583 |  | 0.0001347 |  | 1.3036e-06 |  | 8.7362e-07 |  | 2.1579e-05 |  | -4.5318e-05 |  | 0.0059269 |  | 5.3623e-05 |  | 4.6402e-06 |  | 0.00036664 |  | 0.027997
| 9.0021e-06 |  | 0.00098172 |  | 3.5407e-05 |  | 0.0002306 |  | 0.00028854 |  | 0.00040319 |  | 0.015496 |  | 0.0013304 |  | 0.0073254 |  | 0.046005 |  | -0.00010218 |  | 1.1848e-06 |  | 8.7362e-07 |  | -2.2218e-05 |  | 0.00013526 |  | 0.0059735 |  | -9.2555e-05 |  | 4.0946e-06 |  | 0.00036828 |  | 0.027877
| 6.5789e-05 |  | 0.00096084 |  | 0.00010719 |  | 0.00022224 |  | 0.00031098 |  | 0.00039638 |  | 0.015346 |  | 0.0010388 |  | 0.0074053 |  | 0.046147 |  | -0.000416 |  | 1.1658e-06 |  | 9.977e-07 |  | -1.4291e-05 |  | 0.00010223 |  | 0.005969 |  | -3.5118e-05 |  | 2.4568e-06 |  | 0.00036257 |  | 0.027776
| 6.5795e-05 |  | 0.00090822 |  | 0.0001072 |  | 0.00026536 |  | 0.00026851 |  | 0.00039107 |  | 0.015212 |  | 0.00057404 |  | 0.0075959 |  | 0.049627 |  | -0.00040127 |  | 1.2691e-06 |  | 1.2027e-06 |  | 6.4483e-06 |  | 0.00012225 |  | 0.0061518 |  | -0.00010391 |  | 2.4568e-06 |  | 0.00035687 |  | 0.027713
| 1.1042e-05 |  | 0.00090769 |  | 6.1263e-05 |  | 0.0003045 |  | 0.00024281 |  | 0.00039965 |  | 0.015062 |  | 0.0008162 |  | 0.0076817 |  | 0.050069 |  | -0.0001335 |  | 1.3098e-06 |  | 1.1403e-06 |  | 2.8441e-05 |  | 0.0001885 |  | 0.0058064 |  | -0.0001593 |  | 2.4569e-06 |  | 0.00035932 |  | 0.027656
| 1.1041e-05 |  | 0.0009314 |  | 6.1258e-05 |  | 0.00020957 |  | 0.00029985 |  | 0.0004138 |  | 0.014929 |  | 0.0010128 |  | 0.0075199 |  | 0.052967 |  | -2.6224e-05 |  | 1.2855e-06 |  | 9.915e-07 |  | 3.0325e-05 |  | 2.5986e-05 |  | 0.0058334 |  | -8.0494e-05 |  | 3.0031e-06 |  | 0.00036833 |  | 0.02761
| 3.4483e-05 |  | 0.00086096 |  | 5.8994e-05 |  | 0.00017937 |  | 0.000285 |  | 0.00041533 |  | 0.014816 |  | 0.00058956 |  | 0.0075002 |  | 0.057235 |  | 3.9879e-05 |  | 1.2665e-06 |  | 8.865e-07 |  | 1.6196e-05 |  | -9.9324e-05 |  | 0.0061121 |  | -0.00024317 |  | 1.365e-06 |  | 0.00036753 |  | 0.02755
| 3.4483e-05 |  | 0.0008504 |  | 5.8994e-05 |  | 0.00027972 |  | 0.00030961 |  | 0.0004051 |  | 0.014695 |  | 0.00048973 |  | 0.0076114 |  | 0.057399 |  | -1.5495e-05 |  | 1.2353e-06 |  | 8.8657e-07 |  | 3.1212e-05 |  | -8.0113e-05 |  | 0.0061821 |  | -0.00033752 |  | 8.1902e-07 |  | 0.00035773 |  | 0.027426
| 5.5887e-05 |  | 0.00095102 |  | 6.6936e-05 |  | 0.00032608 |  | 0.0004216 |  | 0.00042042 |  | 0.014531 |  | 0.00082615 |  | 0.0077191 |  | 0.062789 |  | -0.00028538 |  | 1.1865e-06 |  | 8.8021e-07 |  | 6.032e-05 |  | 0.00010199 |  | 0.0058866 |  | -0.00010047 |  | 2.4572e-06 |  | 0.00035364 |  | 0.027242
| 5.5887e-05 |  | 0.00095297 |  | 6.6936e-05 |  | 0.00036551 |  | 0.00038248 |  | 0.00041097 |  | 0.014354 |  | 0.00062328 |  | 0.0078445 |  | 0.062069 |  | -8.344e-05 |  | 1.1071e-06 |  | 8.242e-07 |  | 3.0148e-05 |  | 0.00011842 |  | 0.0055529 |  | -0.0001379 |  | 3.0034e-06 |  | 0.00035939 |  | 0.027087
| 3.0409e-05 |  | 0.00089446 |  | 6.8643e-05 |  | 0.00037842 |  | 0.00035118 |  | 0.00040297 |  | 0.014227 |  | 0.00048602 |  | 0.0077629 |  | 0.064285 |  | 0.00012754 |  | 1.0583e-06 |  | 7.7463e-07 |  | 3.1874e-05 |  | 0.00019295 |  | 0.0055169 |  | -0.000117 |  | 3.0034e-06 |  | 0.00037167 |  | 0.027035
| 3.9598e-05 |  | 0.00084683 |  | 6.8643e-05 |  | 0.00034513 |  | 0.00040264 |  | 0.00040765 |  | 0.014132 |  | 0.00040726 |  | 0.0076676 |  | 0.070336 |  | 0.00026045 |  | 1.0583e-06 |  | 7.3771e-07 |  | 5.9659e-05 |  | 9.8023e-05 |  | 0.0055442 |  | 1.5278e-05 |  | 3.0034e-06 |  | 0.00037578 |  | 0.02705
| 3.552e-05 |  | 0.00087824 |  | 0.00010211 |  | 0.00030796 |  | 0.00036638 |  | 0.00039751 |  | 0.014023 |  | 0.00045263 |  | 0.0079768 |  | 0.069718 |  | 5.2449e-05 |  | 1.1486e-06 |  | 7.8099e-07 |  | 5.7773e-05 |  | -8.7932e-06 |  | 0.0055025 |  | 2.3822e-05 |  | 3.0036e-06 |  | 0.00037496 |  | 0.027068
| 2.6332e-05 |  | 0.00091519 |  | 0.00010211 |  | 0.00021872 |  | 0.00033396 |  | 0.00039751 |  | 0.013875 |  | 0.00077186 |  | 0.0080222 |  | 0.075008 |  | -7.6011e-05 |  | 1.2267e-06 |  | 9.0519e-07 |  | 2.4699e-05 |  | 3.5294e-05 |  | 0.0055274 |  | 0.00013356 |  | 3.0038e-06 |  | 0.00037253 |  | 0.027031
| 7.4323e-05 |  | 0.00092623 |  | 7.7727e-05 |  | 0.00021527 |  | 0.00034066 |  | 0.00040595 |  | 0.013716 |  | 0.00056392 |  | 0.0080649 |  | 0.074708 |  | 4.1719e-05 |  | 1.1813e-06 |  | 1.0542e-06 |  | 6.6947e-05 |  | -4.4856e-05 |  | 0.0055388 |  | 0.0001043 |  | 3.0038e-06 |  | 0.00037007 |  | 0.026904
| 7.4323e-05 |  | 0.00089413 |  | 7.7727e-05 |  | 0.00024921 |  | 0.00034851 |  | 0.00040002 |  | 0.013575 |  | 0.00069749 |  | 0.0081681 |  | 0.077535 |  | -5.1257e-05 |  | 1.017e-06 |  | 1.1095e-06 |  | 9.92e-05 |  | 6.2921e-05 |  | 0.0055564 |  | -0.0002344 |  | 2.4578e-06 |  | 0.00036764 |  | 0.026757
| 6.4111e-05 |  | 0.00087544 |  | 4.8206e-05 |  | 0.00027248 |  | 0.00035242 |  | 0.0003748 |  | 0.013442 |  | 0.00076798 |  | 0.0079684 |  | 0.083626 |  | -8.7234e-05 |  | 8.9687e-07 |  | 1.0727e-06 |  | 4.2011e-05 |  | 0.00010404 |  | 0.0056018 |  | -0.00020861 |  | 8.1927e-07 |  | 0.00036029 |  | 0.026671
| 6.4116e-05 |  | 0.00087222 |  | 4.821e-05 |  | 0.00031859 |  | 0.00039384 |  | 0.00038563 |  | 0.013309 |  | 0.00040069 |  | 0.0080832 |  | 0.083292 |  | -0.0001049 |  | 9.1596e-07 |  | 1.1104e-06 |  | 6.67e-05 |  | 0.00011262 |  | 0.0056886 |  | 0.00016895 |  | 1.3654e-06 |  | 0.00035211 |  | 0.026596
| 1.8179e-05 |  | 0.00082731 |  | 9.9286e-05 |  | 0.00025536 |  | 0.00040952 |  | 0.00040212 |  | 0.013156 |  | 0.00044217 |  | 0.0083945 |  | 0.089443 |  | -0.00015827 |  | 1.0137e-06 |  | 1.1104e-06 |  | 0.0001011 |  | 7.8821e-05 |  | 0.0057213 |  | -6.8049e-05 |  | 5.4621e-07 |  | 0.00035047 |  | 0.026531
| 1.8181e-05 |  | 0.00087389 |  | 9.9295e-05 |  | 0.00020043 |  | 0.00041515 |  | 0.00038919 |  | 0.012983 |  | 0.00047859 |  | 0.0084679 |  | 0.087445 |  | 3.4568e-05 |  | 1.1916e-06 |  | 1.1536e-06 |  | 0.00010471 |  | -3.8782e-05 |  | 0.0057945 |  | -0.00013738 |  | 2.185e-06 |  | 0.00035622 |  | 0.026471
| 6.4116e-05 |  | 0.00090032 |  | 6.979e-05 |  | 0.00028363 |  | 0.00036681 |  | 0.00037612 |  | 0.012807 |  | 0.00065938 |  | 0.008629 |  | 0.095035 |  | 0.0002455 |  | 1.3262e-06 |  | 1.2155e-06 |  | 2.5941e-05 |  | -9.6763e-05 |  | 0.0057601 |  | -3.5803e-05 |  | 2.185e-06 |  | 0.00036523 |  | 0.026413
| 6.4122e-05 |  | 0.00086726 |  | 6.9796e-05 |  | 0.00028573 |  | 0.00028514 |  | 0.00037078 |  | 0.012656 |  | 0.00064556 |  | 0.008825 |  | 0.093588 |  | 0.00024556 |  | 1.314e-06 |  | 1.197e-06 |  | -2.0298e-05 |  | -3.2084e-05 |  | 0.0059726 |  | -0.00016625 |  | 5.4628e-07 |  | 0.00037426 |  | 0.026341
| 8.2273e-05 |  | 0.00086823 |  | 5.5097e-05 |  | 0.00030774 |  | 0.00032008 |  | 0.00038717 |  | 0.012554 |  | 0.00041182 |  | 0.0089144 |  | 0.096234 |  | 0.00022052 |  | 1.1443e-06 |  | 1.0481e-06 |  | 2.9397e-05 |  | -6.9884e-05 |  | 0.006326 |  | 7.409e-05 |  | 1.3657e-06 |  | 0.00038165 |  | 0.026269
| 8.228e-05 |  | 0.00086324 |  | 5.5102e-05 |  | 0.00030436 |  | 0.00038838 |  | 0.00037504 |  | 0.012466 |  | 0.00015903 |  | 0.0089776 |  | 0.10332 |  | 6.6049e-05 |  | 1.0839e-06 |  | 8.6156e-07 |  | -6.9162e-06 |  | 2.6435e-05 |  | 0.0063432 |  | 0.00020863 |  | 3.0045e-06 |  | 0.00038329 |  | 0.026218
| 5.0813e-05 |  | 0.00086323 |  | 9.08e-05 |  | 0.00022511 |  | 0.00036837 |  | 0.00036556 |  | 0.012341 |  | 0.00030793 |  | 0.0088451 |  | 0.10124 |  | -0.00021575 |  | 1.1823e-06 |  | 9.297e-07 |  | -1.2547e-05 |  | -6.8556e-05 |  | 0.0062862 |  | -0.0001259 |  | 2.1854e-06 |  | 0.0003784 |  | 0.026147
| 5.0809e-05 |  | 0.00088919 |  | 9.0792e-05 |  | 0.00022381 |  | 0.00035607 |  | 0.00038229 |  | 0.012163 |  | 0.00038399 |  | 0.0088783 |  | 0.10871 |  | -0.00036763 |  | 1.2823e-06 |  | 1.0419e-06 |  | 3.1134e-05 |  | -0.00020513 |  | 0.0065262 |  | -0.00011522 |  | 0 |  | 0.00037021 |  | 0.02598
| 0 |  | 0.00087459 |  | 8.7395e-05 |  | 0.00030514 |  | 0.00033585 |  | 0.00039103 |  | 0.011958 |  | 0.00020034 |  | 0.0091192 |  | 0.10728 |  | -6.9136e-05 |  | 1.2096e-06 |  | 1.0113e-06 |  | 5.9501e-05 |  | 3.5693e-05 |  | 0.0066572 |  | -9.9123e-05 |  | 8.1952e-07 |  | 0.00035956 |  | 0.025756
| 0 |  | 0.0008572 |  | 8.7395e-05 |  | 0.0003024 |  | 0.00031346 |  | 0.00038536 |  | 0.011765 |  | 1.5515e-05 |  | 0.0092735 |  | 0.1154 |  | 8.1002e-05 |  | 1.1343e-06 |  | 8.1267e-07 |  | 3.0744e-05 |  | -0.00013709 |  | 0.0065929 |  | -0.00031613 |  | 8.1957e-07 |  | 0.00035303 |  | 0.025547
| 8.9665e-05 |  | 0.00088442 |  | 1.5745e-05 |  | 0.00025066 |  | 0.00030334 |  | 0.00039455 |  | 0.011599 |  | 7.0487e-05 |  | 0.009286 |  | 0.11213 |  | -0.00013707 |  | 1.2117e-06 |  | 6.6364e-07 |  | -9.974e-06 |  | -0.00019138 |  | 0.0068497 |  | 5.7102e-05 |  | 2.4587e-06 |  | 0.00035715 |  | 0.025421
| 8.9665e-05 |  | 0.00089354 |  | 1.5745e-05 |  | 0.00024783 |  | 0.00026082 |  | 0.00040168 |  | 0.011456 |  | 0.00022496 |  | 0.0093314 |  | 0.12051 |  | -0.00025546 |  | 1.2858e-06 |  | 7.3179e-07 |  | 4.738e-05 |  | 6.9862e-05 |  | 0.0068661 |  | 2.8464e-05 |  | 3.0053e-06 |  | 0.0003678 |  | 0.025374
| 1.4106e-05 |  | 0.00088724 |  | 6.1863e-05 |  | 0.00025504 |  | 0.00031126 |  | 0.00039812 |  | 0.011382 |  | -8.5331e-05 |  | 0.0095451 |  | 0.1192 |  | -0.00025867 |  | 1.3171e-06 |  | 9.4268e-07 |  | 5.8457e-05 |  | 0.00011654 |  | 0.0066945 |  | -0.00010743 |  | 1.366e-06 |  | 0.00037356 |  | 0.02536
| 1.4106e-05 |  | 0.0008749 |  | 6.1863e-05 |  | 0.00030101 |  | 0.00036392 |  | 0.00038853 |  | 0.011326 |  | 5.5649e-05 |  | 0.0098833 |  | 0.12123 |  | -0.00021575 |  | 1.3091e-06 |  | 1.0109e-06 |  | 9.6269e-06 |  | 7.6906e-05 |  | 0.0069763 |  | 3.9862e-05 |  | 1.3661e-06 |  | 0.00037028 |  | 0.02536
| 0 |  | 0.00084916 |  | 6.1295e-05 |  | 0.00028422 |  | 0.00038297 |  | 0.00037294 |  | 0.011229 |  | 0.00017842 |  | 0.010016 |  | 0.12924 |  | -0.00020313 |  | 1.2777e-06 |  | 1.0854e-06 |  | 4.1382e-05 |  | 1.1674e-05 |  | 0.0072217 |  | -0.000125 |  | 5.4645e-07 |  | 0.00036293 |  | 0.025347
| 0 |  | 0.00083996 |  | 6.1301e-05 |  | 0.00017312 |  | 0.0003046 |  | 0.00037988 |  | 0.011082 |  | 0.00033761 |  | 0.010237 |  | 0.12652 |  | -0.00017999 |  | 1.1922e-06 |  | 1.1351e-06 |  | 7.0318e-05 |  | 0.00015859 |  | 0.0072864 |  | -0.00025366 |  | 5.4645e-07 |  | 0.00036375 |  | 0.025331
| 2.1245e-05 |  | 0.00083272 |  | 7.2079e-05 |  | 0.0001688 |  | 0.0002559 |  | 0.0003816 |  | 0.010909 |  | 0.00020944 |  | 0.010417 |  | 0.13592 |  | -0.00019565 |  | 1.1149e-06 |  | 1.2098e-06 |  | 2.4669e-05 |  | 0.00013099 |  | 0.0074827 |  | -0.00012427 |  | 1.3663e-06 |  | 0.00037524 |  | 0.025278
| 2.1247e-05 |  | 0.00084389 |  | 7.2085e-05 |  | 0.00024615 |  | 0.00029511 |  | 0.00037843 |  | 0.01077 |  | -2.2262e-05 |  | 0.010324 |  | 0.13341 |  | -0.00011919 |  | 1.0816e-06 |  | 1.1792e-06 |  | 2.5175e-06 |  | -7.3447e-05 |  | 0.0074524 |  | 0.00015928 |  | 8.1972e-07 |  | 0.00039163 |  | 0.025145
| 1.8187e-05 |  | 0.00086128 |  | 4.5274e-05 |  | 0.00022823 |  | 0.00028611 |  | 0.0003857 |  | 0.010655 |  | 5.8179e-05 |  | 0.010493 |  | 0.14124 |  | -5.7324e-05 |  | 1.0755e-06 |  | 1.0983e-06 |  | 2.6429e-05 |  | -6.4465e-05 |  | 0.0078649 |  | 0.00013064 |  | 0 |  | 0.00039902 |  | 0.02497
| 1.8189e-05 |  | 0.00086963 |  | 4.5278e-05 |  | 0.00025419 |  | 0.00027604 |  | 0.00037468 |  | 0.010583 |  | 6.678e-05 |  | 0.010691 |  | 0.13849 |  | -0.00024793 |  | 1.0741e-06 |  | 1.1786e-06 |  | 3.0473e-05 |  | -4.8953e-05 |  | 0.008155 |  | 7.757e-05 |  | 5.4655e-07 |  | 0.00039247 |  | 0.02485
| 5.1846e-05 |  | 0.00087947 |  | 8.0606e-05 |  | 0.00026455 |  | 0.00029227 |  | 0.00036315 |  | 0.010501 |  | 0.00011636 |  | 0.010944 |  | 0.14918 |  | -0.00011714 |  | 1.1328e-06 |  | 1.1418e-06 |  | 2.97e-05 |  | 9.9352e-05 |  | 0.0081776 |  | -9.3903e-06 |  | 3.006e-06 |  | 0.00038348 |  | 0.024834
| 5.1846e-05 |  | 0.00084623 |  | 8.0606e-05 |  | 0.00021803 |  | 0.00031805 |  | 0.00037725 |  | 0.01037 |  | 0.00017438 |  | 0.011217 |  | 0.14431 |  | 0.00010966 |  | 1.2149e-06 |  | 1.0614e-06 |  | 2.8977e-05 |  | 0.00011938 |  | 0.0083191 |  | -8.6009e-05 |  | 3.0062e-06 |  | 0.00038104 |  | 0.024842
| 3.5527e-05 |  | 0.0008377 |  | 0 |  | 0.00021696 |  | 0.00031536 |  | 0.00038015 |  | 0.010198 |  | -4.8231e-05 |  | 0.010982 |  | 0.1463 |  | 0.00013112 |  | 1.2625e-06 |  | 9.7422e-07 |  | 3.1853e-06 |  | -1.2471e-05 |  | 0.0083608 |  | -6.5574e-05 |  | 5.4658e-07 |  | 0.00038104 |  | 0.024814
| 3.5531e-05 |  | 0.0008399 |  | 0 |  | 0.00025094 |  | 0.00033331 |  | 0.00037488 |  | 0.010012 |  | -0.00011637 |  | 0.01081 |  | 0.15621 |  | 0.00012213 |  | 1.2503e-06 |  | 9.1178e-07 |  | 4.6633e-05 |  | 5.3476e-05 |  | 0.0082928 |  | -0.00013234 |  | 2.1864e-06 |  | 0.00037777 |  | 0.02477
| 7.2092e-05 |  | 0.00084764 |  | 7.8903e-05 |  | 0.00029301 |  | 0.00033847 |  | 0.0003892 |  | 0.0098581 |  | 0.00010759 |  | 0.011144 |  | 0.15165 |  | 0.00011324 |  | 1.211e-06 |  | 8.5005e-07 |  | 4.1997e-05 |  | 0.00022355 |  | 0.0080975 |  | -7.007e-05 |  | 2.1864e-06 |  | 0.00037697 |  | 0.02471
| 7.2098e-05 |  | 0.00085565 |  | 7.891e-05 |  | 0.00029831 |  | 0.00025782 |  | 0.00037548 |  | 0.0097369 |  | 7.7573e-05 |  | 0.011137 |  | 0.16159 |  | -0.00012835 |  | 1.1825e-06 |  | 7.5064e-07 |  | 1.2789e-05 |  | 0.00017855 |  | 0.0083581 |  | -7.9521e-05 |  | 0 |  | 0.00037943 |  | 0.024624
| 5.3895e-05 |  | 0.00084489 |  | 1.969e-05 |  | 0.00027422 |  | 0.00025177 |  | 0.00036588 |  | 0.009655 |  | 1.8551e-05 |  | 0.011141 |  | 0.15801 |  | -0.000298 |  | 1.1927e-06 |  | 6.3913e-07 |  | 3.4534e-05 |  | 5.1607e-05 |  | 0.0087298 |  | -0.00012709 |  | 8.1997e-07 |  | 0.00038601 |  | 0.024483
| 6.3086e-05 |  | 0.00078807 |  | 1.9688e-05 |  | 0.00026343 |  | 0.00029099 |  | 0.00036422 |  | 0.0096176 |  | 5.4302e-05 |  | 0.011349 |  | 0.16727 |  | 5.1099e-05 |  | 1.2811e-06 |  | 5.1555e-07 |  | 3.0318e-05 |  | 1.4234e-06 |  | 0.0087222 |  | -0.00017362 |  | 1.3666e-06 |  | 0.00038603 |  | 0.024367
| 1.8207e-05 |  | 0.00076893 |  | 3.8395e-05 |  | 0.00026461 |  | 0.00029922 |  | 0.00037219 |  | 0.0095789 |  | 0.00012243 |  | 0.011328 |  | 0.16219 |  | 0.00019192 |  | 1.3832e-06 |  | 3.9132e-07 |  | 5.2896e-05 |  | 8.497e-05 |  | 0.0087468 |  | -0.00016153 |  | 1.3668e-06 |  | 0.00038357 |  | 0.024329
| 9.0108e-06 |  | 0.0008335 |  | 3.8395e-05 |  | 0.00034014 |  | 0.00031492 |  | 0.00038746 |  | 0.0094765 |  | -5.818e-05 |  | 0.011287 |  | 0.17221 |  | -7.2279e-05 |  | 1.3865e-06 |  | 4.8433e-07 |  | 9.7565e-05 |  | 0.00024041 |  | 0.0088795 |  | 9.044e-05 |  | 8.2002e-07 |  | 0.00038029 |  | 0.024327
| 6.189e-05 |  | 0.00084864 |  | 6.189e-05 |  | 0.0003483 |  | 0.00034969 |  | 0.00037763 |  | 0.0093027 |  | -3.7102e-06 |  | 0.011504 |  | 0.16733 |  | -0.00027654 |  | 1.3417e-06 |  | 7.1381e-07 |  | 4.4243e-05 |  | 0.00023214 |  | 0.0088383 |  | -2.3279e-05 |  | 8.2007e-07 |  | 0.00037786 |  | 0.024313
| 6.1885e-05 |  | 0.00082486 |  | 6.1885e-05 |  | 0.00025335 |  | 0.00028135 |  | 0.00038688 |  | 0.0090945 |  | 0.00027926 |  | 0.011564 |  | 0.17836 |  | -0.0004237 |  | 1.2575e-06 |  | 9.3058e-07 |  | -5.3604e-05 |  | 0.00017579 |  | 0.0088544 |  | -5.1217e-05 |  | 8.2012e-07 |  | 0.00037624 |  | 0.024242
| 4.5739e-05 |  | 0.00080681 |  | 1.3784e-05 |  | 0.00023715 |  | 0.00024982 |  | 0.00038628 |  | 0.0089128 |  | 0.00035245 |  | 0.01155 |  | 0.17339 |  | -0.00033019 |  | 1.1488e-06 |  | 1.0236e-06 |  | -8.3931e-06 |  | 2.1539e-06 |  | 0.0090938 |  | 0.000174 |  | 2.4604e-06 |  | 0.00036805 |  | 0.024187
| 4.5739e-05 |  | 0.00078967 |  | 1.3784e-05 |  | 0.00020617 |  | 0.00030476 |  | 0.00036761 |  | 0.008766 |  | 1.4841e-05 |  | 0.011833 |  | 0.17656 |  | 0.000149 |  | 1.0285e-06 |  | 9.7456e-07 |  | -1.7607e-05 |  | -4.5498e-05 |  | 0.0094066 |  | 1.9885e-05 |  | 2.4605e-06 |  | 0.00036315 |  | 0.024147
| 0 |  | 0.0008065 |  | 6.7006e-05 |  | 0.00019595 |  | 0.00030238 |  | 0.00038184 |  | 0.008668 |  | -7.7576e-06 |  | 0.011931 |  | 0.18695 |  | 0.00013708 |  | 9.8233e-07 |  | 9.7464e-07 |  | -1.7785e-06 |  | 0.00011499 |  | 0.0095648 |  | -0.00014577 |  | 5.7401e-06 |  | 0.00036889 |  | 0.024087
| 0 |  | 0.00082813 |  | 6.7006e-05 |  | 0.00026322 |  | 0.00033156 |  | 0.0003813 |  | 0.0086077 |  | -0.00010758 |  | 0.011842 |  | 0.17948 |  | -7.2712e-05 |  | 1.0204e-06 |  | 8.8731e-07 |  | 3.4919e-05 |  | 0.00012969 |  | 0.0095263 |  | -0.00012677 |  | 5.7405e-06 |  | 0.00038528 |  | 0.02401
| 3.9618e-05 |  | 0.00078823 |  | 8.1763e-05 |  | 0.00026346 |  | 0.00031764 |  | 0.00036799 |  | 0.0085467 |  | -0.00030641 |  | 0.011973 |  | 0.18917 |  | 2.4924e-05 |  | 1.0775e-06 |  | 7.2604e-07 |  | -1.3152e-05 |  | 4.0304e-05 |  | 0.0096105 |  | -8.398e-05 |  | 4.1011e-06 |  | 0.0003976 |  | 0.023917
| 3.9625e-05 |  | 0.00078267 |  | 8.1778e-05 |  | 0.00019569 |  | 0.00028625 |  | 0.00037068 |  | 0.0084464 |  | -0.00026341 |  | 0.012166 |  | 0.18363 |  | -8.344e-06 |  | 1.1027e-06 |  | 6.7064e-07 |  | 5.5353e-07 |  | 2.5381e-05 |  | 0.0097308 |  | 1.3391e-05 |  | 4.1013e-06 |  | 0.00039763 |  | 0.023825
| 1.9216e-05 |  | 0.00079453 |  | 8.8585e-05 |  | 0.0001356 |  | 0.00027871 |  | 0.00037383 |  | 0.0082856 |  | -0.00017066 |  | 0.012094 |  | 0.19355 |  | 8.1002e-05 |  | 1.098e-06 |  | 8.1344e-07 |  | 9.334e-06 |  | -1.1981e-05 |  | 0.0097472 |  | -1.2803e-05 |  | 8.2027e-07 |  | 0.00039189 |  | 0.023707
| 1.9217e-05 |  | 0.00079377 |  | 8.8592e-05 |  | 0.00025317 |  | 0.00025967 |  | 0.00037085 |  | 0.0081011 |  | 0.00020404 |  | 0.012145 |  | 0.18645 |  | 8.4632e-05 |  | 1.0668e-06 |  | 1.0182e-06 |  | 3.4971e-05 |  | 6.9965e-05 |  | 0.0098921 |  | -0.00023473 |  | 8.2032e-07 |  | 0.00038453 |  | 0.023554
| 3.6563e-05 |  | 0.00080536 |  | 7.0988e-05 |  | 0.00025791 |  | 0.00026693 |  | 0.00036328 |  | 0.0079287 |  | -0.00012025 |  | 0.012333 |  | 0.1962 |  | 8.4741e-05 |  | 1.0954e-06 |  | 9.6844e-07 |  | 8.0248e-05 |  | 0.00021003 |  | 0.0099355 |  | -0.00021146 |  | 0 |  | 0.00037387 |  | 0.023427
| 3.6563e-05 |  | 0.00080163 |  | 7.0988e-05 |  | 0.00018936 |  | 0.00024564 |  | 0.00035633 |  | 0.0077906 |  | -0.00028196 |  | 0.012375 |  | 0.18991 |  | 0.00019191 |  | 1.2233e-06 |  | 7.2623e-07 |  | 5.0017e-05 |  | -2.2584e-05 |  | 0.0099312 |  | -4.7497e-05 |  | 0 |  | 0.00036406 |  | 0.023373
| 8.86e-05 |  | 0.00081457 |  | 8.1785e-05 |  | 0.00022592 |  | 0.00024809 |  | 0.00036583 |  | 0.0076715 |  | -0.0001629 |  | 0.012407 |  | 0.20046 |  | 0.00012586 |  | 1.2532e-06 |  | 6.0827e-07 |  | 4.4529e-05 |  | -0.00014915 |  | 0.010023 |  | 4.5158e-05 |  | 4.1021e-06 |  | 0.00036488 |  | 0.023387
| 8.86e-05 |  | 0.00081613 |  | 8.1785e-05 |  | 0.00031479 |  | 0.00026718 |  | 0.00037446 |  | 0.0075874 |  | -0.0001521 |  | 0.012532 |  | 0.19186 |  | -0.00012278 |  | 1.1662e-06 |  | 6.4589e-07 |  | 0.00011033 |  | -2.4926e-05 |  | 0.010044 |  | 7.8259e-05 |  | 4.1018e-06 |  | 0.00037966 |  | 0.023408
| 2.126e-05 |  | 0.00079572 |  | 8.86e-05 |  | 0.00026757 |  | 0.00021987 |  | 0.00035991 |  | 0.0075305 |  | 6.2059e-05 |  | 0.012505 |  | 0.20315 |  | -0.00040501 |  | 1.0854e-06 |  | 7.1418e-07 |  | 7.8332e-05 |  | -0.00010751 |  | 0.010229 |  | 3.3834e-05 |  | 8.2042e-07 |  | 0.00039196 |  | 0.02338
| 2.126e-05 |  | 0.00078574 |  | 8.86e-05 |  | 0.00019519 |  | 0.00026923 |  | 0.00034445 |  | 0.0074765 |  | 0.0002597 |  | 0.012304 |  | 0.19756 |  | -0.00026582 |  | 1.1663e-06 |  | 6.8931e-07 |  | 8.7323e-05 |  | -0.00014199 |  | 0.010288 |  | 0.00020917 |  | 8.2047e-07 |  | 0.00039114 |  | 0.023338
| 3.9121e-06 |  | 0.00078665 |  | 6.8728e-05 |  | 0.00024385 |  | 0.00033287 |  | 0.00034285 |  | 0.0073877 |  | 4.2656e-05 |  | 0.012468 |  | 0.20767 |  | 6.231e-06 |  | 1.2241e-06 |  | 8.1365e-07 |  | 0.0001023 |  | -6.8843e-05 |  | 0.010068 |  | 7.6974e-05 |  | 8.2047e-07 |  | 0.00038545 |  | 0.023308
| 3.9121e-06 |  | 0.000764 |  | 6.8728e-05 |  | 0.00025567 |  | 0.00031379 |  | 0.0003479 |  | 0.0072518 |  | -0.00046746 |  | 0.012828 |  | 0.20039 |  | -9.7744e-05 |  | 1.2024e-06 |  | 9.1257e-07 |  | 3.8519e-05 |  | -4.5658e-05 |  | 0.010336 |  | -0.00015122 |  | 8.2052e-07 |  | 0.0003846 |  | 0.023262
| 2.8917e-06 |  | 0.00077552 |  | 4.7276e-05 |  | 0.00023915 |  | 0.00030435 |  | 0.00034534 |  | 0.0070892 |  | -0.00042665 |  | 0.01291 |  | 0.21076 |  | -0.00021808 |  | 1.1262e-06 |  | 1.0121e-06 |  | 6.2096e-05 |  | 0.00011782 |  | 0.010609 |  | -2.6425e-05 |  | 2.4616e-06 |  | 0.00038383 |  | 0.023203
| 2.8917e-06 |  | 0.00078081 |  | 4.7276e-05 |  | 0.00020803 |  | 0.00027072 |  | 0.00034741 |  | 0.0069202 |  | -0.00015953 |  | 0.012927 |  | 0.20234 |  | -4.0528e-05 |  | 1.0869e-06 |  | 1.2047e-06 |  | 9.0335e-05 |  | 2.4713e-05 |  | 0.010533 |  | 3.0854e-05 |  | 2.4617e-06 |  | 0.00038055 |  | 0.023134
| 6.5894e-05 |  | 0.00074779 |  | 4.925e-05 |  | 0.00022539 |  | 0.00024898 |  | 0.00033867 |  | 0.0067814 |  | 4.2665e-05 |  | 0.01314 |  | 0.21229 |  | -1.2461e-05 |  | 1.1297e-06 |  | 1.354e-06 |  | 2.0495e-05 |  | -0.00022096 |  | 0.01073 |  | -2.3826e-05 |  | 8.2057e-07 |  | 0.00037399 |  | 0.023048
| 6.5894e-05 |  | 0.00076648 |  | 4.925e-05 |  | 0.00024345 |  | 0.00031296 |  | 0.00033105 |  | 0.0066438 |  | 0 |  | 0.013309 |  | 0.20386 |  | -0.0001192 |  | 1.1387e-06 |  | 1.3732e-06 |  | -5.1727e-06 |  | 4.2219e-05 |  | 0.010891 |  | -1.0336e-06 |  | 1.3676e-06 |  | 0.00037647 |  | 0.022942
| 1.7181e-05 |  | 0.00076107 |  | 0.00010736 |  | 0.00029853 |  | 0.00028986 |  | 0.00036167 |  | 0.006491 |  | -0.00013575 |  | 0.013382 |  | 0.21568 |  | -0.00035267 |  | 1.1781e-06 |  | 1.0747e-06 |  | -1.2058e-05 |  | 6.7026e-05 |  | 0.010919 |  | 3.0896e-05 |  | 1.3678e-06 |  | 0.00038713 |  | 0.022817
| 1.7182e-05 |  | 0.00075604 |  | 0.00010737 |  | 0.00026849 |  | 0.00025845 |  | 0.00037119 |  | 0.0063202 |  | 1.8551e-05 |  | 0.013487 |  | 0.20808 |  | -0.00033018 |  | 1.2074e-06 |  | 7.8261e-07 |  | -1.3597e-05 |  | -4.1948e-05 |  | 0.011008 |  | 3.0351e-05 |  | 8.2062e-07 |  | 0.00039208 |  | 0.022751
| 1.8716e-06 |  | 0.00077989 |  | 5.7946e-05 |  | 0.00025491 |  | 0.00026833 |  | 0.00034651 |  | 0.0061582 |  | 0.00010472 |  | 0.013501 |  | 0.21824 |  | -0.0003751 |  | 1.2448e-06 |  | 6.8311e-07 |  | -1.8653e-05 |  | 8.0688e-05 |  | 0.011156 |  | 0.00010305 |  | 2.462e-06 |  | 0.00038798 |  | 0.022707
| 2.8453e-05 |  | 0.00077451 |  | 5.7946e-05 |  | 0.00026714 |  | 0.00019651 |  | 0.00034722 |  | 0.0059896 |  | 4.452e-05 |  | 0.013722 |  | 0.20891 |  | -0.00031946 |  | 1.2164e-06 |  | 8.0124e-07 |  | -4.3619e-05 |  | 9.437e-05 |  | 0.011317 |  | 0.00016157 |  | 3.0093e-06 |  | 0.00037734 |  | 0.022644
| 0.00012032 |  | 0.00075807 |  | 8.6919e-05 |  | 0.00026059 |  | 0.00019561 |  | 0.00035228 |  | 0.005845 |  | -8.1452e-05 |  | 0.014103 |  | 0.21924 |  | 8.1002e-05 |  | 1.1422e-06 |  | 1.0002e-06 |  | 5.9583e-05 |  | 0.00016292 |  | 0.011615 |  | 0.00021807 |  | 5.4715e-07 |  | 0.0003757 |  | 0.022562
| 9.3745e-05 |  | 0.00070136 |  | 8.6927e-05 |  | 0.00020381 |  | 0.00028093 |  | 0.00034477 |  | 0.0057421 |  | -0.00010017 |  | 0.014148 |  | 0.21061 |  | -1.1928e-06 |  | 1.1042e-06 |  | 1.1496e-06 |  | 6.9245e-05 |  | 7.6781e-05 |  | 0.011646 |  | 0.00020362 |  | 5.4718e-07 |  | 0.000379 |  | 0.022489
| 0 |  | 0.00069318 |  | 8.8668e-06 |  | 0.00018012 |  | 0.00027678 |  | 0.00033744 |  | 0.005698 |  | -1.1636e-05 |  | 0.014173 |  | 0.22032 |  | -0.00028537 |  | 1.1266e-06 |  | 1.1617e-06 |  | 1.0334e-06 |  | -9.6273e-05 |  | 0.011608 |  | -0.00012136 |  | 5.4718e-07 |  | 0.00038228 |  | 0.022448
| 0 |  | 0.00074131 |  | 8.8668e-06 |  | 0.00020696 |  | 0.0002914 |  | 0.00032811 |  | 0.0056566 |  | 2.597e-05 |  | 0.014398 |  | 0.21115 |  | -0.00021575 |  | 1.1614e-06 |  | 1.0686e-06 |  | 1.6114e-05 |  | -1.2601e-05 |  | 0.01197 |  | -0.00018641 |  | 0 |  | 0.00038805 |  | 0.022424
| 5.496e-05 |  | 0.00073801 |  | 8.0684e-05 |  | 0.00017469 |  | 0.00033712 |  | 0.00032604 |  | 0.0055712 |  | 0 |  | 0.01444 |  | 0.2221 |  | -0.00029286 |  | 1.1818e-06 |  | 1.0935e-06 |  | 4.9517e-05 |  | 5.5747e-06 |  | 0.012222 |  | -4.1532e-05 |  | 2.4626e-06 |  | 0.00039628 |  | 0.022376
| 5.4955e-05 |  | 0.00072064 |  | 8.0677e-05 |  | 0.00020631 |  | 0.00029561 |  | 0.0003225 |  | 0.0054713 |  | 0 |  | 0.014372 |  | 0.21351 |  | -4.4109e-05 |  | 1.1948e-06 |  | 1.0495e-06 |  | 8.0575e-05 |  | -0.00011127 |  | 0.012185 |  | 5.2451e-05 |  | 2.4625e-06 |  | 0.00039956 |  | 0.022321
| 1.9228e-05 |  | 0.00072998 |  | 8.1821e-05 |  | 0.0001637 |  | 0.00031775 |  | 0.00032388 |  | 0.0053567 |  | 3.8772e-06 |  | 0.01467 |  | 0.2233 |  | -0.00020312 |  | 1.2126e-06 |  | 9.9407e-07 |  | 6.0997e-05 |  | -9.1168e-05 |  | 0.01218 |  | 0.00014639 |  | 0 |  | 0.0003971 |  | 0.022264
| 1.9229e-05 |  | 0.00074591 |  | 8.1828e-05 |  | 0.00012857 |  | 0.00031553 |  | 0.00034033 |  | 0.0052967 |  | -3.3391e-05 |  | 0.015133 |  | 0.21501 |  | -0.00036952 |  | 1.1746e-06 |  | 1.0624e-06 |  | 2.192e-05 |  | 0.00016881 |  | 0.012463 |  | 9.3279e-05 |  | 0 |  | 0.00039138 |  | 0.022223
| 0.00011307 |  | 0.0007299 |  | 2.0691e-05 |  | 0.00022976 |  | 0.00025529 |  | 0.00034469 |  | 0.0052579 |  | -0.00018618 |  | 0.015503 |  | 0.22566 |  | -9.845e-05 |  | 1.1112e-06 |  | 1.2735e-06 |  | 2.978e-05 |  | 0.00010986 |  | 0.012706 |  | 2.5703e-05 |  | 2.4628e-06 |  | 0.00039302 |  | 0.022214
| 0.00011308 |  | 0.00074651 |  | 2.0692e-05 |  | 0.00026649 |  | 0.00030022 |  | 0.00034439 |  | 0.0052776 |  | -0.00027455 |  | 0.015659 |  | 0.21467 |  | 0.00018833 |  | 1.033e-06 |  | 1.5097e-06 |  | 0.00010872 |  | -0.00010941 |  | 0.012745 |  | 5.0372e-05 |  | 2.4628e-06 |  | 0.00039879 |  | 0.022175
| 3.3523e-05 |  | 0.00068984 |  | 8.6942e-05 |  | 0.00022556 |  | 0.00031927 |  | 0.00033056 |  | 0.0053105 |  | -9.3087e-05 |  | 0.015742 |  | 0.22372 |  | 0.00032774 |  | 9.95e-07 |  | 1.5718e-06 |  | 0.00014265 |  | 0.00013476 |  | 0.012717 |  | 0.00014049 |  | 8.2102e-07 |  | 0.00040538 |  | 0.022066
| 3.3526e-05 |  | 0.00066799 |  | 8.695e-05 |  | 0.00023606 |  | 0.00025527 |  | 0.00032829 |  | 0.0053791 |  | 1.113e-05 |  | 0.015972 |  | 0.21543 |  | -0.0001943 |  | 1.0535e-06 |  | 1.4231e-06 |  | 8.0152e-05 |  | 0.00035983 |  | 0.012993 |  | 4.0525e-05 |  | 1.3683e-06 |  | 0.00040945 |  | 0.021915
| 0 |  | 0.00069093 |  | 7.8987e-05 |  | 0.00021826 |  | 0.00024923 |  | 0.00032854 |  | 0.0054396 |  | -0.00029478 |  | 0.016121 |  | 0.22687 |  | -0.0002779 |  | 1.2039e-06 |  | 1.1436e-06 |  | 7.0177e-05 |  | 1.5994e-05 |  | 0.013167 |  | -0.00013676 |  | 1.3684e-06 |  | 0.00040622 |  | 0.021813
| 0 |  | 0.00071629 |  | 7.8994e-05 |  | 0.00022494 |  | 0.00029305 |  | 0.00034658 |  | 0.0054657 |  | -4.8231e-05 |  | 0.01673 |  | 0.21551 |  | -0.00017999 |  | 1.3149e-06 |  | 8.4491e-07 |  | 0.0001102 |  | -0.00022575 |  | 0.013219 |  | 7.6788e-05 |  | 8.2107e-07 |  | 0.00040458 |  | 0.02179
| 4.272e-05 |  | 0.00076875 |  | 6.3087e-05 |  | 0.00022824 |  | 0.00033588 |  | 0.0003504 |  | 0.005386 |  | 0.00027151 |  | 0.017275 |  | 0.22583 |  | -0.00021808 |  | 1.2462e-06 |  | 6.2736e-07 |  | 7.4646e-05 |  | -0.0001283 |  | 0.013307 |  | 0.00022844 |  | 8.2107e-07 |  | 0.0004013 |  | 0.021808
| 4.2716e-05 |  | 0.00073536 |  | 6.3081e-05 |  | 0.00021237 |  | 0.00035387 |  | 0.00034551 |  | 0.0052185 |  | -0.00015211 |  | 0.017279 |  | 0.21671 |  | -0.00021575 |  | 1.1517e-06 |  | 6.3379e-07 |  | 3.0093e-05 |  | -1.116e-05 |  | 0.013338 |  | -8.2685e-05 |  | 1.3684e-06 |  | 0.00039804 |  | 0.021789
| 4.7826e-05 |  | 0.00068439 |  | 6.4224e-05 |  | 0.00017464 |  | 0.00029807 |  | 0.00034278 |  | 0.0050063 |  | -0.00031417 |  | 0.017351 |  | 0.22647 |  | -8.7233e-05 |  | 1.1647e-06 |  | 8.0166e-07 |  | -2.6045e-06 |  | -6.6906e-07 |  | 0.013402 |  | -0.00013039 |  | 5.4741e-07 |  | 0.00039888 |  | 0.021747
| 4.7826e-05 |  | 0.00066738 |  | 6.4224e-05 |  | 0.00014432 |  | 0.00025202 |  | 0.00032542 |  | 0.0047709 |  | -0.00010388 |  | 0.017725 |  | 0.21816 |  | 6.6752e-05 |  | 1.309e-06 |  | 9.8229e-07 |  | -2.0909e-05 |  | -0.0002164 |  | 0.013464 |  | 6.2479e-05 |  | 0 |  | 0.00039888 |  | 0.021651
| 2.5362e-05 |  | 0.00069427 |  | 7.6734e-05 |  | 0.00018482 |  | 0.00023822 |  | 0.00033278 |  | 0.0045593 |  | -6.9815e-05 |  | 0.018341 |  | 0.2271 |  | 2.8662e-05 |  | 1.3532e-06 |  | 1.1189e-06 |  | -2.2355e-05 |  | -0.00020312 |  | 0.013605 |  | 3.0251e-05 |  | 0 |  | 0.00040217 |  | 0.021543
| 2.536e-05 |  | 0.00072153 |  | 7.6727e-05 |  | 0.00020421 |  | 0.00027308 |  | 0.00034788 |  | 0.0043487 |  | 4.8231e-05 |  | 0.018457 |  | 0.21606 |  | 0.00020621 |  | 1.2784e-06 |  | 1.0941e-06 |  | -6.3063e-06 |  | -3.9829e-05 |  | 0.013545 |  | 1.6595e-06 |  | 5.4745e-07 |  | 0.00040301 |  | 0.021494
| 7.7302e-05 |  | 0.00072991 |  | 6.4798e-05 |  | 0.00020677 |  | 0.00031575 |  | 0.00035489 |  | 0.0042375 |  | 0.00017842 |  | 0.018285 |  | 0.22691 |  | -4.2378e-05 |  | 1.2105e-06 |  | 1.1191e-06 |  | -9.4266e-06 |  | 1.3271e-05 |  | 0.01378 |  | -2.0513e-06 |  | 1.3687e-06 |  | 0.00040465 |  | 0.021469
| 7.7309e-05 |  | 0.0007309 |  | 6.4803e-05 |  | 0.00021137 |  | 0.00035736 |  | 0.00034076 |  | 0.0041561 |  | 0.00011872 |  | 0.018172 |  | 0.21669 |  | -0.00012993 |  | 1.1887e-06 |  | 1.2123e-06 |  | 6.468e-06 |  | 0.00012689 |  | 0.01409 |  | -0.00021823 |  | 8.2127e-07 |  | 0.00040878 |  | 0.021431
| 0 |  | 0.00071183 |  | 5.9114e-05 |  | 0.00025313 |  | 0.00032165 |  | 0.00032031 |  | 0.0041549 |  | -0.00021332 |  | 0.018322 |  | 0.22583 |  | -4.9849e-05 |  | 1.1669e-06 |  | 1.2748e-06 |  | 1.0965e-05 |  | 7.6071e-05 |  | 0.014243 |  | -0.00020472 |  | 4.1063e-06 |  | 0.00040142 |  | 0.021345
| 0 |  | 0.00070764 |  | 5.9119e-05 |  | 0.00030699 |  | 0.00021715 |  | 0.00031465 |  | 0.0041049 |  | -0.00029308 |  | 0.018934 |  | 0.21638 |  | -9.7745e-05 |  | 1.1097e-06 |  | 1.2499e-06 |  | -1.1442e-06 |  | 3.0045e-06 |  | 0.014508 |  | 6.8384e-05 |  | 4.1063e-06 |  | 0.00039321 |  | 0.021291
| 0 |  | 0.00072906 |  | 7.3899e-05 |  | 0.00027124 |  | 0.00022354 |  | 0.00032609 |  | 0.0040169 |  | -7.3695e-05 |  | 0.019092 |  | 0.22784 |  | 0.00027541 |  | 1.0764e-06 |  | 1.0694e-06 |  | -6.3948e-06 |  | 0.00012959 |  | 0.014746 |  | 8.0482e-06 |  | 2.464e-06 |  | 0.00038829 |  | 0.02125
| 0 |  | 0.00071884 |  | 7.3899e-05 |  | 0.00019391 |  | 0.00025615 |  | 0.00033793 |  | 0.0038009 |  | -5.5651e-05 |  | 0.019205 |  | 0.21729 |  | 0.00029562 |  | 1.097e-06 |  | 9.6985e-07 |  | -1.7989e-05 |  | 7.9642e-05 |  | 0.014695 |  | -0.00019511 |  | 2.4641e-06 |  | 0.00039406 |  | 0.021178
| 2.128e-05 |  | 0.00068545 |  | 2.3659e-05 |  | 0.00019899 |  | 0.00020447 |  | 0.0003316 |  | 0.0035666 |  | -0.00014351 |  | 0.019305 |  | 0.226 |  | -3.1161e-05 |  | 1.1337e-06 |  | 9.0792e-07 |  | 3.8941e-05 |  | 8.4186e-05 |  | 0.014574 |  | -0.00010795 |  | 2.4641e-06 |  | 0.00040311 |  | 0.021098
| 2.128e-05 |  | 0.0006964 |  | 2.3659e-05 |  | 0.000186 |  | 0.00025843 |  | 0.00034424 |  | 0.0033724 |  | -0.00011501 |  | 0.019198 |  | 0.21581 |  | -0.00012636 |  | 1.2039e-06 |  | 8.0832e-07 |  | 9.4717e-05 |  | 3.113e-05 |  | 0.014821 |  | 1.9232e-05 |  | 4.6544e-06 |  | 0.00040311 |  | 0.021043
| 8.6412e-05 |  | 0.0007516 |  | 9.7782e-05 |  | 0.00019144 |  | 0.00038897 |  | 0.00036189 |  | 0.0032236 |  | 2.7151e-05 |  | 0.019468 |  | 0.22491 |  | 3.9878e-05 |  | 1.2795e-06 |  | 5.906e-07 |  | 7.7232e-05 |  | -0.0001456 |  | 0.015132 |  | 0.00014776 |  | 3.0119e-06 |  | 0.00040393 |  | 0.021035
| 8.642e-05 |  | 0.00073657 |  | 9.7791e-05 |  | 0.00022895 |  | 0.00034739 |  | 0.00035131 |  | 0.0030942 |  | 4.823e-05 |  | 0.019583 |  | 0.21583 |  | 3.0993e-05 |  | 1.2986e-06 |  | 5.1594e-07 |  | -4.65e-05 |  | -0.00012446 |  | 0.015166 |  | 0.0001533 |  | 8.2142e-07 |  | 0.00040314 |  | 0.020989
| 0 |  | 0.00068161 |  | 0.00010575 |  | 0.00018804 |  | 0.00024315 |  | 0.00032958 |  | 0.0028775 |  | -0.00031417 |  | 0.019646 |  | 0.22639 |  | -0.00015826 |  | 1.2279e-06 |  | 9.2021e-07 |  | -7.367e-05 |  | -8.0496e-05 |  | 0.015121 |  | 4.8961e-05 |  | 2.4644e-06 |  | 0.00040724 |  | 0.020921
| 0 |  | 0.00069078 |  | 0.00010575 |  | 0.00022152 |  | 0.00017569 |  | 0.00034319 |  | 0.0027191 |  | -0.00022109 |  | 0.019907 |  | 0.2264 |  | 2.8662e-05 |  | 1.1754e-06 |  | 1.3428e-06 |  | 2.3061e-05 |  | -0.00010133 |  | 0.015347 |  | 0.00012454 |  | 3.0122e-06 |  | 0.00041137 |  | 0.020871
| 2.8433e-05 |  | 0.0007012 |  | 8.8694e-05 |  | 0.00024783 |  | 0.00023925 |  | 0.00034466 |  | 0.0026193 |  | 0.00023002 |  | 0.020115 |  | 0.21678 |  | 0.00020979 |  | 1.183e-06 |  | 1.3493e-06 |  | 8.461e-05 |  | -8.3937e-06 |  | 0.015668 |  | 0.0001039 |  | 1.3692e-06 |  | 0.00040565 |  | 0.020846
| 2.8436e-05 |  | 0.0006971 |  | 8.8702e-05 |  | 0.00018589 |  | 0.00033374 |  | 0.00034449 |  | 0.0026474 |  | 6.2059e-05 |  | 0.020395 |  | 0.22718 |  | 0.00012213 |  | 1.1436e-06 |  | 1.1074e-06 |  | 9.8632e-05 |  | 1.6107e-05 |  | 0.015849 |  | 5.1948e-05 |  | 1.3692e-06 |  | 0.00040236 |  | 0.020814
| 1.5154e-05 |  | 0.00070537 |  | 6.8232e-05 |  | 0.00018993 |  | 0.00034526 |  | 0.00033498 |  | 0.0026934 |  | -8.162e-05 |  | 0.020799 |  | 0.21709 |  | 9.5361e-05 |  | 8.9428e-07 |  | 7.7787e-07 |  | 6.2251e-05 |  | 1.1093e-05 |  | 0.016131 |  | -0.00012717 |  | 3.0124e-06 |  | 0.00039415 |  | 0.020689
| 1.5154e-05 |  | 0.00064209 |  | 6.8232e-05 |  | 6.0994e-05 |  | 0.0002317 |  | 0.00019274 |  | 0.0027876 |  | -2.715e-05 |  | 0.020958 |  | 0.22554 |  | -0.00016575 |  | 1.3077e-06 |  | 1.1879e-06 |  | -0.00012577 |  | -0.00032656 |  | 0.016436 |  | -0.00033962 |  | 2.4647e-06 |  | 0.000395 |  | 0.020573
| 5.1938e-05 |  | 0.00066663 |  | 3.4512e-05 |  | 0.00020283 |  | 0.00036665 |  | 0.00032447 |  | 0.0028838 |  | 0.00012243 |  | 0.021057 |  | 0.21468 |  | -0.00011205 |  | 1.7839e-06 |  | 1.5176e-06 |  | -1.3872e-05 |  | -0.00026707 |  | 0.016697 |  | -9.5395e-05 |  | 5.7503e-06 |  | 0.00039338 |  | 0.020506
| 5.1938e-05 |  | 0.00070549 |  | 3.4512e-05 |  | 0.00021152 |  | 0.00026441 |  | 0.00030019 |  | 0.0029187 |  | 0.0001086 |  | 0.021435 |  | 0.2264 |  | 0.00013334 |  | 2.5053e-06 |  | 2.1275e-06 |  | -3.5855e-05 |  | 5.1365e-05 |  | 0.016807 |  | -0.00010375 |  | 5.7503e-06 |  | 0.00040405 |  | 0.020492
| 3.3547e-05 |  | 0.00069906 |  | 0.00012112 |  | 0.0002287 |  | 0.00028918 |  | 0.00030705 |  | 0.00291 |  | 4.8231e-05 |  | 0.021674 |  | 0.21572 |  | 0.00018476 |  | 2.5496e-06 |  | 2.314e-06 |  | 4.3104e-06 |  | -8.6318e-06 |  | 0.016733 |  | 1.5269e-05 |  | 5.7506e-06 |  | 0.00040734 |  | 0.020453
| 3.3547e-05 |  | 0.00069238 |  | 0.00012112 |  | 0.00025902 |  | 0.00031692 |  | 0.00032512 |  | 0.0028579 |  | -0.00015126 |  | 0.021796 |  | 0.22362 |  | -1.9939e-05 |  | 2.5839e-06 |  | 2.5007e-06 |  | 2.7572e-06 |  | -0.0002032 |  | 0.017083 |  | -1.8311e-05 |  | 5.7506e-06 |  | 0.00040983 |  | 0.020415
| 2.3331e-05 |  | 0.00064142 |  | 2.2681e-05 |  | 0.00013555 |  | 0.00024158 |  | 0.00030404 |  | 0.0028393 |  | -0.00013356 |  | 0.021997 |  | 0.21432 |  | -0.00021575 |  | 2.5804e-06 |  | 2.5506e-06 |  | -9.8577e-05 |  | -0.00012724 |  | 0.017484 |  | -0.00033453 |  | 7.3944e-06 |  | 0.00040903 |  | 0.020403
| 2.3331e-05 |  | 0.00065504 |  | 2.2681e-05 |  | 8.8137e-05 |  | 0.00026123 |  | 0.00028099 |  | 0.0027843 |  | -7.7576e-06 |  | 0.02261 |  | 0.22435 |  | -0.00024425 |  | 2.5071e-06 |  | 2.5629e-06 |  | -3.2208e-05 |  | -6.6833e-05 |  | 0.017683 |  | -0.00030568 |  | 7.3949e-06 |  | 0.00041229 |  | 0.020414
| 6.8244e-05 |  | 0.00069514 |  | 4.2404e-05 |  | 0.00015878 |  | 0.00028936 |  | 0.00029663 |  | 0.002743 |  | 0.00015211 |  | 0.023372 |  | 0.21426 |  | -0.0001335 |  | 2.4342e-06 |  | 2.5252e-06 |  | 4.9961e-05 |  | -0.00013132 |  | 0.017824 |  | -0.00022133 |  | 5.751e-06 |  | 0.00041809 |  | 0.020411
| 6.825e-05 |  | 0.00067471 |  | 4.2408e-05 |  | 0.00021477 |  | 0.0003145 |  | 0.00031684 |  | 0.0027135 |  | 9.3085e-05 |  | 0.0237 |  | 0.22421 |  | -0.00010593 |  | 2.4569e-06 |  | 2.4009e-06 |  | 4.1653e-05 |  | -0.00013592 |  | 0.018094 |  | -0.00026216 |  | 5.7517e-06 |  | 0.00041645 |  | 0.020388
| 4.6837e-05 |  | 0.00063757 |  | 2.5642e-05 |  | 0.00022444 |  | 0.00034152 |  | 0.00032454 |  | 0.0026935 |  | -9.3088e-05 |  | 0.023657 |  | 0.22376 |  | 0.00012212 |  | 2.5534e-06 |  | 2.3138e-06 |  | 2.4978e-05 |  | 3.4094e-06 |  | 0.0182 |  | -5.1794e-05 |  | 4.1088e-06 |  | 0.00040906 |  | 0.020357
| 4.6837e-05 |  | 0.00063072 |  | 2.5642e-05 |  | 0.00020148 |  | 0.00030363 |  | 0.00030567 |  | 0.0026928 |  | -0.00023744 |  | 0.023828 |  | 0.21332 |  | -6.5568e-05 |  | 2.793e-06 |  | 2.3269e-06 |  | 1.2589e-06 |  | 5.6211e-05 |  | 0.018247 |  | -0.00021439 |  | 4.1093e-06 |  | 0.00040169 |  | 0.020302
| 4.9907e-05 |  | 0.00069206 |  | 9.3852e-05 |  | 0.00015021 |  | 0.00024175 |  | 0.00030336 |  | 0.0026821 |  | -9.3079e-05 |  | 0.024261 |  | 0.22246 |  | -0.00039006 |  | 2.9311e-06 |  | 2.3766e-06 |  | 2.9228e-05 |  | 1.3943e-05 |  | 0.018517 |  | -0.00032967 |  | 5.7517e-06 |  | 0.00039761 |  | 0.020209
| 4.9903e-05 |  | 0.00069411 |  | 9.3844e-05 |  | 0.00020447 |  | 0.00024297 |  | 0.00032388 |  | 0.0026957 |  | 0.00033761 |  | 0.024461 |  | 0.21308 |  | -0.00027654 |  | 2.8257e-06 |  | 2.2586e-06 |  | 7.8733e-05 |  | 5.3961e-06 |  | 0.018875 |  | 9.2404e-05 |  | 5.752e-06 |  | 0.00040087 |  | 0.020117
| 5.5018e-05 |  | 0.0006601 |  | 8.3045e-05 |  | 0.00028035 |  | 0.00031838 |  | 0.00030617 |  | 0.0026826 |  | 0.00013187 |  | 0.024892 |  | 0.22263 |  | -6.4801e-05 |  | 2.5909e-06 |  | 2.0907e-06 |  | 4.051e-07 |  | -0.00012915 |  | 0.019078 |  | 8.4091e-05 |  | 4.1096e-06 |  | 0.00040749 |  | 0.020053
| 5.5022e-05 |  | 0.00063823 |  | 8.3052e-05 |  | 0.00018823 |  | 0.00030084 |  | 0.000286 |  | 0.0026951 |  | -0.0001484 |  | 0.025393 |  | 0.21248 |  | 7.0328e-05 |  | 2.4891e-06 |  | 1.966e-06 |  | -5.5696e-05 |  | -7.2957e-05 |  | 0.019277 |  | -0.0002215 |  | 4.1096e-06 |  | 0.00041488 |  | 0.020014
| 6.2005e-05 |  | 0.00063543 |  | 9.1016e-05 |  | 0.000134 |  | 0.00021756 |  | 0.00030465 |  | 0.0026715 |  | 0.00022885 |  | 0.026123 |  | 0.22144 |  | 0.00012961 |  | 2.6202e-06 |  | 2.0096e-06 |  | -1.5398e-05 |  | 0.00013321 |  | 0.019334 |  | -9.5068e-05 |  | 5.7527e-06 |  | 0.00042392 |  | 0.019998
| 6.1999e-05 |  | 0.00065185 |  | 9.1008e-05 |  | 0.00017729 |  | 0.00020311 |  | 0.00030276 |  | 0.0026601 |  | 0.00041924 |  | 0.026712 |  | 0.21135 |  | -1.1914e-05 |  | 2.7104e-06 |  | 2.0909e-06 |  | 6.9126e-06 |  | 0.00013191 |  | 0.019336 |  | 3.9263e-05 |  | 5.7527e-06 |  | 0.00042805 |  | 0.019993
| 9.0291e-06 |  | 0.00065602 |  | 0.00010354 |  | 0.00017231 |  | 0.00022451 |  | 0.00029235 |  | 0.0026019 |  | 0.00027151 |  | 0.027168 |  | 0.21967 |  | -0.00026294 |  | 2.6667e-06 |  | 2.1286e-06 |  | 8.3428e-05 |  | 0.00011555 |  | 0.019647 |  | -8.9294e-06 |  | 4.1101e-06 |  | 0.00042395 |  | 0.019927
| 9.0283e-06 |  | 0.00066902 |  | 0.00010353 |  | 0.00012692 |  | 0.00030534 |  | 0.00029788 |  | 0.0025292 |  | 6.2059e-05 |  | 0.027599 |  | 0.22011 |  | -0.00013957 |  | 2.6524e-06 |  | 2.1657e-06 |  | 5.1959e-05 |  | 7.0371e-06 |  | 0.019692 |  | 6.7081e-05 |  | 4.1101e-06 |  | 0.00041904 |  | 0.019792
| 0 |  | 0.00064729 |  | 4.0446e-05 |  | 9.5098e-05 |  | 0.00029185 |  | 0.00029224 |  | 0.0024264 |  | -0.00018179 |  | 0.028067 |  | 0.21043 |  | 9.5355e-05 |  | 2.6847e-06 |  | 2.1659e-06 |  | -4.0149e-05 |  | -0.00013755 |  | 0.01992 |  | 6.3834e-05 |  | 4.1103e-06 |  | 0.00041825 |  | 0.01965
| 0 |  | 0.0006547 |  | 4.0446e-05 |  | 1.4499e-05 |  | 0.00028649 |  | 0.00028848 |  | 0.0023437 |  | -0.00019005 |  | 0.029128 |  | 0.2181 |  | 0.00022306 |  | 2.6377e-06 |  | 2.2406e-06 |  | 4.0453e-05 |  | 3.644e-05 |  | 0.020321 |  | -3.3391e-05 |  | 4.1103e-06 |  | 0.00042482 |  | 0.019563
| 4.5832e-05 |  | 0.00068616 |  | 7.3963e-05 |  | 2.4084e-05 |  | 0.00033942 |  | 0.0002978 |  | 0.0022886 |  | -3.7102e-06 |  | 0.029439 |  | 0.20769 |  | 9.8935e-05 |  | 2.5684e-06 |  | 2.3278e-06 |  | 3.8863e-05 |  | 7.7215e-05 |  | 0.020631 |  | 5.6786e-05 |  | 2.4662e-06 |  | 0.000424 |  | 0.019594
| 4.5832e-05 |  | 0.00066559 |  | 7.3963e-05 |  | 0.00014975 |  | 0.00029151 |  | 0.00029567 |  | 0.0022246 |  | -0.00010084 |  | 0.029792 |  | 0.21668 |  | 6.2309e-05 |  | 2.5534e-06 |  | 2.1347e-06 |  | 2.6432e-05 |  | 9.8477e-05 |  | 0.02062 |  | 0.00031051 |  | 2.4664e-06 |  | 0.00041827 |  | 0.019655
| 4.992e-05 |  | 0.00063741 |  | 8.3067e-05 |  | 0.00023544 |  | 0.00031179 |  | 0.00028692 |  | 0.0021029 |  | -0.00013356 |  | 0.030658 |  | 0.20711 |  | 5.2448e-05 |  | 2.6134e-06 |  | 1.8669e-06 |  | 4.087e-05 |  | 7.5042e-05 |  | 0.02075 |  | 9.2918e-05 |  | 5.7541e-06 |  | 0.00041745 |  | 0.01968
| 4.992e-05 |  | 0.00060749 |  | 8.3067e-05 |  | 0.00025359 |  | 0.00029028 |  | 0.00028537 |  | 0.0019714 |  | -0.00016678 |  | 0.031382 |  | 0.2168 |  | -1.6201e-05 |  | 2.6093e-06 |  | 1.8669e-06 |  | -4.2825e-05 |  | -3.9299e-06 |  | 0.021085 |  | -0.00021048 |  | 5.7541e-06 |  | 0.00042734 |  | 0.019631
| 2.5389e-05 |  | 0.0005994 |  | 5.8038e-05 |  | 0.00023354 |  | 0.0002306 |  | 0.00029369 |  | 0.0018571 |  | -0.00020169 |  | 0.031843 |  | 0.21753 |  | -4.9848e-05 |  | 2.5429e-06 |  | 2.1351e-06 |  | -2.1745e-05 |  | 6.903e-05 |  | 0.021418 |  | -0.00011882 |  | 4.1108e-06 |  | 0.00044459 |  | 0.019531
| 2.5389e-05 |  | 0.0006198 |  | 5.8038e-05 |  | 0.00020479 |  | 0.00027565 |  | 0.00030219 |  | 0.0017521 |  | -5.9359e-05 |  | 0.032119 |  | 0.2062 |  | -3.6952e-05 |  | 2.5727e-06 |  | 2.328e-06 |  | 8.5005e-06 |  | 9.2808e-05 |  | 0.021638 |  | -0.00021623 |  | 4.1111e-06 |  | 0.00045037 |  | 0.019438
| 0 |  | 0.00062432 |  | 3.8479e-05 |  | 0.00019855 |  | 0.00027567 |  | 0.00028724 |  | 0.0016446 |  | -2.715e-05 |  | 0.032692 |  | 0.2147 |  | -3.1156e-05 |  | 2.6602e-06 |  | 2.2412e-06 |  | 1.6268e-05 |  | 0.00022555 |  | 0.021482 |  | -0.00030899 |  | 7.3994e-06 |  | 0.00044216 |  | 0.019345
| 0 |  | 0.00063806 |  | 3.8483e-05 |  | 0.00022299 |  | 0.00023135 |  | 0.00030357 |  | 0.0015485 |  | 2.5971e-05 |  | 0.033266 |  | 0.20489 |  | -0.00012993 |  | 2.6888e-06 |  | 2.1044e-06 |  | -2.3987e-05 |  | 8.9471e-05 |  | 0.021551 |  | -0.00034097 |  | 7.3994e-06 |  | 0.00043396 |  | 0.019281
| 6.601e-05 |  | 0.00064924 |  | 6.7148e-05 |  | 0.00021899 |  | 0.00028319 |  | 0.00032811 |  | 0.0014794 |  | -8.1452e-05 |  | 0.033647 |  | 0.21311 |  | -0.0002779 |  | 2.6243e-06 |  | 2.0419e-06 |  | -1.865e-05 |  | -7.2038e-05 |  | 0.021828 |  | -0.00035521 |  | 5.7548e-06 |  | 0.00043561 |  | 0.019257
| 6.601e-05 |  | 0.00062502 |  | 6.7148e-05 |  | 6.7208e-05 |  | 0.00029189 |  | 0.00029869 |  | 0.0014072 |  | 9.2749e-05 |  | 0.033951 |  | 0.20202 |  | -0.00026225 |  | 2.5527e-06 |  | 1.8923e-06 |  | 1.0827e-05 |  | 7.0466e-05 |  | 0.022086 |  | -0.00048226 |  | 5.7552e-06 |  | 0.00044139 |  | 0.019212
| 6.5441e-05 |  | 0.00064351 |  | 9.4462e-05 |  | 0.00010855 |  | 0.00029529 |  | 0.00029035 |  | 0.0013507 |  | 0.00013963 |  | 0.034113 |  | 0.20923 |  | -0.00022183 |  | 2.5458e-06 |  | 1.8054e-06 |  | 1.3196e-05 |  | 4.7579e-05 |  | 0.022277 |  | -0.00021411 |  | 4.1118e-06 |  | 0.00044717 |  | 0.019164
| 6.5446e-05 |  | 0.00063351 |  | 9.4471e-05 |  | 0.0001561 |  | 0.0003545 |  | 0.00030349 |  | 0.0013235 |  | -8.533e-05 |  | 0.034252 |  | 0.20909 |  | -0.00042371 |  | 2.6252e-06 |  | 1.9801e-06 |  | 2.7489e-05 |  | 3.0437e-05 |  | 0.022699 |  | 3.626e-05 |  | 4.1118e-06 |  | 0.00044961 |  | 0.019158
| 5.1979e-05 |  | 0.00062507 |  | 0.00013715 |  | 2.9579e-05 |  | 0.0003534 |  | 0.00028058 |  | 0.0012932 |  | -8.162e-05 |  | 0.034807 |  | 0.1995 |  | -0.00030158 |  | 2.7111e-06 |  | 2.2416e-06 |  | 2.0385e-05 |  | -9.4169e-06 |  | 0.023061 |  | 0.00013523 |  | 5.7555e-06 |  | 0.00044802 |  | 0.019199
| 5.1983e-05 |  | 0.00064919 |  | 0.00013717 |  | 0.00012067 |  | 0.00033594 |  | 0.00029045 |  | 0.0012419 |  | -0.00020557 |  | 0.035349 |  | 0.20817 |  | -0.00015079 |  | 2.754e-06 |  | 2.3535e-06 |  | 6.1987e-05 |  | -0.00013782 |  | 0.023138 |  | 8.2063e-05 |  | 5.7559e-06 |  | 0.00044388 |  | 0.019222
| 2.4371e-05 |  | 0.00060909 |  | 9.7885e-05 |  | 0.00011539 |  | 0.00026271 |  | 0.00028918 |  | 0.0011873 |  | -0.00016324 |  | 0.035424 |  | 0.19824 |  | -0.00015496 |  | 2.7277e-06 |  | 2.2041e-06 |  | 5.4048e-05 |  | -4.0453e-05 |  | 0.023257 |  | -4.7559e-05 |  | 2.4673e-06 |  | 0.00043897 |  | 0.019186
| 2.4373e-05 |  | 0.00060689 |  | 9.7894e-05 |  | -3.8106e-06 |  | 0.00025963 |  | 0.00028172 |  | 0.001149 |  | -0.00012023 |  | 0.035883 |  | 0.20469 |  | -0.00023303 |  | 2.7838e-06 |  | 1.9798e-06 |  | -3.9765e-05 |  | 2.1611e-05 |  | 0.023365 |  | 0.00011809 |  | 2.4674e-06 |  | 0.00043325 |  | 0.019107
| 9.1072e-05 |  | 0.0006214 |  | 5.8058e-05 |  | 0.00010095 |  | 0.00029347 |  | 0.00028364 |  | 0.0010953 |  | -0.0002366 |  | 0.036456 |  | 0.20357 |  | -0.00046108 |  | 2.8593e-06 |  | 1.9176e-06 |  | -3.6514e-05 |  | 1.0017e-05 |  | 0.023672 |  | 0.00011855 |  | 5.7562e-06 |  | 0.00042914 |  | 0.018993
| 9.4137e-05 |  | 0.00061439 |  | 5.8053e-05 |  | 0.0001995 |  | 0.00026176 |  | 0.00028894 |  | 0.001015 |  | -0.00026713 |  | 0.036708 |  | 0.19511 |  | -0.00020145 |  | 2.807e-06 |  | 2.0054e-06 |  | 6.6723e-05 |  | -6.6763e-05 |  | 0.023935 |  | 6.4728e-05 |  | 5.7566e-06 |  | 0.00043163 |  | 0.018897
| 9.4145e-05 |  | 0.00063714 |  | 0.00012921 |  | 0.00026093 |  | 0.0002212 |  | 0.00029196 |  | 0.00094291 |  | -0.00036848 |  | 0.037236 |  | 0.20311 |  | -6.1063e-05 |  | 2.679e-06 |  | 2.1546e-06 |  | 9.4238e-05 |  | -5.9422e-05 |  | 0.024059 |  | -6.911e-06 |  | 5.7569e-06 |  | 0.00043656 |  | 0.018878
| 9.108e-05 |  | 0.00060124 |  | 0.00012922 |  | 0.00029454 |  | 0.00022287 |  | 0.00025448 |  | 0.0009068 |  | -0.00016324 |  | 0.037263 |  | 0.19266 |  | -0.00014781 |  | 2.5754e-06 |  | 2.1795e-06 |  | 8.5322e-05 |  | -0.00016069 |  | 0.024411 |  | 1.6988e-05 |  | 5.7566e-06 |  | 0.00044234 |  | 0.018938
| 2.5397e-05 |  | 0.00059874 |  | 6.432e-05 |  | 0.00023634 |  | 0.00029727 |  | 0.00026157 |  | 0.00088234 |  | 0.00012024 |  | 0.03676 |  | 0.2001 |  | 0.00016699 |  | 2.5829e-06 |  | 2.0676e-06 |  | 8.532e-05 |  | -9.3374e-05 |  | 0.025187 |  | 5.6832e-05 |  | 4.1131e-06 |  | 0.00044645 |  | 0.019007
| 2.54e-05 |  | 0.00059925 |  | 6.4325e-05 |  | 0.00015671 |  | 0.00024512 |  | 0.00028144 |  | 0.00083523 |  | 4.081e-05 |  | 0.036867 |  | 0.19085 |  | 0.00010251 |  | 2.5899e-06 |  | 1.968e-06 |  | 5.5616e-06 |  | 8.6027e-05 |  | 0.025557 |  | -0.00010888 |  | 4.1128e-06 |  | 0.00045224 |  | 0.019025
| 4.8924e-05 |  | 0.00057302 |  | 3.751e-05 |  | 0.00011839 |  | 0.00018764 |  | 0.0002895 |  | 0.00077408 |  | 2.715e-05 |  | 0.0373 |  | 0.19838 |  | -6.8541e-05 |  | 2.5995e-06 |  | 1.968e-06 |  | -5.1276e-05 |  | 1.5842e-05 |  | 0.025736 |  | -0.00025343 |  | 5.7573e-06 |  | 0.00045224 |  | 0.018994
| 4.8928e-05 |  | 0.00053898 |  | 3.7513e-05 |  | 7.1282e-05 |  | 0.00023455 |  | 0.00030872 |  | 0.00072457 |  | -0.00017453 |  | 0.037393 |  | 0.19657 |  | -0.00020313 |  | 2.6233e-06 |  | 2.1049e-06 |  | -4.1799e-05 |  | 8.3494e-05 |  | 0.0257 |  | -0.00038505 |  | 5.7576e-06 |  | 0.00044977 |  | 0.018977
| 8.4826e-05 |  | 0.00054964 |  | 5.5282e-05 |  | 5.5984e-05 |  | 0.0001906 |  | 0.00030819 |  | 0.00069026 |  | -2.2258e-05 |  | 0.037611 |  | 0.18758 |  | -0.00028012 |  | 2.6379e-06 |  | 2.2419e-06 |  | -3.4228e-05 |  | 0.00013735 |  | 0.025682 |  | -6.4841e-05 |  | 7.403e-06 |  | 0.0004572 |  | 0.018968
| 8.4826e-05 |  | 0.00059845 |  | 5.5282e-05 |  | 0.00013892 |  | 0.00023355 |  | 0.00028995 |  | 0.00064599 |  | 6.9809e-05 |  | 0.037989 |  | 0.19607 |  | 6.2309e-06 |  | 2.6427e-06 |  | 2.4287e-06 |  | -2.1505e-05 |  | 0.00020365 |  | 0.026189 |  | 0.00015988 |  | 7.4034e-06 |  | 0.00046134 |  | 0.018939
| 3.4608e-05 |  | 0.00058564 |  | 0.00011329 |  | 0.00014764 |  | 0.00030686 |  | 0.00026146 |  | 0.00059478 |  | 7.0488e-05 |  | 0.037962 |  | 0.18654 |  | 0.00012397 |  | 2.6333e-06 |  | 2.4666e-06 |  | -3.6169e-05 |  | -7.4718e-06 |  | 0.026477 |  | 4.4641e-05 |  | 4.1136e-06 |  | 0.0004564 |  | 0.018897
| 3.4611e-05 |  | 0.00058947 |  | 0.0001133 |  | 0.00010724 |  | 0.00029416 |  | 0.00026595 |  | 0.00054585 |  | 8.5327e-05 |  | 0.038227 |  | 0.19407 |  | -7.6011e-05 |  | 2.5692e-06 |  | 2.2799e-06 |  | -1.7963e-05 |  | -0.0001869 |  | 0.026681 |  | 0.0001387 |  | 4.1138e-06 |  | 0.00044656 |  | 0.018874
| 2.3358e-05 |  | 0.00057929 |  | 0.00011273 |  | 0.00014878 |  | 0.0002953 |  | 0.00027942 |  | 0.00050973 |  | -0.00010085 |  | 0.038565 |  | 0.19186 |  | -0.00012461 |  | 2.5112e-06 |  | 2.0553e-06 |  | 4.2084e-06 |  | -8.129e-05 |  | 0.027215 |  | 0.00011424 |  | 5.7583e-06 |  | 0.00043998 |  | 0.018866
| 2.3358e-05 |  | 0.0005871 |  | 0.00011273 |  | 0.00010956 |  | 0.00025605 |  | 0.00027509 |  | 0.00047307 |  | -5.9359e-05 |  | 0.038844 |  | 0.1812 |  | 5.96e-05 |  | 2.4753e-06 |  | 1.9806e-06 |  | 4.5077e-05 |  | 2.7199e-05 |  | 0.027689 |  | -0.00010259 |  | 5.7583e-06 |  | 0.00044739 |  | 0.018828
| 6.605e-05 |  | 0.00057518 |  | 1.0861e-05 |  | 4.1126e-05 |  | 0.00024253 |  | 0.00026685 |  | 0.00043404 |  | -0.00015902 |  | 0.039333 |  | 0.18961 |  | -5.7325e-05 |  | 2.5005e-06 |  | 2.1303e-06 |  | 1.6392e-05 |  | -3.7493e-07 |  | 0.027769 |  | -2.9372e-05 |  | 5.759e-06 |  | 0.00045646 |  | 0.018808
| 6.605e-05 |  | 0.00055266 |  | 1.0861e-05 |  | 0.00016243 |  | 0.00026516 |  | 0.00025688 |  | 0.00039267 |  | -1.855e-05 |  | 0.03957 |  | 0.18136 |  | -0.00014423 |  | 2.5756e-06 |  | 2.392e-06 |  | 3.4259e-05 |  | -4.0839e-05 |  | 0.027989 |  | 0.00013966 |  | 5.7587e-06 |  | 0.00045649 |  | 0.018829
| 1.4152e-05 |  | 0.0005832 |  | 5.2329e-05 |  | 0.00021662 |  | 0.00024374 |  | 0.00025356 |  | 0.00035716 |  | -9.6966e-05 |  | 0.039913 |  | 0.18699 |  | -9.471e-05 |  | 2.6283e-06 |  | 2.5042e-06 |  | 9.0536e-05 |  | 0.00010724 |  | 0.028055 |  | -4.1735e-05 |  | 5.759e-06 |  | 0.00045566 |  | 0.01888
| 1.4154e-05 |  | 0.00058209 |  | 5.2334e-05 |  | 0.00013285 |  | 0.00025431 |  | 0.00025434 |  | 0.00032104 |  | -5.8179e-05 |  | 0.039873 |  | 0.18507 |  | -3.1154e-05 |  | 2.599e-06 |  | 2.4357e-06 |  | 2.9458e-05 |  | 0.00019244 |  | 0.028296 |  | -0.00018031 |  | 5.7594e-06 |  | 0.00045155 |  | 0.018885
| 2.6432e-05 |  | 0.00055688 |  | 8.314e-05 |  | 6.1181e-05 |  | 0.00023401 |  | 0.00026549 |  | 0.00027911 |  | 1.8551e-05 |  | 0.0402 |  | 0.17576 |  | 0.00010609 |  | 2.5119e-06 |  | 2.2555e-06 |  | 1.2618e-05 |  | 0.00013196 |  | 0.028668 |  | -0.00021728 |  | 7.4052e-06 |  | 0.00044993 |  | 0.018826
| 2.6432e-05 |  | 0.00055076 |  | 8.314e-05 |  | 8.1945e-05 |  | 0.00019698 |  | 0.00026896 |  | 0.00023541 |  | -6.9815e-05 |  | 0.040625 |  | 0.18316 |  | -4.982e-06 |  | 2.576e-06 |  | 2.1058e-06 |  | 2.1642e-05 |  | -8.1332e-05 |  | 0.02874 |  | -0.00010932 |  | 7.4052e-06 |  | 0.00045158 |  | 0.018779
| 3.2574e-05 |  | 0.00055457 |  | 7.0049e-05 |  | 0.00013511 |  | 0.00017217 |  | 0.00026549 |  | 0.0001952 |  | -0.00012985 |  | 0.040597 |  | 0.17505 |  | -0.00021575 |  | 2.7295e-06 |  | 2.1371e-06 |  | 3.9523e-05 |  | -9.4568e-05 |  | 0.029113 |  | -0.00028408 |  | 9.0516e-06 |  | 0.00045243 |  | 0.018738
| 3.2571e-05 |  | 0.00055813 |  | 7.0042e-05 |  | 0.0001048 |  | 0.00014584 |  | 0.00025818 |  | 0.00016259 |  | 1.5514e-05 |  | 0.040958 |  | 0.18195 |  | -0.00023303 |  | 2.811e-06 |  | 2.1687e-06 |  | 1.8201e-05 |  | 5.4981e-05 |  | 0.029955 |  | -0.00022059 |  | 9.0516e-06 |  | 0.00045575 |  | 0.018744
| 5.9698e-06 |  | 0.00055303 |  | 7.8028e-05 |  | 7.9908e-05 |  | 0.00021128 |  | 0.00024616 |  | 0.00014831 |  | 0.0002909 |  | 0.042328 |  | 0.18178 |  | -0.0002293 |  | 2.7414e-06 |  | 2.1687e-06 |  | 2.2622e-05 |  | 0.00015282 |  | 0.030521 |  | -9.5369e-05 |  | 7.4061e-06 |  | 0.00045657 |  | 0.018787
| 5.9693e-06 |  | 0.00055725 |  | 7.8022e-05 |  | 0.00011804 |  | 0.00020979 |  | 0.0002542 |  | 0.00014308 |  | 0.00011501 |  | 0.043112 |  | 0.17387 |  | -9.0593e-05 |  | 2.7273e-06 |  | 2.2066e-06 |  | 6.926e-05 |  | 0.00020708 |  | 0.030552 |  | -3.7385e-05 |  | 7.4066e-06 |  | 0.00046151 |  | 0.018841
| 4.588e-05 |  | 0.00055503 |  | 0.0001048 |  | 0.00011394 |  | 0.00013871 |  | 0.00025528 |  | 0.00013524 |  | -7.7576e-06 |  | 0.043177 |  | 0.18182 |  | -7.6017e-05 |  | 2.7798e-06 |  | 2.2437e-06 |  | 1.427e-05 |  | 0.00016068 |  | 0.030608 |  | 0.00023397 |  | 7.4061e-06 |  | 0.00046647 |  | 0.018872
| 4.588e-05 |  | 0.00055278 |  | 0.0001048 |  | 0.00014591 |  | 0.00016343 |  | 0.00025138 |  | 0.00010959 |  | 1.9394e-05 |  | 0.043342 |  | 0.17977 |  | 0.00011839 |  | 2.8187e-06 |  | 2.3557e-06 |  | 2.2202e-05 |  | 0.00010024 |  | 0.031005 |  | 0.00027197 |  | 7.407e-06 |  | 0.000464 |  | 0.018847
| 5.1001e-05 |  | 0.00056855 |  | 8.9997e-05 |  | 0.00021968 |  | 0.00021648 |  | 0.00026482 |  | 8.4043e-05 |  | -1.1129e-05 |  | 0.04361 |  | 0.16985 |  | -8.7013e-05 |  | 2.8108e-06 |  | 2.4308e-06 |  | 8.5374e-05 |  | 4.8949e-05 |  | 0.031252 |  | 0.00025144 |  | 5.7608e-06 |  | 0.00046074 |  | 0.018818
| 5.0997e-05 |  | 0.0005661 |  | 8.9989e-05 |  | 0.00013014 |  | 0.00019037 |  | 0.0002586 |  | 6.0996e-05 |  | 0.00029478 |  | 0.043966 |  | 0.1779 |  | -0.00037884 |  | 2.7999e-06 |  | 2.3188e-06 |  | 6.3813e-05 |  | 7.7892e-06 |  | 0.031452 |  | 8.9222e-05 |  | 5.7608e-06 |  | 0.00046485 |  | 0.018802
| 8.2599e-05 |  | 0.00055495 |  | 0.00012247 |  | 6.8049e-05 |  | 0.00019715 |  | 0.00023445 |  | 5.0917e-05 |  | 0.00010017 |  | 0.044346 |  | 0.16886 |  | -0.00019072 |  | 2.7951e-06 |  | 2.1319e-06 |  | 3.8255e-05 |  | 6.7878e-05 |  | 0.031781 |  | 2.6258e-05 |  | 2.4695e-06 |  | 0.00047064 |  | 0.018825
| 8.2592e-05 |  | 0.00057871 |  | 0.00012246 |  | 0.00019117 |  | 0.00028575 |  | 0.00024273 |  | 3.2524e-05 |  | -0.00055464 |  | 0.04461 |  | 0.17393 |  | -0.000248 |  | 2.708e-06 |  | 1.9945e-06 |  | 1.5533e-05 |  | 0.00017159 |  | 0.031674 |  | 0.00016271 |  | 2.4695e-06 |  | 0.00047229 |  | 0.018923
| 2.6441e-05 |  | 0.00057126 |  | 0.00011735 |  | 0.00015622 |  | 0.00021466 |  | 0.00024333 |  | 2.3671e-05 |  | -0.00046931 |  | 0.045408 |  | 0.17186 |  | -0.00037511 |  | 2.6254e-06 |  | 2.0444e-06 |  | -2.5612e-05 |  | 0.00012726 |  | 0.032224 |  | 0.0001591 |  | 5.7615e-06 |  | 0.00046491 |  | 0.019041
| 2.6441e-05 |  | 0.00053502 |  | 0.00011735 |  | 3.7252e-05 |  | 0.00016346 |  | 0.00025072 |  | 1.3772e-05 |  | -0.00016695 |  | 0.046082 |  | 0.16374 |  | -0.00029443 |  | 2.6304e-06 |  | 2.1572e-06 |  | -1.6907e-05 |  | -2.1989e-05 |  | 0.032522 |  | 0.00011151 |  | 5.7615e-06 |  | 0.00045997 |  | 0.019139
| 2.4394e-05 |  | 0.00052897 |  | 0.00010766 |  | 7.315e-05 |  | 0.00018831 |  | 0.0002643 |  | 1.2321e-05 |  | -0.00020169 |  | 0.046559 |  | 0.17111 |  | -0.00026295 |  | 2.7096e-06 |  | 2.2193e-06 |  | -5.4181e-05 |  | 4.6285e-05 |  | 0.032647 |  | -5.6875e-05 |  | 5.7615e-06 |  | 0.00045915 |  | 0.01915
| 2.4396e-05 |  | 0.00053835 |  | 0.00010767 |  | 9.2659e-05 |  | 0.00019073 |  | 0.00026315 |  | 7.6769e-06 |  | -0.00035296 |  | 0.048145 |  | 0.16966 |  | -0.00033025 |  | 2.6973e-06 |  | 2.3185e-06 |  | -8.2691e-05 |  | 6.6491e-05 |  | 0.033602 |  | 1.9384e-05 |  | 5.7622e-06 |  | 0.00046003 |  | 0.019101
| 9.6849e-05 |  | 0.00053683 |  | 0.00010084 |  | 9.5337e-05 |  | 0.00024493 |  | 0.00026525 |  | 4.4686e-06 |  | -0.00013356 |  | 0.048701 |  | 0.16147 |  | -0.00035165 |  | 2.6197e-06 |  | 2.3559e-06 |  | -9.1684e-06 |  | 2.8923e-05 |  | 0.034115 |  | 0.00027761 |  | 2.4698e-06 |  | 0.00046247 |  | 0.019065
| 9.6849e-05 |  | 0.00054934 |  | 0.00010084 |  | 0.00018774 |  | 0.00027746 |  | 0.00027443 |  | 1.2531e-06 |  | 6.2059e-05 |  | 0.048911 |  | 0.16771 |  | -0.00036389 |  | 2.6477e-06 |  | 2.4308e-06 |  | 7.4489e-05 |  | 0.00018202 |  | 0.034403 |  | 0.00011021 |  | 2.47e-06 |  | 0.00046414 |  | 0.019024
| 4.5896e-05 |  | 0.00051966 |  | 4.7422e-05 |  | 0.0001922 |  | 0.00026167 |  | 0.00026904 |  | 1.2467e-06 |  | 0 |  | 0.049407 |  | 0.15872 |  | -0.00010847 |  | 2.7544e-06 |  | 2.4688e-06 |  | 2.9086e-05 |  | 4.707e-05 |  | 0.034433 |  | -0.00010238 |  | 2.4701e-06 |  | 0.00046746 |  | 0.019021
| 5.3074e-05 |  | 0.00050081 |  | 4.7422e-05 |  | 0.00017926 |  | 0.00023745 |  | 0.00025658 |  | 1.1893e-06 |  | -6.5938e-05 |  | 0.050141 |  | 0.16526 |  | -0.00017696 |  | 2.7899e-06 |  | 2.4316e-06 |  | -8.9281e-06 |  | -4.5725e-05 |  | 0.034773 |  | 4.2599e-05 |  | 2.4701e-06 |  | 0.00046582 |  | 0.019058
| 6.6432e-05 |  | 0.00053146 |  | 0.00013332 |  | 0.00015371 |  | 0.00013983 |  | 0.00023892 |  | 1.139e-06 |  | -0.00046157 |  | 0.051002 |  | 0.16432 |  | -0.00012462 |  | 2.7168e-06 |  | 2.3689e-06 |  | 2.5249e-05 |  | 1.6025e-05 |  | 0.035386 |  | 0.00019486 |  | 5.7625e-06 |  | 0.00046335 |  | 0.019131
| 5.9259e-05 |  | 0.00052292 |  | 0.00013333 |  | 0.00018544 |  | 0.00014426 |  | 0.00023752 |  | 1.0261e-06 |  | -0.00038585 |  | 0.051199 |  | 0.15598 |  | -8.3439e-06 |  | 2.7157e-06 |  | 2.3813e-06 |  | 4.7177e-05 |  | 0.00017486 |  | 0.035716 |  | -2.0159e-05 |  | 5.7629e-06 |  | 0.00046749 |  | 0.019231
| 2.7472e-05 |  | 0.00047529 |  | 0.0001037 |  | 0.00021314 |  | 0.0002453 |  | 0.00024226 |  | 9.6272e-07 |  | -0.00010472 |  | 0.051655 |  | 0.16126 |  | -0.00025921 |  | 2.7717e-06 |  | 2.4562e-06 |  | 6.3561e-05 |  | 0.0002267 |  | 0.035591 |  | -0.00029158 |  | 2.4704e-06 |  | 0.00047328 |  | 0.019276
| 2.7472e-05 |  | 0.00046943 |  | 0.0001037 |  | 0.00016552 |  | 0.00023802 |  | 0.0002455 |  | 8.6736e-07 |  | 7.7574e-05 |  | 0.052548 |  | 0.15967 |  | -0.00013583 |  | 2.7505e-06 |  | 2.3319e-06 |  | 3.6627e-05 |  | 2.6017e-05 |  | 0.035959 |  | -7.3269e-05 |  | 2.4704e-06 |  | 0.0004774 |  | 0.019261
| 5.5119e-05 |  | 0.00052046 |  | 2.9644e-05 |  | 0.00021084 |  | 0.00021883 |  | 0.00024317 |  | 8.3543e-07 |  | -3.7097e-05 |  | 0.053339 |  | 0.15224 |  | -4.0528e-05 |  | 2.6729e-06 |  | 2.133e-06 |  | 2.6997e-05 |  | 1.1935e-05 |  | 0.036715 |  | 6.6344e-05 |  | 4.1173e-06 |  | 0.00048069 |  | 0.019182
| 5.5119e-05 |  | 0.00052498 |  | 2.9644e-05 |  | 0.00020814 |  | 0.00020546 |  | 0.00023571 |  | 8.1714e-07 |  | -0.00046156 |  | 0.054216 |  | 0.1574 |  | -0.00017322 |  | 2.7672e-06 |  | 2.0203e-06 |  | 2.126e-05 |  | 5.774e-05 |  | 0.037017 |  | -3.0118e-05 |  | 4.1176e-06 |  | 0.00048319 |  | 0.01907
| 1.4164e-05 |  | 0.00048292 |  | 5.8125e-05 |  | 8.8828e-05 |  | 0.00018628 |  | 0.00022615 |  | 8.3093e-07 |  | -0.00039174 |  | 0.055425 |  | 0.15602 |  | 0.00014829 |  | 2.9416e-06 |  | 2.1076e-06 |  | 1.3649e-05 |  | 5.75e-05 |  | 0.037166 |  | 9.4382e-05 |  | 4.1178e-06 |  | 0.0004824 |  | 0.019041
| 1.4165e-05 |  | 0.00049064 |  | 5.813e-05 |  | 6.4408e-05 |  | 0.00022268 |  | 0.00023708 |  | 7.8781e-07 |  | -0.0001855 |  | 0.056417 |  | 0.14869 |  | 0.00020979 |  | 2.8842e-06 |  | 2.1953e-06 |  | 8.736e-06 |  | 2.5926e-05 |  | 0.037414 |  | 0.00017214 |  | 4.1176e-06 |  | 0.00047496 |  | 0.019109
| 2.6453e-05 |  | 0.00051747 |  | 8.4915e-05 |  | 9.1366e-05 |  | 0.00021364 |  | 0.00025897 |  | 7.3098e-07 |  | -4.6544e-05 |  | 0.057515 |  | 0.1539 |  | -4.237e-05 |  | 2.6554e-06 |  | 2.1953e-06 |  | 1.9264e-05 |  | 6.381e-05 |  | 0.038212 |  | 6.9902e-05 |  | 2.4709e-06 |  | 0.0004709 |  | 0.019261
| 2.6453e-05 |  | 0.00047374 |  | 8.4915e-05 |  | 9.9293e-05 |  | 0.00016509 |  | 0.00025897 |  | 7.0361e-07 |  | -1.8551e-05 |  | 0.058823 |  | 0.14588 |  | 8.1056e-05 |  | 2.5566e-06 |  | 2.1827e-06 |  | -2.208e-06 |  | 0.00022664 |  | 0.038734 |  | -4.9164e-05 |  | 2.4707e-06 |  | 0.00046514 |  | 0.019402
| 6.4399e-05 |  | 0.00047483 |  | 0.00010087 |  | 0.00012954 |  | 0.00015718 |  | 0.00023516 |  | 7.33e-07 |  | -3.4908e-05 |  | 0.059685 |  | 0.15219 |  | 0.00029036 |  | 2.6857e-06 |  | 2.1705e-06 |  | -2.3082e-05 |  | 0.00024013 |  | 0.038946 |  | -0.00028753 |  | 5.7646e-06 |  | 0.00046349 |  | 0.019438
| 6.4404e-05 |  | 0.00050157 |  | 0.00010088 |  | 0.00010039 |  | 0.00017045 |  | 0.00021956 |  | 7.33e-07 |  | 9.3088e-05 |  | 0.060232 |  | 0.15064 |  | -5.3587e-05 |  | 2.8209e-06 |  | 2.2083e-06 |  | 3.0818e-06 |  | 6.4343e-05 |  | 0.039468 |  | -0.0001477 |  | 5.7643e-06 |  | 0.00046846 |  | 0.019385
| 6.612e-05 |  | 0.0005079 |  | 4.6454e-05 |  | 0.00013813 |  | 0.00019533 |  | 0.00023784 |  | 7.0367e-07 |  | 5.194e-05 |  | 0.060814 |  | 0.14107 |  | -0.00032303 |  | 2.8273e-06 |  | 2.2456e-06 |  | 6.593e-06 |  | -3.4801e-05 |  | 0.040092 |  | 6.6605e-05 |  | 4.1186e-06 |  | 0.00047916 |  | 0.019293
| 6.6114e-05 |  | 0.0005014 |  | 4.645e-05 |  | 0.00018209 |  | 0.00022548 |  | 0.00025277 |  | 6.3049e-07 |  | -8.1452e-05 |  | 0.061779 |  | 0.14586 |  | -0.00032651 |  | 2.759e-06 |  | 2.3199e-06 |  | -2.6845e-05 |  | -5.7649e-05 |  | 0.040459 |  | 9.5573e-05 |  | 4.1183e-06 |  | 0.00048657 |  | 0.019272
| 3.465e-05 |  | 0.00047045 |  | 5.814e-05 |  | 0.00015122 |  | 0.0002108 |  | 0.00023752 |  | 5.8676e-07 |  | -0.00030254 |  | 0.062968 |  | 0.1442 |  | -0.00020313 |  | 2.6875e-06 |  | 2.3701e-06 |  | -5.843e-05 |  | -3.0348e-05 |  | 0.041126 |  | 0.00022112 |  | 4.1188e-06 |  | 0.00048251 |  | 0.019332
| 3.465e-05 |  | 0.00047772 |  | 5.814e-05 |  | 0.00018402 |  | 0.00020853 |  | 0.00023543 |  | 5.8676e-07 |  | -0.000256 |  | 0.064158 |  | 0.13662 |  | -0.00011563 |  | 2.7415e-06 |  | 2.308e-06 |  | -1.6204e-05 |  | 4.735e-05 |  | 0.041158 |  | 0.00012247 |  | 4.1186e-06 |  | 0.00047919 |  | 0.019402
| 5.1042e-05 |  | 0.00049979 |  | 7.0116e-05 |  | 0.00017835 |  | 0.00023453 |  | 0.00023802 |  | 6.3054e-07 |  | 3.8788e-06 |  | 0.065018 |  | 0.14278 |  | -0.00026669 |  | 2.8672e-06 |  | 2.1959e-06 |  | 9.7062e-06 |  | 0.00010632 |  | 0.041004 |  | -0.00014734 |  | 2.4713e-06 |  | 0.00048087 |  | 0.019469
| 5.1042e-05 |  | 0.00048601 |  | 7.0116e-05 |  | 9.5073e-05 |  | 0.00023736 |  | 0.00023498 |  | 6.2602e-07 |  | -0.0001086 |  | 0.065418 |  | 0.14166 |  | -0.00034894 |  | 2.9173e-06 |  | 2.1461e-06 |  | -2.9716e-05 |  | 2.9113e-06 |  | 0.041745 |  | -0.0002053 |  | 2.4715e-06 |  | 0.00048419 |  | 0.01954
| 5.309e-05 |  | 0.00046784 |  | 0.00013624 |  | 0.00012398 |  | 0.0002193 |  | 0.00024547 |  | 5.7767e-07 |  | -0.00020034 |  | 0.065719 |  | 0.13375 |  | -0.00031589 |  | 2.8442e-06 |  | 2.2582e-06 |  | -6.3496e-05 |  | 9.9863e-06 |  | 0.042541 |  | -4.2825e-06 |  | 2.4715e-06 |  | 0.00048666 |  | 0.019633
| 5.309e-05 |  | 0.00047265 |  | 0.00013624 |  | 0.00018879 |  | 0.00020932 |  | 0.00024729 |  | 5.7767e-07 |  | -0.0003646 |  | 0.066345 |  | 0.13777 |  | -0.00032649 |  | 2.7977e-06 |  | 2.3082e-06 |  | 1.1614e-06 |  | 0.00014098 |  | 0.043109 |  | 0.00012873 |  | 2.4715e-06 |  | 0.00048834 |  | 0.019685
| 6.6132e-05 |  | 0.00050628 |  | 0.00013226 |  | 0.00018917 |  | 0.00020819 |  | 0.00022999 |  | 6.2608e-07 |  | -0.00029478 |  | 0.067199 |  | 0.13668 |  | -0.00053959 |  | 2.8192e-06 |  | 2.2334e-06 |  | 5.5958e-06 |  | 0.00015855 |  | 0.043543 |  | 0.00010777 |  | 5.766e-06 |  | 0.00049245 |  | 0.019659
| 6.6137e-05 |  | 0.00045753 |  | 0.00013227 |  | 0.00017966 |  | 0.00018623 |  | 0.00022076 |  | 6.6594e-07 |  | -2.597e-05 |  | 0.067658 |  | 0.12957 |  | -0.00016211 |  | 2.8369e-06 |  | 2.1463e-06 |  | -3.183e-05 |  | 0.00016812 |  | 0.043346 |  | -7.1111e-05 |  | 5.7664e-06 |  | 0.00049822 |  | 0.019609
| 2.134e-05 |  | 0.00044147 |  | 3.8554e-05 |  | 0.00013786 |  | 0.00018171 |  | 0.00023335 |  | 6.575e-07 |  | -0.00015515 |  | 0.067808 |  | 0.1332 |  | -8.7234e-05 |  | 2.8433e-06 |  | 2.1343e-06 |  | 8.925e-06 |  | 8.6733e-05 |  | 0.043403 |  | 5.2023e-05 |  | 5.7664e-06 |  | 0.00050072 |  | 0.01961
| 2.1342e-05 |  | 0.00050077 |  | 3.8557e-05 |  | 0.00011026 |  | 0.00015722 |  | 0.0002477 |  | 6.5489e-07 |  | -0.00013575 |  | 0.068197 |  | 0.13189 |  | -0.00041996 |  | 2.7599e-06 |  | 2.2464e-06 |  | 1.3974e-05 |  | 3.3678e-06 |  | 0.044193 |  | 0.00021648 |  | 5.7664e-06 |  | 0.00050401 |  | 0.019673
| 2.0318e-05 |  | 0.00050261 |  | 9.0084e-05 |  | 0.00015533 |  | 0.00016966 |  | 0.00024166 |  | 6.6077e-07 |  | -1.113e-05 |  | 0.068197 |  | 0.12364 |  | -0.000416 |  | 2.6691e-06 |  | 2.3207e-06 |  | 6.8056e-06 |  | -7.4737e-05 |  | 0.044693 |  | 0.00025628 |  | 9.0626e-06 |  | 0.00050322 |  | 0.019758
| 2.032e-05 |  | 0.00047881 |  | 9.0092e-05 |  | 0.00023446 |  | 0.00024229 |  | 0.00023314 |  | 6.8501e-07 |  | 1.1636e-05 |  | 0.068402 |  | 0.12709 |  | -0.00049473 |  | 2.6105e-06 |  | 2.2838e-06 |  | -1.4255e-05 |  | -5.8341e-05 |  | 0.044948 |  | 0.00016188 |  | 9.0626e-06 |  | 0.00050325 |  | 0.019817
| 3.1589e-05 |  | 0.00046723 |  | 4.2516e-05 |  | 0.00016658 |  | 0.00023551 |  | 0.0002393 |  | 7.0331e-07 |  | 0.00013187 |  | 0.06925 |  | 0.12553 |  | -0.00040127 |  | 2.6502e-06 |  | 2.2344e-06 |  | -3.942e-06 |  | -1.4708e-05 |  | 0.045288 |  | 5.688e-05 |  | 5.7671e-06 |  | 0.00050404 |  | 0.019842
| 3.1589e-05 |  | 0.00047643 |  | 4.2516e-05 |  | 7.0758e-05 |  | 0.00022333 |  | 0.00023453 |  | 6.6807e-07 |  | 2.968e-05 |  | 0.069844 |  | 0.11766 |  | -7.2712e-05 |  | 2.6764e-06 |  | 2.1846e-06 |  | 2.1353e-05 |  | 0.00010634 |  | 0.045598 |  | 1.2492e-05 |  | 5.7674e-06 |  | 0.00050081 |  | 0.019856
| 0 |  | 0.00044272 |  | 0.00011176 |  | 7.0468e-05 |  | 0.00026519 |  | 0.0002373 |  | 6.1447e-07 |  | -0.00015127 |  | 0.070653 |  | 0.12158 |  | 0.00011091 |  | 2.6654e-06 |  | 2.1846e-06 |  | 5.6699e-06 |  | 0.00013417 |  | 0.046186 |  | -0.00012426 |  | 5.7671e-06 |  | 0.00049751 |  | 0.019871
| 0 |  | 0.00044452 |  | 0.00011177 |  | 0.00013915 |  | 0.00028713 |  | 0.00024059 |  | 5.7786e-07 |  | -0.00017066 |  | 0.071538 |  | 0.12074 |  | 0.00011465 |  | 2.6572e-06 |  | 2.0097e-06 |  | 5.0741e-05 |  | -9.648e-05 |  | 0.046996 |  | 5.6365e-05 |  | 5.7678e-06 |  | 0.00049422 |  | 0.019914
| 8.0983e-05 |  | 0.00044899 |  | 0.00010494 |  | 0.000203 |  | 0.0002159 |  | 0.00024689 |  | 5.9486e-07 |  | -8.9041e-05 |  | 0.071875 |  | 0.11373 |  | 6.6752e-05 |  | 2.6729e-06 |  | 1.8469e-06 |  | 4.648e-05 |  | -9.0576e-05 |  | 0.047246 |  | 0.00021547 |  | 5.7674e-06 |  | 0.00049587 |  | 0.020001
| 8.0976e-05 |  | 0.00044699 |  | 0.00010493 |  | 0.00019769 |  | 0.00020302 |  | 0.00024752 |  | 5.9949e-07 |  | -0.00012024 |  | 0.071874 |  | 0.11663 |  | -0.00017322 |  | 2.6397e-06 |  | 2.047e-06 |  | 2.3055e-05 |  | 7.9671e-06 |  | 0.04724 |  | -1.6643e-05 |  | 5.7678e-06 |  | 0.00049758 |  | 0.020137
| 0.0001249 |  | 0.00044762 |  | 9.8092e-05 |  | 0.00020014 |  | 0.0002347 |  | 0.0002179 |  | 5.8712e-07 |  | -7.3694e-05 |  | 0.072492 |  | 0.11474 |  | -0.00019565 |  | 2.5832e-06 |  | 2.3472e-06 |  | -9.1547e-06 |  | 6.7902e-05 |  | 0.047651 |  | -0.00026786 |  | 5.7681e-06 |  | 0.0004959 |  | 0.020258
| 0.0001249 |  | 0.00044899 |  | 9.8092e-05 |  | 0.00013697 |  | 0.00021335 |  | 0.00022606 |  | 5.6423e-07 |  | 7.4201e-05 |  | 0.072749 |  | 0.10803 |  | 6.3176e-05 |  | 2.5962e-06 |  | 2.4093e-06 |  | -7.8057e-06 |  | 3.6667e-05 |  | 0.0483 |  | -0.00013977 |  | 5.7681e-06 |  | 0.00050252 |  | 0.020297
| 4.9529e-06 |  | 0.00043027 |  | 0.00010666 |  | 6.3695e-05 |  | 0.00015207 |  | 0.00022474 |  | 5.5377e-07 |  | 0.00012024 |  | 0.073573 |  | 0.11149 |  | -8.3495e-05 |  | 2.6672e-06 |  | 2.1722e-06 |  | 2.2408e-05 |  | -0.00011037 |  | 0.048911 |  | 6.9374e-06 |  | 4.1211e-06 |  | 0.00050667 |  | 0.02024
| 4.9529e-06 |  | 0.0004134 |  | 0.00010666 |  | 7.569e-05 |  | 0.0001615 |  | 0.00021238 |  | 5.6031e-07 |  | 3.4908e-05 |  | 0.075181 |  | 0.10998 |  | -0.00025173 |  | 2.8183e-06 |  | 1.7665e-06 |  | 9.7751e-06 |  | -0.00015511 |  | 0.049276 |  | -5.0512e-05 |  | 4.1211e-06 |  | 0.00050255 |  | 0.02016
| 4.3895e-05 |  | 0.00043162 |  | 5.8176e-05 |  | 7.2755e-05 |  | 0.00017983 |  | 0.00021782 |  | 5.7736e-07 |  | -5.9361e-05 |  | 0.076653 |  | 0.10319 |  | -0.00020145 |  | 2.8855e-06 |  | 1.5852e-06 |  | 1.8623e-05 |  | -5.663e-05 |  | 0.049704 |  | -0.0001483 |  | 4.1211e-06 |  | 0.00049596 |  | 0.020127
| 4.3899e-05 |  | 0.00041528 |  | 5.8181e-05 |  | 0.00011004 |  | 0.00017535 |  | 0.00021489 |  | 6.4863e-07 |  | 6.9815e-05 |  | 0.077608 |  | 0.10732 |  | -3.4892e-05 |  | 2.7297e-06 |  | 1.6602e-06 |  | 4.776e-05 |  | 3.1019e-05 |  | 0.050123 |  | -0.00016769 |  | 4.1213e-06 |  | 0.00049269 |  | 0.020196
| 6.5596e-05 |  | 0.00042461 |  | 0.00014545 |  | 0.00010542 |  | 0.00016284 |  | 0.00022458 |  | 7.0296e-07 |  | 0.00015127 |  | 0.078154 |  | 0.10555 |  | -1.2455e-06 |  | 2.5118e-06 |  | 1.9168e-06 |  | 6.2119e-05 |  | -0.00010597 |  | 0.050544 |  | -0.00023885 |  | 4.1216e-06 |  | 0.00049602 |  | 0.020366
| 6.5596e-05 |  | 0.00044884 |  | 0.00014545 |  | 8.897e-05 |  | 0.00012732 |  | 0.00022227 |  | 8.0693e-07 |  | -7.4196e-05 |  | 0.078954 |  | 0.097977 |  | 0.00010967 |  | 2.3922e-06 |  | 2.2847e-06 |  | 2.4707e-05 |  | -7.3339e-05 |  | 0.051619 |  | -0.00020203 |  | 4.1216e-06 |  | 0.00049849 |  | 0.020584
| 7.2447e-05 |  | 0.00043604 |  | 0.00010268 |  | 0.00013499 |  | 0.00017155 |  | 0.00019706 |  | 8.5729e-07 |  | -0.00037623 |  | 0.079594 |  | 0.10098 |  | 0.00018195 |  | 2.4831e-06 |  | 2.3969e-06 |  | 2.4396e-05 |  | 2.7836e-06 |  | 0.052616 |  | -2.7963e-05 |  | 2.473e-06 |  | 0.00050508 |  | 0.02073
| 7.2447e-05 |  | 0.00041864 |  | 0.00010268 |  | 0.00010794 |  | 0.00020792 |  | 0.00020622 |  | 9.1753e-07 |  | -0.00045381 |  | 0.080707 |  | 0.098979 |  | -0.0005396 |  | 2.6009e-06 |  | 2.2849e-06 |  | -1.0157e-05 |  | -3.8244e-06 |  | 0.052808 |  | 7.9359e-05 |  | 2.4731e-06 |  | 0.00051582 |  | 0.020751
| 4.5953e-05 |  | 0.00043114 |  | 3.2642e-05 |  | 9.911e-05 |  | 0.00018756 |  | 0.00022292 |  | 9.2668e-07 |  | -0.00023744 |  | 0.081521 |  | 0.093613 |  | -0.00077004 |  | 2.6249e-06 |  | 2.0599e-06 |  | -2.6107e-05 |  | -2.5667e-05 |  | 0.05255 |  | 6.9657e-05 |  | 7.4183e-06 |  | 0.00052077 |  | 0.020714
| 4.5957e-05 |  | 0.00045866 |  | 3.2645e-05 |  | 0.00012376 |  | 0.0001738 |  | 0.00022256 |  | 8.8425e-07 |  | -0.00013575 |  | 0.082435 |  | 0.097028 |  | -0.00054708 |  | 2.5964e-06 |  | 1.9479e-06 |  | 3.7353e-05 |  | -0.00013045 |  | 0.053207 |  | 0.00012014 |  | 7.4187e-06 |  | 0.00052492 |  | 0.020702
| 2.7505e-05 |  | 0.00044435 |  | 7.987e-05 |  | 0.00011108 |  | 0.00019985 |  | 0.00021646 |  | 8.3258e-07 |  | 0.00015515 |  | 0.083222 |  | 0.094826 |  | -1.2455e-06 |  | 2.5485e-06 |  | 2.0729e-06 |  | 3.8882e-05 |  | 1.4136e-05 |  | 0.053504 |  | 0.00025108 |  | 8.2442e-07 |  | 0.00052986 |  | 0.020728
| 2.7505e-05 |  | 0.00043271 |  | 7.987e-05 |  | 0.00011138 |  | 0.00018794 |  | 0.00022314 |  | 7.8549e-07 |  | 0.00015211 |  | 0.084307 |  | 0.08804 |  | 0.00028847 |  | 2.476e-06 |  | 2.1229e-06 |  | 7.3377e-06 |  | -4.1649e-05 |  | 0.054474 |  | 0.00020699 |  | 8.2447e-07 |  | 0.00053319 |  | 0.020795
| 1.3156e-05 |  | 0.00042955 |  | 6.6184e-05 |  | 0.00013222 |  | 0.00016757 |  | 0.00022437 |  | 7.9007e-07 |  | -0.00028314 |  | 0.085759 |  | 0.090324 |  | 0.00013708 |  | 2.4446e-06 |  | 2.0479e-06 |  | 2.1754e-05 |  | -0.00021387 |  | 0.056331 |  | 3.4479e-05 |  | 4.1223e-06 |  | 0.0005266 |  | 0.020879
| 1.3156e-05 |  | 0.00041258 |  | 6.6184e-05 |  | 0.00016946 |  | 0.00022528 |  | 0.0002239 |  | 7.6593e-07 |  | -0.00042277 |  | 0.086503 |  | 0.089243 |  | -8.7231e-06 |  | 2.5508e-06 |  | 1.9602e-06 |  | 1.0059e-05 |  | -8.2986e-05 |  | 0.056891 |  | -4.1495e-05 |  | 4.1226e-06 |  | 0.00051674 |  | 0.020943
| 1.1106e-05 |  | 0.00041108 |  | 6.5043e-05 |  | 0.00014941 |  | 0.00022643 |  | 0.00022447 |  | 7.3722e-07 |  | -0.00012614 |  | 0.086614 |  | 0.083591 |  | -0.00018714 |  | 2.6967e-06 |  | 1.9482e-06 |  | 7.9624e-06 |  | 3.2918e-05 |  | 0.057122 |  | 6.5906e-06 |  | 2.4736e-06 |  | 0.00051592 |  | 0.021004
| 1.1107e-05 |  | 0.00042118 |  | 6.5048e-05 |  | 0.00013075 |  | 0.00015709 |  | 0.00021806 |  | 7.902e-07 |  | 1.1636e-05 |  | 0.087192 |  | 0.085396 |  | -6.1063e-05 |  | 2.8006e-06 |  | 2.1733e-06 |  | 4.7439e-05 |  | 5.2972e-05 |  | 0.057256 |  | 0.00012288 |  | 2.4737e-06 |  | 0.00051839 |  | 0.021086
| 0 |  | 0.00043994 |  | 4.1556e-05 |  | 0.00012869 |  | 0.0001922 |  | 0.0002175 |  | 8.7197e-07 |  | -0.00013187 |  | 0.088854 |  | 0.084638 |  | 0.0001483 |  | 2.7514e-06 |  | 2.3978e-06 |  | 3.1913e-05 |  | 5.3165e-05 |  | 0.057701 |  | 5.713e-05 |  | 5.7709e-06 |  | 0.00052089 |  | 0.021175
| 0 |  | 0.00044567 |  | 4.1556e-05 |  | 0.00012262 |  | 0.00019421 |  | 0.00021973 |  | 9.714e-07 |  | 5.4301e-05 |  | 0.090732 |  | 0.083247 |  | -1.6193e-05 |  | 2.7014e-06 |  | 2.51e-06 |  | 3.6425e-05 |  | 4.6541e-05 |  | 0.058302 |  | -0.00018511 |  | 5.7709e-06 |  | 0.00051928 |  | 0.021211
| 3.469e-05 |  | 0.00044172 |  | 7.2473e-05 |  | 0.00017635 |  | 0.00014552 |  | 0.00022879 |  | 9.898e-07 |  | -0.0001484 |  | 0.092437 |  | 0.077046 |  | -0.00019071 |  | 2.7003e-06 |  | 2.398e-06 |  | 2.3755e-05 |  | 3.6451e-05 |  | 0.058959 |  | -0.00019867 |  | 4.1231e-06 |  | 0.00052093 |  | 0.021246
| 3.469e-05 |  | 0.000383 |  | 7.2473e-05 |  | 0.0001738 |  | 0.00017692 |  | 0.00022281 |  | 9.8522e-07 |  | -0.00029865 |  | 0.093082 |  | 0.079111 |  | -0.00016574 |  | 2.6558e-06 |  | 2.1735e-06 |  | 1.0978e-06 |  | -5.1361e-06 |  | 0.059775 |  | -2.009e-08 |  | 4.1233e-06 |  | 0.00052917 |  | 0.02131
| 3.5718e-05 |  | 0.00036391 |  | 7.9898e-05 |  | 9.1724e-05 |  | 0.00020412 |  | 0.0002148 |  | 9.624e-07 |  | 0.00019394 |  | 0.093741 |  | 0.077703 |  | -0.000162 |  | 2.6096e-06 |  | 2.0736e-06 |  | 3.5252e-05 |  | 3.5099e-05 |  | 0.060632 |  | 0.00013145 |  | 5.7716e-06 |  | 0.00053827 |  | 0.021429
| 3.5715e-05 |  | 0.00040294 |  | 7.9891e-05 |  | 9.8042e-05 |  | 0.00019742 |  | 0.00020938 |  | 9.0025e-07 |  | 0.00022261 |  | 0.095212 |  | 0.072404 |  | -0.00015139 |  | 2.5781e-06 |  | 2.1608e-06 |  | 4.1232e-05 |  | 0.00012284 |  | 0.061179 |  | -7.8961e-06 |  | 5.7716e-06 |  | 0.00054321 |  | 0.021555
| 8.39e-05 |  | 0.00041457 |  | 9.4744e-05 |  | 0.00010221 |  | 0.00020762 |  | 0.00020268 |  | 8.6099e-07 |  | 2.7152e-05 |  | 0.096251 |  | 0.074358 |  | -0.00012088 |  | 2.5979e-06 |  | 2.3481e-06 |  | 4.6853e-05 |  | 7.6946e-05 |  | 0.061775 |  | -0.00021058 |  | 2.4742e-06 |  | 0.00054242 |  | 0.021689
| 8.3893e-05 |  | 0.00043145 |  | 9.4736e-05 |  | 4.4257e-05 |  | 0.00021904 |  | 0.00022176 |  | 9.4417e-07 |  | 0.00012412 |  | 0.09707 |  | 0.071981 |  | -0.00013583 |  | 2.6283e-06 |  | 2.4484e-06 |  | 2.6878e-05 |  | -3.3705e-05 |  | 0.062567 |  | -0.00028314 |  | 2.4742e-06 |  | 0.00054077 |  | 0.021778
| 9.6457e-05 |  | 0.0004355 |  | 5.2453e-05 |  | 6.6276e-05 |  | 0.00021338 |  | 0.00022873 |  | 1.0659e-06 |  | 0.00016324 |  | 0.098989 |  | 0.066839 |  | 0.0001347 |  | 2.6406e-06 |  | 2.3733e-06 |  | 3.1365e-06 |  | -9.5792e-05 |  | 0.062809 |  | -0.0002573 |  | 5.7723e-06 |  | 0.00054328 |  | 0.021794
| 9.6457e-05 |  | 0.00042444 |  | 5.2453e-05 |  | 0.00011634 |  | 0.00017225 |  | 0.00020589 |  | 1.1699e-06 |  | -8.5338e-05 |  | 0.10016 |  | 0.068534 |  | 0.00046234 |  | 2.7377e-06 |  | 2.1982e-06 |  | 3.2194e-05 |  | -0.00012249 |  | 0.062865 |  | -0.00010726 |  | 5.7723e-06 |  | 0.00054493 |  | 0.0218
| 4.8032e-05 |  | 0.00042272 |  | 7.0208e-05 |  | 0.00010213 |  | 0.00012915 |  | 0.00019541 |  | 1.1523e-06 |  | 5.8174e-05 |  | 0.10024 |  | 0.066646 |  | 0.00052216 |  | 2.8255e-06 |  | 2.0862e-06 |  | 1.3669e-05 |  | -8.1933e-05 |  | 0.063578 |  | 0.00010461 |  | 4.1241e-06 |  | 0.00053837 |  | 0.021847
| 4.8032e-05 |  | 0.00042816 |  | 7.0208e-05 |  | 0.00010503 |  | 0.0001543 |  | 0.00020078 |  | 1.1479e-06 |  | 0.00034132 |  | 0.10027 |  | 0.065332 |  | 0.00043243 |  | 2.7512e-06 |  | 2.0363e-06 |  | -2.6205e-06 |  | -4.2607e-05 |  | 0.064396 |  | 7.6884e-05 |  | 4.1241e-06 |  | 0.00053589 |  | 0.02198
| 3.1622e-05 |  | 0.00041965 |  | 6.3359e-05 |  | 0.00012941 |  | 0.00019174 |  | 0.00019685 |  | 1.1608e-06 |  | 5.565e-05 |  | 0.10044 |  | 0.060273 |  | -2.6223e-05 |  | 2.597e-06 |  | 2.1112e-06 |  | 1.8263e-05 |  | 2.1881e-05 |  | 0.065364 |  | -1.4368e-05 |  | 4.1243e-06 |  | 0.00054166 |  | 0.022144
| 3.1622e-05 |  | 0.00040102 |  | 6.3359e-05 |  | 0.00014854 |  | 0.00022753 |  | 0.00019366 |  | 1.1688e-06 |  | 7.7573e-06 |  | 0.10151 |  | 0.060605 |  | -1.2461e-05 |  | 2.5042e-06 |  | 2.2365e-06 |  | 2.1347e-05 |  | 3.7542e-05 |  | 0.066406 |  | -3.8904e-05 |  | 4.1243e-06 |  | 0.00054582 |  | 0.022322
| 8.5057e-05 |  | 0.00040398 |  | 6.6219e-05 |  | 0.00016179 |  | 0.00025928 |  | 0.00020527 |  | 1.1642e-06 |  | -2.7151e-05 |  | 0.10257 |  | 0.059573 |  | 0.00022681 |  | 2.5644e-06 |  | 2.2737e-06 |  | 1.4113e-05 |  | 2.028e-05 |  | 0.066763 |  | 0.00012034 |  | 4.1246e-06 |  | 0.00054503 |  | 0.022417
| 8.5064e-05 |  | 0.00039899 |  | 6.6224e-05 |  | 0.00017598 |  | 0.00021637 |  | 0.00021272 |  | 1.1244e-06 |  | -0.00011872 |  | 0.10305 |  | 0.055424 |  | 3.8144e-05 |  | 2.5715e-06 |  | 2.0179e-06 |  | -3.5134e-05 |  | 0.00011886 |  | 0.067236 |  | 0.00012136 |  | 4.1246e-06 |  | 0.00054173 |  | 0.022441
| 5.6241e-05 |  | 0.00039429 |  | 5.4442e-05 |  | 0.00018208 |  | 0.00016312 |  | 0.00020943 |  | 1.0884e-06 |  | -0.00011248 |  | 0.1037 |  | 0.056023 |  | -0.00031903 |  | 2.5112e-06 |  | 1.7247e-06 |  | -1.0027e-05 |  | 0.00015891 |  | 0.06751 |  | -0.0001593 |  | 4.1246e-06 |  | 0.00054008 |  | 0.02244
| 5.6246e-05 |  | 0.00039614 |  | 5.4447e-05 |  | 0.0001386 |  | 0.00019478 |  | 0.00019422 |  | 1.0505e-06 |  | -9.6967e-05 |  | 0.10387 |  | 0.054876 |  | -0.00040502 |  | 2.5381e-06 |  | 1.762e-06 |  | 4.904e-05 |  | 0.00015516 |  | 0.068232 |  | -0.00022677 |  | 4.1248e-06 |  | 0.00053599 |  | 0.022469
| 2.8553e-05 |  | 0.0003852 |  | 8.7926e-05 |  | 0.00011928 |  | 0.00020159 |  | 0.00018562 |  | 1.0485e-06 |  | -0.00025987 |  | 0.10361 |  | 0.053188 |  | -0.00023304 |  | 2.6105e-06 |  | 2.0801e-06 |  | 2.1342e-05 |  | 0.0001311 |  | 0.06924 |  | -9.9385e-06 |  | 5.7741e-06 |  | 0.00052609 |  | 0.022552
| 2.8551e-05 |  | 0.00039598 |  | 8.7919e-05 |  | 6.3443e-05 |  | 0.00017456 |  | 0.00019566 |  | 1.082e-06 |  | -0.00030052 |  | 0.1038 |  | 0.049344 |  | -0.00014066 |  | 2.7067e-06 |  | 2.4366e-06 |  | 4.2724e-05 |  | 5.1016e-05 |  | 0.070163 |  | 0.00010031 |  | 5.7737e-06 |  | 0.00052778 |  | 0.022669
| 0 |  | 0.00038273 |  | 7.822e-05 |  | 7.5462e-05 |  | 0.00021537 |  | 0.00020123 |  | 1.1173e-06 |  | 3.4908e-05 |  | 0.10415 |  | 0.050806 |  | 9.9702e-06 |  | 2.7304e-06 |  | 2.4743e-06 |  | 5.5195e-05 |  | 4.6441e-05 |  | 0.071142 |  | 5.0663e-05 |  | 5.7744e-06 |  | 0.0005385 |  | 0.022778
| 0 |  | 0.0003771 |  | 7.8227e-05 |  | 0.00012116 |  | 0.00017094 |  | 0.00019524 |  | 1.1521e-06 |  | -3.1029e-05 |  | 0.10452 |  | 0.049615 |  | 0.00023055 |  | 2.7546e-06 |  | 2.3622e-06 |  | 2.7353e-05 |  | -5.403e-05 |  | 0.071294 |  | -2.5552e-05 |  | 5.7744e-06 |  | 0.00055502 |  | 0.022873
| 6.2239e-05 |  | 0.00038669 |  | 9.5928e-05 |  | 9.8799e-05 |  | 0.00013353 |  | 0.00019319 |  | 1.1508e-06 |  | -0.0004081 |  | 0.10417 |  | 0.045669 |  | 0.00015258 |  | 2.7601e-06 |  | 2.2621e-06 |  | -1.7995e-05 |  | -0.00013717 |  | 0.071736 |  | -0.00015995 |  | 5.7744e-06 |  | 0.00056574 |  | 0.022973
| 6.2239e-05 |  | 0.0003717 |  | 9.5928e-05 |  | 6.4924e-05 |  | 0.00016828 |  | 0.00019269 |  | 1.2307e-06 |  | -0.00019781 |  | 0.10363 |  | 0.045928 |  | -0.00015079 |  | 2.685e-06 |  | 2.2372e-06 |  | -1.6155e-05 |  | -0.0001528 |  | 0.072588 |  | -2.4531e-06 |  | 5.7748e-06 |  | 0.00056739 |  | 0.023054
| 2.9582e-05 |  | 0.00038385 |  | 5.9384e-05 |  | 4.7592e-05 |  | 0.00017961 |  | 0.00019759 |  | 1.3126e-06 |  | 5.818e-05 |  | 0.10363 |  | 0.045309 |  | -0.00010593 |  | 2.6036e-06 |  | 2.3123e-06 |  | 2.0699e-05 |  | -5.5554e-05 |  | 0.073705 |  | 0.00013869 |  | 2.4754e-06 |  | 0.00056908 |  | 0.023105
| 2.9584e-05 |  | 0.00040749 |  | 5.9389e-05 |  | 0.00011968 |  | 0.00018947 |  | 0.00020566 |  | 1.3702e-06 |  | -1.1636e-05 |  | 0.10465 |  | 0.044187 |  | -0.00013584 |  | 2.5612e-06 |  | 2.225e-06 |  | 1.9129e-05 |  | 0.00016001 |  | 0.074629 |  | -2.5782e-05 |  | 2.4755e-06 |  | 0.00057241 |  | 0.02314
| 7.4808e-05 |  | 0.0004003 |  | 3.7628e-05 |  | 0.00016613 |  | 0.00019968 |  | 0.00019383 |  | 1.3461e-06 |  | 0.00015211 |  | 0.10544 |  | 0.040749 |  | -1.5502e-05 |  | 2.6059e-06 |  | 2.0628e-06 |  | 1.6955e-05 |  | 0.00021649 |  | 0.075176 |  | -0.00017356 |  | 5.7751e-06 |  | 0.00057076 |  | 0.023243
| 7.4814e-05 |  | 0.00037765 |  | 3.7631e-05 |  | 0.00012931 |  | 0.00023434 |  | 0.00018186 |  | 1.3487e-06 |  | -0.00012023 |  | 0.10569 |  | 0.041681 |  | 0.00013708 |  | 2.7031e-06 |  | 2.0628e-06 |  | 4.653e-06 |  | 0.00012041 |  | 0.07599 |  | -0.00015519 |  | 5.7751e-06 |  | 0.00056169 |  | 0.023418
| 1.4195e-05 |  | 0.00037029 |  | 0.00014163 |  | 9.7039e-05 |  | 0.00024117 |  | 0.00019438 |  | 1.375e-06 |  | -0.00031416 |  | 0.10606 |  | 0.040291 |  | -0.00010593 |  | 2.7608e-06 |  | 2.1753e-06 |  | 5.1099e-06 |  | -5.5178e-06 |  | 0.076912 |  | 4.6675e-05 |  | 4.1261e-06 |  | 0.00055925 |  | 0.023588
| 1.4195e-05 |  | 0.00037861 |  | 0.00014163 |  | 6.4907e-05 |  | 0.00017144 |  | 0.00018558 |  | 1.392e-06 |  | -0.0002226 |  | 0.10579 |  | 0.035847 |  | -0.00011562 |  | 2.8293e-06 |  | 2.4379e-06 |  | 3.6911e-05 |  | 4.4499e-06 |  | 0.077716 |  | 3.0088e-05 |  | 4.1263e-06 |  | 0.00056997 |  | 0.023698
| 0 |  | 0.00037952 |  | 0.00010281 |  | 7.8261e-05 |  | 0.00014423 |  | 0.0001784 |  | 1.3828e-06 |  | -0.00036072 |  | 0.10553 |  | 0.036085 |  | -7.9755e-05 |  | 2.8464e-06 |  | 2.5881e-06 |  | -2.0956e-05 |  | -1.1124e-05 |  | 0.078264 |  | -9.3521e-05 |  | 5.7758e-06 |  | 0.00058073 |  | 0.023769
| 0 |  | 0.00035672 |  | 0.00010281 |  | 0.0001153 |  | 0.00016854 |  | 0.00018401 |  | 1.2702e-06 |  | -0.00025987 |  | 0.10537 |  | 0.035573 |  | -0.00023677 |  | 2.8306e-06 |  | 2.4751e-06 |  | -4.0594e-05 |  | -9.1114e-05 |  | 0.079024 |  | -8.5594e-05 |  | 5.7758e-06 |  | 0.00057908 |  | 0.023848
| 3.6773e-05 |  | 0.00036405 |  | 5.94e-05 |  | 0.00010649 |  | 0.00016628 |  | 0.00017277 |  | 1.1675e-06 |  | 0.00013187 |  | 0.10546 |  | 0.034607 |  | -0.00026294 |  | 2.7973e-06 |  | 2.2128e-06 |  | 3.2908e-05 |  | -0.00013911 |  | 0.079684 |  | -3.6451e-05 |  | 2.476e-06 |  | 0.00057087 |  | 0.023939
| 3.6776e-05 |  | 0.00038973 |  | 5.9405e-05 |  | 6.6997e-05 |  | 0.00021209 |  | 0.00016788 |  | 1.1342e-06 |  | 0.00012242 |  | 0.10612 |  | 0.031927 |  | -0.00025867 |  | 2.8051e-06 |  | 1.9131e-06 |  | 4.1377e-05 |  | -7.653e-05 |  | 0.079993 |  | 2.8404e-05 |  | 2.476e-06 |  | 0.00057252 |  | 0.024022
| 7.8826e-05 |  | 0.0003924 |  | 6.4546e-05 |  | 8.3729e-05 |  | 0.00023931 |  | 0.00018017 |  | 1.2042e-06 |  | -0.00017066 |  | 0.10639 |  | 0.031333 |  | -0.00026669 |  | 2.8446e-06 |  | 1.8751e-06 |  | 1.5462e-05 |  | 5.0954e-05 |  | 0.080539 |  | 2.7414e-05 |  | 5.7765e-06 |  | 0.0005841 |  | 0.02412
| 7.8826e-05 |  | 0.00037912 |  | 6.4546e-05 |  | 0.00014192 |  | 0.00018441 |  | 0.00018586 |  | 1.256e-06 |  | -0.00014351 |  | 0.10637 |  | 0.030237 |  | -0.00026295 |  | 2.9277e-06 |  | 1.9876e-06 |  | 2.3128e-05 |  | 5.9072e-05 |  | 0.081909 |  | 1.8218e-05 |  | 5.7769e-06 |  | 0.00059235 |  | 0.024279
| 3.7806e-05 |  | 0.0003659 |  | 0.00011082 |  | 0.00010909 |  | 0.00014358 |  | 0.0001723 |  | 1.2378e-06 |  | 3.1029e-05 |  | 0.10572 |  | 0.029045 |  | -0.00021809 |  | 2.9745e-06 |  | 2.138e-06 |  | 1.7119e-06 |  | 4.9133e-05 |  | 0.083007 |  | -6.5098e-05 |  | 7.4273e-06 |  | 0.00059317 |  | 0.024436
| 3.7806e-05 |  | 0.00038655 |  | 0.00011082 |  | 8.9672e-05 |  | 0.00011371 |  | 0.0001799 |  | 1.285e-06 |  | 2.597e-05 |  | 0.10507 |  | 0.027293 |  | -0.00012993 |  | 2.9313e-06 |  | 2.138e-06 |  | 1.7088e-06 |  | 0.00015385 |  | 0.083796 |  | -2.1505e-06 |  | 7.4277e-06 |  | 0.00058744 |  | 0.02452
| 7.6554e-05 |  | 0.00041032 |  | 6.5128e-05 |  | 9.4591e-05 |  | 0.00017952 |  | 0.00017886 |  | 1.3498e-06 |  | -0.00020557 |  | 0.10544 |  | 0.026717 |  | -0.00015079 |  | 2.8437e-06 |  | 1.9878e-06 |  | 3.3567e-05 |  | 0.00013569 |  | 0.084861 |  | 9.7155e-05 |  | 5.7772e-06 |  | 0.00058579 |  | 0.024578
| 7.6554e-05 |  | 0.00039957 |  | 6.5128e-05 |  | 0.00015786 |  | 0.00021799 |  | 0.00016592 |  | 1.3577e-06 |  | -0.0002366 |  | 0.10604 |  | 0.024924 |  | -0.00024799 |  | 2.7341e-06 |  | 1.9505e-06 |  | 7.913e-06 |  | 3.6105e-05 |  | 0.085627 |  | -1.6616e-05 |  | 5.7772e-06 |  | 0.0005916 |  | 0.024645
| 4.7047e-05 |  | 0.00038377 |  | 7.9411e-05 |  | 0.00016124 |  | 0.00015559 |  | 0.00017631 |  | 1.3008e-06 |  | -0.00014739 |  | 0.10601 |  | 0.024304 |  | -0.000405 |  | 2.7104e-06 |  | 2.0637e-06 |  | 1.0372e-05 |  | 3.4136e-06 |  | 0.086526 |  | -0.00012303 |  | 2.4766e-06 |  | 0.00060153 |  | 0.024729
| 4.7052e-05 |  | 0.00038962 |  | 7.9418e-05 |  | 6.1975e-05 |  | 0.00015107 |  | 0.0001866 |  | 1.2885e-06 |  | -1.113e-05 |  | 0.10556 |  | 0.022164 |  | -0.0002229 |  | 2.6305e-06 |  | 2.1763e-06 |  | 2.8534e-06 |  | -8.0025e-06 |  | 0.087503 |  | -0.00013921 |  | 2.4766e-06 |  | 0.0006081 |  | 0.024812
| 4.2945e-05 |  | 0.00038384 |  | 2.774e-05 |  | 5.7516e-05 |  | 0.00016925 |  | 0.00018165 |  | 1.3329e-06 |  | 0.00021721 |  | 0.10604 |  | 0.022373 |  | -4.9851e-06 |  | 2.568e-06 |  | 2.1883e-06 |  | -8.5581e-05 |  | -3.7e-05 |  | 0.088022 |  | -0.00010121 |  | 4.1276e-06 |  | 0.00060483 |  | 0.024885
| 4.2945e-05 |  | 0.00037081 |  | 2.774e-05 |  | 7.8491e-05 |  | 0.00016146 |  | 0.00015772 |  | 1.4306e-06 |  | 0.00013964 |  | 0.10691 |  | 0.020703 |  | 0.00011465 |  | 2.5572e-06 |  | 2.0511e-06 |  | -7.943e-05 |  | -9.9949e-05 |  | 0.089189 |  | 5.2261e-05 |  | 4.1278e-06 |  | 0.00059579 |  | 0.024997
| 8.9138e-05 |  | 0.00037214 |  | 6.2283e-05 |  | 5.0235e-05 |  | 0.0001365 |  | 0.00016554 |  | 1.4838e-06 |  | 7.7576e-06 |  | 0.10628 |  | 0.019537 |  | 3.9878e-05 |  | 2.6184e-06 |  | 1.901e-06 |  | -3.2642e-06 |  | -5.2386e-05 |  | 0.090154 |  | -4.0483e-05 |  | 5.7783e-06 |  | 0.00059249 |  | 0.025168
| 8.9138e-05 |  | 0.00038665 |  | 6.2283e-05 |  | 4.1636e-05 |  | 0.00014476 |  | 0.00019569 |  | 1.5374e-06 |  | 8.9041e-05 |  | 0.1052 |  | 0.01841 |  | -0.00021575 |  | 2.712e-06 |  | 1.9258e-06 |  | -3.264e-05 |  | 4.1372e-05 |  | 0.090692 |  | -0.00014488 |  | 5.7783e-06 |  | 0.00059583 |  | 0.025366
| 3.3709e-05 |  | 0.00040364 |  | 7.8282e-05 |  | 7.7464e-05 |  | 0.00018108 |  | 0.00018284 |  | 1.5408e-06 |  | 7.7573e-05 |  | 0.10564 |  | 0.017988 |  | -0.00015453 |  | 2.7403e-06 |  | 2.1013e-06 |  | -2.3125e-05 |  | 5.8219e-05 |  | 0.091509 |  | -2.3257e-05 |  | 4.1281e-06 |  | 0.00060738 |  | 0.025539
| 3.3712e-05 |  | 0.00037777 |  | 7.8289e-05 |  | 7.1535e-05 |  | 0.00021221 |  | 0.00016901 |  | 1.5481e-06 |  | 0.0001823 |  | 0.10584 |  | 0.016889 |  | 7.7263e-05 |  | 2.7899e-06 |  | 2.289e-06 |  | -2.1389e-06 |  | 2.9714e-05 |  | 0.092364 |  | -5.5932e-05 |  | 4.1283e-06 |  | 0.00061399 |  | 0.025627
| 6.3431e-05 |  | 0.00038373 |  | 6.7431e-05 |  | 7.032e-05 |  | 0.00025649 |  | 0.00017385 |  | 1.5514e-06 |  | 8.5331e-05 |  | 0.10589 |  | 0.015384 |  | -0.00018714 |  | 2.8077e-06 |  | 2.289e-06 |  | 2.875e-05 |  | 5.3364e-05 |  | 0.093307 |  | -7.8946e-05 |  | 4.1283e-06 |  | 0.0006165 |  | 0.025653
| 6.3436e-05 |  | 0.00039227 |  | 6.7437e-05 |  | 8.2591e-05 |  | 0.00022088 |  | 0.00017913 |  | 1.594e-06 |  | 5.4302e-05 |  | 0.10658 |  | 0.015375 |  | -0.00024425 |  | 2.7974e-06 |  | 2.3263e-06 |  | 5.388e-05 |  | 9.5247e-05 |  | 0.09454 |  | -2.8309e-05 |  | 4.1286e-06 |  | 0.00061815 |  | 0.025677
| 2.9608e-05 |  | 0.00037711 |  | 8.1153e-05 |  | 9.918e-05 |  | 0.00021521 |  | 0.0001787 |  | 1.6333e-06 |  | 0.00010472 |  | 0.1072 |  | 0.015148 |  | -4.9848e-05 |  | 2.7515e-06 |  | 2.3886e-06 |  | 4.411e-05 |  | 5.8516e-05 |  | 0.095817 |  | -0.00017487 |  | 5.779e-06 |  | 0.00062066 |  | 0.025744
| 2.9608e-05 |  | 0.00039033 |  | 8.1153e-05 |  | 9.4472e-05 |  | 0.00024905 |  | 0.00017045 |  | 1.6229e-06 |  | 0.00029478 |  | 0.10707 |  | 0.014498 |  | 6.6047e-05 |  | 2.723e-06 |  | 2.4139e-06 |  | 3.9092e-05 |  | -9.4783e-06 |  | 0.096743 |  | -0.00023391 |  | 5.779e-06 |  | 0.00062727 |  | 0.025864
| 7.0872e-05 |  | 0.00038602 |  | 4.8563e-05 |  | 6.0112e-05 |  | 0.00017299 |  | 0.00017553 |  | 1.5713e-06 |  | 0.00024048 |  | 0.10645 |  | 0.013555 |  | 0.0001483 |  | 2.741e-06 |  | 2.3768e-06 |  | 3.8386e-05 |  | 2.261e-07 |  | 0.097774 |  | -1.6922e-05 |  | 4.1288e-06 |  | 0.00063473 |  | 0.026018
| 7.0872e-05 |  | 0.00037725 |  | 4.8563e-05 |  | 9.4823e-05 |  | 0.00015813 |  | 0.00017331 |  | 1.4978e-06 |  | -0.00031536 |  | 0.10649 |  | 0.011961 |  | 2.3842e-06 |  | 2.7373e-06 |  | 2.2391e-06 |  | 7.0909e-05 |  | 4.9934e-05 |  | 0.099152 |  | 7.9012e-05 |  | 4.1291e-06 |  | 0.00063968 |  | 0.026189
| 5.631e-05 |  | 0.00037438 |  | 0.00012174 |  | 7.8209e-05 |  | 0.00016496 |  | 0.00014724 |  | 1.4763e-06 |  | -0.00010861 |  | 0.10644 |  | 0.011721 |  | 0.00016326 |  | 2.7163e-06 |  | 2.152e-06 |  | 8.2117e-05 |  | 1.525e-05 |  | 0.10022 |  | -4.4356e-05 |  | 5.7797e-06 |  | 0.00063807 |  | 0.026388
| 5.6315e-05 |  | 0.00036233 |  | 0.00012175 |  | 2.4922e-05 |  | 0.00013589 |  | 0.00014522 |  | 1.4509e-06 |  | 6.593e-05 |  | 0.10656 |  | 0.010752 |  | 0.0001969 |  | 2.7296e-06 |  | 2.1399e-06 |  | 5.7163e-05 |  | -6.9364e-05 |  | 0.1008 |  | -0.00024803 |  | 5.7797e-06 |  | 0.00063395 |  | 0.026585
| 2.1396e-05 |  | 0.00035303 |  | 0.00010403 |  | 4.589e-05 |  | 0.00018019 |  | 0.00016125 |  | 1.4469e-06 |  | -6.9817e-05 |  | 0.10696 |  | 0.0097791 |  | 0.00017447 |  | 2.7645e-06 |  | 2.1901e-06 |  | 5.9088e-05 |  | -7.8301e-05 |  | 0.10161 |  | -0.00010195 |  | 4.1293e-06 |  | 0.00062899 |  | 0.026734
| 2.1398e-05 |  | 0.00035176 |  | 0.00010404 |  | 7.3615e-05 |  | 0.00017016 |  | 0.00015639 |  | 1.5354e-06 |  | 1.8549e-05 |  | 0.10697 |  | 0.0088638 |  | 9.5364e-05 |  | 2.7358e-06 |  | 2.2151e-06 |  | 2.0102e-05 |  | -5.0518e-05 |  | 0.10249 |  | 8.8019e-05 |  | 4.1296e-06 |  | 0.0006216 |  | 0.02683
| 5.7165e-05 |  | 0.00037025 |  | 8.3461e-05 |  | 0.0001414 |  | 0.00017017 |  | 0.00016917 |  | 1.6278e-06 |  | 0.000128 |  | 0.10738 |  | 0.0086356 |  | -3.8632e-05 |  | 2.6686e-06 |  | 2.1901e-06 |  | 4.0511e-05 |  | 1.4115e-05 |  | 0.10375 |  | -5.5378e-05 |  | 4.1293e-06 |  | 0.0006249 |  | 0.026891
| 5.7165e-05 |  | 0.00039151 |  | 8.3461e-05 |  | 0.00014525 |  | 0.0002173 |  | 0.00018292 |  | 1.7099e-06 |  | 0.00011637 |  | 0.10823 |  | 0.0077817 |  | -2.7416e-05 |  | 2.6449e-06 |  | 2.4029e-06 |  | 3.9701e-05 |  | 0.00010472 |  | 0.10489 |  | -0.0001677 |  | 4.1298e-06 |  | 0.00064145 |  | 0.026992
| 4.8103e-05 |  | 0.00036021 |  | 4.0641e-05 |  | 8.0738e-05 |  | 0.00014178 |  | 0.00017089 |  | 1.6994e-06 |  | 3.8788e-06 |  | 0.10868 |  | 0.0076592 |  | 7.3525e-05 |  | 2.6887e-06 |  | 2.6528e-06 |  | -1.8942e-05 |  | 6.1204e-05 |  | 0.10546 |  | -0.00015594 |  | 2.4778e-06 |  | 0.00065549 |  | 0.027159
| 4.8107e-05 |  | 0.00030051 |  | 4.0645e-05 |  | 8.3309e-05 |  | 0.0001414 |  | 0.00016827 |  | 1.6831e-06 |  | -0.00016324 |  | 0.10906 |  | 0.0068112 |  | 5.6024e-05 |  | 2.6903e-06 |  | 2.6402e-06 |  | 5.1115e-05 |  | 7.2711e-05 |  | 0.106 |  | 3.9628e-05 |  | 2.4781e-06 |  | 0.00066048 |  | 0.027321
| 4.9139e-05 |  | 0.0003077 |  | 6.0606e-05 |  | 0.00011554 |  | 0.00016808 |  | 0.00016813 |  | 1.6772e-06 |  | -0.00020169 |  | 0.1098 |  | 0.0065192 |  | -6.4801e-05 |  | 2.6485e-06 |  | 2.3774e-06 |  | 6.5996e-05 |  | 7.7449e-05 |  | 0.10756 |  | -8.4901e-05 |  | 4.1298e-06 |  | 0.000658 |  | 0.027401
| 4.9139e-05 |  | 0.00032235 |  | 6.0606e-05 |  | 9.6792e-05 |  | 0.00015663 |  | 0.00017168 |  | 1.6831e-06 |  | -7.7576e-06 |  | 0.11018 |  | 0.0061924 |  | 0.00020811 |  | 2.6341e-06 |  | 2.1275e-06 |  | 2.2745e-05 |  | 4.4562e-05 |  | 0.10929 |  | -0.00017415 |  | 4.1301e-06 |  | 0.0006663 |  | 0.027455
| 1.3184e-05 |  | 0.00032191 |  | 5.9462e-05 |  | 4.8857e-05 |  | 0.00017936 |  | 0.00017279 |  | 1.6951e-06 |  | 4.6544e-05 |  | 0.11033 |  | 0.0056504 |  | 8.4734e-05 |  | 2.6618e-06 |  | 2.1405e-06 |  | 3.7646e-05 |  | 0.00016262 |  | 0.11042 |  | 2.9688e-05 |  | 4.1303e-06 |  | 0.00067786 |  | 0.027547
| 1.3184e-05 |  | 0.00035836 |  | 5.9462e-05 |  | 7.0066e-05 |  | 0.00023851 |  | 0.00016053 |  | 1.6544e-06 |  | 0.0002226 |  | 0.11 |  | 0.0050282 |  | -0.00016926 |  | 2.6823e-06 |  | 2.1778e-06 |  | 4.4823e-05 |  | 0.00026338 |  | 0.11123 |  | -4.3436e-05 |  | 4.1303e-06 |  | 0.00067868 |  | 0.027684
| 0 |  | 0.00035558 |  | 2.7762e-05 |  | 8.4472e-05 |  | 0.00023171 |  | 0.00016269 |  | 1.6027e-06 |  | -7.7544e-06 |  | 0.10926 |  | 0.0050452 |  | 0.00015577 |  | 2.6741e-06 |  | 2.1778e-06 |  | 8.9425e-06 |  | 0.00018934 |  | 0.11183 |  | -7.1394e-05 |  | 2.4782e-06 |  | 0.00066634 |  | 0.02783
| 0 |  | 0.0003353 |  | 2.7762e-05 |  | 0.0001242 |  | 0.00014541 |  | 0.00017423 |  | 1.5766e-06 |  | -0.00012023 |  | 0.10908 |  | 0.0046071 |  | 0.00030531 |  | 2.7244e-06 |  | 2.1407e-06 |  | -3.3967e-05 |  | 0.00011632 |  | 0.11287 |  | -3.1818e-05 |  | 2.4784e-06 |  | 0.00066143 |  | 0.027978
| 7.4912e-05 |  | 0.00036765 |  | 5.7757e-05 |  | 0.00015705 |  | 0.00017155 |  | 0.00017695 |  | 1.6015e-06 |  | 0.0001086 |  | 0.1105 |  | 0.0044029 |  | 6.9787e-05 |  | 2.7847e-06 |  | 2.1028e-06 |  | -5.3474e-05 |  | 9.8028e-05 |  | 0.1138 |  | 0.00013501 |  | 5.7821e-06 |  | 0.00067295 |  | 0.028144
| 7.4912e-05 |  | 0.00040349 |  | 5.7757e-05 |  | 0.00012526 |  | 0.00021662 |  | 0.00015103 |  | 1.6107e-06 |  | 0.00017454 |  | 0.11152 |  | 0.0040835 |  | -0.00010966 |  | 2.8477e-06 |  | 2.2904e-06 |  | -6.4989e-06 |  | 0.0001102 |  | 0.11529 |  | -5.2964e-06 |  | 5.7818e-06 |  | 0.00068624 |  | 0.028306
| 7.0909e-05 |  | 0.00038329 |  | 4.6605e-05 |  | 0.00013365 |  | 0.00024277 |  | 0.00014908 |  | 1.5951e-06 |  | 0.00033019 |  | 0.1113 |  | 0.0033591 |  | 0.00012755 |  | 2.8548e-06 |  | 2.5162e-06 |  | 3.2232e-05 |  | 0.00011587 |  | 0.11661 |  | -6.2975e-05 |  | 4.1311e-06 |  | 0.00068785 |  | 0.028453
| 7.0916e-05 |  | 0.00035167 |  | 4.6609e-05 |  | 2.2363e-05 |  | 0.00020345 |  | 0.00015889 |  | 1.5675e-06 |  | 7.7576e-05 |  | 0.11245 |  | 0.0031517 |  | 8.1004e-05 |  | 2.7774e-06 |  | 2.3658e-06 |  | 1.6341e-05 |  | 5.97e-06 |  | 0.1179 |  | 0.00012166 |  | 4.1308e-06 |  | 0.00068624 |  | 0.028595
| 3.3739e-05 |  | 0.00033275 |  | 5.5534e-05 |  | -4.1347e-06 |  | 0.00012404 |  | 0.00014168 |  | 1.5559e-06 |  | -2.327e-05 |  | 0.11283 |  | 0.0025724 |  | -0.00012836 |  | 2.707e-06 |  | 1.99e-06 |  | -5.2404e-06 |  | -1.2287e-05 |  | 0.11956 |  | -7.2686e-05 |  | 4.1313e-06 |  | 0.00069371 |  | 0.028733
| 3.3742e-05 |  | 0.00030906 |  | 5.5539e-05 |  | 9.2629e-05 |  | 0.00013939 |  | 0.00014051 |  | 1.5546e-06 |  | -3.8788e-06 |  | 0.11247 |  | 0.0022791 |  | -0.00013583 |  | 2.6049e-06 |  | 1.8023e-06 |  | -1.3153e-05 |  | 3.4644e-05 |  | 0.12055 |  | -0.00020815 |  | 4.1311e-06 |  | 0.00069784 |  | 0.02886
| 3.5797e-05 |  | 0.00032232 |  | 5.9483e-05 |  | 8.8867e-05 |  | 0.00020291 |  | 0.00015771 |  | 1.565e-06 |  | -0.00011872 |  | 0.11298 |  | 0.0022617 |  | 5.2449e-05 |  | 2.5822e-06 |  | 1.9906e-06 |  | -1.5459e-07 |  | 0.00010635 |  | 0.12127 |  | -0.0001931 |  | 4.1313e-06 |  | 0.00069371 |  | 0.028921
| 3.5797e-05 |  | 0.00034875 |  | 5.9483e-05 |  | 7.5938e-05 |  | 0.00020106 |  | 0.00016545 |  | 1.5527e-06 |  | -8.533e-05 |  | 0.11291 |  | 0.002294 |  | 3.6135e-05 |  | 2.5969e-06 |  | 2.2164e-06 |  | 5.2722e-07 |  | 0.00020604 |  | 0.12196 |  | -0.00013161 |  | 4.1316e-06 |  | 0.00068797 |  | 0.028974
| 3.3742e-05 |  | 0.00036986 |  | 0.00012183 |  | 8.9655e-05 |  | 0.00012852 |  | 0.00017476 |  | 1.5298e-06 |  | 6.5944e-05 |  | 0.11267 |  | 0.0020415 |  | -0.00025547 |  | 2.6359e-06 |  | 2.2537e-06 |  | -2.0201e-05 |  | 0.00012766 |  | 0.1232 |  | -1.4735e-05 |  | 5.7832e-06 |  | 0.00069049 |  | 0.02908
| 3.3744e-05 |  | 0.00037563 |  | 0.00012184 |  | 3.737e-05 |  | 9.7927e-05 |  | 0.00016318 |  | 1.6209e-06 |  | -8.5327e-05 |  | 0.11249 |  | 0.0014883 |  | -0.0003265 |  | 2.7189e-06 |  | 2.1406e-06 |  | 1.9147e-06 |  | 0.000153 |  | 0.12411 |  | 0.00011152 |  | 5.7832e-06 |  | 0.00069789 |  | 0.029216
| 4.9165e-05 |  | 0.00036764 |  | 0.00012185 |  | 4.5718e-05 |  | 0.00012502 |  | 0.00015164 |  | 1.7371e-06 |  | -0.00038787 |  | 0.11234 |  | 0.0017927 |  | -0.00017322 |  | 2.7664e-06 |  | 1.9903e-06 |  | 7.525e-06 |  | 3.0394e-05 |  | 0.12524 |  | 4.8001e-05 |  | 5.7835e-06 |  | 0.00070375 |  | 0.029373
| 4.9165e-05 |  | 0.0003728 |  | 0.00012185 |  | 0.00010201 |  | 0.00018978 |  | 0.00014805 |  | 1.8171e-06 |  | -0.00023002 |  | 0.11234 |  | 0.0019208 |  | 0.00015973 |  | 2.774e-06 |  | 2.0655e-06 |  | -1.9063e-05 |  | -9.9459e-06 |  | 0.12702 |  | -4.4228e-05 |  | 5.7835e-06 |  | 0.00070619 |  | 0.029532
| 4.197e-05 |  | 0.00035373 |  | 0.000127 |  | 0.00010733 |  | 0.00023755 |  | 0.00015261 |  | 1.7819e-06 |  | -3.4908e-05 |  | 0.11249 |  | 0.0019078 |  | 0.00027914 |  | 2.7235e-06 |  | 2.2914e-06 |  | -1.5394e-06 |  | 0.00024627 |  | 0.12838 |  | 2.3938e-05 |  | 4.1321e-06 |  | 0.00070706 |  | 0.029709
| 4.197e-05 |  | 0.00034554 |  | 0.000127 |  | 9.5392e-05 |  | 0.00017211 |  | 0.00015158 |  | 1.7555e-06 |  | -0.00011248 |  | 0.11284 |  | 0.0015997 |  | 0.00014829 |  | 2.728e-06 |  | 2.2912e-06 |  | 2.1643e-05 |  | 0.00026658 |  | 0.12928 |  | 6.1963e-05 |  | 4.1321e-06 |  | 0.00071288 |  | 0.029877
| 4.6086e-05 |  | 0.00033593 |  | 0.00010984 |  | -2.6838e-05 |  | 0.00011139 |  | 0.00014162 |  | 1.7648e-06 |  | -0.00025599 |  | 0.1137 |  | 0.0011578 |  | -0.00016948 |  | 2.7776e-06 |  | 2.0657e-06 |  | 1.4054e-05 |  | 0.0001475 |  | 0.13018 |  | -6.8798e-05 |  | 7.4372e-06 |  | 0.00071619 |  | 0.029999
| 4.609e-05 |  | 0.00031501 |  | 0.00010985 |  | -4.3526e-06 |  | 0.00019377 |  | 0.00014286 |  | 1.7486e-06 |  | -8.1621e-05 |  | 0.114 |  | 0.0011749 |  | -9.4168e-05 |  | 2.8368e-06 |  | 2.1038e-06 |  | -1.7565e-05 |  | 0.00010001 |  | 0.1312 |  | -0.00011948 |  | 7.4372e-06 |  | 0.0007261 |  | 0.030069
| 3.4778e-05 |  | 0.00031405 |  | 0.00010241 |  | 5.3067e-05 |  | 0.00020902 |  | 0.0001401 |  | 1.721e-06 |  | 3.8786e-05 |  | 0.11361 |  | 0.0014251 |  | -8.3495e-05 |  | 2.83e-06 |  | 2.3668e-06 |  | 1.3558e-05 |  | 0.00010821 |  | 0.1325 |  | 1.1132e-05 |  | 8.2652e-07 |  | 0.00074019 |  | 0.030078
| 3.4781e-05 |  | 0.00035858 |  | 0.00010241 |  | -7.5984e-06 |  | 0.00015298 |  | 0.00015097 |  | 1.641e-06 |  | -0.00022885 |  | 0.11273 |  | 0.0011875 |  | -0.00020313 |  | 2.7278e-06 |  | 2.5919e-06 |  | 9.0698e-05 |  | 0.0001015 |  | 0.13376 |  | 5.7643e-05 |  | 8.2652e-07 |  | 0.00075423 |  | 0.030117
| 1.8334e-05 |  | 0.000374 |  | 9.2124e-05 |  | -1.4268e-05 |  | 0.00016437 |  | 0.00013913 |  | 1.5906e-06 |  | -0.00026763 |  | 0.11142 |  | 0.0010093 |  | -7.6019e-05 |  | 2.6327e-06 |  | 2.5548e-06 |  | 6.6002e-05 |  | -1.0076e-05 |  | 0.13425 |  | 8.8115e-05 |  | 5.7846e-06 |  | 0.00075841 |  | 0.030232
| 1.8334e-05 |  | 0.0003499 |  | 9.2124e-05 |  | 5.2823e-05 |  | 0.0001023 |  | 0.00013654 |  | 1.6064e-06 |  | -0.00012024 |  | 0.11144 |  | 0.0010279 |  | -0.00015827 |  | 2.5895e-06 |  | 2.2166e-06 |  | 2.5608e-05 |  | -2.6431e-05 |  | 0.13457 |  | 2.443e-05 |  | 5.7849e-06 |  | 0.00075593 |  | 0.030388
| 2.2447e-05 |  | 0.00032999 |  | 0.00012817 |  | 0.00011254 |  | 8.4109e-05 |  | 0.00015667 |  | 1.6726e-06 |  | -0.00015953 |  | 0.11186 |  | 0.00060316 |  | -0.00010133 |  | 2.6403e-06 |  | 1.9156e-06 |  | 6.6755e-05 |  | 7.0659e-05 |  | 0.13549 |  | -0.000131 |  | 4.1331e-06 |  | 0.00075515 |  | 0.030596
| 2.2449e-05 |  | 0.00033132 |  | 0.00012818 |  | 8.2884e-05 |  | 9.0829e-05 |  | 0.00015705 |  | 1.7699e-06 |  | -0.00019393 |  | 0.11169 |  | 0.00038924 |  | 7.7263e-05 |  | 2.5753e-06 |  | 1.6527e-06 |  | 5.8392e-05 |  | 5.9556e-05 |  | 0.13677 |  | -0.00020968 |  | 4.1331e-06 |  | 0.00075597 |  | 0.030878
| 2.1419e-05 |  | 0.00034899 |  | 0.00010414 |  | 8.3957e-05 |  | 0.00012382 |  | 0.00015214 |  | 1.8e-06 |  | -0.00020557 |  | 0.111 |  | 0.00052661 |  | -0.00012836 |  | 2.4594e-06 |  | 1.6907e-06 |  | 4.5936e-05 |  | 5.9732e-05 |  | 0.138 |  | -9.1366e-05 |  | 4.1331e-06 |  | 0.00075763 |  | 0.031215
| 2.1423e-05 |  | 0.00032763 |  | 0.00010416 |  | 8.086e-05 |  | 0.00019614 |  | 0.0001429 |  | 1.8355e-06 |  | -2.715e-05 |  | 0.11042 |  | 0.00051548 |  | 3.9878e-05 |  | 2.4958e-06 |  | 2.029e-06 |  | 5.2201e-05 |  | 2.5723e-05 |  | 0.13877 |  | -2.9315e-06 |  | 4.1333e-06 |  | 0.00075767 |  | 0.031454
| 2.1423e-05 |  | 0.00032793 |  | 6.2381e-05 |  | 4.4283e-05 |  | 0.00014131 |  | 0.00013532 |  | 1.8389e-06 |  | -3.1029e-05 |  | 0.10978 |  | 0.00050063 |  | 0.00040625 |  | 2.6476e-06 |  | 2.3295e-06 |  | 4.1306e-05 |  | 0.00011385 |  | 0.13984 |  | -0.00011371 |  | 5.7856e-06 |  | 0.00076102 |  | 0.031579
| 2.1423e-05 |  | 0.00035508 |  | 6.2381e-05 |  | 5.0808e-05 |  | 0.00010796 |  | 0.0001409 |  | 1.8376e-06 |  | 9.6461e-05 |  | 0.10994 |  | 0.00064223 |  | 0.00027415 |  | 2.7553e-06 |  | 2.5173e-06 |  | 2.2618e-05 |  | 3.1248e-05 |  | 0.14115 |  | 1.6252e-05 |  | 5.786e-06 |  | 0.00076511 |  | 0.031655
| 3.479e-05 |  | 0.00036312 |  | 0.00014308 |  | 3.921e-05 |  | 0.00017418 |  | 0.00014974 |  | 1.8332e-06 |  | -5.4305e-05 |  | 0.10935 |  | 0.00066772 |  | 0.00017447 |  | 2.7123e-06 |  | 2.4049e-06 |  | 9.1284e-05 |  | 0.000108 |  | 0.14229 |  | -3.9426e-05 |  | 4.1336e-06 |  | 0.00076603 |  | 0.031755
| 3.4793e-05 |  | 0.0003557 |  | 0.00014309 |  | 2.3693e-05 |  | 0.00023238 |  | 0.00015117 |  | 1.8527e-06 |  | -0.00021721 |  | 0.10822 |  | 0.00034469 |  | 0.00012213 |  | 2.7724e-06 |  | 2.2549e-06 |  | 0.00015808 |  | 0.00019556 |  | 0.14341 |  | -0.00012405 |  | 4.1336e-06 |  | 0.00076185 |  | 0.031892
| 2.3483e-05 |  | 0.00033578 |  | 9.6163e-05 |  | 4.1786e-06 |  | 0.00015832 |  | 0.00014353 |  | 1.8805e-06 |  | 4.6544e-05 |  | 0.10793 |  | 8.1066e-05 |  | 0.0003726 |  | 2.8909e-06 |  | 2.218e-06 |  | 0.00012817 |  | 0.00013896 |  | 0.14441 |  | -4.3545e-05 |  | 2.4803e-06 |  | 0.00075611 |  | 0.031998
| 2.3481e-05 |  | 0.00031542 |  | 9.6155e-05 |  | 4.3124e-05 |  | 0.00010823 |  | 0.00013229 |  | 1.8089e-06 |  | -0.00034521 |  | 0.1074 |  | 0.00041151 |  | 0.00035765 |  | 2.9627e-06 |  | 2.1798e-06 |  | 7.07e-05 |  | 4.5392e-05 |  | 0.1452 |  | -9.9204e-05 |  | 2.4805e-06 |  | 0.00076442 |  | 0.032077
| 2.3483e-05 |  | 0.00030848 |  | 0.00012421 |  | 7.3147e-05 |  | 0.00014134 |  | 0.00011783 |  | 1.7099e-06 |  | -0.00046005 |  | 0.10673 |  | 0.00020539 |  | 1.3112e-05 |  | 2.9231e-06 |  | 2.18e-06 |  | 2.6436e-05 |  | -0.0001256 |  | 0.1464 |  | -2.0856e-05 |  | 8.2682e-07 |  | 0.00077847 |  | 0.032212
| 2.3485e-05 |  | 0.00034464 |  | 0.00012422 |  | 4.6489e-05 |  | 0.00019314 |  | 0.00012372 |  | 1.704e-06 |  | -0.0002366 |  | 0.10621 |  | -7.8591e-05 |  | -7.2279e-05 |  | 2.7249e-06 |  | 2.18e-06 |  | 6.9686e-05 |  | -1.5363e-05 |  | 0.14761 |  | -1.7682e-05 |  | 8.2682e-07 |  | 0.00078673 |  | 0.032422
| 0 |  | 0.0003552 |  | 8.2433e-05 |  | 6.7017e-05 |  | 0.00020453 |  | 0.00013774 |  | 1.7974e-06 |  | -5.4298e-05 |  | 0.10578 |  | 0.00035954 |  | 2.4925e-06 |  | 2.5721e-06 |  | 2.1924e-06 |  | 6.1099e-05 |  | 6.1352e-05 |  | 0.14838 |  | -9.1271e-05 |  | 4.1343e-06 |  | 0.00079174 |  | 0.032682
| 0 |  | 0.00034028 |  | 8.2433e-05 |  | 7.4396e-05 |  | 0.00015548 |  | 0.00014123 |  | 1.8138e-06 |  | 4.6544e-05 |  | 0.10529 |  | 0.00052661 |  | -0.0001321 |  | 2.4712e-06 |  | 2.1422e-06 |  | 2.2031e-05 |  | 0.0001214 |  | 0.14943 |  | -1.1891e-05 |  | 4.1343e-06 |  | 0.00079918 |  | 0.032884
| 6.641e-05 |  | 0.00032883 |  | 6.87e-05 |  | 3.8745e-05 |  | 0.00012544 |  | 0.00014586 |  | 1.7337e-06 |  | 8.9209e-05 |  | 0.10577 |  | 0.00048949 |  | -0.00041623 |  | 2.509e-06 |  | 2.0798e-06 |  | 1.4768e-06 |  | 9.2025e-05 |  | 0.15078 |  | 0.00014532 |  | 5.7874e-06 |  | 0.00080997 |  | 0.033015
| 6.641e-05 |  | 0.00032546 |  | 6.87e-05 |  | 2.9898e-05 |  | 0.00012014 |  | 0.00015509 |  | 1.7949e-06 |  | 0.00020169 |  | 0.10541 |  | 0.00041895 |  | -0.00053212 |  | 2.6327e-06 |  | 2.2177e-06 |  | 1.3311e-05 |  | 3.2559e-06 |  | 0.15216 |  | 0.00010047 |  | 5.7874e-06 |  | 0.00081741 |  | 0.033095
| 0.00010076 |  | 0.00033078 |  | 6.183e-05 |  | 8.5895e-05 |  | 0.00013312 |  | 0.00014163 |  | 1.9386e-06 |  | 0.00015582 |  | 0.10466 |  | 0.00024801 |  | -0.00058766 |  | 2.713e-06 |  | 2.4178e-06 |  | 7.0866e-05 |  | -5.8391e-06 |  | 0.15266 |  | -4.2445e-05 |  | 4.1346e-06 |  | 0.00082324 |  | 0.033151
| 0.00010077 |  | 0.00031006 |  | 6.1835e-05 |  | 0.00010167 |  | 9.0838e-05 |  | 0.00013326 |  | 1.9775e-06 |  | 0.00020169 |  | 0.10526 |  | 6.2501e-05 |  | -0.00035267 |  | 2.8072e-06 |  | 2.481e-06 |  | 7.8244e-05 |  | 7.2639e-05 |  | 0.15374 |  | -4.7892e-05 |  | 4.1348e-06 |  | 0.0008249 |  | 0.03324
| 6.0012e-06 |  | 0.00032907 |  | 0.00012424 |  | 4.8507e-05 |  | 0.00014094 |  | 0.00015298 |  | 1.8723e-06 |  | 0.000128 |  | 0.10567 |  | 1.4234e-05 |  | -3.1154e-05 |  | 2.8145e-06 |  | 2.3309e-06 |  | 7.9617e-05 |  | 4.9041e-05 |  | 0.1546 |  | 2.3179e-05 |  | 2.4811e-06 |  | 0.00081994 |  | 0.033392
| 6.0018e-06 |  | 0.00034039 |  | 0.00012425 |  | 6.4347e-06 |  | 0.0001587 |  | 0.00014592 |  | 1.776e-06 |  | -0.00019394 |  | 0.10541 |  | 3.2798e-05 |  | 4.7355e-05 |  | 2.8004e-06 |  | 1.9927e-06 |  | 7.1706e-05 |  | -4.6095e-05 |  | 0.15533 |  | 3.189e-05 |  | 2.4811e-06 |  | 0.00081668 |  | 0.033578
| 5.6414e-05 |  | 0.00031604 |  | 0.0001191 |  | 5.7089e-05 |  | 0.00010059 |  | 0.00013081 |  | 1.7854e-06 |  | -6.9825e-05 |  | 0.10605 |  | 9.963e-05 |  | -8.3495e-05 |  | 2.7924e-06 |  | 1.8043e-06 |  | 2.5098e-05 |  | 9.6547e-05 |  | 0.15578 |  | 0.00010215 |  | 8.2702e-07 |  | 0.00081916 |  | 0.033801
| 5.6414e-05 |  | 0.00029017 |  | 0.0001191 |  | 5.8409e-05 |  | 0.00012325 |  | 0.00012918 |  | 1.8418e-06 |  | 0.00010388 |  | 0.10689 |  | 0.00039007 |  | -0.0002837 |  | 2.6805e-06 |  | 1.729e-06 |  | 5.7757e-05 |  | 0.00020227 |  | 0.15584 |  | 0.00021123 |  | 8.2707e-07 |  | 0.0008283 |  | 0.034102
| 8.1316e-05 |  | 0.00027892 |  | 3.0783e-05 |  | 2.728e-07 |  | 0.00013243 |  | 0.00014161 |  | 1.8871e-06 |  | 0.00014739 |  | 0.10697 |  | 0.00021101 |  | -0.00025547 |  | 2.5803e-06 |  | 1.8423e-06 |  | 9.4506e-05 |  | 0.00019775 |  | 0.15691 |  | 0.00015813 |  | 4.1353e-06 |  | 0.00084153 |  | 0.034442
| 8.1316e-05 |  | 0.00032306 |  | 3.0783e-05 |  | 3.5913e-05 |  | 0.0001242 |  | 0.00015031 |  | 1.8964e-06 |  | 1.5518e-05 |  | 0.10791 |  | -0.00017141 |  | -0.00016948 |  | 2.4769e-06 |  | 1.993e-06 |  | 6.2715e-05 |  | 9.8951e-05 |  | 0.1576 |  | -6.491e-06 |  | 4.1356e-06 |  | 0.00085894 |  | 0.034728
| 0 |  | 0.0003236 |  | 5.4619e-05 |  | 3.479e-05 |  | 0.00011221 |  | 0.00014393 |  | 1.8628e-06 |  | -0.00015126 |  | 0.10825 |  | 1.052e-05 |  | -9.8448e-05 |  | 2.4801e-06 |  | 2.0681e-06 |  | 3.0039e-05 |  | 5.08e-05 |  | 0.15829 |  | -0.00010321 |  | 4.1356e-06 |  | 0.00087217 |  | 0.034844
| 0 |  | 0.00030788 |  | 5.4619e-05 |  | 1.4852e-05 |  | 0.00013178 |  | 0.0001394 |  | 1.8001e-06 |  | 1.9394e-05 |  | 0.10765 |  | 0.00011819 |  | 0.00024176 |  | 2.5938e-06 |  | 1.9932e-06 |  | 5.8474e-05 |  | 8.1335e-05 |  | 0.15954 |  | -9.9079e-05 |  | 4.1358e-06 |  | 0.00087878 |  | 0.034847
| 2.8641e-05 |  | 0.00031142 |  | 9.1632e-05 |  | 7.9371e-05 |  | 0.00017341 |  | 0.00014361 |  | 1.7744e-06 |  | 0.00017842 |  | 0.10792 |  | 1.052e-05 |  | 0.00015577 |  | 2.6986e-06 |  | 1.8424e-06 |  | 0.00010302 |  | 0.00011701 |  | 0.16009 |  | -1.574e-05 |  | 5.7891e-06 |  | 0.00088049 |  | 0.034791
| 2.8643e-05 |  | 0.00029012 |  | 9.164e-05 |  | 8.6305e-05 |  | 0.00014393 |  | 0.00012127 |  | 1.7896e-06 |  | -7.0488e-05 |  | 0.10803 |  | 3.1372e-05 |  | -0.00017999 |  | 2.7791e-06 |  | 1.8053e-06 |  | 6.4825e-05 |  | 0.00012202 |  | 0.16059 |  | -0.00015596 |  | 5.7891e-06 |  | 0.00087966 |  | 0.034726
| 5.6429e-05 |  | 0.00030821 |  | 4.2706e-05 |  | 6.4228e-05 |  | 0.00013026 |  | 0.00012846 |  | 1.8311e-06 |  | -0.00020945 |  | 0.10749 |  | 0.00028528 |  | -1.9939e-05 |  | 2.7512e-06 |  | 1.9309e-06 |  | 5.9225e-05 |  | 0.00011993 |  | 0.1619 |  | -0.00014359 |  | 4.1361e-06 |  | 0.00088302 |  | 0.034726
| 5.6434e-05 |  | 0.0003145 |  | 4.271e-05 |  | 4.0837e-05 |  | 0.00011623 |  | 0.00014754 |  | 1.9307e-06 |  | -2.3273e-05 |  | 0.10723 |  | -8.6008e-05 |  | 0.00025298 |  | 2.7153e-06 |  | 2.2435e-06 |  | 7.2954e-05 |  | 0.00017411 |  | 0.16173 |  | 9.469e-05 |  | 4.1363e-06 |  | 0.0008946 |  | 0.034876
| 3.4821e-05 |  | 0.0003136 |  | 8.8211e-05 |  | 3.3736e-05 |  | 0.00012991 |  | 0.00014152 |  | 1.9979e-06 |  | -0.00027151 |  | 0.1074 |  | -7.8592e-05 |  | 0.00035018 |  | 2.7025e-06 |  | 2.3937e-06 |  | 0.00011647 |  | 6.1222e-05 |  | 0.16148 |  | 0.00014137 |  | 7.4439e-06 |  | 0.0009054 |  | 0.035201
| 3.4821e-05 |  | 0.0003271 |  | 8.8211e-05 |  | 1.5408e-05 |  | 0.00014747 |  | 0.0001353 |  | 2.0427e-06 |  | -0.00033745 |  | 0.10764 |  | 0.00025928 |  | 0.00011091 |  | 2.597e-06 |  | 2.3817e-06 |  | 9.734e-05 |  | 4.25e-05 |  | 0.16195 |  | 0.00020669 |  | 7.4448e-06 |  | 0.00091119 |  | 0.035569
| 3.5853e-05 |  | 0.00031711 |  | 9.1656e-05 |  | 5.3783e-05 |  | 9.945e-05 |  | 0.00012859 |  | 2.015e-06 |  | -9.3088e-05 |  | 0.10796 |  | 6.9927e-05 |  | -5.3587e-05 |  | 2.5007e-06 |  | 2.2186e-06 |  | 8.822e-05 |  | 7.1082e-05 |  | 0.16212 |  | 0.00013314 |  | 4.1363e-06 |  | 0.00091615 |  | 0.035857
| 3.5853e-05 |  | 0.00031614 |  | 9.1656e-05 |  | 6.021e-05 |  | 0.00013624 |  | 0.0001408 |  | 1.9733e-06 |  | -4.452e-05 |  | 0.10753 |  | -0.00027761 |  | 5.96e-05 |  | 2.5107e-06 |  | 2.1064e-06 |  | 0.00010092 |  | 0.00013602 |  | 0.16292 |  | -8.4649e-05 |  | 4.1368e-06 |  | 0.00093109 |  | 0.036095
| 1.2181e-05 |  | 0.00029547 |  | 8.2498e-05 |  | 5.196e-05 |  | 9.8502e-05 |  | 0.00014996 |  | 1.958e-06 |  | -4.6544e-05 |  | 0.10624 |  | -0.00014543 |  | 0.00031653 |  | 2.6306e-06 |  | 2.1442e-06 |  | 9.6367e-05 |  | 7.6073e-05 |  | 0.16326 |  | 7.1707e-05 |  | 4.1366e-06 |  | 0.00095265 |  | 0.036279
| 1.2181e-05 |  | 0.00026994 |  | 8.2498e-05 |  | 6.9072e-05 |  | 4.0954e-05 |  | 0.00014314 |  | 1.9798e-06 |  | -0.00012412 |  | 0.10588 |  | 2.9076e-05 |  | 0.00049972 |  | 2.7942e-06 |  | 2.031e-06 |  | 0.00012803 |  | -2.3863e-05 |  | 0.16354 |  | 7.8378e-05 |  | 4.1368e-06 |  | 0.00096499 |  | 0.036441
| 4.3062e-05 |  | 0.00029189 |  | 5.6625e-05 |  | 4.6008e-05 |  | 4.6286e-05 |  | 0.00013068 |  | 2.0061e-06 |  | -0.00019006 |  | 0.10552 |  | -0.00010458 |  | 0.00015204 |  | 2.8416e-06 |  | 1.8804e-06 |  | 0.00010321 |  | 7.6469e-05 |  | 0.16452 |  | -6.8417e-05 |  | 2.4823e-06 |  | 0.00096346 |  | 0.036541
| 4.3066e-05 |  | 0.0003184 |  | 5.663e-05 |  | 6.2456e-05 |  | 0.0001326 |  | 0.00013222 |  | 2.0739e-06 |  | 0.00010085 |  | 0.10529 |  | -0.000138 |  | 9.5956e-05 |  | 2.7615e-06 |  | 1.8059e-06 |  | 0.00010042 |  | 5.6514e-06 |  | 0.16475 |  | -1.1058e-05 |  | 2.4823e-06 |  | 0.00095099 |  | 0.036638
| 4.2036e-05 |  | 0.0003199 |  | 3.974e-05 |  | 7.6143e-05 |  | 0.00018002 |  | 0.00012955 |  | 2.1158e-06 |  | 0.00020557 |  | 0.10524 |  | -0.00017884 |  | 7.7263e-05 |  | 2.6446e-06 |  | 1.8933e-06 |  | 6.3696e-05 |  | -0.00013811 |  | 0.16448 |  | -4.6348e-05 |  | 5.7909e-06 |  | 0.00094361 |  | 0.036743
| 4.204e-05 |  | 0.00030218 |  | 3.9743e-05 |  | 0.00010169 |  | 0.00013322 |  | 0.00013875 |  | 2.1155e-06 |  | 2.968e-05 |  | 0.10413 |  | -0.00012845 |  | 0.00010251 |  | 2.5509e-06 |  | 2.0185e-06 |  | 8.9651e-05 |  | -0.00015225 |  | 0.16415 |  | -0.00017607 |  | 5.7912e-06 |  | 0.0009478 |  | 0.036842
| 6.2457e-05 |  | 0.00028467 |  | 6.9333e-05 |  | 8.8072e-05 |  | 0.00017883 |  | 0.00013669 |  | 2.0746e-06 |  | 0.00017453 |  | 0.10386 |  | -0.00011201 |  | 0.00015204 |  | 2.5672e-06 |  | 2.0563e-06 |  | 0.00011536 |  | 6.6672e-05 |  | 0.16423 |  | -0.00014172 |  | 8.2747e-07 |  | 0.00096097 |  | 0.036956
| 6.2457e-05 |  | 0.0002836 |  | 6.9333e-05 |  | 4.5892e-05 |  | 0.00018802 |  | 0.00011568 |  | 2.0557e-06 |  | 0.00014738 |  | 0.1042 |  | 0.00034839 |  | 0.00023055 |  | 2.5455e-06 |  | 2.1698e-06 |  | 7.0865e-05 |  | 0.00024218 |  | 0.16444 |  | -7.9604e-07 |  | 8.2752e-07 |  | 0.0009644 |  | 0.037134
| 7.2777e-05 |  | 0.00030463 |  | 3.2791e-05 |  | 4.1138e-05 |  | 0.00015497 |  | 0.00010702 |  | 2.1332e-06 |  | -3.103e-05 |  | 0.10409 |  | 0.00062314 |  | 0.00069786 |  | 2.7178e-06 |  | 2.5523e-06 |  | 0.00010445 |  | 2.9669e-05 |  | 0.16437 |  | -0.00014702 |  | 8.2752e-07 |  | 0.00099081 |  | 0.037322
| 7.2777e-05 |  | 0.00034047 |  | 3.2791e-05 |  | 0.00015947 |  | 0.00029641 |  | 0.00021321 |  | 1.6283e-06 |  | 0.00012024 |  | 0.10359 |  | 0.00037439 |  | 0.00044364 |  | 2.3115e-06 |  | 2.3142e-06 |  | 0.00021595 |  | -1.2441e-05 |  | 0.1648 |  | 3.0878e-05 |  | 8.2757e-07 |  | 0.0010058 |  | 0.037377
| 4.8225e-05 |  | 0.00029934 |  | 6.476e-05 |  | 3.5502e-05 |  | 0.00016388 |  | 0.00012461 |  | 1.1396e-06 |  | -0.00010473 |  | 0.10294 |  | 0.00011448 |  | 0.00016698 |  | 1.9585e-06 |  | 1.9124e-06 |  | 0.00013226 |  | 0.00010144 |  | 0.16515 |  | -3.4411e-05 |  | 0 |  | 0.0010264 |  | 0.037401
| 5.7508e-05 |  | 0.00028378 |  | 6.476e-05 |  | 2.0471e-05 |  | 0.00012398 |  | 0.00013798 |  | 6.2399e-07 |  | -4.2672e-05 |  | 0.10263 |  | 0.00013305 |  | 0.00047729 |  | 1.3192e-06 |  | 1.3226e-06 |  | 0.00016181 |  | -2.881e-06 |  | 0.16533 |  | -5.085e-05 |  | 0 |  | 0.0010149 |  | 0.037524
| 5.2359e-05 |  | 0.00029252 |  | 3.0807e-05 |  | 4.6056e-06 |  | 0.00015519 |  | 0.00012998 |  | 6.9236e-07 |  | 0.00025228 |  | 0.10164 |  | -4.321e-05 |  | 0.00054595 |  | 1.1957e-06 |  | 1.2165e-06 |  | 0.00015488 |  | -5.5858e-05 |  | 0.16541 |  | 1.5993e-06 |  | 0 |  | 0.0010158 |  | 0.037844
| 4.3081e-05 |  | 0.00030177 |  | 3.081e-05 |  | 3.4998e-06 |  | 0.00013419 |  | 0.00011956 |  | 6.9761e-07 |  | 0.00013575 |  | 0.10083 |  | -0.00018998 |  | 0.0005558 |  | 1.1057e-06 |  | 1.1353e-06 |  | 0.00013036 |  | 0.0001492 |  | 0.16494 |  | -9.6046e-05 |  | 0 |  | 0.0010273 |  | 0.038152
| 5.1319e-05 |  | 0.000287 |  | 9.6289e-05 |  | 4.8493e-05 |  | 7.4532e-05 |  | 0.0001358 |  | 6.6877e-07 |  | -0.00020557 |  | 0.10027 |  | -0.00039048 |  | 0.00041373 |  | 1.0886e-06 |  | 1.0034e-06 |  | 9.0183e-05 |  | 0.00024084 |  | 0.16426 |  | -0.00011057 |  | 0 |  | 0.0010473 |  | 0.038381
| 5.1324e-05 |  | 0.00026279 |  | 9.6298e-05 |  | 4.0943e-05 |  | 0.00012062 |  | 0.00012735 |  | 5.8594e-07 |  | -0.00027151 |  | 0.098776 |  | -0.00031251 |  | 0.00048102 |  | 1.059e-06 |  | 1.1727e-06 |  | 0.00013185 |  | 0.00024694 |  | 0.16377 |  | -2.2059e-05 |  | 0 |  | 0.0010654 |  | 0.038486
| 2.1456e-05 |  | 0.00025342 |  | 6.7638e-05 |  | 4.7385e-05 |  | 0.00019126 |  | 0.00012321 |  | 5.4658e-07 |  | -0.00023661 |  | 0.097125 |  | -6.1882e-07 |  | 0.0011614 |  | 1.0543e-06 |  | 1.4677e-06 |  | 0.00012554 |  | 0.00010136 |  | 0.16296 |  | 7.1349e-05 |  | 0 |  | 0.0010787 |  | 0.038517
| 2.1456e-05 |  | 0.00026651 |  | 6.7638e-05 |  | 7.2006e-05 |  | 0.00017416 |  | 0.0001451 |  | 5.2954e-07 |  | -0.00034521 |  | 0.096181 |  | 0.00010334 |  | 0.001554 |  | 1.0887e-06 |  | 1.455e-06 |  | 0.00012327 |  | 5.5569e-05 |  | 0.16231 |  | 9.2923e-05 |  | 0 |  | 0.0010896 |  | 0.038512
| 3.2788e-05 |  | 0.00028141 |  | 0.00010032 |  | 4.7655e-05 |  | 0.00016859 |  | 0.00013738 |  | 5.4925e-07 |  | -0.0002597 |  | 0.095714 |  | -0.00021368 |  | 0.0015651 |  | 1.1602e-06 |  | 1.1098e-06 |  | 0.00014331 |  | 0.00020447 |  | 0.16245 |  | -0.00010486 |  | 0 |  | 0.001097 |  | 0.038556
| 3.2788e-05 |  | 0.00026927 |  | 0.00010032 |  | 1.8147e-05 |  | 0.00016175 |  | 0.00012761 |  | 5.2494e-07 |  | -0.00017066 |  | 0.094939 |  | -0.00045731 |  | 0.0018232 |  | 1.1478e-06 |  | 8.7788e-07 |  | 0.00013189 |  | 0.00017713 |  | 0.16342 |  | -0.00010832 |  | 0 |  | 0.001102 |  | 0.038711
| 2.352e-05 |  | 0.00027211 |  | 6.077e-05 |  | 9.8271e-05 |  | 0.00016599 |  | 0.00012622 |  | 5.2626e-07 |  | -8.921e-05 |  | 0.09412 |  | -0.00016399 |  | 0.0021335 |  | 1.0331e-06 |  | 1.0222e-06 |  | 0.00016197 |  | -9.7642e-06 |  | 0.16323 |  | 1.3967e-05 |  | 0 |  | 0.0011169 |  | 0.038864
| 2.352e-05 |  | 0.00026988 |  | 6.077e-05 |  | 0.00011461 |  | 0.00020478 |  | 0.00011968 |  | 6.242e-07 |  | -7.3694e-05 |  | 0.09283 |  | -0.00015285 |  | 0.002369 |  | 9.9677e-07 |  | 1.267e-06 |  | 0.00016312 |  | -1.1101e-05 |  | 0.16237 |  | -6.6871e-05 |  | 0 |  | 0.0011401 |  | 0.038958
| 6.7649e-05 |  | 0.00027869 |  | 6.4783e-05 |  | -7.9992e-06 |  | 0.00015538 |  | 0.00012119 |  | 7.6678e-07 |  | -0.0001086 |  | 0.092375 |  | -0.00010087 |  | 0.0028139 |  | 1.0222e-06 |  | 1.173e-06 |  | 0.00022099 |  | 5.2426e-05 |  | 0.16221 |  | -0.0001043 |  | 0 |  | 0.001141 |  | 0.039018
| 6.7655e-05 |  | 0.000242 |  | 6.4789e-05 |  | 4.1642e-05 |  | 0.00013143 |  | 0.00011205 |  | 8.1547e-07 |  | 0.0001629 |  | 0.091793 |  | 0.00018873 |  | 0.0034382 |  | 1.1198e-06 |  | 9.096e-07 |  | 0.00023472 |  | 8.9339e-05 |  | 0.16165 |  | 0.00019057 |  | 0 |  | 0.0011269 |  | 0.039168
| 4.2069e-05 |  | 0.00022044 |  | 9.3464e-05 |  | 6.5511e-05 |  | 0.00015014 |  | 0.00010635 |  | 7.4911e-07 |  | 7.7571e-05 |  | 0.090218 |  | -0.00020483 |  | 0.0039765 |  | 1.126e-06 |  | 1.023e-06 |  | 0.00018865 |  | -5.9988e-05 |  | 0.16106 |  | 0.00020558 |  | 0 |  | 0.0011311 |  | 0.039369
| 4.2066e-05 |  | 0.00027649 |  | 9.3456e-05 |  | 2.4069e-05 |  | 0.00015015 |  | 0.00012062 |  | 6.8668e-07 |  | -6.5936e-05 |  | 0.089471 |  | -0.00055013 |  | 0.0041374 |  | 1.0168e-06 |  | 1.3303e-06 |  | 0.00014869 |  | 4.1245e-05 |  | 0.16034 |  | 4.9358e-05 |  | 0 |  | 0.0011502 |  | 0.039551
| 9.1005e-06 |  | 0.00027411 |  | 9.1744e-05 |  | 6.6752e-05 |  | 0.00016071 |  | 0.00012348 |  | 6.4139e-07 |  | -0.00011501 |  | 0.088496 |  | -0.00022079 |  | 0.0042651 |  | 9.8389e-07 |  | 1.3742e-06 |  | 0.00017002 |  | -1.684e-05 |  | 0.15996 |  | 4.8982e-05 |  | 0 |  | 0.0011634 |  | 0.039674
| 9.1013e-06 |  | 0.00026516 |  | 9.1752e-05 |  | 6.8571e-05 |  | 0.00015501 |  | 0.0001233 |  | 6.5651e-07 |  | -7.7573e-05 |  | 0.087484 |  | 6.9926e-05 |  | 0.0052065 |  | 1.0464e-06 |  | 1.0353e-06 |  | 0.00020771 |  | -0.00016574 |  | 0.16003 |  | 4.5766e-05 |  | 0 |  | 0.0011659 |  | 0.039796
| 8.0711e-06 |  | 0.00025194 |  | 5.5685e-05 |  | 6.0903e-05 |  | 0.00012581 |  | 0.00011464 |  | 6.3942e-07 |  | -0.00012024 |  | 0.086225 |  | 0.00016646 |  | 0.0066533 |  | 1.1467e-06 |  | 7.4024e-07 |  | 0.00017645 |  | 5.7213e-05 |  | 0.16005 |  | 0.00012322 |  | 0 |  | 0.0011734 |  | 0.039958
| 8.0711e-06 |  | 0.00024167 |  | 5.5685e-05 |  | 8.5142e-05 |  | 0.00013951 |  | 0.00010898 |  | 6.6248e-07 |  | -0.00010085 |  | 0.085082 |  | 7.3639e-05 |  | 0.0081039 |  | 1.1688e-06 |  | 8.028e-07 |  | 0.00017188 |  | 9.7408e-05 |  | 0.15999 |  | 6.9394e-05 |  | 0 |  | 0.0011899 |  | 0.040104
| 5.5472e-05 |  | 0.00027162 |  | 9.0613e-05 |  | 7.3028e-05 |  | 0.00016762 |  | 0.00011753 |  | 6.7168e-07 |  | 0 |  | 0.085285 |  | -0.00023083 |  | 0.0090384 |  | 1.1647e-06 |  | 8.8463e-07 |  | 0.00019986 |  | 0.00016351 |  | 0.15935 |  | 2.5403e-05 |  | 0 |  | 0.0012033 |  | 0.040177
| 5.5472e-05 |  | 0.00026723 |  | 9.0613e-05 |  | 6.1782e-05 |  | 0.00015507 |  | 0.00012535 |  | 6.2699e-07 |  | -0.0002909 |  | 0.0849 |  | -0.00016771 |  | 0.009932 |  | 1.2039e-06 |  | 7.403e-07 |  | 0.00019416 |  | 0.00022748 |  | 0.15878 |  | -0.00018008 |  | 0 |  | 0.0012315 |  | 0.040178
| 4.4141e-05 |  | 0.00025385 |  | 1.094e-05 |  | 3.3156e-05 |  | 9.6433e-05 |  | 0.00011617 |  | 6.2836e-07 |  | -0.0001629 |  | 0.084081 |  | 6.8071e-06 |  | 0.011024 |  | 1.272e-06 |  | 6.334e-07 |  | 0.00018185 |  | 0.00015238 |  | 0.15739 |  | -0.00015903 |  | 0 |  | 0.0012671 |  | 0.040141
| 4.4141e-05 |  | 0.00025755 |  | 1.094e-05 |  | 1.3983e-05 |  | 7.5891e-05 |  | 0.00010066 |  | 5.9549e-07 |  | 4.823e-05 |  | 0.084117 |  | -0.00033088 |  | 0.011714 |  | 1.3194e-06 |  | 7.5905e-07 |  | 0.00021045 |  | 4.0676e-05 |  | 0.15546 |  | -8.4385e-05 |  | 0 |  | 0.001296 |  | 0.040101
| 0 |  | 0.00024969 |  | 4.6743e-05 |  | 4.0859e-05 |  | 8.7073e-05 |  | 0.00010674 |  | 6.185e-07 |  | 3.8786e-05 |  | 0.083816 |  | -0.00041646 |  | 0.013861 |  | 1.2809e-06 |  | 1.0477e-06 |  | 0.00019355 |  | 5.3431e-06 |  | 0.1542 |  | -0.00017241 |  | 0 |  | 0.0013135 |  | 0.040076
| 0 |  | 0.00020452 |  | 4.6747e-05 |  | 4.8798e-05 |  | 8.1319e-05 |  | 0.00012384 |  | 6.3498e-07 |  | 8.1451e-05 |  | 0.083148 |  | -0.00029393 |  | 0.015417 |  | 1.2652e-06 |  | 1.1232e-06 |  | 0.00020271 |  | -2.9737e-05 |  | 0.15338 |  | -1.1763e-05 |  | 0 |  | 0.0013325 |  | 0.040195
| 6.8832e-05 |  | 0.00021156 |  | 0.00011759 |  | -9.7076e-06 |  | 0.0001182 |  | 0.00013841 |  | 6.7837e-07 |  | -4.2665e-05 |  | 0.083002 |  | -0.00010829 |  | 0.017353 |  | 1.2913e-06 |  | 1.0104e-06 |  | 0.00026631 |  | 4.6334e-05 |  | 0.15328 |  | 8.0032e-05 |  | 0 |  | 0.0013665 |  | 0.040468
| 6.8838e-05 |  | 0.00025772 |  | 0.0001176 |  | -4.9646e-06 |  | 0.00011768 |  | 0.00012554 |  | 7.3167e-07 |  | -0.00010084 |  | 0.083067 |  | -0.00012686 |  | 0.01837 |  | 1.2798e-06 |  | 8.7841e-07 |  | 0.00025717 |  | 6.2973e-05 |  | 0.15316 |  | -2.6e-05 |  | 0 |  | 0.0013889 |  | 0.040794
| 6.2528e-05 |  | 0.00023332 |  | 5.3715e-05 |  | 3.2561e-05 |  | 8.875e-05 |  | 0.00012164 |  | 7.3424e-07 |  | -0.00021721 |  | 0.082849 |  | -0.00023825 |  | 0.019006 |  | 1.2281e-06 |  | 9.3504e-07 |  | 0.00022411 |  | -5.232e-05 |  | 0.15229 |  | 8.9216e-05 |  | 0 |  | 0.0013972 |  | 0.041034
| 6.2533e-05 |  | 0.00025125 |  | 5.3719e-05 |  | 3.6524e-05 |  | 6.7809e-05 |  | 0.00012334 |  | 7.2379e-07 |  | -0.00024824 |  | 0.081555 |  | -9.7155e-05 |  | 0.020733 |  | 1.1746e-06 |  | 1.2432e-06 |  | 0.00022755 |  | -1.092e-05 |  | 0.15046 |  | 0.00016447 |  | 0 |  | 0.0014014 |  | 0.041106
| 4.982e-06 |  | 0.00028904 |  | 5.5709e-05 |  | 3.783e-05 |  | 0.00010718 |  | 0.00012261 |  | 6.9032e-07 |  | -4.6543e-05 |  | 0.080482 |  | -0.00010087 |  | 0.022561 |  | 1.2297e-06 |  | 1.5127e-06 |  | 0.00027175 |  | 0.00013034 |  | 0.14833 |  | 0.00014724 |  | 0 |  | 0.0014138 |  | 0.041091
| 4.982e-06 |  | 0.00023789 |  | 5.5709e-05 |  | 2.1487e-05 |  | 9.7655e-05 |  | 0.0001137 |  | 6.844e-07 |  | 7.7576e-06 |  | 0.080433 |  | -0.00017513 |  | 0.023869 |  | 1.3129e-06 |  | 1.4431e-06 |  | 0.00026833 |  | 0.00010103 |  | 0.14712 |  | 0.00025827 |  | 0 |  | 0.0014222 |  | 0.041078
| 3.1786e-05 |  | 0.00024039 |  | 9.18e-05 |  | 8.609e-05 |  | 0.00011169 |  | 0.00011355 |  | 6.6271e-07 |  | -0.0001892 |  | 0.07925 |  | -0.00017106 |  | 0.024191 |  | 1.2916e-06 |  | 1.0918e-06 |  | 0.0002661 |  | 5.7557e-05 |  | 0.14645 |  | 0.00022107 |  | 0 |  | 0.0014081 |  | 0.041113
| 3.1786e-05 |  | 0.00025724 |  | 9.18e-05 |  | 7.4612e-05 |  | 0.00012779 |  | 0.00011536 |  | 6.2002e-07 |  | -0.00016678 |  | 0.078079 |  | -0.00026423 |  | 0.027616 |  | 1.2147e-06 |  | 9.037e-07 |  | 0.00028784 |  | 5.563e-05 |  | 0.14439 |  | -2.1912e-05 |  | 0 |  | 0.0014056 |  | 0.041138
| 6.6555e-05 |  | 0.00020142 |  | 3.88e-05 |  | 9.5651e-06 |  | 0.00010472 |  | 0.00010082 |  | 6.0354e-07 |  | -6.9814e-05 |  | 0.077232 |  | -0.00024195 |  | 0.030045 |  | 1.1445e-06 |  | 1.1485e-06 |  | 0.00024717 |  | 3.8867e-05 |  | 0.14262 |  | -0.00016177 |  | 0 |  | 0.0014363 |  | 0.041156
| 8.4116e-05 |  | 0.0002031 |  | 3.8804e-05 |  | 2.3857e-06 |  | 7.2882e-05 |  | 0.00010612 |  | 7.0885e-07 |  | -9.3085e-05 |  | 0.076035 |  | 0.00015904 |  | 0.031765 |  | 1.1715e-06 |  | 1.4317e-06 |  | 0.00023918 |  | -1.0322e-09 |  | 0.14211 |  | 3.1452e-05 |  | 0 |  | 0.0014894 |  | 0.041207
| 3.9037e-05 |  | 0.00026822 |  | 3.2837e-05 |  | 1.9428e-05 |  | 8.8123e-05 |  | 0.00011837 |  | 8.1727e-07 |  | -1.5515e-05 |  | 0.075682 |  | 1.0521e-05 |  | 0.033358 |  | 1.2243e-06 |  | 1.3936e-06 |  | 0.00029398 |  | 2.256e-05 |  | 0.14132 |  | 0.00014284 |  | 0 |  | 0.0015299 |  | 0.041345
| 2.1481e-05 |  | 0.00029244 |  | 3.2837e-05 |  | 2.6556e-05 |  | 0.0001829 |  | 0.00012155 |  | 7.871e-07 |  | -0.000128 |  | 0.075572 |  | -0.00033479 |  | 0.035825 |  | 1.1673e-06 |  | 1.0417e-06 |  | 0.00032947 |  | 0.00020534 |  | 0.1407 |  | -2.5027e-05 |  | 0 |  | 0.001554 |  | 0.041563
| 1.6325e-05 |  | 0.00025363 |  | 7.0584e-05 |  | -2.1752e-06 |  | 0.0002112 |  | 0.00011411 |  | 6.9175e-07 |  | -0.00013575 |  | 0.07515 |  | -0.00029023 |  | 0.038274 |  | 1.1385e-06 |  | 8.7219e-07 |  | 0.00026874 |  | -4.3553e-06 |  | 0.13925 |  | -7.9632e-05 |  | 0 |  | 0.0015806 |  | 0.041762
| 1.6327e-05 |  | 0.00023201 |  | 7.059e-05 |  | -5.1943e-06 |  | 0.00015253 |  | 0.00011966 |  | 6.3526e-07 |  | -0.00022496 |  | 0.07437 |  | -0.00021597 |  | 0.040113 |  | 1.1619e-06 |  | 8.6001e-07 |  | 0.00025045 |  | -0.00017448 |  | 0.13745 |  | 0.00016489 |  | 0 |  | 0.0016112 |  | 0.041895
| 3.4888e-05 |  | 0.00024459 |  | 0.00013028 |  | 5.0345e-05 |  | 0.00011524 |  | 0.00012526 |  | 7.0036e-07 |  | -0.00027926 |  | 0.07302 |  | 5.5075e-05 |  | 0.042024 |  | 1.1949e-06 |  | 9.5413e-07 |  | 0.00031465 |  | -9.9597e-05 |  | 0.13647 |  | 0.00026675 |  | 0 |  | 0.0016319 |  | 0.041927
| 3.4888e-05 |  | 0.00025752 |  | 0.00013028 |  | 5.5669e-05 |  | 8.311e-05 |  | 0.00011345 |  | 7.4179e-07 |  | 0.00012243 |  | 0.072569 |  | 0.00019119 |  | 0.042343 |  | 1.2032e-06 |  | 9.161e-07 |  | 0.00030779 |  | -4.2222e-05 |  | 0.1352 |  | 0.00016138 |  | 0 |  | 0.001651 |  | 0.041964
| 3.7985e-05 |  | 0.00025439 |  | 3.2843e-05 |  | 5.7869e-05 |  | 3.2069e-05 |  | 0.0001138 |  | 7.1883e-07 |  | 6.5941e-05 |  | 0.07235 |  | -7.1168e-05 |  | 0.046536 |  | 1.1476e-06 |  | 8.4139e-07 |  | 0.00032727 |  | -9.8061e-05 |  | 0.1338 |  | 0.00017085 |  | 0 |  | 0.00168 |  | 0.042034
| 3.7988e-05 |  | 0.00021935 |  | 3.2846e-05 |  | 8.2202e-05 |  | 3.5883e-05 |  | 0.00010027 |  | 6.8332e-07 |  | -3.1021e-05 |  | 0.072017 |  | -0.00016399 |  | 0.048716 |  | 1.151e-06 |  | 7.9754e-07 |  | 0.00037075 |  | -0.00011676 |  | 0.13319 |  | 0.00014328 |  | 0 |  | 0.0017099 |  | 0.042097
| 8.036e-05 |  | 0.00022 |  | 9.0692e-05 |  | 4.3098e-05 |  | 6.6165e-05 |  | 9.5219e-05 |  | 7.1818e-07 |  | 0.00016678 |  | 0.07153 |  | -0.00010829 |  | 0.05149 |  | 1.162e-06 |  | 7.2211e-07 |  | 0.00034133 |  | 4.5816e-05 |  | 0.13201 |  | 0.00011485 |  | 0 |  | 0.0017315 |  | 0.042129
| 8.036e-05 |  | 0.00022045 |  | 9.0692e-05 |  | 2.9643e-05 |  | 0.00010863 |  | 9.6301e-05 |  | 8.2873e-07 |  | 0.00013187 |  | 0.070565 |  | -0.00022339 |  | 0.0538 |  | 1.2034e-06 |  | 7.4732e-07 |  | 0.0003322 |  | 8.9786e-05 |  | 0.13017 |  | 3.7469e-06 |  | 0 |  | 0.0017563 |  | 0.042119
| 9.1108e-06 |  | 0.00019668 |  | 7.1756e-05 |  | 3.9683e-05 |  | 0.00013938 |  | 9.9383e-05 |  | 8.7149e-07 |  | -2.3274e-05 |  | 0.070197 |  | -0.00020483 |  | 0.05647 |  | 1.2481e-06 |  | 7.2217e-07 |  | 0.00037425 |  | 0.00010949 |  | 0.12952 |  | -7.7694e-05 |  | 0 |  | 0.0017887 |  | 0.042108
| 9.1108e-06 |  | 0.00023674 |  | 7.1756e-05 |  | 2.8738e-05 |  | 0.00016568 |  | 0.00011259 |  | 8.5446e-07 |  | -3.8835e-06 |  | 0.069584 |  | 6.2504e-05 |  | 0.058642 |  | 1.2118e-06 |  | 7.8478e-07 |  | 0.00040288 |  | 0.00020148 |  | 0.12851 |  | 3.8264e-05 |  | 0 |  | 0.0018226 |  | 0.042134
| 7.5201e-05 |  | 0.00022635 |  | 2.9862e-05 |  | 3.4385e-06 |  | 0.00014128 |  | 9.8659e-05 |  | 8.0374e-07 |  | 0.00020944 |  | 0.069247 |  | 0.0003781 |  | 0.060047 |  | 1.2117e-06 |  | 8.9111e-07 |  | 0.00039719 |  | 0.00018896 |  | 0.12691 |  | 3.7873e-05 |  | 0 |  | 0.0018418 |  | 0.042217
| 7.5207e-05 |  | 0.00020096 |  | 2.9865e-05 |  | -4.2428e-06 |  | 0.00010625 |  | 9.0523e-05 |  | 8.2091e-07 |  | 2.715e-05 |  | 0.068872 |  | 3.09e-06 |  | 0.06305 |  | 1.2296e-06 |  | 1.0356e-06 |  | 0.00041209 |  | 6.4466e-05 |  | 0.12567 |  | 4.7391e-05 |  | 0 |  | 0.0018584 |  | 0.042358
| 0 |  | 0.00022366 |  | 4.8779e-05 |  | 5.9613e-06 |  | 9.264e-05 |  | 0.00010067 |  | 8.0914e-07 |  | -0.00030641 |  | 0.068619 |  | -0.00027166 |  | 0.067066 |  | 1.3322e-06 |  | 1.0235e-06 |  | 0.0004476 |  | 3.1492e-05 |  | 0.12376 |  | -9.815e-05 |  | 0 |  | 0.0018849 |  | 0.042449
| 0 |  | 0.00021076 |  | 4.8784e-05 |  | 3.4713e-05 |  | 5.6836e-05 |  | 9.6202e-05 |  | 7.6112e-07 |  | -0.00024486 |  | 0.069108 |  | -9.6482e-05 |  | 0.067557 |  | 1.3412e-06 |  | 9.8606e-07 |  | 0.00044189 |  | 3.9645e-05 |  | 0.12233 |  | -0.0001382 |  | 0 |  | 0.001914 |  | 0.042395
| 3.9545e-06 |  | 0.00020719 |  | 1.792e-05 |  | 7.3283e-05 |  | 5.4811e-05 |  | 9.1422e-05 |  | 7.1967e-07 |  | -0.00011636 |  | 0.068995 |  | -0.00015656 |  | 0.073693 |  | 1.207e-06 |  | 9.6091e-07 |  | 0.00042588 |  | 0.0001375 |  | 0.12132 |  | -3.2703e-05 |  | 0 |  | 0.0019396 |  | 0.042269
| 3.3922e-05 |  | 0.00021328 |  | 1.7922e-05 |  | 3.0241e-05 |  | 0.00010166 |  | 0.00010105 |  | 6.7691e-07 |  | -0.00018618 |  | 0.068365 |  | -5.26e-05 |  | 0.076371 |  | 1.1018e-06 |  | 9.0416e-07 |  | 0.00043392 |  | 0.00011831 |  | 0.1195 |  | -3.5216e-05 |  | 0 |  | 0.0019505 |  | 0.042239
| 2.9967e-05 |  | 0.00022229 |  | 0.00010336 |  | 2.8016e-05 |  | 0.00011267 |  | 0.00011065 |  | 6.8421e-07 |  | -2.3273e-05 |  | 0.067989 |  | -5.6312e-05 |  | 0.078996 |  | 1.0895e-06 |  | 7.0946e-07 |  | 0.00044426 |  | -1.1616e-05 |  | 0.11797 |  | 6.7201e-05 |  | 0 |  | 0.0019638 |  | 0.042319
| 0 |  | 0.0002205 |  | 0.00010336 |  | 7.3695e-05 |  | 9.4203e-05 |  | 0.00010494 |  | 7.1645e-07 |  | 6.9815e-05 |  | 0.06687 |  | -8.0446e-06 |  | 0.081736 |  | 1.1803e-06 |  | 5.3403e-07 |  | 0.00048663 |  | 6.5507e-05 |  | 0.11716 |  | 7.0616e-05 |  | 0 |  | 0.0019937 |  | 0.042423
| 4.0068e-05 |  | 0.00020514 |  | 4.3813e-05 |  | 5.864e-05 |  | 8.9675e-05 |  | 9.8577e-05 |  | 7.5072e-07 |  | 3.8786e-05 |  | 0.065985 |  | 0.00034098 |  | 0.08479 |  | 1.2244e-06 |  | 5.0892e-07 |  | 0.00046491 |  | 6.9662e-05 |  | 0.11562 |  | -8.0856e-05 |  | 0 |  | 0.0020234 |  | 0.042509
| 4.0068e-05 |  | 0.00020935 |  | 4.3813e-05 |  | 5.0287e-05 |  | 7.8597e-05 |  | 7.9132e-05 |  | 7.5724e-07 |  | -0.00017842 |  | 0.066461 |  | 0.00027414 |  | 0.088234 |  | 1.1845e-06 |  | 5.3983e-07 |  | 0.00045691 |  | 6.7651e-07 |  | 0.11388 |  | -0.00013699 |  | 0 |  | 0.0020518 |  | 0.042555
| 2.3561e-05 |  | 0.00023944 |  | 2.7884e-05 |  | 2.7839e-05 |  | 0.00010265 |  | 7.8856e-05 |  | 7.6658e-07 |  | -0.00044217 |  | 0.066461 |  | 6.2501e-05 |  | 0.091967 |  | 1.1454e-06 |  | 6.7216e-07 |  | 0.00051763 |  | 0.0001315 |  | 0.11241 |  | 3.9048e-05 |  | 0 |  | 0.0020765 |  | 0.042526
| 2.3561e-05 |  | 0.00024813 |  | 2.7884e-05 |  | 6.0479e-05 |  | 0.00010432 |  | 0.00010489 |  | 7.9546e-07 |  | -0.00037623 |  | 0.06585 |  | -4.5173e-05 |  | 0.094729 |  | 1.1247e-06 |  | 7.4757e-07 |  | 0.00054287 |  | 0.00014027 |  | 0.11049 |  | 0.00015475 |  | 0 |  | 0.0021108 |  | 0.042399
| 0.00011315 |  | 0.00022604 |  | 3.685e-05 |  | 8.8044e-05 |  | 6.4592e-05 |  | 0.00011714 |  | 8.7844e-07 |  | -0.00025987 |  | 0.065756 |  | 0.00044493 |  | 0.098637 |  | 1.1262e-06 |  | 7.5344e-07 |  | 0.00054173 |  | 5.6209e-05 |  | 0.10933 |  | 0.00010684 |  | 0 |  | 0.0021421 |  | 0.042333
| 0.00011315 |  | 0.00020579 |  | 3.685e-05 |  | 4.4609e-05 |  | 0.0001062 |  | 0.00010982 |  | 9.1529e-07 |  | -0.00038398 |  | 0.065856 |  | 0.00035211 |  | 0.10287 |  | 1.1757e-06 |  | 6.5281e-07 |  | 0.00056468 |  | 8.9266e-05 |  | 0.10789 |  | 0.00012571 |  | 0 |  | 0.0021596 |  | 0.042372
| 0 |  | 0.00021292 |  | 0.00010568 |  | 3.2954e-05 |  | 0.00015427 |  | 0.00010317 |  | 8.9628e-07 |  | -0.00048231 |  | 0.065875 |  | -0.00030602 |  | 0.10066 |  | 1.257e-06 |  | 6.3416e-07 |  | 0.00065405 |  | 7.8653e-05 |  | 0.10585 |  | -3.6106e-05 |  | 0 |  | 0.0021721 |  | 0.042423
| 0 |  | 0.00019235 |  | 0.00010569 |  | 2.1051e-05 |  | 0.00012177 |  | 8.7692e-05 |  | 8.5877e-07 |  | -0.00012412 |  | 0.065741 |  | -0.00016028 |  | 0.10918 |  | 1.3306e-06 |  | 7.477e-07 |  | 0.00063919 |  | -4.97e-05 |  | 0.10457 |  | -9.249e-05 |  | 0 |  | 0.0021913 |  | 0.042386
| 6.0212e-06 |  | 0.00017689 |  | 3.7852e-05 |  | 1.0942e-05 |  | 0.00011315 |  | 9.2183e-05 |  | 8.0415e-07 |  | 1.1636e-05 |  | 0.065223 |  | -8.0446e-06 |  | 0.11361 |  | 1.2577e-06 |  | 8.4834e-07 |  | 0.00059569 |  | 1.1324e-05 |  | 0.10302 |  | 0.00013554 |  | 0 |  | 0.0022144 |  | 0.042389
| 6.0206e-06 |  | 0.00020737 |  | 3.7849e-05 |  | 2.563e-05 |  | 0.00010973 |  | 9.7475e-05 |  | 8.2324e-07 |  | 9.3088e-05 |  | 0.064497 |  | -4.3318e-06 |  | 0.11717 |  | 1.1345e-06 |  | 9.4253e-07 |  | 0.00061977 |  | 2.1964e-05 |  | 0.10152 |  | 0.00021369 |  | 0 |  | 0.002232 |  | 0.042474
| 8.043e-05 |  | 0.00022089 |  | 5.479e-05 |  | 5.4058e-05 |  | 0.00012025 |  | 9.155e-05 |  | 8.3384e-07 |  | 0.00022496 |  | 0.063992 |  | -3.7748e-05 |  | 0.12002 |  | 1.1422e-06 |  | 1.1562e-06 |  | 0.0006324 |  | -0.00016552 |  | 0.10021 |  | 8.7331e-05 |  | 0 |  | 0.0022394 |  | 0.042613
| 8.0423e-05 |  | 0.00019824 |  | 5.4786e-05 |  | 3.4701e-05 |  | 9.514e-05 |  | 0.00010432 |  | 8.3193e-07 |  | 6.2059e-05 |  | 0.063801 |  | -7.8589e-05 |  | 0.1234 |  | 1.2593e-06 |  | 1.3698e-06 |  | 0.00063933 |  | -8.7373e-05 |  | 0.098311 |  | -6.5185e-05 |  | 0.00014672 |  | 0.0022543 |  | 0.042688
| 7.2962e-05 |  | 0.00019937 |  | 4.5825e-05 |  | 2.0627e-05 |  | 5.898e-05 |  | 9.4807e-05 |  | 7.8448e-07 |  | 2.3273e-05 |  | 0.063737 |  | -7.8589e-05 |  | 0.12905 |  | 1.3245e-06 |  | 1.2568e-06 |  | 0.00064047 |  | -8.8278e-05 |  | 0.09715 |  | -4.7511e-05 |  | 0.00014673 |  | 0.0022744 |  | 0.04267
| 7.2968e-05 |  | 0.00021652 |  | 4.5829e-05 |  | 2.4964e-05 |  | 0.00010256 |  | 7.9184e-05 |  | 7.1873e-07 |  | 7.3696e-05 |  | 0.063064 |  | 0.00014418 |  | 0.13383 |  | 1.2489e-06 |  | 9.614e-07 |  | 0.00067491 |  | -0.00012432 |  | 0.096112 |  | 1.9094e-05 |  | 0.00038548 |  | 0.0022976 |  | 0.042602
| 9.3652e-05 |  | 0.00021317 |  | 6.7797e-05 |  | 3.2392e-05 |  | 0.00011406 |  | 8.6842e-05 |  | 7.1741e-07 |  | -8.5327e-05 |  | 0.062299 |  | -0.00013429 |  | 0.13674 |  | 1.1512e-06 |  | 6.6588e-07 |  | 0.00069671 |  | 1.0768e-05 |  | 0.094614 |  | 2.4456e-05 |  | 0.00043276 |  | 0.0023159 |  | 0.042486
| 9.3652e-05 |  | 0.0002171 |  | 6.7797e-05 |  | 5.0842e-05 |  | 7.7693e-05 |  | 9.2044e-05 |  | 7.7145e-07 |  | -0.0001629 |  | 0.061876 |  | -0.00042389 |  | 0.14039 |  | 1.1472e-06 |  | 6.098e-07 |  | 0.0006933 |  | 4.1305e-05 |  | 0.09289 |  | 4.2776e-05 |  | 0.00058365 |  | 0.0023408 |  | 0.042383
| 4.8351e-05 |  | 0.00020932 |  | 0.00013963 |  | 3.5861e-05 |  | 9.9543e-05 |  | 9.9664e-05 |  | 8.8598e-07 |  | -0.0001629 |  | 0.061596 |  | -0.00043131 |  | 0.14536 |  | 1.1968e-06 |  | 7.5434e-07 |  | 0.00073347 |  | 3.9682e-05 |  | 0.090738 |  | 2.9382e-06 |  | 0.00095009 |  | 0.0023607 |  | 0.042333
| 4.8356e-05 |  | 0.00020864 |  | 0.00013964 |  | 2.0356e-05 |  | 0.00013029 |  | 0.00010882 |  | 9.7747e-07 |  | -0.00034908 |  | 0.061346 |  | -0.00020111 |  | 0.15066 |  | 1.172e-06 |  | 9.4858e-07 |  | 0.00076556 |  | 4.3692e-05 |  | 0.089024 |  | -0.00010817 |  | 0.0012171 |  | 0.0023766 |  | 0.042303
| 3.9576e-06 |  | 0.00019415 |  | 5.8609e-05 |  | 1.0526e-05 |  | 0.00011322 |  | 0.0001018 |  | 1.0039e-06 |  | -0.00018617 |  | 0.060662 |  | -7.8595e-05 |  | 0.15425 |  | 1.1246e-06 |  | 1.1687e-06 |  | 0.00075302 |  | 8.196e-05 |  | 0.087287 |  | -0.00016487 |  | 0.001232 |  | 0.0023865 |  | 0.042242
| 3.9579e-06 |  | 0.00018896 |  | 5.8614e-05 |  | -1.8669e-05 |  | 7.6317e-05 |  | 0.0001075 |  | 8.9198e-07 |  | 8.9041e-05 |  | 0.059657 |  | -7.1627e-05 |  | 0.15155 |  | 1.1714e-06 |  | 1.2571e-06 |  | 0.00078741 |  | 0.00018862 |  | 0.085295 |  | -9.362e-05 |  | 0.0010116 |  | 0.0023999 |  | 0.042219
| 3.9067e-05 |  | 0.00019405 |  | 0.00013161 |  | 7.8143e-06 |  | 6.6941e-05 |  | 9.7273e-05 |  | 7.8007e-07 |  | 3.1029e-05 |  | 0.059192 |  | -0.0001083 |  | 0.16315 |  | 1.2898e-06 |  | 1.232e-06 |  | 0.00084249 |  | 0.00017397 |  | 0.083827 |  | 2.046e-05 |  | 0.0012305 |  | 0.0024082 |  | 0.042237
| 3.9067e-05 |  | 0.00018647 |  | 0.00013161 |  | 4.2257e-05 |  | 0.00010449 |  | 9.0489e-05 |  | 7.2088e-07 |  | -0.00015515 |  | 0.059112 |  | -0.00029395 |  | 0.16685 |  | 1.3429e-06 |  | 1.0875e-06 |  | 0.00082075 |  | 3.179e-05 |  | 0.082762 |  | 9.1807e-06 |  | 0.0015208 |  | 0.0024141 |  | 0.042278
| 9.196e-05 |  | 0.00019449 |  | 4.9831e-05 |  | 3.5294e-05 |  | 0.00012305 |  | 9.9785e-05 |  | 7.3471e-07 |  | -3.4907e-05 |  | 0.058723 |  | -0.0001974 |  | 0.17126 |  | 1.2789e-06 |  | 9.7455e-07 |  | 0.00082881 |  | -2.1198e-05 |  | 0.080977 |  | -7.0008e-05 |  | 0.0016319 |  | 0.0024215 |  | 0.04227
| 9.196e-05 |  | 0.00020278 |  | 4.9831e-05 |  | 4.6215e-05 |  | 0.00011453 |  | 8.989e-05 |  | 7.4985e-07 |  | -4.2665e-05 |  | 0.058739 |  | -0.0001974 |  | 0.17588 |  | 1.2135e-06 |  | 8.7387e-07 |  | 0.00085411 |  | -6.2952e-06 |  | 0.079643 |  | 3.446e-05 |  | 0.0016468 |  | 0.0024392 |  | 0.042284
| 2.5645e-05 |  | 0.00020887 |  | 8.1614e-05 |  | 8.538e-05 |  | 9.5659e-05 |  | 9.2085e-05 |  | 7.1304e-07 |  | 2.7152e-05 |  | 0.058243 |  | -0.00029022 |  | 0.17963 |  | 1.1723e-06 |  | 8.0424e-07 |  | 0.00088277 |  | 1.8024e-05 |  | 0.07895 |  | 0.00015376 |  | 0.0019471 |  | 0.0024514 |  | 0.042352
| 2.5647e-05 |  | 0.00020439 |  | 8.1622e-05 |  | 0.0001027 |  | 7.5392e-05 |  | 8.5603e-05 |  | 7.5584e-07 |  | 6.5938e-05 |  | 0.057508 |  | -0.00033478 |  | 0.18396 |  | 1.1186e-06 |  | 7.1e-07 |  | 0.0009482 |  | 7.0526e-05 |  | 0.077521 |  | 6.2483e-05 |  | 0.0020897 |  | 0.0024615 |  | 0.042388
| 4.9401e-05 |  | 0.00020384 |  | 3.4885e-05 |  | 9.3345e-05 |  | 8.258e-05 |  | 7.5976e-05 |  | 7.987e-07 |  | -7.7573e-05 |  | 0.057224 |  | -0.00039418 |  | 0.18897 |  | 1.1139e-06 |  | 6.4745e-07 |  | 0.001001 |  | 4.1459e-05 |  | 0.075916 |  | -0.00011028 |  | 0.0021296 |  | 0.0024642 |  | 0.042355
| 4.9405e-05 |  | 0.00020194 |  | 3.4888e-05 |  | 4.5595e-05 |  | 0.00012011 |  | 7.1433e-05 |  | 8.2761e-07 |  | 3.8788e-06 |  | 0.056668 |  | -0.00024195 |  | 0.19288 |  | 1.1124e-06 |  | 7.9197e-07 |  | 0.0010102 |  | 0.00011918 |  | 0.074137 |  | -0.00015047 |  | 0.0024017 |  | 0.0024691 |  | 0.042327
| 7.9329e-05 |  | 0.00018048 |  | 5.8635e-05 |  | 4.5809e-05 |  | 0.00011718 |  | 7.6614e-05 |  | 7.9673e-07 |  | 0.00018618 |  | 0.05608 |  | 5.8787e-05 |  | 0.19647 |  | 1.1022e-06 |  | 9.8053e-07 |  | 0.00098391 |  | 6.8378e-05 |  | 0.072325 |  | -6.6412e-05 |  | 0.0022956 |  | 0.00247 |  | 0.042353
| 7.9329e-05 |  | 0.00017884 |  | 5.8635e-05 |  | 6.3727e-05 |  | 0.00010588 |  | 7.9507e-05 |  | 7.7112e-07 |  | 0.00016678 |  | 0.055604 |  | -0.00010829 |  | 0.20127 |  | 1.1119e-06 |  | 1.1123e-06 |  | 0.0010321 |  | -2.8046e-05 |  | 0.070629 |  | -0.00011538 |  | 0.0024864 |  | 0.0024708 |  | 0.042308
| 7.3012e-05 |  | 0.00019591 |  | 8.3935e-05 |  | 3.7638e-05 |  | 0.00010057 |  | 7.8539e-05 |  | 7.8817e-07 |  | -3.4909e-05 |  | 0.055398 |  | -0.00029023 |  | 0.20621 |  | 1.0801e-06 |  | 1.1755e-06 |  | 0.0010814 |  | 7.0398e-05 |  | 0.069964 |  | -0.00017822 |  | 0.0028795 |  | 0.0024685 |  | 0.042138
| 7.3019e-05 |  | 0.00019037 |  | 8.3943e-05 |  | 4.0352e-05 |  | 8.2044e-05 |  | 8.2464e-05 |  | 7.916e-07 |  | -0.00029866 |  | 0.055235 |  | -1.9188e-05 |  | 0.20975 |  | 1.0679e-06 |  | 1.1569e-06 |  | 0.001078 |  | 9.6846e-05 |  | 0.069365 |  | -5.4432e-05 |  | 0.0030754 |  | 0.0024719 |  | 0.041934
| 1.1192e-05 |  | 0.0001635 |  | 7.0719e-05 |  | 7.1961e-05 |  | 6.9392e-05 |  | 7.2974e-05 |  | 7.5334e-07 |  | -0.00032969 |  | 0.054773 |  | 0.00018502 |  | 0.21374 |  | 1.0713e-06 |  | 1.1439e-06 |  | 0.0010816 |  | -4.9049e-05 |  | 0.067872 |  | -9.3027e-05 |  | 0.0031384 |  | 0.0024752 |  | 0.041777
| 1.1192e-05 |  | 0.00018136 |  | 7.0719e-05 |  | 9.3508e-05 |  | 6.0966e-05 |  | 8.2654e-05 |  | 6.9281e-07 |  | -0.00011248 |  | 0.054712 |  | 0.0002073 |  | 0.2161 |  | 1.0872e-06 |  | 1.0562e-06 |  | 0.0011057 |  | -4.0745e-05 |  | 0.06642 |  | -5.6521e-05 |  | 0.0032448 |  | 0.0024835 |  | 0.041696
| 0 |  | 0.00020517 |  | 0.0001495 |  | 9.6144e-05 |  | 0.00010556 |  | 9.3985e-05 |  | 7.0928e-07 |  | -0.00015515 |  | 0.055166 |  | 3.09e-06 |  | 0.21902 |  | 1.1382e-06 |  | 9.8715e-07 |  | 0.0011769 |  | 0.0001947 |  | 0.064951 |  | 7.2733e-05 |  | 0.0036761 |  | 0.0024804 |  | 0.041669
| 0 |  | 0.00019581 |  | 0.0001495 |  | 7.9858e-05 |  | 0.00011907 |  | 8.2896e-05 |  | 7.5735e-07 |  | -5.4302e-05 |  | 0.054882 |  | -0.00020483 |  | 0.2232 |  | 1.2469e-06 |  | 1.0123e-06 |  | 0.0011976 |  | 0.00012 |  | 0.063756 |  | -5.1041e-05 |  | 0.003774 |  | 0.0024771 |  | 0.041743
| 1.5326e-05 |  | 0.0001973 |  | 3.0912e-05 |  | 4.9724e-05 |  | 0.00011617 |  | 8.556e-05 |  | 8.0945e-07 |  | 0.00019781 |  | 0.053803 |  | -0.00020112 |  | 0.22444 |  | 1.3613e-06 |  | 9.6851e-07 |  | 0.0012217 |  | 0.00015123 |  | 0.062734 |  | -5.9071e-05 |  | 0.0039468 |  | 0.0024754 |  | 0.041877
| 1.5326e-05 |  | 0.00019561 |  | 3.0912e-05 |  | 2.0906e-05 |  | 0.00012036 |  | 8.9072e-05 |  | 8.7992e-07 |  | -0.0001113 |  | 0.053677 |  | -0.00027051 |  | 0.21518 |  | 1.3999e-06 |  | 8.6133e-07 |  | 0.00127 |  | 0.00017821 |  | 0.061365 |  | -1.8934e-05 |  | 0.0039055 |  | 0.002478 |  | 0.041987
| 0 |  | 0.00018621 |  | 5.1851e-05 |  | 2.8272e-05 |  | 8.5495e-05 |  | 8.5266e-05 |  | 1.0157e-06 |  | -0.00014739 |  | 0.053972 |  | 3.651e-05 |  | 0.22731 |  | 1.3112e-06 |  | 9.1758e-07 |  | 0.0012827 |  | 1.3077e-05 |  | 0.059858 |  | -3.2917e-05 |  | 0.0040183 |  | 0.0024755 |  | 0.042027
| 0 |  | 0.00017035 |  | 5.1856e-05 |  | 3.7577e-05 |  | 5.3222e-05 |  | 7.9929e-05 |  | 1.1032e-06 |  | 1.5515e-05 |  | 0.054119 |  | 2.1659e-05 |  | 0.22917 |  | 1.1761e-06 |  | 1.119e-06 |  | 0.0013033 |  | -4.0656e-05 |  | 0.058734 |  | -0.00010931 |  | 0.0043203 |  | 0.0024724 |  | 0.041994
| 7.707e-05 |  | 0.0001668 |  | 0.00010065 |  | 7.3028e-06 |  | 1.2985e-05 |  | 8.195e-05 |  | 1.017e-06 |  | -0.00025598 |  | 0.054034 |  | -0.00012314 |  | 0.22804 |  | 1.1191e-06 |  | 1.1636e-06 |  | 0.0013333 |  | -2.5972e-05 |  | 0.057411 |  | -8.89e-05 |  | 0.0042705 |  | 0.0024691 |  | 0.041893
| 7.707e-05 |  | 0.00016171 |  | 0.00010065 |  | 1.4516e-05 |  | 6.5866e-05 |  | 7.0408e-05 |  | 8.636e-07 |  | -0.00013575 |  | 0.053227 |  | -0.00018255 |  | 0.22777 |  | 1.073e-06 |  | 1.2141e-06 |  | 0.001331 |  | 8.5983e-06 |  | 0.056147 |  | -8.63e-05 |  | 0.0040354 |  | 0.0024691 |  | 0.041801
| 4.2198e-05 |  | 0.00016795 |  | 0.0001018 |  | 3.2125e-05 |  | 0.00011896 |  | 6.6852e-05 |  | 7.4437e-07 |  | 3.8786e-05 |  | 0.052585 |  | -0.0002568 |  | 0.22698 |  | 1.0647e-06 |  | 1.3206e-06 |  | 0.0013644 |  | 0.00020469 |  | 0.055065 |  | -1.6618e-05 |  | 0.0041745 |  | 0.0024634 |  | 0.0418
| 4.2201e-05 |  | 0.0001792 |  | 0.00010181 |  | 5.2802e-05 |  | 7.619e-05 |  | 8.3093e-05 |  | 7.0089e-07 |  | 7.3694e-05 |  | 0.052574 |  | -7.4877e-05 |  | 0.22689 |  | 1.1212e-06 |  | 1.4776e-06 |  | 0.0014069 |  | 0.00025956 |  | 0.054349 |  | 1.3512e-05 |  | 0.0045747 |  | 0.0024576 |  | 0.041868
| 2.9283e-06 |  | 0.00018928 |  | 0 |  | 5.4398e-05 |  | 9.4527e-05 |  | 8.5942e-05 |  | 7.2658e-07 |  | 7.7573e-05 |  | 0.05247 |  | 0.00014047 |  | 0.22771 |  | 1.1949e-06 |  | 1.371e-06 |  | 0.001446 |  | 3.558e-05 |  | 0.053628 |  | -3.5325e-05 |  | 0.0042063 |  | 0.002447 |  | 0.041912
| 2.9286e-06 |  | 0.00019674 |  | 0 |  | -8.4559e-07 |  | 0.0001201 |  | 8.3215e-05 |  | 7.8198e-07 |  | 0.00016291 |  | 0.052233 |  | 0.00012191 |  | 0.22621 |  | 1.2363e-06 |  | 1.1199e-06 |  | 0.0015058 |  | -3.9205e-05 |  | 0.051833 |  | -5.8677e-05 |  | 0.0043858 |  | 0.0024395 |  | 0.041762
| 5.9826e-05 |  | 0.00020309 |  | 9.6642e-05 |  | 1.5948e-05 |  | 0.00011828 |  | 8.6089e-05 |  | 8.0504e-07 |  | 8.5335e-05 |  | 0.052327 |  | -0.00044617 |  | 0.22488 |  | 1.1757e-06 |  | 1.0004e-06 |  | 0.0015597 |  | 7.2551e-06 |  | 0.050709 |  | -9.9704e-05 |  | 0.0046795 |  | 0.0024345 |  | 0.041506
| 5.9831e-05 |  | 0.00020848 |  | 9.665e-05 |  | 4.6545e-05 |  | 0.00012314 |  | 8.2331e-05 |  | 8.1104e-07 |  | 5.4298e-05 |  | 0.052287 |  | -0.00040162 |  | 0.22271 |  | 1.1242e-06 |  | 9.5657e-07 |  | 0.0015897 |  | 0.00020165 |  | 0.050056 |  | -1.792e-05 |  | 0.0046516 |  | 0.0024355 |  | 0.041258
| 5.668e-05 |  | 0.00019879 |  | 4.4891e-05 |  | 2.9392e-05 |  | 8.6655e-05 |  | 8.756e-05 |  | 8.5057e-07 |  | 0.00022496 |  | 0.052297 |  | 7.3639e-05 |  | 0.21823 |  | 1.2027e-06 |  | 9.753e-07 |  | 0.0015909 |  | 0.00018778 |  | 0.048806 |  | 2.0014e-06 |  | 0.0045105 |  | 0.0024363 |  | 0.041112
| 5.668e-05 |  | 0.00019446 |  | 4.4891e-05 |  | 1.4128e-06 |  | 6.1578e-05 |  | 9.0702e-05 |  | 8.8022e-07 |  | 0.00024048 |  | 0.052696 |  | -4.1461e-05 |  | 0.21453 |  | 1.3205e-06 |  | 8.9327e-07 |  | 0.0016048 |  | 5.163e-05 |  | 0.048315 |  | -1.3613e-05 |  | 0.004172 |  | 0.0024373 |  | 0.041089
| 4.9448e-05 |  | 0.00018924 |  | 9.4933e-05 |  | 1.7358e-06 |  | 8.9322e-05 |  | 7.0586e-05 |  | 8.5123e-07 |  | 3.8835e-06 |  | 0.052614 |  | -0.0001677 |  | 0.21259 |  | 1.317e-06 |  | 6.7302e-07 |  | 0.001645 |  | 2.5877e-05 |  | 0.047347 |  | -6.3014e-05 |  | 0.0040776 |  | 0.0024298 |  | 0.041153
| 4.9453e-05 |  | 0.00018347 |  | 9.8941e-05 |  | 2.0078e-05 |  | 9.9553e-05 |  | 7.602e-05 |  | 7.696e-07 |  | -0.00022496 |  | 0.052045 |  | -0.00021225 |  | 0.20918 |  | 1.24e-06 |  | 4.6573e-07 |  | 0.0017254 |  | -3.8256e-05 |  | 0.04621 |  | -0.00012681 |  | 0.004048 |  | 0.0024199 |  | 0.041255
| 5.255e-05 |  | 0.00018055 |  | 7.7069e-05 |  | 3.0482e-05 |  | 8.5487e-05 |  | 8.7835e-05 |  | 7.0502e-07 |  | -0.00017454 |  | 0.051937 |  | -0.00023082 |  | 0.20437 |  | 1.1498e-06 |  | 6.4207e-07 |  | 0.0017577 |  | 5.1686e-05 |  | 0.045068 |  | -9.0176e-05 |  | 0.0043465 |  | 0.0024076 |  | 0.041278
| 5.2559e-05 |  | 0.00019985 |  | 7.3082e-05 |  | 4.1122e-05 |  | 6.9804e-05 |  | 8.7158e-05 |  | 6.9322e-07 |  | -0.000128 |  | 0.051332 |  | -7.1165e-05 |  | 0.20071 |  | 1.1436e-06 |  | 9.1216e-07 |  | 0.0018232 |  | 0.00022582 |  | 0.043779 |  | 7.5563e-05 |  | 0.0055603 |  | 0.0024001 |  | 0.04115
| 0 |  | 0.00019804 |  | 7.3651e-05 |  | 2.634e-05 |  | 4.8079e-05 |  | 8.1875e-05 |  | 7.7032e-07 |  | -0.00017455 |  | 0.051059 |  | 0.00013305 |  | 0.19649 |  | 1.1244e-06 |  | 8.6177e-07 |  | 0.0019049 |  | 0.00012406 |  | 0.043189 |  | 0.00014723 |  | 0.0057841 |  | 0.0023945 |  | 0.040892
| 0 |  | 0.000181 |  | 7.3664e-05 |  | 4.3752e-05 |  | 5.4735e-05 |  | 7.5613e-05 |  | 8.9948e-07 |  | 0.00011635 |  | 0.051064 |  | 0.00035582 |  | 0.19148 |  | 1.0727e-06 |  | 5.3489e-07 |  | 0.0019107 |  | -2.5045e-05 |  | 0.042501 |  | 6.8519e-05 |  | 0.0056715 |  | 0.0023936 |  | 0.040622
| 9.7251e-05 |  | 0.00018077 |  | 3.9913e-05 |  | 4.8758e-05 |  | 8.5071e-05 |  | 8.0335e-05 |  | 9.5154e-07 |  | 0.00025987 |  | 0.050643 |  | 0.00017017 |  | 0.18635 |  | 1.0734e-06 |  | 3.9665e-07 |  | 0.0019153 |  | 0.00012994 |  | 0.041613 |  | -9.6467e-05 |  | 0.0059524 |  | 0.002392 |  | 0.040447
| 9.7259e-05 |  | 0.00018208 |  | 3.9917e-05 |  | 2.4592e-05 |  | 0.00010436 |  | 7.9161e-05 |  | 9.1273e-07 |  | 0.00026763 |  | 0.050435 |  | -7.1164e-05 |  | 0.18113 |  | 1.1003e-06 |  | 6.6738e-07 |  | 0.0020074 |  | 0.00019306 |  | 0.04066 |  | -6.3944e-05 |  | 0.0056071 |  | 0.0023913 |  | 0.040369
| 0 |  | 0.00017821 |  | 5.0899e-05 |  | 8.7997e-06 |  | 0.00011635 |  | 7.9096e-05 |  | 8.9626e-07 |  | 0.00032969 |  | 0.049753 |  | -0.00018998 |  | 0.1755 |  | 1.1382e-06 |  | 9.1869e-07 |  | 0.0021154 |  | 9.6536e-05 |  | 0.039562 |  | 4.1363e-05 |  | 0.0056918 |  | 0.0023872 |  | 0.040374
| 0 |  | 0.00015983 |  | 5.0899e-05 |  | 1.3009e-05 |  | 0.00014481 |  | 7.3419e-05 |  | 8.7063e-07 |  | 0.00014739 |  | 0.049044 |  | -0.00043132 |  | 0.16998 |  | 1.1115e-06 |  | 9.8145e-07 |  | 0.0020925 |  | -6.6992e-06 |  | 0.038369 |  | 6.6507e-05 |  | 0.0066732 |  | 0.002384 |  | 0.040435
| 1.9478e-05 |  | 0.00016724 |  | 7.9849e-06 |  | 1.5588e-05 |  | 0.00013545 |  | 6.4584e-05 |  | 8.1461e-07 |  | 1.1636e-05 |  | 0.048882 |  | -0.00025681 |  | 0.16457 |  | 1.1025e-06 |  | 8.3026e-07 |  | 0.0021052 |  | 4.0407e-05 |  | 0.037488 |  | 0.00012551 |  | 0.0077489 |  | 0.0023815 |  | 0.040482
| 1.9476e-05 |  | 0.00016363 |  | 7.9842e-06 |  | 3.8315e-05 |  | 9.0849e-05 |  | 6.598e-05 |  | 8.1e-07 |  | 8.9209e-05 |  | 0.048603 |  | 1.052e-05 |  | 0.15772 |  | 1.1101e-06 |  | 6.7906e-07 |  | 0.0021904 |  | 6.5772e-05 |  | 0.036753 |  | -4.8993e-05 |  | 0.0083797 |  | 0.0023873 |  | 0.040474
| 3.6028e-05 |  | 0.00014732 |  | 0.00010592 |  | 4.9302e-05 |  | 5.4182e-05 |  | 6.9295e-05 |  | 8.5613e-07 |  | 0.00039562 |  | 0.04841 |  | 0.00014047 |  | 0.15111 |  | 1.1239e-06 |  | 7.4238e-07 |  | 0.002241 |  | -2.0789e-05 |  | 0.036106 |  | -0.00015965 |  | 0.0089197 |  | 0.0023957 |  | 0.040401
| 3.6028e-05 |  | 0.00015839 |  | 0.00010592 |  | 3.4273e-05 |  | 6.6278e-05 |  | 6.5223e-05 |  | 9.676e-07 |  | 0.00012411 |  | 0.048499 |  | 0.00015161 |  | 0.14604 |  | 1.1563e-06 |  | 8.3097e-07 |  | 0.0023158 |  | 7.8989e-05 |  | 0.035425 |  | -8.546e-05 |  | 0.0086513 |  | 0.0024015 |  | 0.040327
| 4.844e-05 |  | 0.00016115 |  | 4.4918e-05 |  | 6.6128e-05 |  | 8.7816e-05 |  | 6.3044e-05 |  | 9.6166e-07 |  | 7.756e-06 |  | 0.04829 |  | -9.7153e-05 |  | 0.14122 |  | 1.2404e-06 |  | 9.2531e-07 |  | 0.0024032 |  | 8.834e-05 |  | 0.034827 |  | -7.8781e-05 |  | 0.0083935 |  | 0.0024049 |  | 0.040173
| 4.8444e-05 |  | 0.00019882 |  | 4.4922e-05 |  | 4.2128e-05 |  | 8.6483e-05 |  | 8.3037e-05 |  | 8.866e-07 |  | 0.00017066 |  | 0.048416 |  | -7.1164e-05 |  | 0.1357 |  | 1.3205e-06 |  | 9.8808e-07 |  | 0.0024332 |  | 0.00011764 |  | 0.034452 |  | -0.00020297 |  | 0.008524 |  | 0.0024116 |  | 0.039967
| 0 |  | 0.00020753 |  | 4.6919e-05 |  | 5.1407e-05 |  | 0.00010556 |  | 8.3711e-05 |  | 8.7012e-07 |  | 0.00014739 |  | 0.048439 |  | -0.00027538 |  | 0.1309 |  | 1.2929e-06 |  | 1.1451e-06 |  | 0.0024827 |  | 0.00019131 |  | 0.033469 |  | -0.00015161 |  | 0.0084156 |  | 0.0024274 |  | 0.039797
| 0 |  | 0.00016891 |  | 4.6923e-05 |  | 9.3023e-05 |  | 5.9624e-05 |  | 7.5892e-05 |  | 8.7539e-07 |  | -0.00011635 |  | 0.048243 |  | -0.0006244 |  | 0.12564 |  | 1.1757e-06 |  | 1.1955e-06 |  | 0.0025356 |  | 4.0347e-05 |  | 0.032258 |  | -9.5517e-05 |  | 0.0087249 |  | 0.0024425 |  | 0.039716
| 4.1207e-05 |  | 0.00018112 |  | 3.8936e-05 |  | 5.8217e-05 |  | 6.1429e-05 |  | 7.7142e-05 |  | 9.3802e-07 |  | -0.00022496 |  | 0.048153 |  | -0.00029394 |  | 0.11936 |  | 1.1241e-06 |  | 1.0449e-06 |  | 0.0025898 |  | -9.5609e-05 |  | 0.031699 |  | -0.00011333 |  | 0.0088184 |  | 0.0024516 |  | 0.039661
| 4.1207e-05 |  | 0.00019263 |  | 3.8936e-05 |  | 4.4758e-05 |  | 9.677e-05 |  | 7.0996e-05 |  | 9.4667e-07 |  | 7.7573e-05 |  | 0.047908 |  | -0.00011201 |  | 0.11445 |  | 1.2048e-06 |  | 9.0026e-07 |  | 0.0026887 |  | -7.1005e-05 |  | 0.031321 |  | 1.4487e-05 |  | 0.0087636 |  | 0.0024634 |  | 0.039588
| 0 |  | 0.00017877 |  | 6.3919e-05 |  | 5.725e-05 |  | 0.0001005 |  | 6.6617e-05 |  | 9.5721e-07 |  | 4.2665e-05 |  | 0.047888 |  | -0.00011201 |  | 0.1099 |  | 1.2641e-06 |  | 8.3693e-07 |  | 0.0027383 |  | 2.4906e-05 |  | 0.030654 |  | 0.00014612 |  | 0.009275 |  | 0.0024765 |  | 0.039505
| 0 |  | 0.00016692 |  | 9.0934e-05 |  | 7.7431e-05 |  | 6.8996e-05 |  | 6.963e-05 |  | 9.4872e-07 |  | 0.00017454 |  | 0.047057 |  | 4.3937e-05 |  | 0.10402 |  | 1.2242e-06 |  | 9.0616e-07 |  | 0.0027993 |  | 3.7957e-05 |  | 0.030296 |  | 3.3223e-05 |  | 0.0097438 |  | 0.0024975 |  | 0.03939
| 5.0007e-06 |  | 0.0001592 |  | 2.7023e-05 |  | 3.8082e-05 |  | 5.5923e-05 |  | 5.3104e-05 |  | 9.2169e-07 |  | 0.00018179 |  | 0.046452 |  | -2.1901e-05 |  | 0.093369 |  | 1.127e-06 |  | 8.6867e-07 |  | 0.0028523 |  | -4.0446e-05 |  | 0.029798 |  | -0.0001016 |  | 0.010064 |  | 0.0025148 |  | 0.03924
| 5.0007e-06 |  | 0.00016788 |  | 0 |  | 2.1974e-05 |  | 6.1592e-05 |  | 5.3433e-05 |  | 9.5334e-07 |  | 4.6544e-05 |  | 0.046156 |  | -4.8887e-05 |  | 0.093119 |  | 1.0677e-06 |  | 1.1207e-06 |  | 0.0028858 |  | -6.2779e-05 |  | 0.028634 |  | 1.8711e-05 |  | 0.010267 |  | 0.0025374 |  | 0.039062
| 8.7537e-05 |  | 0.00017817 |  | 8.0626e-05 |  | -1.6331e-05 |  | 5.968e-05 |  | 7.6246e-05 |  | 9.6529e-07 |  | 2.715e-05 |  | 0.04517 |  | 6.6214e-05 |  | 0.089473 |  | 1.0871e-06 |  | 1.3413e-06 |  | 0.0029997 |  | 4.6093e-06 |  | 0.027779 |  | 4.8549e-05 |  | 0.010902 |  | 0.0025716 |  | 0.038929
| 8.7544e-05 |  | 0.00017053 |  | 8.0633e-05 |  | -7.2775e-05 |  | 0.00010572 |  | 6.8664e-05 |  | 9.2367e-07 |  | 3.8786e-05 |  | 0.044335 |  | 5.5075e-05 |  | 0.084461 |  | 1.1256e-06 |  | 1.3599e-06 |  | 0.0031022 |  | 2.1302e-05 |  | 0.027214 |  | 2.5818e-05 |  | 0.01156 |  | 0.0025979 |  | 0.038845
| 3.1907e-05 |  | 0.00015707 |  | 6.5658e-05 |  | -2.6013e-05 |  | 8.8319e-05 |  | 6.3228e-05 |  | 7.9195e-07 |  | 0.00014351 |  | 0.044002 |  | -7.8591e-05 |  | 0.080056 |  | 1.1844e-06 |  | 1.0957e-06 |  | 0.0031229 |  | 0.00010243 |  | 0.026696 |  | 8.0573e-05 |  | 0.011798 |  | 0.0026255 |  | 0.038796
| 3.1907e-05 |  | 0.00015618 |  | 6.5658e-05 |  | 3.5174e-05 |  | 5.6614e-05 |  | 7.1277e-05 |  | 6.943e-07 |  | 0.00016678 |  | 0.044044 |  | -0.00021226 |  | 0.076385 |  | 1.2195e-06 |  | 7.6209e-07 |  | 0.0032048 |  | 0.00021156 |  | 0.025912 |  | -2.93e-05 |  | 0.011906 |  | 0.0026398 |  | 0.03873
| 1.8976e-06 |  | 0.00013327 |  | 5.8176e-05 |  | 2.0865e-05 |  | 8.6011e-05 |  | 6.5582e-05 |  | 6.9238e-07 |  | -8.9216e-05 |  | 0.043448 |  | -0.00028279 |  | 0.071652 |  | 1.1851e-06 |  | 6.988e-07 |  | 0.0032876 |  | 0.00021456 |  | 0.025315 |  | -1.2556e-05 |  | 0.012182 |  | 0.0026547 |  | 0.038586
| 1.8976e-06 |  | 0.0001451 |  | 5.8176e-05 |  | 4.2068e-05 |  | 0.0001008 |  | 6.5177e-05 |  | 8.1041e-07 |  | 2.327e-05 |  | 0.042766 |  | -8.2296e-05 |  | 0.067292 |  | 1.1127e-06 |  | 7.5504e-07 |  | 0.0033752 |  | 2.0931e-05 |  | 0.025213 |  | 0.00011702 |  | 0.012411 |  | 0.0026622 |  | 0.038412
| 2.8808e-05 |  | 0.00018255 |  | 1.1986e-05 |  | 5.9845e-05 |  | 8.6764e-05 |  | 6.9191e-05 |  | 9.9315e-07 |  | 0.00014351 |  | 0.042129 |  | 0.0001776 |  | 0.064568 |  | 1.0866e-06 |  | 1.0577e-06 |  | 0.003434 |  | -0.00011133 |  | 0.024796 |  | 6.9193e-05 |  | 0.012464 |  | 0.0026748 |  | 0.038182
| 2.8808e-05 |  | 0.00015769 |  | 1.1986e-05 |  | -5.3175e-06 |  | 4.2834e-05 |  | 6.9566e-05 |  | 1.1342e-06 |  | -6.2059e-05 |  | 0.041277 |  | -6.7448e-05 |  | 0.061027 |  | 1.143e-06 |  | 1.3097e-06 |  | 0.0034709 |  | 1.1111e-05 |  | 0.024343 |  | 0.00011807 |  | 0.012913 |  | 0.0026789 |  | 0.037943
| 1.2248e-05 |  | 0.0001541 |  | 0.00010081 |  | -2.2779e-05 |  | 2.5833e-05 |  | 6.0938e-05 |  | 1.1687e-06 |  | -0.00024048 |  | 0.040641 |  | -0.00037563 |  | 0.056675 |  | 1.206e-06 |  | 1.3474e-06 |  | 0.0035989 |  | 2.653e-05 |  | 0.023649 |  | 0.00022089 |  | 0.013228 |  | 0.0026957 |  | 0.037845
| 1.2249e-05 |  | 0.00016318 |  | 0.00010082 |  | 2.3487e-05 |  | 5.3875e-05 |  | 5.7273e-05 |  | 1.1053e-06 |  | -0.00029866 |  | 0.039931 |  | -0.0003979 |  | 0.052825 |  | 1.1624e-06 |  | 1.2342e-06 |  | 0.0036955 |  | 3.7701e-05 |  | 0.022957 |  | 0.00014043 |  | 0.01334 |  | 0.0026963 |  | 0.037933
| 3.1919e-05 |  | 0.0001543 |  | 6.3953e-05 |  | 3.777e-05 |  | 7.4633e-05 |  | 6.3792e-05 |  | 1.044e-06 |  | -0.00015515 |  | 0.039542 |  | -0.00029394 |  | 0.049394 |  | 1.0874e-06 |  | 1.1716e-06 |  | 0.0038003 |  | 0.00012606 |  | 0.022668 |  | -2.0799e-05 |  | 0.013709 |  | 0.0027058 |  | 0.038074
| 3.1919e-05 |  | 0.00015185 |  | 6.3953e-05 |  | 6.3224e-05 |  | 8.1223e-05 |  | 6.1504e-05 |  | 1.0262e-06 |  | 0.00020168 |  | 0.0393 |  | 8.107e-05 |  | 0.046403 |  | 1.0722e-06 |  | 1.2343e-06 |  | 0.0039087 |  | 0.00023493 |  | 0.022152 |  | -4.3406e-05 |  | 0.014115 |  | 0.0026899 |  | 0.037993
| 1.1215e-05 |  | 0.00015673 |  | 6.5681e-05 |  | 6.2357e-05 |  | 5.8719e-05 |  | 6.4422e-05 |  | 1.0243e-06 |  | 0.00029089 |  | 0.038857 |  | 1.7952e-05 |  | 0.043505 |  | 1.1075e-06 |  | 1.1775e-06 |  | 0.0039928 |  | 0.00017882 |  | 0.021892 |  | -2.679e-06 |  | 0.014108 |  | 0.0026983 |  | 0.037692
| 1.1216e-05 |  | 0.00017187 |  | 6.5687e-05 |  | 2.5212e-05 |  | 7.8961e-05 |  | 6.784e-05 |  | 9.8268e-07 |  | -0.00017454 |  | 0.038529 |  | -0.00018626 |  | 0.040289 |  | 1.2205e-06 |  | 9.6336e-07 |  | 0.0041034 |  | 8.4946e-05 |  | 0.021791 |  | -9.5913e-06 |  | 0.014436 |  | 0.002701 |  | 0.037366
| 3.296e-05 |  | 0.00016139 |  | 9.681e-05 |  | 1.1216e-05 |  | 8.5114e-05 |  | 7.4335e-05 |  | 9.7229e-07 |  | -0.0003076 |  | 0.038447 |  | -3.9389e-05 |  | 0.038928 |  | 1.3345e-06 |  | 7.2426e-07 |  | 0.0041588 |  | 3.0547e-05 |  | 0.021365 |  | -3.2738e-05 |  | 0.014883 |  | 0.0027166 |  | 0.03722
| 3.296e-05 |  | 0.00015016 |  | 9.681e-05 |  | 2.4004e-05 |  | 6.2799e-05 |  | 7.484e-05 |  | 1.0039e-06 |  | -0.00035684 |  | 0.038579 |  | -0.00029395 |  | 0.034379 |  | 1.3888e-06 |  | 5.6643e-07 |  | 0.0042429 |  | -9.663e-05 |  | 0.020671 |  | -0.00010837 |  | 0.015083 |  | 0.0026812 |  | 0.037265
| 0 |  | 0.00013601 |  | 3.9969e-05 |  | 7.2587e-05 |  | 2.7597e-05 |  | 6.9827e-05 |  | 9.9142e-07 |  | -0.00010861 |  | 0.038319 |  | -0.00023454 |  | 0.03202 |  | 1.3427e-06 |  | 5.7294e-07 |  | 0.0043489 |  | -3.3301e-05 |  | 0.020111 |  | -3.356e-05 |  | 0.015527 |  | 0.0026528 |  | 0.037433
| 0 |  | 0.00013365 |  | 3.9972e-05 |  | 4.8346e-06 |  | 2.4619e-05 |  | 5.8504e-05 |  | 9.7625e-07 |  | 0.00017066 |  | 0.037349 |  | -0.00017512 |  | 0.029287 |  | 1.2621e-06 |  | 6.486e-07 |  | 0.0045078 |  | 3.8318e-05 |  | 0.019952 |  | -2.5887e-06 |  | 0.015688 |  | 0.0026298 |  | 0.037521
| 8.6267e-07 |  | 0.00016362 |  | 7.0885e-05 |  | -1.6387e-05 |  | 6.1541e-05 |  | 6.1604e-05 |  | 9.4467e-07 |  | 0.00013187 |  | 0.036826 |  | -0.00011943 |  | 0.026255 |  | 1.2125e-06 |  | 6.6094e-07 |  | 0.004629 |  | 5.3369e-05 |  | 0.019337 |  | -0.00011232 |  | 0.015866 |  | 0.0026364 |  | 0.037461
| 8.6275e-07 |  | 0.00016114 |  | 7.0891e-05 |  | 5.1096e-05 |  | 6.1426e-05 |  | 6.1502e-05 |  | 9.4459e-07 |  | -7.7576e-06 |  | 0.037066 |  | -0.00024939 |  | 0.02381 |  | 1.2e-06 |  | 5.8523e-07 |  | 0.0046635 |  | 0.00010671 |  | 0.018707 |  | -7.3363e-05 |  | 0.016361 |  | 0.0026158 |  | 0.037246
| 0 |  | 0.00015001 |  | 7.896e-05 |  | 3.1485e-05 |  | 6.3981e-05 |  | 6.3285e-05 |  | 9.4929e-07 |  | -0.00021332 |  | 0.036816 |  | -0.00033107 |  | 0.020856 |  | 1.2249e-06 |  | 5.0961e-07 |  | 0.0047824 |  | 0.00011549 |  | 0.018323 |  | -1.782e-05 |  | 0.0167 |  | 0.0025801 |  | 0.036995
| 0 |  | 0.00015955 |  | 7.8967e-05 |  | -9.7627e-06 |  | 8.3591e-05 |  | 7.8891e-05 |  | 8.8339e-07 |  | -0.00011636 |  | 0.036537 |  | 0.00015904 |  | 0.018867 |  | 1.2264e-06 |  | 5.5428e-07 |  | 0.0049207 |  | 9.5863e-05 |  | 0.018001 |  | -1.75e-05 |  | 0.016775 |  | 0.0025562 |  | 0.03677
| 2.9861e-05 |  | 0.00016877 |  | 8.8189e-05 |  | -6.4959e-06 |  | 6.2839e-05 |  | 7.0291e-05 |  | 8.5832e-07 |  | -9.6967e-05 |  | 0.03625 |  | 0.00037067 |  | 0.017465 |  | 1.1719e-06 |  | 6.9916e-07 |  | 0.0050198 |  | 8.9718e-05 |  | 0.017967 |  | 5.258e-05 |  | 0.016919 |  | 0.0025486 |  | 0.03656
| 2.9864e-05 |  | 0.00015593 |  | 8.8197e-05 |  | 1.9566e-05 |  | 6.5576e-05 |  | 6.66e-05 |  | 8.6162e-07 |  | -8.1452e-05 |  | 0.03612 |  | -8.0491e-06 |  | 0.014844 |  | 1.116e-06 |  | 7.8065e-07 |  | 0.0051156 |  | 9.0508e-05 |  | 0.017776 |  | 8.6602e-05 |  | 0.017385 |  | 0.0025298 |  | 0.036428
| 2.2614e-05 |  | 0.00015006 |  | 4.7979e-05 |  | -6.2021e-06 |  | 6.4938e-05 |  | 6.3673e-05 |  | 9.0781e-07 |  | 1.1636e-05 |  | 0.036472 |  | -0.00016027 |  | 0.01228 |  | 1.0726e-06 |  | 9.0677e-07 |  | 0.0052389 |  | 7.6899e-05 |  | 0.01728 |  | -3.8605e-05 |  | 0.017786 |  | 0.0024898 |  | 0.036388
| 2.3651e-05 |  | 0.00016469 |  | 4.7979e-05 |  | 2.4684e-06 |  | 8.687e-05 |  | 5.6871e-05 |  | 9.3229e-07 |  | -0.00013575 |  | 0.036258 |  | -0.00010829 |  | 0.011199 |  | 1.0561e-06 |  | 1.0453e-06 |  | 0.0053772 |  | 3.2421e-05 |  | 0.016842 |  | -0.00015613 |  | 0.018093 |  | 0.0024484 |  | 0.036454
| 1.5368e-05 |  | 0.00016516 |  | 4.7988e-05 |  | 5.0757e-05 |  | 8.5211e-05 |  | 6.3935e-05 |  | 8.386e-07 |  | -0.00022496 |  | 0.035902 |  | -0.00025309 |  | 0.0097938 |  | 1.0754e-06 |  | 1.1274e-06 |  | 0.0055432 |  | 1.9023e-05 |  | 0.016507 |  | -0.00011036 |  | 0.017986 |  | 0.0024162 |  | 0.036556
| 1.4329e-05 |  | 0.0001647 |  | 4.7984e-05 |  | -7.344e-07 |  | 4.2522e-05 |  | 6.7907e-05 |  | 7.8391e-07 |  | -6.9815e-05 |  | 0.035938 |  | 0.00021845 |  | 0.0082125 |  | 1.1404e-06 |  | 1.0835e-06 |  | 0.0056587 |  | 1.8612e-06 |  | 0.016083 |  | 8.4577e-05 |  | 0.018098 |  | 0.0023911 |  | 0.036643
| 2.9352e-06 |  | 0.00016997 |  | 6.515e-05 |  | -3.8198e-06 |  | 6.7364e-05 |  | 6.0545e-05 |  | 8.3728e-07 |  | -7.7576e-06 |  | 0.035671 |  | 0.0001182 |  | 0.0067619 |  | 1.2513e-06 |  | 9.5084e-07 |  | 0.0057427 |  | 6.4082e-06 |  | 0.01577 |  | 7.708e-05 |  | 0.018497 |  | 0.0023614 |  | 0.03666
| 2.9355e-06 |  | 0.00014875 |  | 6.5156e-05 |  | 5.6224e-05 |  | 6.2894e-05 |  | 6.6927e-05 |  | 9.3501e-07 |  | -0.00017454 |  | 0.035298 |  | -0.00013428 |  | 0.0059394 |  | 1.3053e-06 |  | 9.8908e-07 |  | 0.0059458 |  | 5.7474e-05 |  | 0.015498 |  | 5.0163e-05 |  | 0.018728 |  | 0.0023441 |  | 0.03655
| 2.0548e-05 |  | 0.00015472 |  | 3.6994e-05 |  | 7.5403e-06 |  | 8.1352e-05 |  | 7.0363e-05 |  | 1.011e-06 |  | -0.00020557 |  | 0.034923 |  | 0.00014047 |  | 0.0049934 |  | 1.315e-06 |  | 1.1088e-06 |  | 0.0060451 |  | 8.6034e-05 |  | 0.015091 |  | 5.4383e-05 |  | 0.019156 |  | 0.0023291 |  | 0.036293
| 2.0548e-05 |  | 0.00017434 |  | 3.6994e-05 |  | -4.9404e-05 |  | 0.00011488 |  | 6.814e-05 |  | 1.0037e-06 |  | -3.1029e-05 |  | 0.034864 |  | -0.00017513 |  | 0.0035391 |  | 1.2605e-06 |  | 1.1781e-06 |  | 0.0061869 |  | 0.00013381 |  | 0.014587 |  | 2.9241e-05 |  | 0.019384 |  | 0.0023308 |  | 0.036008
| 2.9357e-06 |  | 0.0001628 |  | 4.5996e-05 |  | -1.6091e-05 |  | 7.6299e-05 |  | 6.2654e-05 |  | 1.0017e-06 |  | 1.5515e-05 |  | 0.035056 |  | -0.00059839 |  | 0.002941 |  | 1.2012e-06 |  | 1.1464e-06 |  | 0.006445 |  | 1.5828e-05 |  | 0.01442 |  | 1.4893e-05 |  | 0.019789 |  | 0.0023301 |  | 0.035817
| 2.9357e-06 |  | 0.00016833 |  | 4.5996e-05 |  | 3.9653e-05 |  | 4.5317e-05 |  | 5.8442e-05 |  | 9.7667e-07 |  | -0.00022884 |  | 0.034679 |  | -0.00018997 |  | 0.0027914 |  | 1.1777e-06 |  | 9.6976e-07 |  | 0.0065558 |  | 3.1862e-05 |  | 0.014339 |  | 5.1479e-05 |  | 0.020212 |  | 0.0023392 |  | 0.035701
| 1.537e-05 |  | 0.00016066 |  | 8.5928e-05 |  | 4.3786e-05 |  | 7.7141e-05 |  | 6.7608e-05 |  | 9.0745e-07 |  | -0.00017066 |  | 0.034468 |  | 0.00034468 |  | 0.0023615 |  | 1.1702e-06 |  | 9.3878e-07 |  | 0.0066574 |  | 0.0001446 |  | 0.013956 |  | 0.0001323 |  | 0.020333 |  | 0.002355 |  | 0.035601
| 1.5372e-05 |  | 0.00015376 |  | 8.5936e-05 |  | 1.3055e-05 |  | 7.5706e-05 |  | 6.8873e-05 |  | 8.6456e-07 |  | 0.00028702 |  | 0.03417 |  | -1.9188e-05 |  | 0.0016437 |  | 1.1765e-06 |  | 1.1782e-06 |  | 0.0068353 |  | 0.00014578 |  | 0.013515 |  | 5.7443e-05 |  | 0.020495 |  | 0.0023851 |  | 0.035517
| 3.972e-06 |  | 0.000134 |  | 8.4775e-05 |  | 7.6686e-06 |  | 8.1026e-05 |  | 5.1931e-05 |  | 8.7709e-07 |  | 0.00013575 |  | 0.033903 |  | -0.00039418 |  | 0.001068 |  | 1.1709e-06 |  | 1.3671e-06 |  | 0.0069665 |  | 0.00016016 |  | 0.013207 |  | 5.7433e-06 |  | 0.02063 |  | 0.0024199 |  | 0.035512
| 3.9727e-06 |  | 0.00012907 |  | 8.479e-05 |  | 4.9714e-05 |  | 7.739e-05 |  | 4.6705e-05 |  | 9.2667e-07 |  | 0 |  | 0.034042 |  | -0.00023824 |  | 0.0010418 |  | 1.1303e-06 |  | 1.3044e-06 |  | 0.0071295 |  | 0.00022501 |  | 0.013276 |  | -5.9482e-05 |  | 0.021011 |  | 0.0024508 |  | 0.035529
| 4.8532e-05 |  | 0.00013596 |  | 6.0004e-06 |  | 3.541e-05 |  | 2.164e-05 |  | 5.7221e-05 |  | 8.9103e-07 |  | 0.00025212 |  | 0.033665 |  | -0.000138 |  | 0.00077638 |  | 1.071e-06 |  | 1.021e-06 |  | 0.0073543 |  | 0.00018103 |  | 0.012918 |  | -0.00021612 |  | 0.021762 |  | 0.0024815 |  | 0.035486
| 4.8541e-05 |  | 0.0001288 |  | 6.0015e-06 |  | 3.4752e-05 |  | 5.9476e-05 |  | 6.3373e-05 |  | 8.2173e-07 |  | -3.8772e-06 |  | 0.0328 |  | 0.00011819 |  | 0.00071656 |  | 1.0634e-06 |  | 9.7704e-07 |  | 0.0075132 |  | 0.00019791 |  | 0.012302 |  | -4.1966e-05 |  | 0.022224 |  | 0.0025197 |  | 0.0354
| 1.5373e-05 |  | 9.9786e-05 |  | 3.9007e-05 |  | 7.1213e-05 |  | 7.1115e-05 |  | 4.7414e-05 |  | 8.1124e-07 |  | -0.00016678 |  | 0.032533 |  | -6.3745e-05 |  | 0.00044365 |  | 1.1166e-06 |  | 1.0211e-06 |  | 0.0076428 |  | 9.8913e-05 |  | 0.012133 |  | 0.00012687 |  | 0.022152 |  | 0.0025945 |  | 0.035298
| 1.5376e-05 |  | 0.00012046 |  | 3.9013e-05 |  | 4.608e-05 |  | 3.0238e-05 |  | 4.6982e-05 |  | 8.3236e-07 |  | -0.00022496 |  | 0.033021 |  | -0.00032365 |  | 0.00038757 |  | 1.1118e-06 |  | 9.2665e-07 |  | 0.0078482 |  | -6.7565e-06 |  | 0.012089 |  | 0.00013072 |  | 0.02238 |  | 0.0026843 |  | 0.035202
| 3.0921e-05 |  | 0.00017826 |  | 9.9218e-05 |  | 2.1353e-05 |  | 8.2677e-05 |  | 5.9852e-05 |  | 7.9605e-07 |  | -0.00028702 |  | 0.033111 |  | 3.2796e-05 |  | 0.00054459 |  | 1.1166e-06 |  | 8.257e-07 |  | 0.0080688 |  | 6.7513e-05 |  | 0.011892 |  | 0.00019028 |  | 0.022883 |  | 0.0027808 |  | 0.0351
| 3.0926e-05 |  | 0.00016271 |  | 9.9235e-05 |  | -2.1437e-05 |  | 0.00010891 |  | 4.8876e-05 |  | 7.4397e-07 |  | 5.4306e-05 |  | 0.032617 |  | 5.5075e-05 |  | 0.00056327 |  | 1.1312e-06 |  | 8.8855e-07 |  | 0.0081748 |  | 0.00010006 |  | 0.011613 |  | 2.4414e-05 |  | 0.023151 |  | 0.0028415 |  | 0.035038
| 3.2997e-05 |  | 0.00014412 |  | 9.5188e-05 |  | -8.4535e-06 |  | 8.7173e-05 |  | 5.2351e-05 |  | 7.7434e-07 |  | 0.00010085 |  | 0.031799 |  | -0.00023824 |  | 0.00020063 |  | 1.136e-06 |  | 9.8303e-07 |  | 0.0083997 |  | 0.0001362 |  | 0.011378 |  | -5.6464e-05 |  | 0.023442 |  | 0.0028855 |  | 0.035014
| 3.3e-05 |  | 0.00013402 |  | 9.5197e-05 |  | 1.3515e-05 |  | 0.0001051 |  | 6.6136e-05 |  | 8.2979e-07 |  | -0.00017066 |  | 0.031516 |  | -0.00020483 |  | -0.00012836 |  | 1.1636e-06 |  | 8.9502e-07 |  | 0.0086608 |  | 2.0347e-05 |  | 0.011145 |  | -5.2916e-05 |  | 0.023702 |  | 0.0029254 |  | 0.034913
| 3.6113e-05 |  | 0.00014119 |  | 9.0012e-05 |  | -4.1905e-06 |  | 9.2196e-05 |  | 5.512e-05 |  | 8.8994e-07 |  | -0.00025988 |  | 0.031667 |  | -8.0443e-06 |  | 0.00010717 |  | 1.1458e-06 |  | 7.6306e-07 |  | 0.0088082 |  | 5.4242e-05 |  | 0.010877 |  | -8.2792e-05 |  | 0.023765 |  | 0.0030103 |  | 0.034706
| 3.6113e-05 |  | 0.00015441 |  | 9.0012e-05 |  | -2.5419e-05 |  | 6.47e-05 |  | 5.1972e-05 |  | 9.619e-07 |  | -0.00024436 |  | 0.031628 |  | 5.5075e-05 |  | 0.00013708 |  | 1.1789e-06 |  | 7.0611e-07 |  | 0.0089656 |  | 0.00017425 |  | 0.010624 |  | -9.35e-06 |  | 0.024226 |  | 0.0031226 |  | 0.03448
| 0 |  | 9.6455e-05 |  | 5.8282e-05 |  | -2.8534e-05 |  | 2.5216e-05 |  | 5.4078e-05 |  | 1.0708e-06 |  | 6.9815e-05 |  | 0.031656 |  | 0.0002333 |  | 0.00028663 |  | 1.1941e-06 |  | 8.8862e-07 |  | 0.0091676 |  | 0.00018318 |  | 0.010533 |  | 1.1016e-05 |  | 0.024981 |  | 0.0032952 |  | 0.034397
| 0 |  | 0.00010931 |  | 5.8282e-05 |  | -7.3635e-07 |  | 7.3991e-05 |  | 5.3687e-05 |  | 1.1218e-06 |  | -0.0001823 |  | 0.031522 |  | 0.00035954 |  | 0.00058197 |  | 1.1797e-06 |  | 1.0965e-06 |  | 0.0093662 |  | 0.00017564 |  | 0.010422 |  | -4.6233e-05 |  | 0.025428 |  | 0.0034474 |  | 0.034362
| 2.6784e-05 |  | 0.00016383 |  | 8.7135e-05 |  | 5.9296e-06 |  | 0.00011177 |  | 6.1725e-05 |  | 1.0141e-06 |  | -0.00025498 |  | 0.031284 |  | 0.00027444 |  | 0.00039661 |  | 1.2322e-06 |  | 1.2855e-06 |  | 0.0095901 |  | 0.00016648 |  | 0.010338 |  | -6.0392e-05 |  | 0.025543 |  | 0.0035938 |  | 0.034282
| 2.6787e-05 |  | 0.00015025 |  | 8.7142e-05 |  | 2.5448e-05 |  | 8.6745e-05 |  | 7.1285e-05 |  | 8.8407e-07 |  | -3.1029e-05 |  | 0.030951 |  | 0.00019245 |  | 0.00015951 |  | 1.3405e-06 |  | 1.2919e-06 |  | 0.0098878 |  | 0.00018756 |  | 0.0099318 |  | -4.1673e-05 |  | 0.025675 |  | 0.0036883 |  | 0.034212
| 1.7456e-05 |  | 0.00014595 |  | 8.1955e-05 |  | -1.499e-05 |  | 0.00010175 |  | 7.0677e-05 |  | 8.0161e-07 |  | 2.7152e-05 |  | 0.030713 |  | 1.7945e-05 |  | 9.9686e-06 |  | 1.3683e-06 |  | 1.1406e-06 |  | 0.010099 |  | 0.00018016 |  | 0.0096788 |  | -1.3895e-05 |  | 0.02643 |  | 0.0037868 |  | 0.03423
| 1.7456e-05 |  | 0.00014917 |  | 8.1955e-05 |  | -2.7298e-05 |  | 9.9554e-05 |  | 6.7864e-05 |  | 8.1944e-07 |  | 0.00023272 |  | 0.030344 |  | -0.00028651 |  | 6.2306e-05 |  | 1.2633e-06 |  | 1.0525e-06 |  | 0.01028 |  | 0.00016752 |  | 0.009552 |  | 2.405e-05 |  | 0.026907 |  | 0.0038721 |  | 0.034288
| 1.5382e-05 |  | 0.00014363 |  | 6.0046e-06 |  | 8.4444e-07 |  | 8.0271e-05 |  | 6.0239e-05 |  | 8.6962e-07 |  | 3.8786e-05 |  | 0.030069 |  | -0.00017141 |  | 0.00023802 |  | 1.186e-06 |  | 1.16e-06 |  | 0.01053 |  | 0.0001721 |  | 0.0091504 |  | 4.3041e-05 |  | 0.027122 |  | 0.003982 |  | 0.034255
| 1.5384e-05 |  | 0.00013471 |  | 6.0051e-06 |  | 1.0513e-05 |  | 8.1801e-05 |  | 6.0508e-05 |  | 9.1328e-07 |  | 9.6964e-05 |  | 0.03008 |  | -4.8886e-05 |  | 0.00016325 |  | 1.2137e-06 |  | 1.2041e-06 |  | 0.010832 |  | 0.00019352 |  | 0.0089685 |  | 8.3854e-05 |  | 0.027719 |  | 0.0040826 |  | 0.034128
| 1.8496e-05 |  | 0.00016005 |  | 1.8017e-05 |  | -2.9923e-07 |  | 7.4641e-05 |  | 7.2821e-05 |  | 9.614e-07 |  | 0.00013963 |  | 0.030191 |  | -0.00011572 |  | 2.1184e-05 |  | 1.2633e-06 |  | 9.5156e-07 |  | 0.011082 |  | 0.00023835 |  | 0.0087821 |  | 0.000139 |  | 0.027865 |  | 0.0041667 |  | 0.033902
| 1.8496e-05 |  | 0.00015748 |  | 1.8017e-05 |  | 2.3514e-05 |  | 4.6216e-05 |  | 7.1939e-05 |  | 1.0137e-06 |  | 6.2059e-05 |  | 0.030209 |  | -0.00015656 |  | -0.0002779 |  | 1.2974e-06 |  | 6.6167e-07 |  | 0.011284 |  | 0.00017295 |  | 0.0086359 |  | 7.2196e-06 |  | 0.027945 |  | 0.0042224 |  | 0.033673
| 7.7351e-05 |  | 0.00014315 |  | 4.7045e-05 |  | 3.5426e-05 |  | 4.5535e-05 |  | 6.9164e-05 |  | 1.0136e-06 |  | -1.9392e-05 |  | 0.029606 |  | -0.0003385 |  | -0.00031154 |  | 1.3277e-06 |  | 7.3736e-07 |  | 0.011536 |  | 0.0001477 |  | 0.0086217 |  | -9.4707e-05 |  | 0.028734 |  | 0.0042722 |  | 0.033551
| 7.7358e-05 |  | 0.00015488 |  | 4.7049e-05 |  | -2.7509e-05 |  | 2.5671e-05 |  | 6.8331e-05 |  | 9.8005e-07 |  | -0.00016678 |  | 0.029448 |  | -0.00032736 |  | -9.8449e-05 |  | 1.3872e-06 |  | 9.9575e-07 |  | 0.011833 |  | 0.00023274 |  | 0.0084087 |  | -2.6081e-05 |  | 0.029203 |  | 0.0043556 |  | 0.033555
| 3.6134e-05 |  | 0.0001516 |  | 8.718e-05 |  | -1.6819e-06 |  | 4.2212e-05 |  | 5.5432e-05 |  | 9.9921e-07 |  | -0.00025211 |  | 0.029747 |  | -0.00021225 |  | -0.00011714 |  | 1.2988e-06 |  | 1.1913e-06 |  | 0.012112 |  | 0.00021495 |  | 0.0082508 |  | 9.8292e-05 |  | 0.029248 |  | 0.0044312 |  | 0.033568
| 3.6131e-05 |  | 0.00014532 |  | 8.7172e-05 |  | 9.4698e-06 |  | 0.00010585 |  | 6.4313e-05 |  | 1.0066e-06 |  | -0.0001629 |  | 0.029872 |  | -1.547e-05 |  | -0.0002293 |  | 1.1124e-06 |  | 1.3869e-06 |  | 0.012412 |  | 0.00026252 |  | 0.0081657 |  | 0.00018421 |  | 0.029537 |  | 0.0045062 |  | 0.033516
| 7.8526e-05 |  | 0.00015412 |  | 6.005e-05 |  | 1.7647e-05 |  | 0.00012262 |  | 7.0037e-05 |  | 1.0409e-06 |  | -0.00037623 |  | 0.030059 |  | -0.00016027 |  | -0.00033397 |  | 9.9712e-07 |  | 1.4814e-06 |  | 0.0128 |  | 0.00021742 |  | 0.008135 |  | 4.9994e-05 |  | 0.030195 |  | 0.0045353 |  | 0.03341
| 7.8526e-05 |  | 0.00013727 |  | 6.005e-05 |  | 5.3003e-05 |  | 8.7778e-05 |  | 6.6918e-05 |  | 1.0059e-06 |  | -0.0004732 |  | 0.030117 |  | -0.00026052 |  | -0.00019565 |  | 9.4188e-07 |  | 1.3999e-06 |  | 0.013164 |  | 4.5199e-05 |  | 0.0077694 |  | 7.8714e-05 |  | 0.031089 |  | 0.0045553 |  | 0.033267
| 6.6978e-05 |  | 0.00010327 |  | 9.2384e-05 |  | 1.3726e-05 |  | 9.7877e-05 |  | 6.4241e-05 |  | 9.5372e-07 |  | -0.00022884 |  | 0.02979 |  | -0.00026795 |  | -0.00026295 |  | 1.0351e-06 |  | 1.0845e-06 |  | 0.013371 |  | -4.9242e-09 |  | 0.0074187 |  | 0.00011325 |  | 0.031545 |  | 0.0045586 |  | 0.033068
| 6.6984e-05 |  | 0.00012353 |  | 9.2392e-05 |  | -3.3387e-06 |  | 0.00012432 |  | 7.0788e-05 |  | 9.3663e-07 |  | -5.4302e-05 |  | 0.029714 |  | -0.00031251 |  | -0.00031903 |  | 1.1629e-06 |  | 1.141e-06 |  | 0.013619 |  | 0.00015003 |  | 0.0070918 |  | 3.849e-05 |  | 0.031747 |  | 0.004573 |  | 0.0329
| 0 |  | 0.00014674 |  | 4.9064e-05 |  | 6.1671e-06 |  | 0.00013491 |  | 7.5902e-05 |  | 9.5776e-07 |  | 0.000128 |  | 0.029796 |  | -0.00031251 |  | 3.614e-05 |  | 1.2479e-06 |  | 1.3113e-06 |  | 0.013914 |  | 0.00018232 |  | 0.0065321 |  | 1.3254e-05 |  | 0.03237 |  | 0.0045683 |  | 0.032815
| 0 |  | 0.00013532 |  | 4.9068e-05 |  | -3.3873e-05 |  | 0.00010907 |  | 6.7851e-05 |  | 1.0424e-06 |  | 0.00024688 |  | 0.029869 |  | -0.00037258 |  | 0.00043172 |  | 1.3198e-06 |  | 1.3179e-06 |  | 0.014219 |  | -2.5472e-05 |  | 0.0065757 |  | -5.7721e-05 |  | 0.032801 |  | 0.004568 |  | 0.032836
| 0 |  | 0.00011883 |  | 2.704e-05 |  | -1.2719e-05 |  | 9.9458e-05 |  | 6.2234e-05 |  | 1.0562e-06 |  | 6.9814e-05 |  | 0.02987 |  | -0.00016399 |  | 0.00040626 |  | 1.2955e-06 |  | 1.2297e-06 |  | 0.014619 |  | 4.6852e-05 |  | 0.0063122 |  | -7.0072e-05 |  | 0.032816 |  | 0.0045511 |  | 0.032974
| 0 |  | 0.00013306 |  | 2.7038e-05 |  | -1.1158e-05 |  | 0.00011775 |  | 6.0855e-05 |  | 1.0206e-06 |  | -5.43e-05 |  | 0.02935 |  | -0.00027537 |  | 0.00018942 |  | 1.2287e-06 |  | 1.11e-06 |  | 0.014941 |  | 5.292e-05 |  | 0.0060741 |  | -1.6378e-05 |  | 0.033228 |  | 0.0045442 |  | 0.033169
| 0.00010166 |  | 0.00013552 |  | 0.00010512 |  | -8.0405e-06 |  | 8.7426e-05 |  | 5.4683e-05 |  | 9.3018e-07 |  | 1.5515e-05 |  | 0.02883 |  | -0.00010458 |  | 0.00017447 |  | 1.1852e-06 |  | 1.1418e-06 |  | 0.015205 |  | 3.0259e-05 |  | 0.0062574 |  | -3.3542e-05 |  | 0.033726 |  | 0.004517 |  | 0.033238
| 0.00010166 |  | 0.00011791 |  | 0.00010512 |  | 4.8085e-05 |  | 7.2295e-05 |  | 4.5126e-05 |  | 8.2646e-07 |  | -0.00013963 |  | 0.028804 |  | -8.0446e-06 |  | 0.00010343 |  | 1.1127e-06 |  | 9.4622e-07 |  | 0.015435 |  | 0.00025413 |  | 0.0060521 |  | -3.0721e-05 |  | 0.034231 |  | 0.0045071 |  | 0.033057
| 0 |  | 0.00014166 |  | 8.6062e-05 |  | 2.3243e-05 |  | 8.4369e-05 |  | 4.8573e-05 |  | 8.0928e-07 |  | 0.0001086 |  | 0.028728 |  | -0.00019369 |  | -0.0001807 |  | 1.045e-06 |  | 7.571e-07 |  | 0.015783 |  | 0.00028293 |  | 0.0058139 |  | -5.2332e-05 |  | 0.03465 |  | 0.004489 |  | 0.032724
| 0 |  | 0.00016028 |  | 8.607e-05 |  | 1.3594e-05 |  | 5.2821e-05 |  | 5.8255e-05 |  | 9.2291e-07 |  | 9.3088e-05 |  | 0.028451 |  | -0.00037191 |  | -0.00039006 |  | 9.7596e-07 |  | 6.8133e-07 |  | 0.016303 |  | 0.00020215 |  | 0.0056739 |  | -8.1452e-05 |  | 0.034948 |  | 0.0044863 |  | 0.032437
| 6.643e-05 |  | 0.00014935 |  | 2.8046e-05 |  | 2.9436e-06 |  | -1.3375e-05 |  | 5.68e-05 |  | 1.1153e-06 |  | -0.0001823 |  | 0.028197 |  | -0.00045358 |  | -0.00026668 |  | 9.6223e-07 |  | 7.8826e-07 |  | 0.016648 |  | 0.00011592 |  | 0.0055566 |  | -0.00010744 |  | 0.035777 |  | 0.0044677 |  | 0.032297
| 6.6436e-05 |  | 0.00013609 |  | 2.8049e-05 |  | -3.3834e-05 |  | 5.0445e-05 |  | 5.8509e-05 |  | 1.1536e-06 |  | 1.1636e-05 |  | 0.027992 |  | -0.00021225 |  | -0.000162 |  | 1.0506e-06 |  | 9.0161e-07 |  | 0.016781 |  | 6.8569e-05 |  | 0.0055679 |  | 3.2493e-05 |  | 0.036532 |  | 0.0044824 |  | 0.032258
| 5.0688e-05 |  | 0.00014352 |  | 4.3075e-05 |  | -4.1011e-05 |  | 0.00010588 |  | 6.9253e-05 |  | 1.0584e-06 |  | -0.0001823 |  | 0.028084 |  | -0.00024939 |  | -0.00026668 |  | 1.1197e-06 |  | 9.2687e-07 |  | 0.017149 |  | 0.00017732 |  | 0.0057577 |  | 0.00026335 |  | 0.037016 |  | 0.0044935 |  | 0.032288
| 5.0692e-05 |  | 0.00014308 |  | 4.3079e-05 |  | 1.3734e-05 |  | 0.00010128 |  | 7.0778e-05 |  | 9.4289e-07 |  | -0.00013576 |  | 0.028113 |  | -0.00018998 |  | -0.00029659 |  | 1.1564e-06 |  | 1.0092e-06 |  | 0.0177 |  | 0.00030173 |  | 0.0060033 |  | 8.8116e-05 |  | 0.037493 |  | 0.0045469 |  | 0.032321
| 3.4084e-05 |  | 0.00013167 |  | 7.2219e-05 |  | 1.8213e-06 |  | 9.0347e-05 |  | 5.4224e-05 |  | 8.8871e-07 |  | 0.0001629 |  | 0.028182 |  | 8.4778e-05 |  | 6.6048e-05 |  | 1.1965e-06 |  | 1.1038e-06 |  | 0.0181 |  | 0.00027345 |  | 0.0060856 |  | -5.4168e-05 |  | 0.037869 |  | 0.0045744 |  | 0.032263
| 3.4087e-05 |  | 0.00013432 |  | 7.2225e-05 |  | -6.5932e-05 |  | 7.0934e-05 |  | 4.7935e-05 |  | 9.2769e-07 |  | -5.818e-05 |  | 0.02782 |  | -1.9184e-05 |  | 0.00010717 |  | 1.193e-06 |  | 1.2048e-06 |  | 0.01851 |  | 0.00025779 |  | 0.0061853 |  | 4.3835e-05 |  | 0.03831 |  | 0.0046525 |  | 0.032112
| 1.8514e-05 |  | 0.00011539 |  | 1.4027e-05 |  | -3.2155e-06 |  | 7.491e-05 |  | 7.3095e-05 |  | 1.0216e-06 |  | -0.0001086 |  | 0.027479 |  | -0.00013057 |  | 0.00013335 |  | 1.0868e-06 |  | 1.1233e-06 |  | 0.018983 |  | 0.00028495 |  | 0.006374 |  | 9.9872e-06 |  | 0.03862 |  | 0.004729 |  | 0.031923
| 1.8515e-05 |  | 0.0001125 |  | 1.4028e-05 |  | -7.1401e-06 |  | 0.00012314 |  | 8.0834e-05 |  | 1.1293e-06 |  | -4.0472e-05 |  | 0.027337 |  | -0.00025635 |  | 0.00029129 |  | 9.0367e-07 |  | 9.5294e-07 |  | 0.019453 |  | 0.00013889 |  | 0.005706 |  | -0.00014011 |  | 0.038481 |  | 0.0048456 |  | 0.031769
| 1.3324e-05 |  | 0.00012767 |  | 8.4366e-05 |  | -2.5798e-05 |  | 9.4918e-05 |  | 6.8416e-05 |  | 1.1115e-06 |  | 7.7574e-06 |  | 0.027124 |  | -0.00028651 |  | -5.7331e-05 |  | 8.7327e-07 |  | 7.8256e-07 |  | 0.019827 |  | 9.9168e-05 |  | 0.0056894 |  | -9.5915e-05 |  | 0.03868 |  | 0.004918 |  | 0.031688
| 1.3325e-05 |  | 0.0001285 |  | 8.4373e-05 |  | 2.9303e-05 |  | 1.2116e-05 |  | 6.8878e-05 |  | 9.9121e-07 |  | -2.3272e-05 |  | 0.026996 |  | -0.00014913 |  | -0.00023678 |  | 1.0211e-06 |  | 7.3203e-07 |  | 0.020185 |  | 0.00015385 |  | 0.0055509 |  | 3.4413e-05 |  | 0.039286 |  | 0.004964 |  | 0.031646
| 6.8192e-05 |  | 0.00012225 |  | 0.0001595 |  | 2.4936e-05 |  | 4.7069e-05 |  | 8.0994e-05 |  | 8.8952e-07 |  | -0.00013187 |  | 0.027101 |  | -0.00050557 |  | -0.00012836 |  | 1.1628e-06 |  | 8.1372e-07 |  | 0.020688 |  | 0.00011146 |  | 0.0053747 |  | 2.7466e-06 |  | 0.039992 |  | 0.0049607 |  | 0.031639
| 6.8198e-05 |  | 0.00012536 |  | 0.00015951 |  | -5.6685e-05 |  | 5.3388e-05 |  | 7.8927e-05 |  | 8.6646e-07 |  | -6.5936e-05 |  | 0.027037 |  | -0.00062067 |  | -9.0971e-05 |  | 1.2127e-06 |  | 9.0191e-07 |  | 0.02117 |  | 0.00020968 |  | 0.0053647 |  | -5.8901e-05 |  | 0.040941 |  | 0.0049889 |  | 0.031651
| 8.727e-05 |  | 0.00013284 |  | 4.3094e-05 |  | -9.1339e-05 |  | 6.3035e-05 |  | 6.7272e-05 |  | 8.6639e-07 |  | 0.00020169 |  | 0.026346 |  | -0.00014542 |  | -1.2455e-06 |  | 1.205e-06 |  | 9.1479e-07 |  | 0.021654 |  | 0.00013662 |  | 0.0045212 |  | -1.8346e-06 |  | 0.041305 |  | 0.0050707 |  | 0.031688
| 8.7278e-05 |  | 0.00013741 |  | 4.3097e-05 |  | 1.2297e-06 |  | 9.8719e-05 |  | 6.8398e-05 |  | 8.5258e-07 |  | 0.00025211 |  | 0.026086 |  | 0.00015904 |  | 8.848e-05 |  | 1.1712e-06 |  | 9.531e-07 |  | 0.022068 |  | 4.6634e-05 |  | 0.0044671 |  | -8.4435e-05 |  | 0.041591 |  | 0.0052237 |  | 0.031719
| 0 |  | 0.00013363 |  | 6.3002e-05 |  | -6.1879e-06 |  | 0.00012242 |  | 6.4387e-05 |  | 9.3123e-07 |  | -3.8788e-05 |  | 0.026276 |  | -0.00015656 |  | -0.00018817 |  | 1.0918e-06 |  | 9.531e-07 |  | 0.022583 |  | 0.00010086 |  | 0.0044031 |  | -0.00023096 |  | 0.042083 |  | 0.005365 |  | 0.031656
| 0 |  | 0.00012459 |  | 6.3007e-05 |  | -4.6867e-05 |  | 8.8599e-05 |  | 5.7615e-05 |  | 1.0371e-06 |  | -6.9817e-05 |  | 0.026409 |  | -0.00033478 |  | -0.00050595 |  | 1.0539e-06 |  | 8.2682e-07 |  | 0.023228 |  | 0.00020424 |  | 0.0045114 |  | -0.00016464 |  | 0.042133 |  | 0.005466 |  | 0.03152
| 5.1758e-05 |  | 0.00012785 |  | 4.711e-05 |  | -1.0902e-05 |  | 7.1699e-05 |  | 5.0783e-05 |  | 1.0786e-06 |  | 0.00014351 |  | 0.026323 |  | 4.0223e-05 |  | -0.00054708 |  | 1.0897e-06 |  | 7.1272e-07 |  | 0.023657 |  | 0.00016601 |  | 0.0046752 |  | 4.2859e-05 |  | 0.042149 |  | 0.0055208 |  | 0.031352
| 5.1762e-05 |  | 0.00012038 |  | 4.7114e-05 |  | -5.0419e-06 |  | 0.00013254 |  | 4.1134e-05 |  | 1.098e-06 |  | 8.921e-05 |  | 0.02609 |  | 6.6212e-05 |  | -0.00024052 |  | 1.177e-06 |  | 7.2515e-07 |  | 0.024022 |  | 9.3921e-05 |  | 0.0048856 |  | 2.4854e-05 |  | 0.042409 |  | 0.0055674 |  | 0.031258
| 0 |  | 0.00011061 |  | 3.7093e-05 |  | -5.1253e-05 |  | 0.00012127 |  | 4.8618e-05 |  | 1.1547e-06 |  | 1.2142e-05 |  | 0.025905 |  | -0.00012463 |  | -0.00016125 |  | 1.2038e-06 |  | 8.832e-07 |  | 0.024848 |  | 0.00017517 |  | 0.0047903 |  | -0.00014379 |  | 0.042764 |  | 0.0056359 |  | 0.031242
| 0 |  | 0.00011921 |  | 3.709e-05 |  | -5.7824e-05 |  | 0.00010113 |  | 5.0203e-05 |  | 1.2361e-06 |  | -8.1453e-05 |  | 0.02588 |  | -0.00012686 |  | -0.00035268 |  | 1.1666e-06 |  | 9.0271e-07 |  | 0.025744 |  | 0.00010012 |  | 0.0047454 |  | -0.00011492 |  | 0.043413 |  | 0.0056866 |  | 0.031283
| 0 |  | 0.00012961 |  | 0.00012952 |  | -3.3376e-05 |  | 7.8185e-05 |  | 6.0758e-05 |  | 1.2328e-06 |  | -0.00015127 |  | 0.025739 |  | -0.00023082 |  | -0.00012088 |  | 1.1583e-06 |  | 9.0919e-07 |  | 0.025996 |  | 0.0001033 |  | 0.0042866 |  | -0.00010791 |  | 0.043926 |  | 0.0057427 |  | 0.031332
| 0 |  | 0.0001204 |  | 0.00012951 |  | -4.991e-05 |  | 9.8337e-05 |  | 5.7643e-05 |  | 1.1608e-06 |  | -0.00012412 |  | 0.02562 |  | -0.00034221 |  | 2.4927e-06 |  | 1.1811e-06 |  | 1.0103e-06 |  | 0.026454 |  | 0.00019477 |  | 0.0042002 |  | -1.0605e-05 |  | 0.043756 |  | 0.005756 |  | 0.031319
| 5.0215e-06 |  | 9.5605e-05 |  | 7.1125e-05 |  | -2.4738e-05 |  | 7.9974e-05 |  | 4.1593e-05 |  | 1.0901e-06 |  | 2.3273e-05 |  | 0.025486 |  | -0.00039418 |  | -0.00027042 |  | 1.1819e-06 |  | 1.1555e-06 |  | 0.027047 |  | 0.00024955 |  | 0.0041461 |  | 2.0814e-05 |  | 0.044301 |  | 0.0058092 |  | 0.031245
| 5.0215e-06 |  | 0.00010352 |  | 7.1125e-05 |  | 1.4001e-05 |  | 2.1908e-05 |  | 5.7483e-05 |  | 9.9295e-07 |  | 8.1452e-05 |  | 0.025356 |  | -0.00016398 |  | -0.00025547 |  | 1.1522e-06 |  | 1.2625e-06 |  | 0.027552 |  | 0.00029424 |  | 0.0034229 |  | -0.00018976 |  | 0.045384 |  | 0.0058353 |  | 0.031187
| 0 |  | 0.00012927 |  | 1.7046e-05 |  | -7.6922e-06 |  | 6.4977e-05 |  | 5.8012e-05 |  | 9.4998e-07 |  | -0.00027926 |  | 0.02527 |  | -6.18e-07 |  | -0.00029286 |  | 1.1937e-06 |  | 1.2683e-06 |  | 0.028186 |  | 0.00031996 |  | 0.0033339 |  | -0.00031301 |  | 0.045661 |  | 0.0058686 |  | 0.031128
| 0 |  | 0.00011902 |  | 1.7048e-05 |  | -6.8717e-06 |  | 6.1669e-05 |  | 4.9263e-05 |  | 9.8378e-07 |  | -4.6539e-05 |  | 0.024996 |  | -4.1461e-05 |  | -0.00042371 |  | 1.2408e-06 |  | 1.1044e-06 |  | 0.028655 |  | 0.00032195 |  | 0.0031917 |  | -0.00023855 |  | 0.045539 |  | 0.0058445 |  | 0.03106
| 2.5804e-05 |  | 0.00014166 |  | 2.7075e-05 |  | -6.0721e-06 |  | 7.3334e-05 |  | 5.6152e-05 |  | 1.0016e-06 |  | 0.00033745 |  | 0.025213 |  | -3.7748e-05 |  | -0.00020313 |  | 1.1986e-06 |  | 9.8453e-07 |  | 0.029329 |  | 0.00031375 |  | 0.0028892 |  | -0.00010675 |  | 0.04591 |  | 0.0058149 |  | 0.030949
| 2.5806e-05 |  | 0.00016594 |  | 2.7077e-05 |  | -8.8172e-06 |  | 0.00011858 |  | 6.466e-05 |  | 9.6461e-07 |  | 0.00020945 |  | 0.025417 |  | 9.9624e-05 |  | 0.0001296 |  | 1.1855e-06 |  | 1.0351e-06 |  | 0.030048 |  | 0.00025534 |  | 0.0027536 |  | -4.4076e-05 |  | 0.046417 |  | 0.0057717 |  | 0.030839
| 2.061e-05 |  | 0.00013498 |  | 7.6342e-05 |  | 2.1165e-05 |  | 0.00013717 |  | 7.0096e-05 |  | 9.2171e-07 |  | -1.5515e-05 |  | 0.025144 |  | -0.00015286 |  | 2.491e-06 |  | 1.2277e-06 |  | 1.0669e-06 |  | 0.030655 |  | 0.00015165 |  | 0.0025839 |  | 6.5312e-05 |  | 0.046869 |  | 0.0057459 |  | 0.030811
| 2.0612e-05 |  | 0.00010664 |  | 7.6349e-05 |  | 2.2973e-05 |  | 0.00012543 |  | 7.3865e-05 |  | 9.0055e-07 |  | -0.00017403 |  | 0.025158 |  | -0.0006283 |  | -0.00013784 |  | 1.2346e-06 |  | 1.0099e-06 |  | 0.03113 |  | 9.4833e-05 |  | 0.0023013 |  | -9.5425e-05 |  | 0.047444 |  | 0.0057213 |  | 0.030843
| 3.5161e-05 |  | 0.00010457 |  | 0.00011221 |  | 2.1839e-05 |  | 7.417e-05 |  | 6.0273e-05 |  | 8.7939e-07 |  | -0.0002715 |  | 0.025312 |  | -0.00047959 |  | 0.00018194 |  | 1.1123e-06 |  | 8.5822e-07 |  | 0.0317 |  | 8.5674e-05 |  | 0.0022863 |  | -0.0001967 |  | 0.047241 |  | 0.0057113 |  | 0.030897
| 3.5164e-05 |  | 0.00011154 |  | 0.00011222 |  | 2.251e-06 |  | 5.4227e-05 |  | 4.9603e-05 |  | 8.5434e-07 |  | -0.0004344 |  | 0.025278 |  | -0.00032364 |  | 0.00020811 |  | 9.9761e-07 |  | 1.0165e-06 |  | 0.032889 |  | 0.00019749 |  | 0.0024196 |  | -3.2196e-05 |  | 0.047452 |  | 0.0056942 |  | 0.030926
| 9.4287e-05 |  | 8.5637e-05 |  | 3.9118e-05 |  | 2.5406e-05 |  | 7.1796e-05 |  | 4.1701e-05 |  | 8.7286e-07 |  | -0.00029478 |  | 0.025114 |  | -0.00011943 |  | -6.4806e-05 |  | 1.0633e-06 |  | 1.1429e-06 |  | 0.033648 |  | 0.00022604 |  | 0.0026782 |  | -4.5029e-05 |  | 0.048338 |  | 0.0056659 |  | 0.030911
| 9.4296e-05 |  | 8.7886e-05 |  | 3.9122e-05 |  | 7.1895e-05 |  | 8.5137e-05 |  | 3.7812e-05 |  | 9.6212e-07 |  | -2.7152e-05 |  | 0.024723 |  | -0.00028652 |  | -5.7328e-05 |  | 1.1843e-06 |  | 1.1552e-06 |  | 0.033954 |  | 0.00015622 |  | 0.002828 |  | -6.5354e-05 |  | 0.048712 |  | 0.0056309 |  | 0.030845
| 0 |  | 0.0001199 |  | 2.4077e-05 |  | -1.0016e-07 |  | 9.4374e-05 |  | 5.6285e-05 |  | 1.0527e-06 |  | -0.00010472 |  | 0.02447 |  | -0.00047959 |  | -4.6108e-05 |  | 1.2341e-06 |  | 1.1805e-06 |  | 0.034863 |  | 0.0002333 |  | 0.0026965 |  | -0.00010031 |  | 0.048915 |  | 0.0056052 |  | 0.030738
| 0 |  | 0.00012536 |  | 2.4077e-05 |  | -6.4767e-06 |  | 8.9004e-05 |  | 6.2832e-05 |  | 1.0806e-06 |  | -0.0002909 |  | 0.024612 |  | -0.00018255 |  | -0.00036015 |  | 1.2017e-06 |  | 1.1618e-06 |  | 0.035791 |  | 0.00026741 |  | 0.0026102 |  | 6.6192e-05 |  | 0.049211 |  | 0.0055839 |  | 0.030612
| 4.4526e-05 |  | 0.00013288 |  | 2.3074e-05 |  | 4.3692e-05 |  | 2.9231e-05 |  | 6.591e-05 |  | 1.0356e-06 |  | -0.00013575 |  | 0.024608 |  | 6.807e-06 |  | -0.00027417 |  | 1.2245e-06 |  | 9.7246e-07 |  | 0.03641 |  | 0.00027924 |  | 0.0026661 |  | 8.7956e-05 |  | 0.049657 |  | 0.0055543 |  | 0.030517
| 4.453e-05 |  | 0.00011315 |  | 2.3076e-05 |  | 5.5236e-05 |  | 7.7201e-05 |  | 7.5803e-05 |  | 9.3716e-07 |  | 1.5515e-05 |  | 0.024617 |  | 1.7946e-05 |  | -0.00019191 |  | 1.2647e-06 |  | 6.1919e-07 |  | 0.037055 |  | 0.00025918 |  | 0.0027549 |  | 4.1112e-05 |  | 0.050385 |  | 0.005509 |  | 0.030504
| 3.3094e-05 |  | 0.00010853 |  | 0.00010762 |  | 4.4076e-05 |  | 0.00010092 |  | 6.7427e-05 |  | 8.8094e-07 |  | -4.0473e-05 |  | 0.024661 |  | -0.00034546 |  | -0.00019245 |  | 1.2135e-06 |  | 6.756e-07 |  | 0.038051 |  | 0.00023845 |  | 0.0029248 |  | 0.00013126 |  | 0.050986 |  | 0.0054719 |  | 0.03054
| 3.3097e-05 |  | 7.8664e-05 |  | 0.00010763 |  | -2.742e-06 |  | 1.4038e-05 |  | 4.3434e-05 |  | 8.8094e-07 |  | -0.00014739 |  | 0.02453 |  | -0.00049815 |  | -2.7416e-05 |  | 1.0759e-06 |  | 9.7838e-07 |  | 0.039112 |  | 0.00022393 |  | 0.0026837 |  | 3.3971e-05 |  | 0.051619 |  | 0.0054448 |  | 0.030533
| 4.2458e-05 |  | 7.073e-05 |  | 6.9444e-05 |  | -1.7301e-05 |  | 3.0556e-05 |  | 3.93e-05 |  | 9.6361e-07 |  | -0.00019781 |  | 0.024504 |  | -9.3442e-05 |  | -4.6108e-05 |  | 1.0275e-06 |  | 1.1807e-06 |  | 0.039827 |  | 0.00026105 |  | 0.0026994 |  | 2.7633e-05 |  | 0.05153 |  | 0.0054395 |  | 0.030492
| 4.2458e-05 |  | 0.00011501 |  | 6.9444e-05 |  | 7.032e-06 |  | 5.2457e-05 |  | 4.9363e-05 |  | 1.0794e-06 |  | -0.00019393 |  | 0.024443 |  | 0.00011448 |  | -1.2455e-06 |  | 1.0739e-06 |  | 1.042e-06 |  | 0.040367 |  | 0.00025466 |  | 0.0027845 |  | -5.1433e-05 |  | 0.051903 |  | 0.0054418 |  | 0.030446
| 6.1342e-05 |  | 0.00010342 |  | 8.6226e-05 |  | 3.4272e-05 |  | 7.6703e-05 |  | 4.77e-05 |  | 1.1224e-06 |  | -0.00015127 |  | 0.024353 |  | 8.1066e-05 |  | -1.2461e-05 |  | 1.1555e-06 |  | 8.2738e-07 |  | 0.041116 |  | 0.00027823 |  | 0.0027935 |  | -3.2544e-05 |  | 0.052459 |  | 0.0054498 |  | 0.030447
| 6.1347e-05 |  | 0.00011694 |  | 8.6234e-05 |  | -6.277e-06 |  | 0.00010314 |  | 5.3618e-05 |  | 1.0867e-06 |  | 0.00028314 |  | 0.024255 |  | 6.9926e-05 |  | -0.00018817 |  | 1.2171e-06 |  | 7.1975e-07 |  | 0.042115 |  | 0.000483 |  | 0.0029135 |  | 0.0001507 |  | 0.052556 |  | 0.0054568 |  | 0.030459
| 2.8946e-05 |  | 0.00013109 |  | 3.5128e-05 |  | -5.8138e-05 |  | 8.731e-05 |  | 5.2923e-05 |  | 1.0379e-06 |  | 0.00034132 |  | 0.023992 |  | -0.00014171 |  | -0.00013583 |  | 1.2531e-06 |  | 6.1864e-07 |  | 0.042917 |  | 0.00058178 |  | 0.0028902 |  | 5.0141e-05 |  | 0.053464 |  | 0.0054784 |  | 0.03047
| 2.8946e-05 |  | 0.00010568 |  | 3.5128e-05 |  | 1.1199e-05 |  | 0.00013397 |  | 4.4259e-05 |  | 9.9023e-07 |  | 3.8786e-06 |  | 0.023882 |  | -0.00012314 |  | -4.9851e-06 |  | 1.1771e-06 |  | 5.5574e-07 |  | 0.043866 |  | 0.00057498 |  | 0.0026548 |  | 1.9104e-05 |  | 0.054096 |  | 0.0054975 |  | 0.030473
| 0 |  | 0.00010885 |  | 7.6402e-05 |  | 3.3146e-05 |  | 0.00015201 |  | 5.7633e-05 |  | 9.3599e-07 |  | -0.0001619 |  | 0.023649 |  | -0.00026798 |  | -0.00015344 |  | 1.0208e-06 |  | 4.6755e-07 |  | 0.04481 |  | 0.00036236 |  | 0.0025842 |  | 8.1118e-05 |  | 0.054458 |  | 0.0055087 |  | 0.030416
| 0 |  | 9.8885e-05 |  | 7.6408e-05 |  | 2.3113e-05 |  | 0.00010958 |  | 4.188e-05 |  | 9.8106e-07 |  | -0.00015127 |  | 0.023348 |  | -0.00021597 |  | -0.0003078 |  | 9.8351e-07 |  | 5.2401e-07 |  | 0.045372 |  | 0.00024065 |  | 0.002516 |  | 4.5313e-05 |  | 0.055034 |  | 0.0055103 |  | 0.030325
| 5.9048e-05 |  | 0.00010694 |  | 4.4168e-05 |  | 7.2229e-05 |  | 0.0001058 |  | 4.1132e-05 |  | 1.032e-06 |  | -3.1029e-05 |  | 0.02339 |  | -0.00010087 |  | -0.00022182 |  | 1.0541e-06 |  | 6.8809e-07 |  | 0.046177 |  | 0.00026865 |  | 0.0024371 |  | 1.1354e-05 |  | 0.055898 |  | 0.0055132 |  | 0.030259
| 5.9048e-05 |  | 0.00013157 |  | 4.4168e-05 |  | 3.0643e-05 |  | 8.4037e-05 |  | 6.3095e-05 |  | 1.0935e-06 |  | -3.1029e-05 |  | 0.023127 |  | -0.00016028 |  | 2.4925e-06 |  | 1.1751e-06 |  | 8.3984e-07 |  | 0.047069 |  | 0.00021938 |  | 0.0024629 |  | 9.4302e-05 |  | 0.056753 |  | 0.0055198 |  | 0.03029
| 1.4388e-05 |  | 0.00011281 |  | 9.1466e-05 |  | -2.0261e-05 |  | 4.5394e-05 |  | 4.9988e-05 |  | 9.1366e-07 |  | -0.00027539 |  | 0.023122 |  | -0.00028652 |  | 6.2321e-06 |  | 1.0085e-06 |  | 7.3225e-07 |  | 0.048092 |  | 0.00034389 |  | 0.0024629 |  | 0.00019289 |  | 0.056898 |  | 0.005509 |  | 0.030341
| 1.4391e-05 |  | 9.9917e-05 |  | 9.1482e-05 |  | -5.2643e-05 |  | -9.199e-05 |  | -4.3352e-05 |  | 1.3265e-06 |  | -0.00044217 |  | 0.023281 |  | -0.00050557 |  | -0.00029285 |  | 1.5259e-06 |  | 1.1681e-06 |  | 0.04895 |  | 0.00038547 |  | 0.0026036 |  | 9.9897e-05 |  | 0.057274 |  | 0.0055767 |  | 0.030389
| 4.4557e-05 |  | 0.00012249 |  | 0.00012332 |  | 5.743e-05 |  | 4.3776e-05 |  | 7.1104e-05 |  | 1.7532e-06 |  | 4.6538e-05 |  | 0.02287 |  | 1.0521e-05 |  | -8.7186e-06 |  | 2.0412e-06 |  | 1.661e-06 |  | 0.050211 |  | 0.00036587 |  | 0.0024547 |  | 0.00036292 |  | 0.058947 |  | 0.0056541 |  | 0.030364
| 4.456e-05 |  | 0.00011116 |  | 0.00012333 |  | -3.1502e-05 |  | 0.00010617 |  | 6.5765e-05 |  | 2.2878e-06 |  | 0.00013575 |  | 0.022597 |  | 0.00018131 |  | 6.2307e-05 |  | 2.7799e-06 |  | 2.3116e-06 |  | 0.051334 |  | 0.00033524 |  | 0.002458 |  | 0.00021728 |  | 0.060175 |  | 0.0057681 |  | 0.030344
| 2.4797e-05 |  | 0.00011505 |  | 8.2225e-05 |  | -2.4221e-05 |  | 9.2876e-05 |  | 4.9998e-05 |  | 2.2628e-06 |  | -0.00010523 |  | 0.022319 |  | -0.00011688 |  | -0.00027438 |  | 2.8154e-06 |  | 2.3117e-06 |  | 0.052323 |  | 0.00060484 |  | 0.002439 |  | 0.00013374 |  | 0.060808 |  | 0.0058142 |  | 0.030318
| 2.4797e-05 |  | 0.00012606 |  | 8.2225e-05 |  | -2.5045e-05 |  | 6.4545e-05 |  | 4.7631e-05 |  | 2.1775e-06 |  | -0.00013187 |  | 0.022007 |  | -0.00014914 |  | -0.00033397 |  | 2.7816e-06 |  | 2.3117e-06 |  | 0.0534 |  | 0.00056516 |  | 0.0024623 |  | 0.00018329 |  | 0.061496 |  | 0.0058575 |  | 0.030333
| 1.7515e-05 |  | 0.00014662 |  | 9.5551e-05 |  | -2.9359e-05 |  | 0.00010031 |  | 6.383e-05 |  | 2.1208e-06 |  | 8.1448e-05 |  | 0.021904 |  | 6.8071e-06 |  | -0.00016947 |  | 2.714e-06 |  | 2.3119e-06 |  | 0.054078 |  | 0.00035694 |  | 0.002474 |  | 7.4015e-05 |  | 0.061906 |  | 0.005885 |  | 0.030395
| 1.7515e-05 |  | 0.00013194 |  | 9.5551e-05 |  | -8.7609e-06 |  | 8.5813e-05 |  | 4.4781e-05 |  | 2.2178e-06 |  | 3.8677e-06 |  | 0.021779 |  | 3.2798e-05 |  | -0.00018817 |  | 2.6432e-06 |  | 2.4253e-06 |  | 0.055084 |  | 0.00033333 |  | 0.0024567 |  | 6.0549e-05 |  | 0.062214 |  | 0.0059203 |  | 0.030418
| 6.139e-05 |  | 9.5738e-05 |  | 7.2394e-05 |  | -1.7938e-05 |  | 5.7795e-05 |  | 2.2472e-05 |  | 2.3722e-06 |  | -2.7158e-05 |  | 0.02157 |  | -2.6609e-05 |  | -0.00016948 |  | 2.6386e-06 |  | 2.552e-06 |  | 0.056009 |  | 0.00044145 |  | 0.0025665 |  | 7.986e-05 |  | 0.062897 |  | 0.0059719 |  | 0.030351
| 6.139e-05 |  | 0.00011939 |  | 7.2394e-05 |  | -5.2414e-05 |  | 6.7258e-05 |  | 3.1488e-05 |  | 2.4247e-06 |  | 1.1635e-05 |  | 0.021247 |  | -0.00010829 |  | -0.00010967 |  | 2.7405e-06 |  | 2.5652e-06 |  | 0.05696 |  | 0.00045899 |  | 0.0025865 |  | 1.9053e-05 |  | 0.06382 |  | 0.0060285 |  | 0.030242
| 3.521e-05 |  | 0.00011669 |  | 5.8499e-05 |  | -2.3347e-05 |  | 4.6009e-05 |  | 3.5347e-05 |  | 2.3166e-06 |  | -0.00020169 |  | 0.020837 |  | 0.00016646 |  | -0.00022556 |  | 2.8371e-06 |  | 2.4508e-06 |  | 0.058101 |  | 0.00037971 |  | 0.0025442 |  | 7.6474e-05 |  | 0.064922 |  | 0.0060696 |  | 0.030214
| 3.521e-05 |  | 5.199e-05 |  | 5.8499e-05 |  | 9.7437e-06 |  | 5.8668e-05 |  | 3.7981e-05 |  | 2.1507e-06 |  | -0.0004732 |  | 0.020556 |  | 0.00012933 |  | -3.1154e-05 |  | 2.8159e-06 |  | 2.2868e-06 |  | 0.059287 |  | 0.00046418 |  | 0.0025242 |  | 0.00016548 |  | 0.065612 |  | 0.0060912 |  | 0.030305
| 4.3539e-05 |  | 8.2526e-05 |  | 7.8199e-05 |  | 3.5964e-06 |  | 9.9737e-05 |  | 5.3076e-05 |  | 2.0953e-06 |  | -0.00031974 |  | 0.020213 |  | -0.00019824 |  | 9.2327e-05 |  | 2.6785e-06 |  | 2.2371e-06 |  | 0.060184 |  | 0.00048027 |  | 0.0024628 |  | 0.00015172 |  | 0.06609 |  | 0.0061091 |  | 0.03042
| 4.3539e-05 |  | 0.00013137 |  | 7.8199e-05 |  | 2.4476e-06 |  | 7.033e-05 |  | 5.6365e-05 |  | 2.1633e-06 |  | 3.1029e-05 |  | 0.01989 |  | -0.00012686 |  | 0.00010343 |  | 2.6222e-06 |  | 2.2745e-06 |  | 0.060954 |  | 0.0004588 |  | 0.002471 |  | 0.00010969 |  | 0.066997 |  | 0.0061345 |  | 0.030459
| 6.1406e-05 |  | 0.00011967 |  | 9.4426e-05 |  | -2.3132e-05 |  | 9.0101e-05 |  | 6.0368e-05 |  | 2.2872e-06 |  | 0.00017454 |  | 0.019622 |  | 1.7945e-05 |  | 0.00014456 |  | 2.7096e-06 |  | 2.4006e-06 |  | 0.062075 |  | 0.00038659 |  | 0.0025344 |  | 7.8628e-05 |  | 0.068093 |  | 0.0061931 |  | 0.030471
| 6.1411e-05 |  | 6.826e-05 |  | 9.4434e-05 |  | -1.0592e-05 |  | 0.00012092 |  | 6.6058e-05 |  | 2.4615e-06 |  | 0.00022108 |  | 0.019417 |  | 0.00016646 |  | 0.0001483 |  | 2.8171e-06 |  | 2.5649e-06 |  | 0.063155 |  | 0.00030615 |  | 0.0025578 |  | 7.8015e-05 |  | 0.068665 |  | 0.0062551 |  | 0.030444
| 2.9495e-06 |  | 8.1263e-05 |  | 6.8363e-05 |  | 6.3014e-05 |  | 9.9087e-05 |  | 5.9818e-05 |  | 2.5162e-06 |  | 2.3273e-05 |  | 0.019358 |  | -7.4875e-05 |  | -0.00015453 |  | 2.8411e-06 |  | 2.603e-06 |  | 0.064117 |  | 0.00043009 |  | 0.0025736 |  | 0.00023071 |  | 0.069134 |  | 0.0063117 |  | 0.030373
| 2.9495e-06 |  | 0.0001357 |  | 6.8363e-05 |  | 5.0137e-05 |  | 8.6166e-05 |  | 5.5158e-05 |  | 2.4714e-06 |  | -8.1452e-05 |  | 0.019053 |  | -0.00041646 |  | -0.0002592 |  | 2.7659e-06 |  | 2.4391e-06 |  | 0.065194 |  | 0.00059746 |  | 0.0025636 |  | 0.00031458 |  | 0.070015 |  | 0.0063367 |  | 0.030291
| 2.377e-05 |  | 8.4892e-05 |  | 8.9228e-05 |  | 2.4714e-05 |  | 5.9475e-05 |  | 4.8516e-05 |  | 2.3682e-06 |  | -0.0001823 |  | 0.018938 |  | -0.00037191 |  | -0.00016574 |  | 2.6856e-06 |  | 2.2496e-06 |  | 0.066501 |  | 0.00062948 |  | 0.0025979 |  | 0.00016824 |  | 0.071357 |  | 0.0063687 |  | 0.030239
| 2.377e-05 |  | 7.1625e-05 |  | 8.9228e-05 |  | 8.2925e-06 |  | 4.5282e-05 |  | 4.6467e-05 |  | 2.287e-06 |  | -0.00016594 |  | 0.018766 |  | -0.00027573 |  | -0.00016515 |  | 2.6346e-06 |  | 2.1868e-06 |  | 0.067557 |  | 0.00062173 |  | 0.0026136 |  | 0.00021089 |  | 0.071908 |  | 0.0064141 |  | 0.030219
| 8.6338e-05 |  | 9.3642e-05 |  | 5.9104e-05 |  | -7.8366e-05 |  | 2.6378e-05 |  | 4.0908e-05 |  | 2.3086e-06 |  | 8.9209e-05 |  | 0.018491 |  | -0.00010458 |  | -0.00016574 |  | 2.6649e-06 |  | 2.2619e-06 |  | 0.068722 |  | 0.00064848 |  | 0.0025756 |  | 0.00015269 |  | 0.072453 |  | 0.0064856 |  | 0.030181
| 8.6346e-05 |  | 9.8256e-05 |  | 5.9109e-05 |  | -0.00010188 |  | 6.1437e-05 |  | 3.0085e-05 |  | 2.3706e-06 |  | 0.00014351 |  | 0.018389 |  | -0.00012314 |  | -0.0002779 |  | 2.6591e-06 |  | 2.2117e-06 |  | 0.070446 |  | 0.00060109 |  | 0.0025147 |  | 3.1722e-05 |  | 0.073449 |  | 0.006556 |  | 0.030171
| 0 |  | 0.00013524 |  | 8.7505e-05 |  | -6.491e-05 |  | 9.4529e-05 |  | 5.2495e-05 |  | 2.4054e-06 |  | 5.4302e-05 |  | 0.018395 |  | -8.601e-05 |  | -0.00037136 |  | 2.6173e-06 |  | 2.0856e-06 |  | 0.072093 |  | 0.00056121 |  | 0.0025365 |  | -0.0001464 |  | 0.074171 |  | 0.0066305 |  | 0.030218
| 0 |  | 0.00013801 |  | 8.7512e-05 |  | -2.6269e-05 |  | 0.00010715 |  | 6.6724e-05 |  | 2.4699e-06 |  | -2.3273e-05 |  | 0.018127 |  | -0.00012315 |  | -9.4703e-05 |  | 2.6335e-06 |  | 2.0858e-06 |  | 0.07307 |  | 0.00062002 |  | 0.0025666 |  | -1.9512e-05 |  | 0.074869 |  | 0.0066825 |  | 0.030309
| 3.1066e-05 |  | 0.00010957 |  | 4.7232e-05 |  | -6.9622e-06 |  | 7.0366e-05 |  | 5.1523e-05 |  | 2.4977e-06 |  | -0.00012412 |  | 0.017984 |  | -8.602e-05 |  | -1.2461e-05 |  | 2.6715e-06 |  | 2.1993e-06 |  | 0.073877 |  | 0.00066318 |  | 0.0025839 |  | 0.00010301 |  | 0.075407 |  | 0.0067395 |  | 0.03034
| 3.1066e-05 |  | 0.00010048 |  | 4.7232e-05 |  | -2.3361e-05 |  | 3.3087e-05 |  | 4.0679e-05 |  | 2.4639e-06 |  | -0.00027927 |  | 0.018142 |  | -0.00028734 |  | 6.1124e-05 |  | 2.7373e-06 |  | 2.237e-06 |  | 0.075189 |  | 0.00062484 |  | 0.0025949 |  | -0.00016355 |  | 0.076425 |  | 0.0067949 |  | 0.030318
| 0 |  | 9.9774e-05 |  | 0.00010666 |  | -3.4795e-05 |  | 2.8986e-05 |  | 4.9365e-05 |  | 2.4012e-06 |  | -0.0003452 |  | 0.018 |  | -0.00037933 |  | 0.00027915 |  | 2.7687e-06 |  | 2.1612e-06 |  | 0.07641 |  | 0.00049468 |  | 0.0025716 |  | -0.00015262 |  | 0.07728 |  | 0.006859 |  | 0.030303
| 0 |  | 8.367e-05 |  | 0.00010665 |  | -1.6717e-05 |  | -1.0113e-05 |  | 5.0036e-05 |  | 2.3873e-06 |  | -0.00023272 |  | 0.017834 |  | 1.052e-05 |  | -0.00011715 |  | 2.7126e-06 |  | 2.0094e-06 |  | 0.077669 |  | 0.00052801 |  | 0.0024718 |  | -0.00016359 |  | 0.077813 |  | 0.0069135 |  | 0.030355
| 1.3367e-05 |  | 8.6918e-05 |  | 3.7193e-05 |  | -3.2777e-05 |  | 3.4868e-05 |  | 5.2325e-05 |  | 2.4615e-06 |  | -8.1452e-05 |  | 0.017895 |  | 0.00010334 |  | -0.00016201 |  | 2.6282e-06 |  | 1.9334e-06 |  | 0.079029 |  | 0.00060815 |  | 0.002491 |  | -0.00014634 |  | 0.078371 |  | 0.0069743 |  | 0.030425
| 1.3366e-05 |  | 9.6891e-05 |  | 3.719e-05 |  | -4.5866e-05 |  | 5.3049e-05 |  | 4.3995e-05 |  | 2.4312e-06 |  | -0.00014351 |  | 0.017892 |  | 7.3639e-05 |  | 0.00012213 |  | 2.6173e-06 |  | 2.0095e-06 |  | 0.0804 |  | 0.00056046 |  | 0.0025742 |  | -2.8028e-05 |  | 0.07976 |  | 0.0070342 |  | 0.030452
| 3.2118e-05 |  | 8.942e-05 |  | 1.709e-05 |  | -1.0507e-05 |  | 2.3351e-05 |  | 1.824e-05 |  | 2.3277e-06 |  | -0.00034908 |  | 0.017285 |  | -0.00017141 |  | -1.6201e-05 |  | 2.6904e-06 |  | 2.1612e-06 |  | 0.081961 |  | 0.00059184 |  | 0.0025552 |  | -7.9115e-06 |  | 0.080325 |  | 0.0070979 |  | 0.030385
| 3.2118e-05 |  | 9.7561e-05 |  | 1.709e-05 |  | -1.5928e-05 |  | 9.004e-06 |  | 2.6971e-05 |  | 2.3003e-06 |  | -0.00018617 |  | 0.016871 |  | -0.00024567 |  | -0.0003938 |  | 2.7761e-06 |  | 2.3135e-06 |  | 0.083514 |  | 0.00059987 |  | 0.0024637 |  | -3.9443e-05 |  | 0.080111 |  | 0.0071612 |  | 0.030287
| 4.9826e-05 |  | 9.8895e-05 |  | 9.276e-05 |  | -7.8691e-05 |  | 2.3583e-05 |  | 3.3413e-05 |  | 2.3895e-06 |  | 0 |  | 0.016962 |  | -0.00017499 |  | -8.7125e-05 |  | 2.7897e-06 |  | 2.3133e-06 |  | 0.08496 |  | 0.00051627 |  | 0.0024322 |  | -3.9035e-05 |  | 0.080816 |  | 0.0072366 |  | 0.030223
| 4.9831e-05 |  | 0.00012399 |  | 9.2768e-05 |  | -7.029e-05 |  | 7.2277e-05 |  | 4.9866e-05 |  | 2.45e-06 |  | 5.0422e-05 |  | 0.016856 |  | -0.00024938 |  | 0.00020811 |  | 2.7719e-06 |  | 2.3135e-06 |  | 0.085849 |  | 0.00049613 |  | 0.0024404 |  | -2.4539e-06 |  | 0.08115 |  | 0.0073019 |  | 0.030179
| 3.4205e-05 |  | 0.00012728 |  | 4.3232e-05 |  | -4.3405e-05 |  | 5.3956e-05 |  | 5.7405e-05 |  | 2.3957e-06 |  | -5.818e-05 |  | 0.016426 |  | -0.00026794 |  | 1.7446e-05 |  | 2.738e-06 |  | 2.3135e-06 |  | 0.087179 |  | 0.0006756 |  | 0.0022848 |  | 0.00011132 |  | 0.081635 |  | 0.007354 |  | 0.030155
| 3.4208e-05 |  | 0.00012451 |  | 4.3235e-05 |  | -3.0327e-05 |  | 7.4107e-05 |  | 5.4689e-05 |  | 2.3904e-06 |  | -6.5937e-05 |  | 0.01637 |  | 0.00013676 |  | 0.00010343 |  | 2.666e-06 |  | 2.5414e-06 |  | 0.088945 |  | 0.00091798 |  | 0.0022599 |  | 0.00015927 |  | 0.082602 |  | 0.0074044 |  | 0.030179
| 1.6497e-05 |  | 0.00012965 |  | 9.1624e-05 |  | -2.5417e-05 |  | 7.8083e-05 |  | 5.4354e-05 |  | 2.4462e-06 |  | -1.5515e-05 |  | 0.016546 |  | 0.00028156 |  | -1.6201e-05 |  | 2.6357e-06 |  | 2.7694e-06 |  | 0.090391 |  | 0.00076704 |  | 0.0024197 |  | 0.00016718 |  | 0.083384 |  | 0.007508 |  | 0.030238
| 1.6497e-05 |  | 0.00010987 |  | 9.1624e-05 |  | -3.3434e-05 |  | 7.5461e-05 |  | 4.1338e-05 |  | 2.4694e-06 |  | -0.000128 |  | 0.016458 |  | -0.0001677 |  | 0.00021559 |  | 2.5935e-06 |  | 2.8071e-06 |  | 0.092023 |  | 0.00064578 |  | 0.0024774 |  | 0.00025143 |  | 0.083498 |  | 0.0076563 |  | 0.030274
| 7.5967e-05 |  | 0.00012382 |  | 9.3364e-05 |  | -1.4284e-05 |  | 0.00011655 |  | 3.7138e-05 |  | 2.4232e-06 |  | -0.00021856 |  | 0.01641 |  | 1.8733e-05 |  | 0.00040052 |  | 2.5716e-06 |  | 2.6171e-06 |  | 0.093662 |  | 0.00079828 |  | 0.0022916 |  | 0.00014539 |  | 0.083753 |  | 0.0078124 |  | 0.030316
| 7.5973e-05 |  | 0.00015026 |  | 9.3372e-05 |  | 4.3588e-05 |  | 0.00010698 |  | 4.8977e-05 |  | 2.3667e-06 |  | -0.00017842 |  | 0.016127 |  | -9.3439e-05 |  | -0.00012835 |  | 2.6337e-06 |  | 2.3514e-06 |  | 0.095534 |  | 0.00089175 |  | 0.0022243 |  | 4.5947e-05 |  | 0.08447 |  | 0.0079378 |  | 0.030386
| 5.5058e-05 |  | 0.00013213 |  | 6.148e-05 |  | 5.7522e-05 |  | 0.0001442 |  | 5.9473e-05 |  | 2.3583e-06 |  | -9.3087e-05 |  | 0.015537 |  | -0.0001974 |  | -0.00018817 |  | 2.7287e-06 |  | 2.2762e-06 |  | 0.097848 |  | 0.00086648 |  | 0.0024158 |  | -0.00012904 |  | 0.08534 |  | 0.0080086 |  | 0.030468
| 5.5058e-05 |  | 0.00010818 |  | 6.148e-05 |  | -1.2478e-07 |  | 8.8485e-05 |  | 4.4158e-05 |  | 2.4433e-06 |  | 9.6966e-05 |  | 0.015268 |  | -7.4869e-05 |  | -0.00013584 |  | 2.8162e-06 |  | 2.3141e-06 |  | 0.099448 |  | 0.000771 |  | 0.002315 |  | -0.00024331 |  | 0.085497 |  | 0.008041 |  | 0.030483
| 2.3797e-05 |  | 0.00012126 |  | 3.4198e-05 |  | -2.9849e-05 |  | 2.1153e-05 |  | 4.6718e-05 |  | 2.5365e-06 |  | 3.8786e-05 |  | 0.015312 |  | -2.2896e-05 |  | -0.00035268 |  | 2.8014e-06 |  | 2.4275e-06 |  | 0.1014 |  | 0.00085582 |  | 0.0021203 |  | -5.228e-05 |  | 0.08565 |  | 0.0080507 |  | 0.030437
| 2.3797e-05 |  | 0.00011676 |  | 3.4198e-05 |  | -3.4226e-05 |  | 2.5244e-05 |  | 4.6316e-05 |  | 2.5267e-06 |  | -9.3088e-05 |  | 0.015151 |  | -8.23e-05 |  | -0.00021434 |  | 2.8709e-06 |  | 2.5037e-06 |  | 0.10389 |  | 0.00091492 |  | 0.0020012 |  | -7.5509e-05 |  | 0.086709 |  | 0.0080557 |  | 0.030419
| 6.5551e-05 |  | 9.4045e-05 |  | 7.9474e-05 |  | -4.908e-05 |  | -3.6186e-05 |  | 2.2434e-05 |  | 2.43e-06 |  | -0.00013761 |  | 0.014838 |  | -0.00028346 |  | 6.892e-05 |  | 2.9596e-06 |  | 2.4654e-06 |  | 0.10583 |  | 0.00085393 |  | 0.0020363 |  | -8.1406e-05 |  | 0.087344 |  | 0.0080695 |  | 0.030431
| 6.5551e-05 |  | 8.8685e-05 |  | 7.9474e-05 |  | -2.6499e-05 |  | -5.117e-06 |  | 1.936e-05 |  | 2.3104e-06 |  | -0.00020169 |  | 0.014584 |  | 4.3937e-05 |  | -1.9939e-05 |  | 2.9425e-06 |  | 2.352e-06 |  | 0.10729 |  | 0.00081769 |  | 0.0020338 |  | 7.4435e-05 |  | 0.086982 |  | 0.008122 |  | 0.030462
| 2.1716e-05 |  | 8.225e-05 |  | 6.9618e-05 |  | -1.4475e-05 |  | 6.5192e-05 |  | 3.1481e-05 |  | 2.2896e-06 |  | -0.00017454 |  | 0.014804 |  | -0.0002828 |  | -0.00023678 |  | 2.8266e-06 |  | 2.2764e-06 |  | 0.10894 |  | 0.00087138 |  | 0.0018173 |  | 0.00012438 |  | 0.087113 |  | 0.0082036 |  | 0.030513
| 2.1716e-05 |  | 9.8226e-05 |  | 6.9618e-05 |  | -2.4055e-05 |  | 8.8772e-05 |  | 4.0148e-05 |  | 2.3258e-06 |  | -0.00014351 |  | 0.014946 |  | -0.00052414 |  | -0.00017696 |  | 2.7121e-06 |  | 2.3528e-06 |  | 0.11084 |  | 0.00092303 |  | 0.0018847 |  | 1.9439e-05 |  | 0.087306 |  | 0.0082777 |  | 0.03054
| 3.1101e-05 |  | 0.00010452 |  | 0.00011082 |  | 3.3236e-05 |  | 0.00010404 |  | 4.7042e-05 |  | 2.3753e-06 |  | 3.1029e-05 |  | 0.014951 |  | -0.00035334 |  | 7.3525e-05 |  | 2.7244e-06 |  | 2.5039e-06 |  | 0.11354 |  | 0.00076866 |  | 0.0021747 |  | -0.00012387 |  | 0.087606 |  | 0.008304 |  | 0.030533
| 3.1103e-05 |  | 9.5424e-05 |  | 0.00011083 |  | 3.2852e-05 |  | 0.00011677 |  | 4.3873e-05 |  | 2.4848e-06 |  | 9.6966e-05 |  | 0.014778 |  | -0.00014913 |  | 0.00020811 |  | 2.665e-06 |  | 2.4658e-06 |  | 0.11624 |  | 0.00090409 |  | 0.0019065 |  | -4.3714e-05 |  | 0.08808 |  | 0.008304 |  | 0.030539
| 2.9018e-05 |  | 0.00010262 |  | 1.9117e-05 |  | -4.1854e-05 |  | 0.00011321 |  | 4.3005e-05 |  | 2.5437e-06 |  | 4.8567e-05 |  | 0.01445 |  | -7.8133e-05 |  | 0.00037321 |  | 2.5923e-06 |  | 2.2892e-06 |  | 0.11819 |  | 0.0011659 |  | 0.0016576 |  | 4.2425e-05 |  | 0.087553 |  | 0.008307 |  | 0.030595
| 2.9018e-05 |  | 0.00011654 |  | 1.9117e-05 |  | -7.3557e-05 |  | 0.0001108 |  | 6.1316e-05 |  | 2.457e-06 |  | -0.00012412 |  | 0.014374 |  | -0.00010087 |  | 0.00037635 |  | 2.5861e-06 |  | 2.1502e-06 |  | 0.12002 |  | 0.0010032 |  | 0.0015593 |  | -6.5892e-05 |  | 0.088022 |  | 0.008332 |  | 0.030765
| 7.6019e-05 |  | 0.0001204 |  | 4.025e-05 |  | -4.0982e-05 |  | 0.00013561 |  | 6.2583e-05 |  | 2.3074e-06 |  | -0.00013575 |  | 0.014355 |  | -0.00010458 |  | 0.00018568 |  | 2.6556e-06 |  | 2.201e-06 |  | 0.12213 |  | 0.0010543 |  | 0.0014235 |  | -0.00015406 |  | 0.088627 |  | 0.0083795 |  | 0.030937
| 7.6026e-05 |  | 0.0001122 |  | 4.0253e-05 |  | -4.8305e-05 |  | 0.00013269 |  | 4.6334e-05 |  | 2.2942e-06 |  | -5.43e-05 |  | 0.014239 |  | -0.00037562 |  | 7.3525e-05 |  | 2.6653e-06 |  | 2.1634e-06 |  | 0.12449 |  | 0.0011892 |  | 0.0016168 |  | -0.0001994 |  | 0.088506 |  | 0.0084428 |  | 0.031076
| 0.00011897 |  | 9.4366e-05 |  | 3.5222e-05 |  | -5.9268e-05 |  | 0.00010904 |  | 4.2931e-05 |  | 2.4293e-06 |  | -3.1029e-05 |  | 0.013923 |  | -0.00043131 |  | -7.6017e-05 |  | 2.5995e-06 |  | 2.0932e-06 |  | 0.12701 |  | 0.0011133 |  | 0.0017027 |  | -0.00010391 |  | 0.088629 |  | 0.0084999 |  | 0.031135
| 0.00011898 |  | 7.8602e-05 |  | 3.5225e-05 |  | 2.5748e-05 |  | 7.8343e-05 |  | 4.6118e-05 |  | 2.5077e-06 |  | -2.4285e-05 |  | 0.014068 |  | -2.3892e-05 |  | -0.00029388 |  | 2.6108e-06 |  | 2.0616e-06 |  | 0.12974 |  | 0.0010871 |  | 0.0017218 |  | -7.8284e-05 |  | 0.088603 |  | 0.0085482 |  | 0.031087
| 2.0683e-05 |  | 9.2176e-05 |  | 2.3148e-05 |  | 6.9613e-05 |  | 5.4575e-05 |  | 4.0456e-05 |  | 2.4433e-06 |  | -0.00018618 |  | 0.014148 |  | 3.093e-06 |  | -0.00022929 |  | 2.686e-06 |  | 2.0867e-06 |  | 0.13174 |  | 0.0010821 |  | 0.0017661 |  | -0.00011431 |  | 0.088761 |  | 0.0085879 |  | 0.030967
| 2.0685e-05 |  | 8.9036e-05 |  | 2.315e-05 |  | 3.0416e-05 |  | 6.7573e-05 |  | 3.5671e-05 |  | 2.4775e-06 |  | -1.9392e-05 |  | 0.013881 |  | -0.00023825 |  | -0.0002966 |  | 2.6997e-06 |  | 2.0682e-06 |  | 0.13376 |  | 0.0010689 |  | 0.0015611 |  | 2.3188e-05 |  | 0.08924 |  | 0.0086254 |  | 0.030826
| 0.00010216 |  | 8.8977e-05 |  | 9.2872e-05 |  | 2.3188e-05 |  | 5.4587e-05 |  | 3.7574e-05 |  | 2.5793e-06 |  | -0.00016678 |  | 0.013819 |  | -0.00027166 |  | -0.00053586 |  | 2.6336e-06 |  | 2.0239e-06 |  | 0.13626 |  | 0.0011059 |  | 0.0014928 |  | -3.295e-05 |  | 0.089597 |  | 0.0086562 |  | 0.030781
| 0.00010217 |  | 0.00011629 |  | 9.288e-05 |  | 6.8589e-06 |  | 7.7076e-05 |  | 3.3786e-05 |  | 2.6047e-06 |  | -0.00040337 |  | 0.013513 |  | -0.00051671 |  | -0.00054333 |  | 2.5403e-06 |  | 2.0364e-06 |  | 0.13962 |  | 0.0011338 |  | 0.0014795 |  | 0.00010844 |  | 0.089794 |  | 0.0086979 |  | 0.030776
| 1.86e-05 |  | 0.00010872 |  | 7.2563e-05 |  | -5.0231e-05 |  | 8.1794e-05 |  | 3.0103e-05 |  | 2.5285e-06 |  | -0.00028314 |  | 0.013219 |  | -0.00029394 |  | -0.00015826 |  | 2.5064e-06 |  | 2.0747e-06 |  | 0.1427 |  | 0.0012422 |  | 0.0013046 |  | 0.00018999 |  | 0.089851 |  | 0.0087609 |  | 0.030755
| 1.8602e-05 |  | 9.3193e-05 |  | 7.2569e-05 |  | -7.4847e-05 |  | 5.8013e-05 |  | 4.073e-05 |  | 2.4404e-06 |  | -0.00036022 |  | 0.013366 |  | -5.4885e-05 |  | -0.00014563 |  | 2.5722e-06 |  | 2.1384e-06 |  | 0.14437 |  | 0.0014251 |  | 0.0014529 |  | 2.0181e-05 |  | 0.090256 |  | 0.0088334 |  | 0.030727
| 5.7202e-05 |  | 0.00011386 |  | 2.1142e-05 |  | -4.2847e-05 |  | 9.1459e-05 |  | 4.5149e-05 |  | 2.4406e-06 |  | -6.2066e-05 |  | 0.013245 |  | -0.00030508 |  | 8.8492e-05 |  | 2.6694e-06 |  | 2.1639e-06 |  | 0.14666 |  | 0.0012617 |  | 0.0018138 |  | 1.6847e-05 |  | 0.090856 |  | 0.0088855 |  | 0.030732
| 5.7202e-05 |  | 0.00010262 |  | 2.1142e-05 |  | -2.6086e-05 |  | 0.00010647 |  | 3.2726e-05 |  | 2.3869e-06 |  | -0.00011064 |  | 0.013232 |  | -0.00020455 |  | 0.00027965 |  | 2.7006e-06 |  | 2.1639e-06 |  | 0.14869 |  | 0.001275 |  | 0.0017363 |  | 1.4354e-05 |  | 0.091057 |  | 0.0089097 |  | 0.030809
| 0 |  | 8.7792e-05 |  | 8.6509e-05 |  | -3.0044e-05 |  | 0.00011202 |  | 3.635e-05 |  | 2.3438e-06 |  | -0.00023836 |  | 0.0133 |  | -0.00010865 |  | -4.5346e-05 |  | 2.6375e-06 |  | 2.1256e-06 |  | 0.15026 |  | 0.0013988 |  | 0.0015005 |  | 0.00011829 |  | 0.091797 |  | 0.008913 |  | 0.030897
| 0 |  | 7.955e-05 |  | 8.6517e-05 |  | -1.2689e-05 |  | 6.3267e-05 |  | 3.0578e-05 |  | 2.348e-06 |  | -0.00014419 |  | 0.012933 |  | -0.0003369 |  | -0.00013647 |  | 2.6017e-06 |  | 2.2395e-06 |  | 0.15368 |  | 0.001321 |  | 0.0014298 |  | 4.3898e-05 |  | 0.092419 |  | 0.0089086 |  | 0.030973
| 4.2605e-05 |  | 7.0037e-05 |  | 0.00010453 |  | 1.2568e-05 |  | 5.7851e-05 |  | 4.5433e-05 |  | 2.3944e-06 |  | -0.00020334 |  | 0.012818 |  | -8.3786e-05 |  | -0.00014271 |  | 2.6287e-06 |  | 2.3915e-06 |  | 0.15743 |  | 0.0013946 |  | 0.0015306 |  | -0.00018714 |  | 0.092129 |  | 0.0089061 |  | 0.031071
| 4.2605e-05 |  | 8.2763e-05 |  | 0.00010453 |  | -2.5836e-05 |  | 8.7803e-05 |  | 4.3582e-05 |  | 2.452e-06 |  | -0.00024519 |  | 0.012842 |  | 3.9423e-05 |  | 4.3648e-05 |  | 2.6211e-06 |  | 2.6195e-06 |  | 0.15921 |  | 0.0014517 |  | 0.0014648 |  | -8.3378e-05 |  | 0.091717 |  | 0.0089227 |  | 0.031181
| 1.8608e-05 |  | 5.0346e-05 |  | 0.0001115 |  | -6.3169e-05 |  | 1.6531e-05 |  | 1.527e-05 |  | 2.452e-06 |  | -0.00023363 |  | 0.012641 |  | -0.00025412 |  | 3.6287e-05 |  | 2.5892e-06 |  | 2.6955e-06 |  | 0.15977 |  | 0.0013336 |  | 0.0012556 |  | 0.00010469 |  | 0.091832 |  | 0.0089652 |  | 0.031275
| 1.8608e-05 |  | 6.4538e-05 |  | 0.0001115 |  | -7.9167e-05 |  | 3.8259e-05 |  | 1.2192e-05 |  | 2.4039e-06 |  | -7.8054e-06 |  | 0.012179 |  | -0.00033814 |  | 6.3627e-06 |  | 2.4779e-06 |  | 2.5054e-06 |  | 0.16309 |  | 0.0013842 |  | 0.0012965 |  | 0.00013303 |  | 0.092395 |  | 0.0090149 |  | 0.031324
| 4.3656e-05 |  | 0.00010133 |  | 4.7334e-05 |  | -0.00010075 |  | 0.00013865 |  | 1.4776e-05 |  | 2.3402e-06 |  | -0.0001124 |  | 0.011941 |  | -0.00012243 |  | 0.00027897 |  | 2.3954e-06 |  | 2.2396e-06 |  | 0.16715 |  | 0.0015475 |  | 0.0012732 |  | 6.3831e-05 |  | 0.092816 |  | 0.0090633 |  | 0.031305
| 4.3659e-05 |  | 6.6772e-05 |  | 4.7338e-05 |  | -0.00012013 |  | 0.00010652 |  | 1.5898e-05 |  | 2.3391e-06 |  | -0.00014172 |  | 0.012013 |  | 7.2575e-05 |  | 8.0833e-06 |  | 2.3665e-06 |  | 1.9364e-06 |  | 0.17023 |  | 0.0013413 |  | 0.0010625 |  | 0.00014665 |  | 0.093037 |  | 0.009108 |  | 0.031269
| 5.5139e-05 |  | 6.5517e-05 |  | 7.3768e-05 |  | -9.0085e-05 |  | 8.9154e-05 |  | 1.3759e-05 |  | 2.4133e-06 |  | -5.0511e-05 |  | 0.011902 |  | -9.362e-05 |  | -0.00032468 |  | 2.422e-06 |  | 1.898e-06 |  | 0.17316 |  | 0.0014425 |  | 0.0010066 |  | 0.000176 |  | 0.093642 |  | 0.0091505 |  | 0.031149
| 5.5139e-05 |  | 6.284e-05 |  | 7.3768e-05 |  | -1.2894e-06 |  | 6.131e-05 |  | 5.7859e-06 |  | 2.4737e-06 |  | -0.00011391 |  | 0.011827 |  | -0.00013193 |  | -0.00011494 |  | 2.5433e-06 |  | 1.9357e-06 |  | 0.17542 |  | 0.0016565 |  | 0.0011533 |  | -6.2611e-05 |  | 0.093465 |  | 0.0091921 |  | 0.031012
| 5.5144e-05 |  | 7.1113e-05 |  | 0.00011386 |  | 3.1296e-06 |  | 3.4476e-05 |  | 7.0352e-06 |  | 2.463e-06 |  | 1.9602e-05 |  | 0.011804 |  | 5.8157e-05 |  | 9.8201e-05 |  | 2.6126e-06 |  | 2.0118e-06 |  | 0.1776 |  | 0.0016349 |  | 0.0013009 |  | 2.3198e-05 |  | 0.093764 |  | 0.009236 |  | 0.030998
| 5.5149e-05 |  | 8.6203e-05 |  | 0.00011387 |  | -1.1426e-05 |  | -8.4314e-06 |  | 1.968e-05 |  | 2.3764e-06 |  | 0.0001745 |  | 0.011721 |  | -7.6131e-05 |  | 0.00039343 |  | 2.6481e-06 |  | 2.3537e-06 |  | 0.18012 |  | 0.0017667 |  | 0.0013149 |  | 8.1425e-05 |  | 0.094747 |  | 0.0092771 |  | 0.031129
| 5.5149e-05 |  | 5.1977e-05 |  | 5.1376e-05 |  | -8.8793e-05 |  | -5.3967e-05 |  | 1.7598e-05 |  | 2.3007e-06 |  | 0.00054053 |  | 0.011927 |  | -0.00014482 |  | 0.00041359 |  | 2.6153e-06 |  | 2.6193e-06 |  | 0.18285 |  | 0.0018121 |  | 0.0011351 |  | -9.5428e-05 |  | 0.094846 |  | 0.0093032 |  | 0.031381
| 5.5153e-05 |  | 3.0489e-05 |  | 5.1381e-05 |  | -8.5172e-05 |  | 7.1691e-06 |  | 2.3743e-05 |  | 2.2009e-06 |  | 0.00039245 |  | 0.012027 |  | -0.00016534 |  | 0.00019347 |  | 2.6788e-06 |  | 2.6198e-06 |  | 0.18546 |  | 0.0017343 |  | 0.0010684 |  | -0.00011476 |  | 0.09534 |  | 0.0093094 |  | 0.031618
| 4.6803e-05 |  | 4.238e-05 |  | 9.877e-05 |  | -7.5236e-05 |  | 2.3226e-05 |  | 3.4203e-05 |  | 2.1683e-06 |  | 0.00016569 |  | 0.011762 |  | -0.00017926 |  | -4.3544e-05 |  | 2.7784e-06 |  | 2.3537e-06 |  | 0.18836 |  | 0.0017863 |  | 0.0011326 |  | -9.3876e-05 |  | 0.095561 |  | 0.0093082 |  | 0.0317
| 4.6807e-05 |  | 6.283e-05 |  | 9.8779e-05 |  | -0.0001223 |  | 1.3277e-05 |  | 2.8222e-05 |  | 2.1811e-06 |  | 0.00037992 |  | 0.011684 |  | 4.851e-05 |  | -0.00040715 |  | 2.8202e-06 |  | 2.1642e-06 |  | 0.19177 |  | 0.0018291 |  | 0.0012718 |  | -7.1929e-05 |  | 0.095173 |  | 0.0093349 |  | 0.031656
| 6.9726e-05 |  | 6.258e-05 |  | 9.0644e-05 |  | -7.6508e-05 |  | 1.4854e-05 |  | 1.2663e-05 |  | 2.2228e-06 |  | 5.4963e-05 |  | 0.011501 |  | 0.0002462 |  | -0.00010022 |  | 2.753e-06 |  | 2.2402e-06 |  | 0.19533 |  | 0.0018003 |  | 0.0013369 |  | 5.7141e-05 |  | 0.095938 |  | 0.0093863 |  | 0.031534
| 6.9732e-05 |  | 2.1184e-05 |  | 9.0652e-05 |  | -2.7604e-05 |  | 2.0303e-05 |  | 9.6735e-08 |  | 2.3476e-06 |  | -0.00033978 |  | 0.011251 |  | 0.00012494 |  | -0.00010464 |  | 2.7033e-06 |  | 2.1774e-06 |  | 0.19752 |  | 0.0018377 |  | 0.0013043 |  | 0.00011677 |  | 0.096379 |  | 0.009438 |  | 0.031445
| 0 |  | 3.0336e-06 |  | 0.00010867 |  | -5.2976e-05 |  | 3.571e-05 |  | 5.4024e-07 |  | 2.431e-06 |  | -0.00029082 |  | 0.011191 |  | -0.00019561 |  | -0.00023241 |  | 2.7336e-06 |  | 2.0381e-06 |  | 0.19939 |  | 0.0019149 |  | 0.0011752 |  | -1.4179e-05 |  | 0.096014 |  | 0.0094763 |  | 0.031425
| 0 |  | 1.9829e-05 |  | 0.00010868 |  | -5.0213e-05 |  | 5.2112e-05 |  | 1.5697e-05 |  | 2.4743e-06 |  | -0.00031534 |  | 0.011274 |  | -0.00037776 |  | -1.633e-05 |  | 2.7775e-06 |  | 2.076e-06 |  | 0.20134 |  | 0.0019026 |  | 0.0010768 |  | -6.4462e-05 |  | 0.096193 |  | 0.0095105 |  | 0.031477
| 7.3812e-05 |  | 2.1843e-05 |  | 8.3693e-05 |  | 5.1158e-06 |  | -6.3646e-06 |  | 3.254e-06 |  | 2.4367e-06 |  | -0.00041014 |  | 0.011256 |  | -0.00030194 |  | -0.00022895 |  | 2.7854e-06 |  | 2.342e-06 |  | 0.20242 |  | 0.0018262 |  | 0.0010961 |  | -0.00010986 |  | 0.096917 |  | 0.0095652 |  | 0.031673
| 7.3812e-05 |  | 2.8661e-05 |  | 8.3693e-05 |  | -1.1207e-05 |  | -3.0687e-05 |  | 5.8475e-06 |  | 2.4047e-06 |  | -0.00023764 |  | 0.011053 |  | 0.00019329 |  | 0.00016026 |  | 2.6915e-06 |  | 2.4939e-06 |  | 0.20271 |  | 0.001937 |  | 0.0011244 |  | 5.2314e-05 |  | 0.097494 |  | 0.0096319 |  | 0.031944
| 0 |  | 2.2923e-05 |  | 6.4519e-05 |  | -9.7936e-05 |  | 1.5516e-05 |  | 4.8134e-06 |  | 2.4128e-06 |  | -4.5531e-05 |  | 0.010826 |  | 7.8878e-05 |  | -7.9287e-06 |  | 2.5906e-06 |  | 2.3927e-06 |  | 0.20524 |  | 0.0021037 |  | 0.0011611 |  | 0.00010339 |  | 0.097899 |  | 0.0096967 |  | 0.032132
| 0 |  | 1.7974e-05 |  | 6.4519e-05 |  | -0.00011411 |  | 2.427e-05 |  | -1.8935e-06 |  | 2.4296e-06 |  | 0.00024463 |  | 0.010658 |  | 0.00010395 |  | -0.00034908 |  | 2.5617e-06 |  | 2.3929e-06 |  | 0.20907 |  | 0.0021931 |  | 0.0011311 |  | 3.4293e-05 |  | 0.098131 |  | 0.0097434 |  | 0.032131
| 3.2204e-05 |  | 3.2971e-05 |  | 5.5439e-05 |  | -1.7246e-05 |  | 4.4016e-06 |  | 1.5404e-05 |  | 2.4354e-06 |  | 0.00035024 |  | 0.01059 |  | 0.00030732 |  | -6.0263e-05 |  | 2.619e-06 |  | 2.5129e-06 |  | 0.21158 |  | 0.002157 |  | 0.0010678 |  | 0.00021303 |  | 0.097897 |  | 0.0097809 |  | 0.031908
| 3.2204e-05 |  | 2.7218e-05 |  | 5.5439e-05 |  | -3.5151e-05 |  | -3.9036e-05 |  | -1.6236e-06 |  | 2.3911e-06 |  | 3.1668e-05 |  | 0.010537 |  | 0.00013193 |  | 0.00019242 |  | 2.6837e-06 |  | 2.7095e-06 |  | 0.21285 |  | 0.0021509 |  | 0.0010461 |  | 0.00010965 |  | 0.098513 |  | 0.0098234 |  | 0.031629
| 7.3831e-05 |  | 3.1174e-05 |  | 5.5444e-05 |  | -6.021e-05 |  | -4.1456e-05 |  | -1.3076e-05 |  | 2.3408e-06 |  | -0.00030063 |  | 0.010468 |  | -0.00016121 |  | 3.9576e-05 |  | 2.6941e-06 |  | 2.6965e-06 |  | 0.21457 |  | 0.0023353 |  | 0.00093613 |  | 3.9705e-05 |  | 0.099142 |  | 0.0098715 |  | 0.031415
| 7.3831e-05 |  | 3.97e-05 |  | 5.5444e-05 |  | 2.9512e-05 |  | 1.1022e-05 |  | 1.2284e-05 |  | 2.3533e-06 |  | -0.00028787 |  | 0.010433 |  | -0.0002016 |  | -0.00036928 |  | 2.6906e-06 |  | 2.7153e-06 |  | 0.21801 |  | 0.002296 |  | 0.0010253 |  | 0.00027592 |  | 0.099415 |  | 0.009914 |  | 0.031389
| 3.4299e-05 |  | 3.3402e-05 |  | 9.3024e-05 |  | 7.2816e-06 |  | 9.2386e-06 |  | 1.6724e-05 |  | 2.4179e-06 |  | 3.7732e-05 |  | 0.01054 |  | -0.00018996 |  | -0.00028595 |  | 2.6763e-06 |  | 2.7474e-06 |  | 0.22078 |  | 0.0022369 |  | 0.0010428 |  | 0.000266 |  | 0.099769 |  | 0.0099524 |  | 0.031562
| 3.4302e-05 |  | 5.2037e-05 |  | 9.3032e-05 |  | -1.9542e-05 |  | 3.024e-05 |  | 1.5475e-05 |  | 2.4066e-06 |  | 0.00032328 |  | 0.01037 |  | -0.00014299 |  | -0.00024904 |  | 2.6506e-06 |  | 2.5322e-06 |  | 0.22231 |  | 0.0024535 |  | 0.000882 |  | 0.00016931 |  | 0.099913 |  | 0.01001 |  | 0.031837
| 8.024e-05 |  | 4.0012e-05 |  | 5.9308e-05 |  | 1.5358e-05 |  | 4.004e-05 |  | 1.0632e-05 |  | 2.3312e-06 |  | 7.6135e-05 |  | 0.010244 |  | -2.8375e-05 |  | -0.00013395 |  | 2.6404e-06 |  | 2.2795e-06 |  | 0.22317 |  | 0.0024313 |  | 0.0011071 |  | 3.8009e-05 |  | 0.1003 |  | 0.01008 |  | 0.032123
| 8.0247e-05 |  | 3.9739e-05 |  | 5.9313e-05 |  | 1.8657e-05 |  | 9.3776e-07 |  | 1.2872e-05 |  | 2.274e-06 |  | -0.00031128 |  | 0.010184 |  | -8.6522e-05 |  | 0.00024093 |  | 2.5889e-06 |  | 2.2033e-06 |  | 0.2248 |  | 0.0025396 |  | 0.0010471 |  | -6.2074e-05 |  | 0.10074 |  | 0.01016 |  | 0.032296
| 0.00010874 |  | 4.3609e-05 |  | 4.1341e-05 |  | 2.4563e-05 |  | -2.8052e-06 |  | 1.907e-05 |  | 2.2901e-06 |  | -0.00013425 |  | 0.0099663 |  | -0.00025015 |  | -5.6412e-05 |  | 2.5503e-06 |  | 2.3933e-06 |  | 0.22673 |  | 0.0026983 |  | 0.00090123 |  | 6.1116e-06 |  | 0.10116 |  | 0.010226 |  | 0.032316
| 0.00010875 |  | 1.9439e-05 |  | 4.1345e-05 |  | -1.1872e-05 |  | 5.8851e-06 |  | 8.1122e-06 |  | 2.2098e-06 |  | -7.2463e-05 |  | 0.0099538 |  | -0.00027701 |  | -0.00027959 |  | 2.5697e-06 |  | 2.5071e-06 |  | 0.22955 |  | 0.0026854 |  | 0.00087872 |  | -2.9413e-05 |  | 0.10145 |  | 0.010285 |  | 0.032214
| 7.2694e-05 |  | 2.7956e-05 |  | 8.5488e-05 |  | -6.3049e-05 |  | 1.6119e-05 |  | 1.6362e-06 |  | 2.1238e-06 |  | 4.867e-06 |  | 0.0097916 |  | 0.00019015 |  | -8.6501e-05 |  | 2.6289e-06 |  | 2.4182e-06 |  | 0.23055 |  | 0.0027462 |  | 0.00085454 |  | -0.00012158 |  | 0.10189 |  | 0.010346 |  | 0.032124
| 7.27e-05 |  | 3.7708e-05 |  | 8.5495e-05 |  | -6.1271e-05 |  | 1.6429e-05 |  | 9.5793e-06 |  | 2.1994e-06 |  | -3.9707e-05 |  | 0.0097197 |  | -0.00011947 |  | 4.5685e-05 |  | 2.6324e-06 |  | 2.2921e-06 |  | 0.23022 |  | 0.0027377 |  | 0.00088127 |  | -0.00014659 |  | 0.10201 |  | 0.010412 |  | 0.032097
| 3.0133e-05 |  | 4.385e-05 |  | 7.1543e-05 |  | -5.9413e-05 |  | 2.4508e-05 |  | 1.3909e-05 |  | 2.3646e-06 |  | -0.00012953 |  | 0.0098299 |  | -0.00037846 |  | 0.00016294 |  | 2.5817e-06 |  | 2.242e-06 |  | 0.23071 |  | 0.0028548 |  | 0.00082625 |  | 9.0962e-05 |  | 0.10211 |  | 0.010485 |  | 0.03213
| 3.0133e-05 |  | 6.5478e-05 |  | 7.1543e-05 |  | -0.00010035 |  | 1.8784e-05 |  | 7.0239e-06 |  | 2.4667e-06 |  | -5.2723e-05 |  | 0.0096798 |  | 0.00023187 |  | -0.0001024 |  | 2.5859e-06 |  | 2.3174e-06 |  | 0.23074 |  | 0.0029466 |  | 0.00081624 |  | 0.00014407 |  | 0.10264 |  | 0.010548 |  | 0.032211
| 5.208e-05 |  | 6.0322e-05 |  | 5.1438e-05 |  | -6.0207e-05 |  | 2.3371e-05 |  | 5.8783e-06 |  | 2.4019e-06 |  | 9.1948e-05 |  | 0.0096502 |  | 0.00012971 |  | -0.00025395 |  | 2.6367e-06 |  | 2.4314e-06 |  | 0.23148 |  | 0.0029924 |  | 0.00094886 |  | 0.00011274 |  | 0.10357 |  | 0.010595 |  | 0.032421
| 5.2085e-05 |  | 5.7195e-05 |  | 5.1443e-05 |  | -3.4513e-05 |  | 1.7693e-05 |  | 9.4032e-06 |  | 2.3601e-06 |  | 5.1879e-05 |  | 0.0095585 |  | -0.00024053 |  | 3.699e-05 |  | 2.6471e-06 |  | 2.356e-06 |  | 0.23217 |  | 0.0030066 |  | 0.00099139 |  | 0.00014699 |  | 0.1042 |  | 0.010626 |  | 0.032676
| 3.3275e-05 |  | 3.5578e-05 |  | 1.1096e-05 |  | -0.00010505 |  | 7.0409e-06 |  | 1.4503e-05 |  | 2.3727e-06 |  | -0.000153 |  | 0.0092324 |  | -0.00030393 |  | 7.1825e-05 |  | 2.6062e-06 |  | 2.1661e-06 |  | 0.23205 |  | 0.0031217 |  | 0.00076543 |  | -9.1152e-05 |  | 0.10426 |  | 0.010663 |  | 0.032804
| 3.3277e-05 |  | 2.0049e-05 |  | 1.1097e-05 |  | -9.337e-05 |  | -4.5263e-05 |  | 1.1376e-05 |  | 2.3683e-06 |  | -0.00030827 |  | 0.0092035 |  | -0.00045627 |  | -0.00030216 |  | 2.6127e-06 |  | 2.0141e-06 |  | 0.23189 |  | 0.0032849 |  | 0.00073045 |  | -4.327e-05 |  | 0.10445 |  | 0.010705 |  | 0.032784
| 6.1666e-05 |  | 4.4285e-05 |  | 9.308e-05 |  | -1.363e-05 |  | -4.0317e-05 |  | 5.5539e-06 |  | 2.3477e-06 |  | -0.00030433 |  | 0.0091562 |  | -0.00042614 |  | -0.00014826 |  | 2.6647e-06 |  | 2.0902e-06 |  | 0.23208 |  | 0.0032359 |  | 0.00082885 |  | 8.5389e-05 |  | 0.10459 |  | 0.010737 |  | 0.032667
| 6.1676e-05 |  | 1.9314e-05 |  | 9.3096e-05 |  | -1.4311e-05 |  | 4.0858e-06 |  | 1.3752e-05 |  | 2.3802e-06 |  | -0.00036718 |  | 0.0088552 |  | 0.00010835 |  | 0.00011125 |  | 2.7181e-06 |  | 2.2801e-06 |  | 0.23118 |  | 0.0032659 |  | 0.00088888 |  | 9.5306e-06 |  | 0.1053 |  | 0.010751 |  | 0.032606
| 5.1052e-05 |  | 1.2471e-05 |  | 5.5491e-05 |  | -8.8371e-05 |  | 6.6341e-06 |  | 1.2871e-05 |  | 2.4361e-06 |  | -7.5628e-05 |  | 0.0088354 |  | 0.00026865 |  | 0.00012326 |  | 2.7183e-06 |  | 2.3941e-06 |  | 0.23104 |  | 0.0033004 |  | 0.00099151 |  | 0.00012628 |  | 0.10577 |  | 0.010768 |  | 0.032618
| 5.1052e-05 |  | 3.9681e-05 |  | 5.5491e-05 |  | -8.7439e-05 |  | 2.5194e-05 |  | 1.5057e-05 |  | 2.3975e-06 |  | -1.956e-05 |  | 0.0087958 |  | 0.00015161 |  | 0.00015195 |  | 2.7667e-06 |  | 2.4063e-06 |  | 0.22977 |  | 0.0032397 |  | 0.0010407 |  | 0.00012013 |  | 0.10567 |  | 0.010811 |  | 0.032697
| 1.9691e-05 |  | 4.5594e-05 |  | 0.00010009 |  | -8.7652e-05 |  | 4.0706e-05 |  | 2.8146e-05 |  | 2.3015e-06 |  | -0.00028703 |  | 0.0086942 |  | 0.0003224 |  | 0.00024549 |  | 2.8154e-06 |  | 2.305e-06 |  | 0.22715 |  | 0.0033994 |  | 0.0010249 |  | -8.8699e-05 |  | 0.10614 |  | 0.010877 |  | 0.032855
| 1.9693e-05 |  | 5.158e-05 |  | 0.0001001 |  | -4.3074e-05 |  | 4.8992e-05 |  | 2.0657e-05 |  | 2.2028e-06 |  | 0 |  | 0.0087298 |  | -9.3439e-05 |  | 0.00010717 |  | 2.8816e-06 |  | 2.0392e-06 |  | 0.22584 |  | 0.0035871 |  | 0.00090233 |  | -9.4166e-05 |  | 0.10644 |  | 0.010947 |  | 0.033037
| 7.2162e-05 |  | 4.2881e-05 |  | 5.1465e-05 |  | 9.0274e-06 |  | -2.8648e-05 |  | -9.3328e-07 |  | 2.2026e-06 |  | -0.00033998 |  | 0.0085483 |  | -0.00059729 |  | -9.8828e-05 |  | 2.8904e-06 |  | 1.8491e-06 |  | 0.22392 |  | 0.0035942 |  | 0.0007847 |  | -0.00012932 |  | 0.10699 |  | 0.011002 |  | 0.033146
| 7.2168e-05 |  | 5.0572e-05 |  | 5.1469e-05 |  | -5.2209e-06 |  | -7.0327e-05 |  | 9.5798e-06 |  | 2.2459e-06 |  | -0.00045769 |  | 0.0083855 |  | -0.00040533 |  | -0.00025546 |  | 2.8261e-06 |  | 1.9253e-06 |  | 0.22188 |  | 0.003685 |  | 0.00086486 |  | -9.9808e-05 |  | 0.10786 |  | 0.011042 |  | 0.033141
| 0.00010128 |  | 6.0627e-05 |  | 7.1592e-05 |  | -1.1851e-05 |  | -4.1682e-05 |  | 2.7995e-05 |  | 2.2879e-06 |  | -0.00034132 |  | 0.0081976 |  | 6.6208e-05 |  | -0.00012461 |  | 2.7528e-06 |  | 2.1916e-06 |  | 0.21985 |  | 0.003814 |  | 0.0008573 |  | 2.9222e-06 |  | 0.1077 |  | 0.011076 |  | 0.03302
| 0.00010128 |  | 3.2605e-05 |  | 7.1592e-05 |  | -1.9335e-06 |  | -4.3974e-05 |  | 1.112e-05 |  | 2.3428e-06 |  | -0.0002366 |  | 0.0081609 |  | 8.106e-05 |  | -0.0002106 |  | 2.6201e-06 |  | 2.2928e-06 |  | 0.21737 |  | 0.0039713 |  | 0.00083734 |  | -7.4863e-05 |  | 0.10812 |  | 0.011113 |  | 0.032912
| 4.8978e-05 |  | -6.0129e-06 |  | 3.3306e-05 |  | -3.549e-05 |  | -2.766e-05 |  | -1.8944e-06 |  | 2.3569e-06 |  | -0.00012142 |  | 0.0083396 |  | -0.00031447 |  | -0.00054745 |  | 2.5606e-06 |  | 2.1285e-06 |  | 0.21506 |  | 0.0040406 |  | 0.00086986 |  | -3.2461e-05 |  | 0.10913 |  | 0.011146 |  | 0.032921
| 4.8983e-05 |  | 6.7609e-06 |  | 3.3309e-05 |  | -2.8875e-05 |  | 4.0791e-05 |  | 1.3373e-06 |  | 2.4332e-06 |  | -0.00027151 |  | 0.0083985 |  | -0.00033478 |  | 8.8472e-05 |  | 2.5391e-06 |  | 1.9762e-06 |  | 0.21248 |  | 0.0040616 |  | 0.00088326 |  | -3.5537e-05 |  | 0.10984 |  | 0.011197 |  | 0.03302
| 7.2769e-05 |  | 4.3852e-05 |  | 6.6365e-05 |  | 2.493e-05 |  | 3.5857e-05 |  | 2.5377e-06 |  | 2.4952e-06 |  | -5.8179e-05 |  | 0.0081414 |  | -4.5175e-05 |  | 0.00035017 |  | 2.5761e-06 |  | 1.9764e-06 |  | 0.20931 |  | 0.0041767 |  | 0.00087742 |  | 2.5536e-05 |  | 0.10949 |  | 0.011261 |  | 0.033166
| 7.2769e-05 |  | 4.8075e-05 |  | 6.6365e-05 |  | -3.9229e-05 |  | 2.7249e-05 |  | 5.9302e-06 |  | 2.3976e-06 |  | 8.9209e-05 |  | 0.007827 |  | -0.00026795 |  | 0.00013708 |  | 2.5761e-06 |  | 1.9764e-06 |  | 0.20578 |  | 0.0041032 |  | 0.00080819 |  | 0.00013753 |  | 0.11003 |  | 0.011342 |  | 0.033277
| 4.2715e-05 |  | 5.1452e-05 |  | 7.9761e-05 |  | -4.1992e-05 |  | 5.2186e-05 |  | 6.5082e-06 |  | 2.2357e-06 |  | -0.00010928 |  | 0.0078655 |  | -0.00036096 |  | 0.00013914 |  | 2.5393e-06 |  | 1.9764e-06 |  | 0.20217 |  | 0.0041409 |  | 0.00085073 |  | 1.3106e-06 |  | 0.11098 |  | 0.011431 |  | 0.033328
| 4.2715e-05 |  | 3.1156e-05 |  | 7.9761e-05 |  | 3.5255e-06 |  | -1.0765e-05 |  | 1.2534e-06 |  | 2.2125e-06 |  | -0.000128 |  | 0.0079732 |  | -0.00012315 |  | 0.00010343 |  | 2.5248e-06 |  | 1.8307e-06 |  | 0.19862 |  | 0.004241 |  | 0.00098424 |  | 1.7601e-05 |  | 0.11098 |  | 0.011527 |  | 0.033241
| 1.9703e-05 |  | 1.2235e-05 |  | 9.7818e-05 |  | -1.6979e-05 |  | -2.5697e-05 |  | -9.1969e-06 |  | 2.35e-06 |  | -0.0001629 |  | 0.0079925 |  | -0.00017513 |  | 8.8479e-05 |  | 2.552e-06 |  | 1.6851e-06 |  | 0.19459 |  | 0.0042763 |  | 0.00091251 |  | 6.4066e-05 |  | 0.11172 |  | 0.011625 |  | 0.033088
| 1.9705e-05 |  | 2.8846e-05 |  | 9.7826e-05 |  | -1.788e-05 |  | -6.0497e-06 |  | 1.734e-07 |  | 2.433e-06 |  | -0.00011248 |  | 0.0079239 |  | -0.00015285 |  | 9.5957e-05 |  | 2.5493e-06 |  | 1.7235e-06 |  | 0.19042 |  | 0.0045161 |  | 0.00070569 |  | -1.6894e-05 |  | 0.11211 |  | 0.011706 |  | 0.032946
| 6.4635e-05 |  | 3.4756e-05 |  | 9.0839e-05 |  | -3.352e-05 |  | -3.162e-05 |  | 1.5386e-05 |  | 2.3792e-06 |  | 0.00019022 |  | 0.0077848 |  | -0.00013625 |  | 5.7216e-05 |  | 2.5215e-06 |  | 1.907e-06 |  | 0.18594 |  | 0.0047406 |  | 0.00069481 |  | -7.4967e-06 |  | 0.1117 |  | 0.01176 |  | 0.032936
| 6.4635e-05 |  | 2.1113e-05 |  | 9.0839e-05 |  | -0.00010041 |  | -2.6339e-05 |  | -6.0501e-06 |  | 2.3885e-06 |  | -3.1037e-05 |  | 0.0078145 |  | -0.00042389 |  | -0.0001134 |  | 2.5833e-06 |  | 1.9388e-06 |  | 0.18131 |  | 0.0046 |  | 0.00085667 |  | -3.0502e-05 |  | 0.11209 |  | 0.011777 |  | 0.033061
| 3.3312e-05 |  | 1.3099e-05 |  | 6.3482e-05 |  | -5.807e-05 |  | 6.8324e-06 |  | -2.2739e-05 |  | 2.4518e-06 |  | -0.00010085 |  | 0.0077017 |  | -0.00049815 |  | -9.8448e-05 |  | 2.673e-06 |  | 1.7867e-06 |  | 0.17672 |  | 0.0044719 |  | 0.00093931 |  | 2.2465e-06 |  | 0.11331 |  | 0.011783 |  | 0.033272
| 3.3309e-05 |  | 1.6512e-05 |  | 6.3476e-05 |  | 6.339e-06 |  | -3.3671e-05 |  | -8.7366e-06 |  | 2.4564e-06 |  | 0.00033744 |  | 0.0075438 |  | -0.000138 |  | 0.00016699 |  | 2.6792e-06 |  | 1.9006e-06 |  | 0.17191 |  | 0.0047702 |  | 0.00083915 |  | 9.3658e-05 |  | 0.11399 |  | 0.011809 |  | 0.033502
| 5.5291e-05 |  | 3.4547e-05 |  | 7.9796e-05 |  | -6.1741e-05 |  | -7.7279e-05 |  | -5.1183e-06 |  | 2.3982e-06 |  | 8.499e-05 |  | 0.0076726 |  | -0.00020599 |  | 8.8425e-05 |  | 2.592e-06 |  | 2.1669e-06 |  | 0.1672 |  | 0.004985 |  | 0.00092513 |  | 9.3526e-05 |  | 0.11448 |  | 0.011868 |  | 0.033613
| 5.5291e-05 |  | 3.4377e-05 |  | 7.9796e-05 |  | -8.8837e-05 |  | -2.9709e-05 |  | -1.1074e-05 |  | 2.2513e-06 |  | -0.0001823 |  | 0.0075486 |  | -2.6613e-05 |  | -7.9756e-05 |  | 2.5321e-06 |  | 2.2806e-06 |  | 0.16257 |  | 0.0048809 |  | 0.0010061 |  | -3.8332e-06 |  | 0.11538 |  | 0.011935 |  | 0.03356
| 0 |  | 2.8121e-05 |  | 8.0961e-05 |  | -2.6426e-05 |  | -2.0274e-05 |  | -1.1927e-05 |  | 2.1725e-06 |  | -0.00024048 |  | 0.0074856 |  | 0.00021102 |  | -1.247e-06 |  | 2.5643e-06 |  | 2.1292e-06 |  | 0.15783 |  | 0.0049526 |  | 0.00084838 |  | -4.4513e-05 |  | 0.11628 |  | 0.011991 |  | 0.033385
| 0 |  | 3.4562e-05 |  | 8.0967e-05 |  | -2.3561e-05 |  | -6.3852e-06 |  | 9.8745e-06 |  | 2.1402e-06 |  | -0.0002909 |  | 0.0075772 |  | 0.00017018 |  | 7.3525e-05 |  | 2.6013e-06 |  | 1.9771e-06 |  | 0.15306 |  | 0.005208 |  | 0.00071579 |  | -8.1269e-05 |  | 0.11707 |  | 0.012043 |  | 0.0332
| 5.6348e-05 |  | 4.8145e-05 |  | 0.00010602 |  | -4.496e-05 |  | 1.8151e-05 |  | 2.5374e-05 |  | 2.1865e-06 |  | -0.0001538 |  | 0.0072504 |  | 8.459e-05 |  | 0.00013914 |  | 2.608e-06 |  | 1.9769e-06 |  | 0.14821 |  | 0.0053302 |  | 0.00079592 |  | -1.9993e-05 |  | 0.11819 |  | 0.012103 |  | 0.033113
| 5.6348e-05 |  | 5.1429e-05 |  | 0.00010602 |  | -6.6449e-05 |  | 1.4249e-05 |  | 9.8201e-07 |  | 2.1634e-06 |  | -0.00017454 |  | 0.0070786 |  | -0.0001677 |  | -0.00015453 |  | 2.6374e-06 |  | 1.9393e-06 |  | 0.14332 |  | 0.0054571 |  | 0.00082257 |  | 2.5846e-05 |  | 0.11832 |  | 0.012158 |  | 0.033128
| 4.6931e-05 |  | 4.0641e-05 |  | 0.00013109 |  | -8.8622e-05 |  | 9.6632e-06 |  | -4.9173e-06 |  | 2.0957e-06 |  | 5.8179e-05 |  | 0.0072493 |  | -0.00026423 |  | -7.6022e-05 |  | 2.6582e-06 |  | 1.9009e-06 |  | 0.13846 |  | 0.0055436 |  | 0.00063657 |  | -9.1921e-05 |  | 0.11862 |  | 0.012203 |  | 0.033225
| 4.6935e-05 |  | 4.1106e-05 |  | 0.0001311 |  | -4.6223e-05 |  | -1.3118e-05 |  | 2.7702e-06 |  | 2.0946e-06 |  | 0.00029866 |  | 0.0072849 |  | -0.00014171 |  | 0.00023054 |  | 2.5938e-06 |  | 1.9011e-06 |  | 0.13378 |  | 0.0055459 |  | 0.00065242 |  | 2.0183e-06 |  | 0.11947 |  | 0.012243 |  | 0.033412
| 1.3435e-05 |  | 3.052e-05 |  | 8.565e-05 |  | -3.3484e-05 |  | -6.5979e-06 |  | -1.0843e-05 |  | 2.1508e-06 |  | 0.00016594 |  | 0.0071281 |  | 5.7471e-05 |  | 0.00017035 |  | 2.5048e-06 |  | 1.9393e-06 |  | 0.12908 |  | 0.0057477 |  | 0.0009328 |  | -4.4584e-05 |  | 0.12013 |  | 0.012297 |  | 0.033651
| 1.3435e-05 |  | 1.7629e-05 |  | 8.565e-05 |  | -0.00010564 |  | 1.3591e-05 |  | -1.1403e-05 |  | 2.2227e-06 |  | -0.00036459 |  | 0.007194 |  | 2.9085e-05 |  | -0.00020313 |  | 2.455e-06 |  | 2.0534e-06 |  | 0.12422 |  | 0.0058458 |  | 0.00093864 |  | -0.0002453 |  | 0.12075 |  | 0.012368 |  | 0.03383
| 3.4376e-05 |  | 2.4139e-05 |  | 6.0601e-05 |  | -8.8377e-05 |  | 2.1851e-05 |  | -7.9131e-06 |  | 2.2401e-06 |  | -0.00064773 |  | 0.0070489 |  | 0.00035581 |  | -0.0003265 |  | 2.492e-06 |  | 2.1297e-06 |  | 0.11974 |  | 0.005878 |  | 0.00077094 |  | -0.00015382 |  | 0.12107 |  | 0.012443 |  | 0.033837
| 3.4379e-05 |  | 1.3296e-05 |  | 6.0606e-05 |  | -3.0622e-06 |  | 3.6457e-05 |  | -1.4291e-05 |  | 2.3156e-06 |  | -0.00052615 |  | 0.0069056 |  | 0.00012333 |  | 0.00016255 |  | 2.4078e-06 |  | 2.2818e-06 |  | 0.11546 |  | 0.0061321 |  | 0.00080515 |  | -4.8793e-05 |  | 0.12185 |  | 0.012517 |  | 0.033654
| 2.1814e-05 |  | 1.5728e-05 |  | 7.9837e-05 |  | -4.0395e-05 |  | 3.4026e-05 |  | -5.4179e-06 |  | 2.3743e-06 |  | -0.00017455 |  | 0.0070711 |  | -0.00025309 |  | 0.00030158 |  | 2.2872e-06 |  | 2.3575e-06 |  | 0.11121 |  | 0.0060994 |  | 0.00084525 |  | -0.00012283 |  | 0.12256 |  | 0.012584 |  | 0.033423
| 2.1816e-05 |  | 2.9476e-05 |  | 7.9844e-05 |  | -8.0386e-05 |  | 6.1655e-06 |  | 6.5415e-06 |  | 2.3884e-06 |  | -0.00010861 |  | 0.0069394 |  | -6.0025e-05 |  | -3.1153e-05 |  | 2.3263e-06 |  | 2.3955e-06 |  | 0.10703 |  | 0.0062303 |  | 0.00077933 |  | 8.2041e-05 |  | 0.12356 |  | 0.012649 |  | 0.033292
| 2.8101e-05 |  | 2.1231e-05 |  | 7.4022e-05 |  | -3.3563e-05 |  | 2.0702e-05 |  | 2.1802e-06 |  | 2.3596e-06 |  | -0.00034132 |  | 0.0066701 |  | -0.00028652 |  | -0.00027043 |  | 2.4844e-06 |  | 2.3575e-06 |  | 0.10288 |  | 0.006294 |  | 0.00072509 |  | 9.2308e-05 |  | 0.12474 |  | 0.012716 |  | 0.033279
| 2.8101e-05 |  | 3.0534e-05 |  | 7.4022e-05 |  | 7.4916e-06 |  | -1.12e-06 |  | -4.1906e-06 |  | 2.3545e-06 |  | -0.00044925 |  | 0.0066323 |  | -0.00030672 |  | -0.00037581 |  | 2.5533e-06 |  | 2.0915e-06 |  | 0.09888 |  | 0.0064093 |  | 0.00080524 |  | -0.00011051 |  | 0.12569 |  | 0.012806 |  | 0.033403
| 3.4385e-05 |  | 3.2914e-05 |  | 2.1224e-05 |  | -5.1878e-05 |  | 1.1409e-06 |  | -1.2224e-05 |  | 2.3758e-06 |  | -0.00033357 |  | 0.0065466 |  | 9.9634e-05 |  | -0.00027416 |  | 2.4679e-06 |  | 1.863e-06 |  | 0.09505 |  | 0.0067709 |  | 0.00076686 |  | -4.122e-05 |  | 0.12691 |  | 0.01291 |  | 0.033532
| 3.4387e-05 |  | 9.7472e-06 |  | 2.1226e-05 |  | -7.1119e-05 |  | 3.0399e-05 |  | -1.2019e-05 |  | 2.2775e-06 |  | 7.3694e-05 |  | 0.006388 |  | -2.2896e-05 |  | -3.4893e-05 |  | 2.4138e-06 |  | 1.7491e-06 |  | 0.091406 |  | 0.0069462 |  | 0.00071846 |  | -1.7248e-05 |  | 0.12787 |  | 0.01301 |  | 0.03366
| 9.094e-05 |  | 1.9268e-06 |  | 8.5111e-05 |  | -2.364e-05 |  | 1.5392e-05 |  | 1.8636e-06 |  | 2.1588e-06 |  | 0.00025599 |  | 0.0065454 |  | -0.0003385 |  | -2.7416e-05 |  | 2.448e-06 |  | 1.8638e-06 |  | 0.087909 |  | 0.0070566 |  | 0.0007377 |  | -0.00027873 |  | 0.1291 |  | 0.013093 |  | 0.033778
| 9.094e-05 |  | 2.0115e-05 |  | 8.5111e-05 |  | -2.6248e-05 |  | -5.4062e-06 |  | -1.4596e-06 |  | 2.0778e-06 |  | 0.00020236 |  | 0.0064066 |  | -8.5881e-05 |  | -6.762e-05 |  | 2.5056e-06 |  | 2.0923e-06 |  | 0.08442 |  | 0.0070589 |  | 0.00070015 |  | -0.00047727 |  | 0.13041 |  | 0.013158 |  | 0.03385
| 1.7633e-05 |  | 2.7438e-05 |  | 0.00011194 |  | -1.9279e-05 |  | -2.7687e-05 |  | -2.4185e-05 |  | 2.1004e-06 |  | 0.00033357 |  | 0.0062253 |  | 0.0002073 |  | 4.7355e-05 |  | 2.5376e-06 |  | 2.2062e-06 |  | 0.081182 |  | 0.0070887 |  | 0.00070599 |  | -0.00015646 |  | 0.13111 |  | 0.013228 |  | 0.033938
| 1.7635e-05 |  | 2.2796e-05 |  | 0.00011195 |  | -3.6978e-05 |  | -3.4783e-06 |  | -1.626e-05 |  | 2.1829e-06 |  | 0.00017455 |  | 0.0063331 |  | 6.992e-05 |  | 0.0002455 |  | 2.5343e-06 |  | 2.2442e-06 |  | 0.078039 |  | 0.0073429 |  | 0.00080701 |  | -3.4125e-05 |  | 0.13197 |  | 0.013294 |  | 0.034029
| 0 |  | 2.0372e-05 |  | 8.9207e-05 |  | -6.6029e-05 |  | -2.0653e-05 |  | -2.4113e-06 |  | 2.25e-06 |  | 0.00023879 |  | 0.0064619 |  | -8.2007e-05 |  | 0.00017035 |  | 2.494e-06 |  | 2.168e-06 |  | 0.074742 |  | 0.007602 |  | 0.00079199 |  | -0.00010976 |  | 0.13324 |  | 0.013365 |  | 0.034067
| 0 |  | 2.7759e-05 |  | 8.9214e-05 |  | -8.7085e-05 |  | 6.1343e-06 |  | -2.9684e-06 |  | 2.3596e-06 |  | 0.0003452 |  | 0.0062491 |  | 0.0001776 |  | -0.00013958 |  | 2.5281e-06 |  | 2.2442e-06 |  | 0.071797 |  | 0.0077739 |  | 0.00070436 |  | -2.5732e-05 |  | 0.13451 |  | 0.013432 |  | 0.034048
| 9.213e-05 |  | 3.446e-05 |  | 9.213e-05 |  | -0.00011285 |  | 3.1854e-05 |  | 4.7334e-06 |  | 2.4014e-06 |  | -4.2665e-05 |  | 0.0059715 |  | 0.00010334 |  | -1.9943e-05 |  | 2.6024e-06 |  | 2.3965e-06 |  | 0.068848 |  | 0.0078304 |  | 0.00070436 |  | 3.8993e-05 |  | 0.13572 |  | 0.013473 |  | 0.033999
| 9.2138e-05 |  | 2.3523e-05 |  | 9.2138e-05 |  | -0.00010601 |  | -1.87e-05 |  | -1.1165e-05 |  | 2.397e-06 |  | -0.00019781 |  | 0.0060648 |  | -4.1461e-05 |  | 0.00053337 |  | 2.5047e-06 |  | 2.2444e-06 |  | 0.066027 |  | 0.0078912 |  | 0.00087883 |  | 2.3117e-05 |  | 0.13691 |  | 0.0135 |  | 0.033968
| 3.8593e-05 |  | 3.2635e-05 |  | 6.473e-05 |  | -4.2413e-05 |  | -1.956e-05 |  | -1.6151e-05 |  | 2.3485e-06 |  | -0.00024688 |  | 0.0061855 |  | -0.00010138 |  | 0.00032639 |  | 2.3248e-06 |  | 1.9904e-06 |  | 0.063397 |  | 0.0082834 |  | 0.00093058 |  | -7.4512e-05 |  | 0.13784 |  | 0.013533 |  | 0.034003
| 3.8597e-05 |  | 5.3742e-05 |  | 6.4735e-05 |  | 1.0531e-05 |  | -8.4845e-06 |  | -1.1407e-05 |  | 2.2973e-06 |  | -0.00030253 |  | 0.0061598 |  | -0.00031993 |  | 1.3708e-05 |  | 2.2387e-06 |  | 1.7372e-06 |  | 0.06082 |  | 0.0086224 |  | 0.00088056 |  | 7.6719e-06 |  | 0.13917 |  | 0.013601 |  | 0.034058
| 7.2323e-05 |  | 3.1968e-05 |  | 4.5511e-05 |  | 1.9254e-05 |  | 6.392e-06 |  | -9.1736e-06 |  | 2.2929e-06 |  | -3.4904e-05 |  | 0.0060098 |  | -7.4876e-05 |  | 1.3708e-05 |  | 2.3361e-06 |  | 1.7881e-06 |  | 0.058497 |  | 0.0086126 |  | 0.00080289 |  | 8.3535e-05 |  | 0.14093 |  | 0.01369 |  | 0.034133
| 7.2323e-05 |  | 5.9598e-06 |  | 4.5511e-05 |  | 3.6004e-05 |  | 2.7182e-06 |  | -1.1574e-05 |  | 2.2881e-06 |  | -3.237e-05 |  | 0.0057479 |  | 0.00014271 |  | -0.00013394 |  | 2.3977e-06 |  | 1.9781e-06 |  | 0.056244 |  | 0.0085857 |  | 0.00079959 |  | -4.6525e-05 |  | 0.14186 |  | 0.013793 |  | 0.034206
| 0 |  | 1.4826e-07 |  | 0.00013066 |  | 1.3038e-05 |  | -1.1834e-05 |  | -1.834e-05 |  | 2.2938e-06 |  | -0.00029865 |  | 0.0055658 |  | -0.00015656 |  | 5.8571e-05 |  | 2.3606e-06 |  | 2.1178e-06 |  | 0.054074 |  | 0.0087128 |  | 0.00074622 |  | -3.8742e-05 |  | 0.14272 |  | 0.013904 |  | 0.034314
| 0 |  | -1.2254e-05 |  | 0.00013066 |  | -2.9655e-05 |  | -3.8291e-05 |  | -1.5346e-05 |  | 2.3261e-06 |  | -0.0003452 |  | 0.0054334 |  | -5.2598e-05 |  | 6.6048e-05 |  | 2.4299e-06 |  | 2.1046e-06 |  | 0.051993 |  | 0.0088605 |  | 0.00071613 |  | 7.9395e-05 |  | 0.14369 |  | 0.01401 |  | 0.034457
| 2.7077e-05 |  | -1.5703e-05 |  | 0.000105 |  | -7.1027e-06 |  | -9.1495e-05 |  | -1.5391e-05 |  | 2.3535e-06 |  | -0.00020169 |  | 0.0054835 |  | 8.8491e-05 |  | -0.00031155 |  | 2.537e-06 |  | 1.9022e-06 |  | 0.050055 |  | 0.0092112 |  | 0.00090899 |  | -0.00012155 |  | 0.14471 |  | 0.014098 |  | 0.034523
| 2.7079e-05 |  | -7.7999e-07 |  | 0.00010501 |  | 1.7495e-05 |  | -3.4007e-05 |  | -1.8504e-05 |  | 2.3582e-06 |  | -7.2852e-05 |  | 0.0054956 |  | -0.00020211 |  | -0.00055136 |  | 2.6294e-06 |  | 1.9406e-06 |  | 0.048208 |  | 0.0094621 |  | 0.0008456 |  | -0.0002031 |  | 0.14642 |  | 0.01418 |  | 0.034507
| 3.6513e-05 |  | 2.2513e-05 |  | 1.4163e-05 |  | 4.5402e-06 |  | 3.1332e-05 |  | -1.9365e-05 |  | 2.3323e-06 |  | 7.7571e-05 |  | 0.00539 |  | -0.00018626 |  | -0.0002106 |  | 2.612e-06 |  | 2.1497e-06 |  | 0.046462 |  | 0.0098177 |  | 0.00078545 |  | -3.2144e-05 |  | 0.14752 |  | 0.014278 |  | 0.034479
| 3.6516e-05 |  | 2.4416e-05 |  | 1.4164e-05 |  | -3.1628e-05 |  | 2.9593e-05 |  | -1.7699e-05 |  | 2.3544e-06 |  | 7.7513e-06 |  | 0.0054698 |  | -0.00031621 |  | -0.00027416 |  | 2.5442e-06 |  | 2.2449e-06 |  | 0.044737 |  | 0.010169 |  | 0.00069785 |  | 5.188e-06 |  | 0.14822 |  | 0.014376 |  | 0.034485
| 8.5767e-05 |  | 2.3896e-06 |  | 9.3352e-05 |  | -5.0949e-05 |  | -2.0872e-06 |  | -1.9087e-05 |  | 2.3941e-06 |  | -0.00022261 |  | 0.0054401 |  | -8.9748e-05 |  | -0.00043432 |  | 2.494e-06 |  | 2.1432e-06 |  | 0.042949 |  | 0.010085 |  | 0.0007254 |  | 2.7268e-05 |  | 0.14971 |  | 0.014457 |  | 0.034487
| 8.5774e-05 |  | -9.4316e-06 |  | 9.336e-05 |  | -8.2676e-05 |  | -1.7838e-05 |  | -1.7886e-05 |  | 2.3692e-06 |  | -0.00028702 |  | 0.005318 |  | 0.00019988 |  | -0.00022182 |  | 2.3923e-06 |  | 2.0992e-06 |  | 0.04117 |  | 0.010119 |  | 0.00080892 |  | -4.9572e-05 |  | 0.15096 |  | 0.014516 |  | 0.034466
| 0 |  | 3.3196e-06 |  | 0.00010095 |  | -7.9132e-05 |  | -1.4962e-05 |  | -1.2968e-05 |  | 2.3072e-06 |  | -0.00028702 |  | 0.0052468 |  | -9.3442e-05 |  | 1.7448e-05 |  | 2.34e-06 |  | 2.1564e-06 |  | 0.039524 |  | 0.010411 |  | 0.00084978 |  | 6.8184e-06 |  | 0.15194 |  | 0.014573 |  | 0.034443
| 0 |  | 2.6701e-05 |  | 0.00010095 |  | -5.33e-05 |  | -4.3116e-05 |  | 2.1474e-07 |  | 2.2549e-06 |  | 8.533e-05 |  | 0.005322 |  | -0.0003422 |  | 0.00023802 |  | 2.4194e-06 |  | 2.0673e-06 |  | 0.037966 |  | 0.010662 |  | 0.00084821 |  | 1.6707e-05 |  | 0.15338 |  | 0.014658 |  | 0.034438
| 5.0157e-05 |  | 2.2531e-05 |  | 7.0032e-05 |  | -6.56e-05 |  | -5.1531e-05 |  | 4.2054e-06 |  | 2.2656e-06 |  | 0.00034402 |  | 0.0051217 |  | -0.00030672 |  | 0.00016255 |  | 2.5646e-06 |  | 1.9403e-06 |  | 0.036594 |  | 0.010832 |  | 0.00084816 |  | -4.7948e-05 |  | 0.15447 |  | 0.014735 |  | 0.034433
| 5.0157e-05 |  | 1.2198e-05 |  | 7.0032e-05 |  | -9.7293e-05 |  | -5.2578e-05 |  | -9.3569e-06 |  | 2.2616e-06 |  | 0.00037623 |  | 0.0048812 |  | -0.00026424 |  | 5.1093e-05 |  | 2.616e-06 |  | 1.8263e-06 |  | 0.035263 |  | 0.011191 |  | 0.00073216 |  | 0.00014351 |  | 0.15574 |  | 0.014782 |  | 0.03445
| 9.3384e-05 |  | 3.1979e-05 |  | 0.00011031 |  | -6.1998e-05 |  | -4.1203e-06 |  | -1.0954e-05 |  | 2.2498e-06 |  | 0.00028702 |  | 0.0048968 |  | -0.00026424 |  | 8.474e-05 |  | 2.5224e-06 |  | 1.8265e-06 |  | 0.033964 |  | 0.011473 |  | 0.00068541 |  | 3.7831e-05 |  | 0.1568 |  | 0.0148 |  | 0.034492
| 9.3392e-05 |  | 1.8432e-05 |  | 0.00011032 |  | 3.9117e-05 |  | 1.0202e-05 |  | -1.786e-05 |  | 2.2977e-06 |  | -8.0949e-06 |  | 0.0047647 |  | -0.00021761 |  | 6.5018e-05 |  | 2.3918e-06 |  | 2.0167e-06 |  | 0.03276 |  | 0.011623 |  | 0.00084821 |  | -3.7572e-05 |  | 0.15758 |  | 0.014833 |  | 0.03454
| 4.2825e-05 |  | 2.5666e-05 |  | 0.00010507 |  | -1.1354e-05 |  | -4.9013e-05 |  | -8.3794e-06 |  | 2.3548e-06 |  | -5.8179e-05 |  | 0.0047052 |  | 0.00017018 |  | 2.8662e-05 |  | 2.355e-06 |  | 2.2069e-06 |  | 0.031559 |  | 0.011842 |  | 0.00073638 |  | 5.7024e-05 |  | 0.15862 |  | 0.014902 |  | 0.034582
| 4.2825e-05 |  | 4.2055e-05 |  | 0.00010507 |  | -6.3464e-05 |  | -5.7626e-05 |  | -9.1514e-07 |  | 2.3634e-06 |  | 0.0001823 |  | 0.0046772 |  | 0.00041895 |  | 0.00031279 |  | 2.3682e-06 |  | 2.3593e-06 |  | 0.030431 |  | 0.011981 |  | 0.00061195 |  | 3.3088e-06 |  | 0.15949 |  | 0.014983 |  | 0.034655
| 3.4438e-05 |  | 2.0467e-05 |  | 7.7055e-05 |  | -5.2276e-05 |  | -4.923e-05 |  | -4.0294e-06 |  | 2.3145e-06 |  | -8.0949e-06 |  | 0.004712 |  | -7.4258e-05 |  | 4.9403e-05 |  | 2.4149e-06 |  | 2.2839e-06 |  | 0.029255 |  | 0.012138 |  | 0.00049012 |  | -8.8434e-05 |  | 0.16007 |  | 0.015078 |  | 0.034722
| 3.4441e-05 |  | 1.0683e-05 |  | 7.7062e-05 |  | -4.2267e-05 |  | -7.1928e-05 |  | -8.985e-06 |  | 2.347e-06 |  | -0.00016678 |  | 0.0046973 |  | 2.9088e-05 |  | -0.00057325 |  | 2.426e-06 |  | 2.2396e-06 |  | 0.028122 |  | 0.012396 |  | 0.00057024 |  | -0.0001064 |  | 0.16063 |  | 0.015165 |  | 0.034709
| 6.4807e-05 |  | 4.9747e-06 |  | 7.59e-05 |  | -1.3588e-05 |  | -5.1245e-06 |  | -1.9499e-05 |  | 2.4274e-06 |  | 2.7152e-05 |  | 0.0045832 |  | 5.8792e-05 |  | -0.00061063 |  | 2.3892e-06 |  | 2.2709e-06 |  | 0.027122 |  | 0.012663 |  | 0.00073977 |  | -0.00012239 |  | 0.16149 |  | 0.015233 |  | 0.034598
| 6.4807e-05 |  | 2.1895e-05 |  | 7.5901e-05 |  | -2.1413e-05 |  | 8.6678e-05 |  | -7.5135e-06 |  | 2.4263e-06 |  | 0.0001823 |  | 0.0045155 |  | -0.00060582 |  | -0.00061437 |  | 2.4019e-06 |  | 2.1949e-06 |  | 0.026139 |  | 0.013006 |  | 0.00071973 |  | -8.6295e-05 |  | 0.16201 |  | 0.015257 |  | 0.034507
| 0 |  | 3.4077e-05 |  | 0.0001086 |  | 7.2701e-06 |  | 3.2846e-05 |  | -7.2485e-06 |  | 2.3645e-06 |  | 9.7135e-05 |  | 0.0044478 |  | -0.00046944 |  | -0.00039921 |  | 2.4582e-06 |  | 2.0874e-06 |  | 0.025178 |  | 0.013238 |  | 0.00072227 |  | -4.1704e-05 |  | 0.16305 |  | 0.015255 |  | 0.034516
| 0 |  | 1.851e-05 |  | 0.00010861 |  | 6.2606e-06 |  | -7.5996e-06 |  | -1.4333e-05 |  | 2.3618e-06 |  | 5.0422e-05 |  | 0.0044248 |  | -7.8591e-05 |  | -4.6109e-05 |  | 2.4325e-06 |  | 2.1317e-06 |  | 0.024237 |  | 0.013376 |  | 0.00069384 |  | 3.0682e-05 |  | 0.16372 |  | 0.015275 |  | 0.034615
| 6.5986e-05 |  | 1.2453e-05 |  | 7.4746e-05 |  | -5.1082e-05 |  | -5.9698e-06 |  | -1.2468e-05 |  | 2.4192e-06 |  | 0.00017454 |  | 0.0044001 |  | -0.00022711 |  | -0.00028538 |  | 2.3403e-06 |  | 2.2837e-06 |  | 0.023376 |  | 0.013661 |  | 0.00074816 |  | 6.5039e-05 |  | 0.1639 |  | 0.015326 |  | 0.034731
| 6.5992e-05 |  | 2.1266e-05 |  | 7.4752e-05 |  | -6.1085e-05 |  | -7.9455e-06 |  | -1.4352e-05 |  | 2.4123e-06 |  | 6.4757e-05 |  | 0.0045692 |  | 9.6212e-05 |  | 4.552e-05 |  | 2.1782e-06 |  | 2.3975e-06 |  | 0.02246 |  | 0.013875 |  | 0.00077326 |  | 0.00014001 |  | 0.16493 |  | 0.015408 |  | 0.034754
| 3.4452e-05 |  | 1.0061e-05 |  | 5.7722e-05 |  | -6.1463e-05 |  | 2.3569e-05 |  | -1.4545e-06 |  | 2.3474e-06 |  | -0.00012024 |  | 0.004422 |  | -5.6314e-05 |  | 0.00020812 |  | 2.1172e-06 |  | 2.3599e-06 |  | 0.021599 |  | 0.014071 |  | 0.00062541 |  | 0.00031959 |  | 0.16539 |  | 0.015497 |  | 0.03473
| 3.4452e-05 |  | -6.1402e-06 |  | 5.7722e-05 |  | -8.3102e-05 |  | -2.9656e-05 |  | -1.1406e-06 |  | 2.3117e-06 |  | -7.3694e-05 |  | 0.0041125 |  | -0.00066152 |  | -0.00011714 |  | 2.1549e-06 |  | 2.1255e-06 |  | 0.020943 |  | 0.01434 |  | 0.00064215 |  | 0.00022779 |  | 0.16573 |  | 0.015603 |  | 0.034662
| 7.5342e-05 |  | 9.1427e-06 |  | 8.1767e-05 |  | -7.5901e-05 |  | -7.6404e-05 |  | -1.8064e-05 |  | 2.3235e-06 |  | -2.4284e-05 |  | 0.0041129 |  | -0.00046944 |  | -0.00012223 |  | 2.2486e-06 |  | 1.9286e-06 |  | 0.020223 |  | 0.014689 |  | 0.00071063 |  | 5.9084e-05 |  | 0.16616 |  | 0.015741 |  | 0.034595
| 7.5349e-05 |  | 2.6415e-05 |  | 8.1774e-05 |  | -3.7507e-05 |  | -4.4175e-05 |  | -2.3611e-05 |  | 2.321e-06 |  | -0.00014351 |  | 0.0042639 |  | -0.00011572 |  | 2.1186e-05 |  | 2.2828e-06 |  | 1.9287e-06 |  | 0.019395 |  | 0.015076 |  | 0.00069564 |  | -4.8638e-05 |  | 0.16575 |  | 0.015893 |  | 0.034564
| 9.3464e-05 |  | 2.1824e-05 |  | 7.4187e-05 |  | -2.4191e-05 |  | -2.2194e-05 |  | -1.4289e-05 |  | 2.3071e-06 |  | 1.5515e-05 |  | 0.0041714 |  | -0.00018998 |  | 0.00020437 |  | 2.223e-06 |  | 2.1255e-06 |  | 0.018645 |  | 0.01528 |  | 0.00077664 |  | -1.5963e-05 |  | 0.16622 |  | 0.016012 |  | 0.034571
| 9.9772e-05 |  | 2.5965e-05 |  | 7.4187e-05 |  | -1.3407e-05 |  | 3.0767e-06 |  | -1.7875e-05 |  | 2.2395e-06 |  | 0 |  | 0.0041334 |  | -0.00034546 |  | -5.5912e-05 |  | 2.1857e-06 |  | 2.2085e-06 |  | 0.018012 |  | 0.015499 |  | 0.00088103 |  | 0.00012936 |  | 0.16622 |  | 0.016084 |  | 0.034607
| 1.7678e-05 |  | 3.488e-05 |  | 7.185e-05 |  | -1.4422e-05 |  | 4.6567e-05 |  | -1.0048e-05 |  | 2.1961e-06 |  | -2.3271e-05 |  | 0.0041399 |  | -0.00024938 |  | -9.8445e-05 |  | 2.2015e-06 |  | 2.0943e-06 |  | 0.017456 |  | 0.015816 |  | 0.00084846 |  | 0.00010012 |  | 0.1659 |  | 0.016141 |  | 0.034596
| 1.1372e-05 |  | 1.6516e-05 |  | 7.1857e-05 |  | -7.7622e-05 |  | 9.4083e-06 |  | 1.1855e-05 |  | 2.1359e-06 |  | 8.1453e-05 |  | 0.0038732 |  | -0.00012315 |  | -8.7236e-05 |  | 2.1261e-06 |  | 2.0184e-06 |  | 0.016846 |  | 0.015885 |  | 0.00072825 |  | -6.6631e-05 |  | 0.16673 |  | 0.016219 |  | 0.034552
| 7.42e-05 |  | -3.8359e-06 |  | 6.0785e-06 |  | -6.6889e-05 |  | -1.4808e-05 |  | -9.6259e-06 |  | 2.1145e-06 |  | 3.8788e-06 |  | 0.0039285 |  | -0.00018626 |  | -0.00016201 |  | 2.0321e-06 |  | 2.056e-06 |  | 0.016091 |  | 0.016281 |  | 0.00074913 |  | 3.9907e-05 |  | 0.16701 |  | 0.016337 |  | 0.034443
| 7.42e-05 |  | -1.629e-06 |  | 6.0785e-06 |  | -3.1055e-05 |  | 3.9901e-06 |  | -2.3567e-05 |  | 2.1544e-06 |  | -0.00025499 |  | 0.0039998 |  | 1.4851e-05 |  | 0.00010013 |  | 1.9883e-06 |  | 2.056e-06 |  | 0.015515 |  | 0.016741 |  | 0.00073994 |  | 3.0454e-05 |  | 0.16671 |  | 0.016495 |  | 0.034298
| 1.1374e-05 |  | -3.6095e-06 |  | 5.6738e-05 |  | -6.1109e-05 |  | 1.1141e-05 |  | -1.4546e-05 |  | 2.2151e-06 |  | -0.00014352 |  | 0.0038757 |  | 0.00036324 |  | 0.00044739 |  | 2.0385e-06 |  | 2.0184e-06 |  | 0.015116 |  | 0.017092 |  | 0.00082685 |  | -6.2553e-06 |  | 0.16672 |  | 0.016661 |  | 0.034155
| 1.1374e-05 |  | -2.1653e-05 |  | 5.6743e-05 |  | -5.9839e-05 |  | 1.4031e-05 |  | -2.7374e-05 |  | 2.3201e-06 |  | -0.00025986 |  | 0.0037994 |  | -0.00013429 |  | 0.00023055 |  | 2.1067e-06 |  | 2.1898e-06 |  | 0.014606 |  | 0.017493 |  | 0.00081683 |  | 8.0067e-05 |  | 0.16684 |  | 0.016789 |  | 0.034022
| 4.9172e-05 |  | -1.1165e-05 |  | 0.000142 |  | -3.5428e-05 |  | 1.6025e-05 |  | -2.4192e-05 |  | 2.3675e-06 |  | -0.00055447 |  | 0.0038526 |  | -0.00046944 |  | -3.2509e-05 |  | 2.1221e-06 |  | 2.3992e-06 |  | 0.014078 |  | 0.017808 |  | 0.00071827 |  | -1.6461e-05 |  | 0.16609 |  | 0.016874 |  | 0.033938
| 4.9176e-05 |  | 3.2341e-07 |  | 0.00014201 |  | -3.4754e-05 |  | 1.5198e-05 |  | -1.5923e-05 |  | 2.3535e-06 |  | 1.9392e-05 |  | 0.0038115 |  | -0.00031621 |  | -3.1154e-05 |  | 2.0957e-06 |  | 2.437e-06 |  | 0.013621 |  | 0.018006 |  | 0.00073251 |  | -7.748e-05 |  | 0.16562 |  | 0.016933 |  | 0.033864
| 4.7076e-05 |  | -2.9925e-05 |  | 4.4588e-05 |  | -4.2423e-05 |  | -6.3294e-05 |  | -1.4199e-05 |  | 2.2937e-06 |  | 0.0003452 |  | 0.0038693 |  | -0.00036077 |  | -0.00022182 |  | 2.0547e-06 |  | 2.2655e-06 |  | 0.013066 |  | 0.018274 |  | 0.00074667 |  | -0.0001565 |  | 0.16559 |  | 0.016979 |  | 0.033802
| 4.708e-05 |  | -1.8552e-05 |  | 4.4592e-05 |  | -6.8008e-05 |  | -7.9125e-05 |  | -2.7505e-06 |  | 2.2445e-06 |  | 0.00045331 |  | 0.0038445 |  | -0.00016724 |  | 8.8431e-05 |  | 2.0498e-06 |  | 2.0179e-06 |  | 0.012506 |  | 0.018545 |  | 0.0007133 |  | -5.5483e-05 |  | 0.16512 |  | 0.017002 |  | 0.033735
| 0.00012041 |  | 5.2538e-08 |  | 5.9034e-05 |  | -6.8866e-05 |  | -2.7486e-05 |  | -3.3106e-06 |  | 2.2553e-06 |  | 0.00036072 |  | 0.0037671 |  | 2.9085e-05 |  | 0.000167 |  | 2.0862e-06 |  | 1.9548e-06 |  | 0.012003 |  | 0.018818 |  | 0.00071919 |  | 0.00017336 |  | 0.16444 |  | 0.017019 |  | 0.033735
| 0.00012041 |  | -2.0992e-05 |  | 5.9034e-05 |  | -5.6159e-05 |  | 3.6075e-06 |  | -7.9528e-06 |  | 2.2797e-06 |  | 5.0423e-05 |  | 0.0037443 |  | 0.00021844 |  | -0.0001134 |  | 2.1284e-06 |  | 1.8536e-06 |  | 0.011568 |  | 0.019341 |  | 0.00073423 |  | 3.4474e-05 |  | 0.16362 |  | 0.017061 |  | 0.033838
| 9.119e-05 |  | -4.3022e-06 |  | 6.4885e-05 |  | -6.5477e-05 |  | -3.022e-05 |  | 1.4372e-06 |  | 2.2814e-06 |  | 2.4283e-05 |  | 0.0035821 |  | 0.00011558 |  | 0.00013914 |  | 2.135e-06 |  | 1.8155e-06 |  | 0.011238 |  | 0.019896 |  | 0.00076096 |  | 4.0418e-05 |  | 0.16305 |  | 0.017144 |  | 0.033978
| 9.119e-05 |  | 2.4947e-05 |  | 6.4885e-05 |  | -7.9103e-05 |  | -5.5268e-05 |  | -4.2031e-06 |  | 2.3158e-06 |  | -0.00013964 |  | 0.003685 |  | -0.0001974 |  | -2.368e-05 |  | 2.1661e-06 |  | 1.7645e-06 |  | 0.010827 |  | 0.020353 |  | 0.00077933 |  | 0.00018103 |  | 0.16277 |  | 0.01725 |  | 0.034037
| 2.7135e-05 |  | 1.3865e-05 |  | 9.2367e-05 |  | -3.7273e-05 |  | -9.7267e-06 |  | -1.3138e-05 |  | 2.3486e-06 |  | -0.00030642 |  | 0.0036917 |  | -0.00024938 |  | -0.00041623 |  | 2.1906e-06 |  | 1.7522e-06 |  | 0.010383 |  | 0.020723 |  | 0.00075261 |  | 0.00015878 |  | 0.16269 |  | 0.017342 |  | 0.033991
| 2.7137e-05 |  | 2.0619e-06 |  | 9.2375e-05 |  | -7.6177e-05 |  | -1.0003e-05 |  | -1.3498e-05 |  | 2.3792e-06 |  | -7.2851e-05 |  | 0.003536 |  | -5.8761e-05 |  | -1.2997e-06 |  | 2.0425e-06 |  | 1.9426e-06 |  | 0.010081 |  | 0.021159 |  | 0.00082366 |  | 4.9844e-05 |  | 0.16192 |  | 0.017419 |  | 0.033967
| 9.2375e-05 |  | 8.8906e-06 |  | 8.1851e-05 |  | -0.00011343 |  | -1.7842e-05 |  | -1.5068e-05 |  | 2.3779e-06 |  | -0.00017066 |  | 0.0035523 |  | -0.00018626 |  | 7.3528e-05 |  | 1.8694e-06 |  | 2.1329e-06 |  | 0.0098178 |  | 0.021181 |  | 0.00079191 |  | -0.00013339 |  | 0.1601 |  | 0.017496 |  | 0.033994
| 9.2383e-05 |  | 1.598e-05 |  | 8.1858e-05 |  | -9.9439e-05 |  | -1.1282e-05 |  | -1.5846e-05 |  | 2.3056e-06 |  | -0.00020169 |  | 0.003531 |  | -0.00053899 |  | -0.00025547 |  | 1.8279e-06 |  | 2.1331e-06 |  | 0.0095067 |  | 0.021462 |  | 0.00079948 |  | -3.6058e-05 |  | 0.15892 |  | 0.017592 |  | 0.034027
| 0 |  | 2.0089e-05 |  | 0.00010525 |  | -0.00012963 |  | -2.3952e-05 |  | -2.0598e-05 |  | 2.2342e-06 |  | -0.00016594 |  | 0.0034682 |  | -0.00043457 |  | -0.0003485 |  | 1.9619e-06 |  | 1.955e-06 |  | 0.0091932 |  | 0.022151 |  | 0.00087968 |  | 8.3139e-05 |  | 0.15828 |  | 0.01769 |  | 0.03403
| 0 |  | 1.5879e-05 |  | 0.00010525 |  | -7.0973e-05 |  | -8.593e-05 |  | -3.5241e-05 |  | 2.1646e-06 |  | -0.00028702 |  | 0.0033635 |  | -6.3738e-05 |  | -4.611e-05 |  | 2.0462e-06 |  | 1.7772e-06 |  | 0.0088891 |  | 0.022431 |  | 0.00094734 |  | -0.00014782 |  | 0.15699 |  | 0.01778 |  | 0.033972
| 4.08e-05 |  | 5.0764e-05 |  | 4.5628e-05 |  | -2.33e-05 |  | -0.00012004 |  | -2.6374e-05 |  | 2.1661e-06 |  | -0.00015515 |  | 0.0032144 |  | -7.8589e-05 |  | 0.0001296 |  | 1.9963e-06 |  | 1.7773e-06 |  | 0.0086549 |  | 0.022771 |  | 0.00095236 |  | -1.7106e-05 |  | 0.15597 |  | 0.017862 |  | 0.033892
| 4.0807e-05 |  | 4.9139e-05 |  | 4.5636e-05 |  | 3.3542e-06 |  | -3.2373e-05 |  | -1.4891e-05 |  | 2.2206e-06 |  | -0.00015784 |  | 0.0032202 |  | -0.00058955 |  | 1.4304e-05 |  | 1.9511e-06 |  | 1.9168e-06 |  | 0.0083974 |  | 0.023518 |  | 0.00080788 |  | 0.00032022 |  | 0.15555 |  | 0.017946 |  | 0.033788
| 0 |  | 1.2291e-05 |  | 0.00012165 |  | -1.007e-05 |  | 4.501e-05 |  | -1.1581e-05 |  | 2.2763e-06 |  | -0.00018229 |  | 0.0033711 |  | -0.00069865 |  | -6.854e-05 |  | 1.9558e-06 |  | 2.0568e-06 |  | 0.0080581 |  | 0.023911 |  | 0.00071515 |  | 0.00017278 |  | 0.15399 |  | 0.018032 |  | 0.03371
| 0 |  | -4.7042e-06 |  | 0.00012165 |  | -3.4782e-05 |  | 9.4919e-06 |  | -2.0027e-05 |  | 2.284e-06 |  | -3.8786e-05 |  | 0.0033711 |  | -0.00037933 |  | -0.00015079 |  | 2.0354e-06 |  | 2.0957e-06 |  | 0.0078367 |  | 0.024213 |  | 0.00072099 |  | -5.531e-06 |  | 0.15183 |  | 0.018139 |  | 0.033744
| 2.7149e-05 |  | -6.6923e-06 |  | 0.0001123 |  | -0.00011207 |  | -1.4617e-06 |  | -3.2228e-05 |  | 2.2346e-06 |  | 0.00018213 |  | 0.0032702 |  | 4.1964e-05 |  | 0.00010012 |  | 2.1075e-06 |  | 1.9807e-06 |  | 0.0076352 |  | 0.024532 |  | 0.00072851 |  | -4.7128e-05 |  | 0.15093 |  | 0.018276 |  | 0.033803
| 2.7151e-05 |  | 1.9477e-05 |  | 0.00011231 |  | -0.00014902 |  | 3.3625e-05 |  | -2.8234e-05 |  | 2.1191e-06 |  | 0.00010861 |  | 0.0031441 |  | 3.09e-06 |  | -0.00014331 |  | 2.1355e-06 |  | 1.917e-06 |  | 0.007353 |  | 0.024899 |  | 0.00072271 |  | -0.0001307 |  | 0.14974 |  | 0.018408 |  | 0.033795
| 0 |  | 2.4442e-05 |  | 8.1308e-05 |  | -7.978e-05 |  | 6.6201e-05 |  | -1.9867e-05 |  | 2.0619e-06 |  | -0.00013575 |  | 0.0030745 |  | 7.3633e-05 |  | 9.9793e-06 |  | 2.0917e-06 |  | 1.9679e-06 |  | 0.0071293 |  | 0.025434 |  | 0.000706 |  | -0.00010867 |  | 0.14744 |  | 0.018499 |  | 0.033666
| 0 |  | 1.925e-05 |  | 8.1315e-05 |  | -5.0205e-05 |  | 5.7034e-05 |  | -2.4361e-05 |  | 2.0015e-06 |  | 8.0949e-06 |  | 0.0030911 |  | -8.5894e-05 |  | 0.00020546 |  | 1.8603e-06 |  | 2.0828e-06 |  | 0.00689 |  | 0.025624 |  | 0.00063752 |  | 7.6198e-05 |  | 0.14578 |  | 0.018568 |  | 0.033492
| 1.5593e-05 |  | 1.5705e-05 |  | 5.1739e-05 |  | -2.7943e-05 |  | -2.1639e-05 |  | -1.7531e-05 |  | 1.9967e-06 |  | 0.00015127 |  | 0.0030446 |  | -0.00050557 |  | -9.8448e-05 |  | 1.6724e-06 |  | 2.1589e-06 |  | 0.0066933 |  | 0.026115 |  | 0.00043195 |  | 0.00015621 |  | 0.14395 |  | 0.018661 |  | 0.033376
| 1.5593e-05 |  | -7.9332e-06 |  | 5.1739e-05 |  | -1.9842e-05 |  | 9.6977e-06 |  | -1.2236e-05 |  | 2.0753e-06 |  | -6.9814e-05 |  | 0.0030698 |  | -0.00016398 |  | 3.2401e-05 |  | 1.578e-06 |  | 2.2732e-06 |  | 0.0065325 |  | 0.026994 |  | 0.00042028 |  | 0.00017355 |  | 0.14244 |  | 0.018784 |  | 0.033311
| 8.835e-05 |  | -2.8124e-05 |  | 7.1967e-05 |  | -4.6337e-05 |  | 2.7209e-05 |  | -1.8749e-05 |  | 2.1598e-06 |  | -0.0001376 |  | 0.0029659 |  | -0.00012463 |  | -2.4707e-05 |  | 1.6705e-06 |  | 2.311e-06 |  | 0.006339 |  | 0.027513 |  | 0.00064504 |  | 0.00017279 |  | 0.1412 |  | 0.018905 |  | 0.033233
| 8.835e-05 |  | 7.8785e-06 |  | 7.1967e-05 |  | -5.8804e-05 |  | 2.9461e-05 |  | -2.4665e-06 |  | 2.2777e-06 |  | 8.533e-05 |  | 0.0029027 |  | -0.00010087 |  | -0.00017322 |  | 1.7228e-06 |  | 2.0699e-06 |  | 0.0061478 |  | 0.027997 |  | 0.00071778 |  | 0.00011288 |  | 0.13853 |  | 0.019004 |  | 0.033112
| 6.6122e-05 |  | 1.1923e-05 |  | 4.7689e-05 |  | -7.9553e-05 |  | 3.4277e-05 |  | -2.0101e-06 |  | 2.3017e-06 |  | 7.3694e-05 |  | 0.0029211 |  | -0.00010458 |  | 0.00010717 |  | 1.6824e-06 |  | 1.7908e-06 |  | 0.0059449 |  | 0.028491 |  | 0.00062419 |  | 0.00010056 |  | 0.13704 |  | 0.019096 |  | 0.032886
| 6.6128e-05 |  | -1.1989e-05 |  | 4.7693e-05 |  | -0.00016294 |  | -3.6436e-05 |  | -1.0745e-05 |  | 2.3782e-06 |  | 1.6189e-05 |  | 0.0028845 |  | -0.00015949 |  | 0.00014694 |  | 1.7228e-06 |  | 1.6512e-06 |  | 0.0057864 |  | 0.028974 |  | 0.00057573 |  | -1.9784e-05 |  | 0.13539 |  | 0.019207 |  | 0.032626
| 7.8417e-05 |  | -1.1241e-05 |  | 8.9536e-05 |  | -0.00015678 |  | 1.4245e-05 |  | -2.0185e-05 |  | 2.4301e-06 |  | 0.000128 |  | 0.0027896 |  | 0.00010706 |  | -0.0002966 |  | 1.8055e-06 |  | 1.7784e-06 |  | 0.0056708 |  | 0.029434 |  | 0.00078964 |  | -0.00012215 |  | 0.13272 |  | 0.019324 |  | 0.032414
| 7.8424e-05 |  | -1.033e-05 |  | 8.9543e-05 |  | -0.00010581 |  | 1.0455e-06 |  | -3.0314e-05 |  | 2.3771e-06 |  | 0.00022665 |  | 0.0028548 |  | 9.2338e-05 |  | -0.00025488 |  | 1.7827e-06 |  | 1.8927e-06 |  | 0.0054938 |  | 0.029675 |  | 0.00087075 |  | -0.00014601 |  | 0.13066 |  | 0.019424 |  | 0.032333
| 1.4546e-05 |  | 3.4647e-06 |  | 8.3105e-05 |  | -7.2966e-05 |  | -3.2778e-05 |  | -3.3862e-05 |  | 2.2704e-06 |  | -7.7574e-05 |  | 0.002777 |  | -0.00030508 |  | -0.00019191 |  | 1.6769e-06 |  | 1.8795e-06 |  | 0.0053154 |  | 0.030138 |  | 0.00080055 |  | -0.00016199 |  | 0.12896 |  | 0.019495 |  | 0.032347
| 1.4548e-05 |  | 2.2167e-05 |  | 8.3113e-05 |  | -7.7682e-05 |  | 1.0254e-05 |  | -2.3789e-05 |  | 2.2775e-06 |  | -0.00020557 |  | 0.0026379 |  | -0.00023083 |  | -0.00020313 |  | 1.6681e-06 |  | 1.9431e-06 |  | 0.0051661 |  | 0.030843 |  | 0.00073788 |  | 0.00017014 |  | 0.12644 |  | 0.019588 |  | 0.032415
| 1.8756e-05 |  | 6.5686e-06 |  | 6.7901e-05 |  | -0.00012792 |  | -7.7844e-06 |  | -4.5992e-06 |  | 2.393e-06 |  | 7.2851e-05 |  | 0.0027511 |  | 0.00011171 |  | -0.00015344 |  | 1.7653e-06 |  | 2.0192e-06 |  | 0.0049807 |  | 0.031544 |  | 0.00049557 |  | 0.00014574 |  | 0.12393 |  | 0.019722 |  | 0.032494
| 1.8756e-05 |  | 6.0969e-07 |  | 6.7901e-05 |  | -0.00016461 |  | -6.8357e-05 |  | -2.2313e-05 |  | 2.5063e-06 |  | -0.00011248 |  | 0.0026247 |  | 8.8491e-05 |  | -0.0003452 |  | 1.8573e-06 |  | 2.0768e-06 |  | 0.004816 |  | 0.031915 |  | 0.00055073 |  | -7.633e-05 |  | 0.12198 |  | 0.019865 |  | 0.032559
| 2.0861e-05 |  | 2.6339e-05 |  | 1.5226e-05 |  | -9.7183e-05 |  | -4.8051e-05 |  | -2.7726e-05 |  | 2.505e-06 |  | -0.00011248 |  | 0.002605 |  | -7.4876e-05 |  | -0.00029286 |  | 1.849e-06 |  | 2.0579e-06 |  | 0.0046856 |  | 0.032535 |  | 0.00073124 |  | -8.9911e-05 |  | 0.12 |  | 0.020002 |  | 0.032592
| 2.0863e-05 |  | 1.1853e-05 |  | 1.5228e-05 |  | -5.2059e-05 |  | 1.306e-05 |  | -1.642e-05 |  | 2.3586e-06 |  | -0.00014975 |  | 0.002542 |  | -8.5881e-05 |  | -0.00011833 |  | 1.8003e-06 |  | 2.0201e-06 |  | 0.0045398 |  | 0.032988 |  | 0.00069781 |  | -2.0855e-05 |  | 0.11843 |  | 0.020124 |  | 0.032598
| 9.4257e-05 |  | 2.192e-06 |  | 5.9716e-05 |  | -9.4241e-05 |  | 4.4218e-05 |  | -2.3611e-05 |  | 2.2244e-06 |  | -0.00017066 |  | 0.0024454 |  | 0.00014418 |  | -0.00043865 |  | 1.7615e-06 |  | 2.0013e-06 |  | 0.0044289 |  | 0.033435 |  | 0.00082321 |  | -8.8259e-06 |  | 0.11631 |  | 0.020269 |  | 0.032624
| 9.4266e-05 |  | -1.7775e-06 |  | 5.9721e-05 |  | -8.4786e-05 |  | 1.1401e-05 |  | -1.7073e-05 |  | 2.183e-06 |  | -6.2058e-05 |  | 0.002554 |  | -8.9725e-05 |  | -0.00072278 |  | 1.5839e-06 |  | 1.8805e-06 |  | 0.0043381 |  | 0.034103 |  | 0.00099036 |  | 7.8358e-05 |  | 0.11358 |  | 0.020435 |  | 0.032619
| 7.9628e-05 |  | -1.1587e-05 |  | 0.00010246 |  | -3.2985e-05 |  | -4.9821e-05 |  | -6.1432e-06 |  | 2.2743e-06 |  | -0.00038045 |  | 0.0025674 |  | -0.00030284 |  | -0.00025877 |  | 1.4463e-06 |  | 1.7789e-06 |  | 0.0041689 |  | 0.034667 |  | 0.0007948 |  | 5.9512e-05 |  | 0.11115 |  | 0.020596 |  | 0.032579
| 7.9635e-05 |  | 1.2155e-06 |  | 0.00010247 |  | -7.7921e-05 |  | -6.8215e-05 |  | 1.8839e-06 |  | 2.3158e-06 |  | -0.0003646 |  | 0.0026221 |  | -4.1461e-05 |  | 0.00012213 |  | 1.397e-06 |  | 1.931e-06 |  | 0.004044 |  | 0.035407 |  | 0.00073216 |  | -7.0795e-05 |  | 0.1091 |  | 0.020732 |  | 0.032517
| 6.383e-05 |  | 2.4117e-05 |  | 0.00011361 |  | -3.2602e-05 |  | -4.0594e-05 |  | 2.9022e-06 |  | 2.263e-06 |  | 0.0001823 |  | 0.0026352 |  | -1.1758e-05 |  | 4.7355e-05 |  | 1.4846e-06 |  | 2.1846e-06 |  | 0.0039976 |  | 0.03608 |  | 0.00084499 |  | 6.2077e-05 |  | 0.10684 |  | 0.020834 |  | 0.032443
| 6.383e-05 |  | 1.4611e-05 |  | 0.00011361 |  | -2.5004e-06 |  | -4.9981e-06 |  | -1.3761e-05 |  | 2.3071e-06 |  | 0.00025903 |  | 0.0025222 |  | -0.00022535 |  | -0.00011054 |  | 1.4979e-06 |  | 2.2866e-06 |  | 0.0039335 |  | 0.036854 |  | 0.00071377 |  | 4.5887e-05 |  | 0.10443 |  | 0.020951 |  | 0.0324
| 5.1386e-05 |  | -3.0232e-05 |  | 5.7885e-05 |  | -6.3991e-05 |  | -1.0042e-05 |  | -2.0837e-05 |  | 2.3958e-06 |  | -8.1452e-05 |  | 0.0024498 |  | -0.00018997 |  | -0.00028912 |  | 1.4222e-06 |  | 2.1347e-06 |  | 0.0037875 |  | 0.037624 |  | 0.0007681 |  | 7.9065e-05 |  | 0.10249 |  | 0.021075 |  | 0.032385
| 5.139e-05 |  | -2.0545e-05 |  | 5.789e-05 |  | -4.8748e-05 |  | -4.277e-05 |  | -1.029e-05 |  | 2.4342e-06 |  | -0.00024688 |  | 0.0024066 |  | -0.00029509 |  | -0.00020806 |  | 1.4388e-06 |  | 1.8677e-06 |  | 0.0036359 |  | 0.038209 |  | 0.00088182 |  | 4.3075e-05 |  | 0.10084 |  | 0.021198 |  | 0.032329
| 5.0338e-05 |  | 1.9359e-05 |  | 4.8749e-05 |  | -5.9035e-05 |  | -4.2948e-05 |  | -1.0519e-05 |  | 2.3845e-06 |  | 3.492e-05 |  | 0.0026011 |  | -7.1161e-05 |  | -8.3495e-05 |  | 1.5314e-06 |  | 1.7531e-06 |  | 0.0035284 |  | 0.038622 |  | 0.00083919 |  | -8.1675e-05 |  | 0.098236 |  | 0.021342 |  | 0.032202
| 5.0338e-05 |  | 1.3891e-06 |  | 4.8749e-05 |  | -5.3357e-05 |  | -7.5342e-05 |  | -3.4013e-05 |  | 2.2947e-06 |  | 0.00031418 |  | 0.0026813 |  | 0.00022215 |  | 0.00021559 |  | 1.4563e-06 |  | 1.7531e-06 |  | 0.0033897 |  | 0.038921 |  | 0.00080492 |  | 1.7011e-05 |  | 0.095548 |  | 0.021496 |  | 0.03197
| 9.2973e-06 |  | -4.3359e-05 |  | 8.9627e-05 |  | -6.5653e-05 |  | -0.00010889 |  | -3.3438e-05 |  | 2.2548e-06 |  | 0.00014975 |  | 0.0025371 |  | -8.5881e-05 |  | 0.00038101 |  | 1.2879e-06 |  | 1.8679e-06 |  | 0.0032939 |  | 0.039712 |  | 0.00075064 |  | -5.1734e-06 |  | 0.0931 |  | 0.021646 |  | 0.031748
| 9.2973e-06 |  | -3.9467e-05 |  | 8.9627e-05 |  | -5.8325e-05 |  | -3.0651e-05 |  | -2.075e-05 |  | 2.227e-06 |  | -2.3273e-05 |  | 0.0025769 |  | -0.00015285 |  | 0.00013334 |  | 1.1927e-06 |  | 1.7095e-06 |  | 0.0031983 |  | 0.04056 |  | 0.00084003 |  | -0.0001522 |  | 0.090585 |  | 0.021752 |  | 0.031649
| 0 |  | -7.3818e-06 |  | 0.00011892 |  | -8.2655e-05 |  | 6.2239e-07 |  | -2.2211e-05 |  | 2.239e-06 |  | -1.9394e-05 |  | 0.0025353 |  | -1.547e-05 |  | 0.0002642 |  | 1.2665e-06 |  | 1.4485e-06 |  | 0.0030756 |  | 0.040948 |  | 0.00076406 |  | 8.1597e-05 |  | 0.08841 |  | 0.021841 |  | 0.031628
| 0 |  | -1.0693e-05 |  | 0.00011894 |  | -0.0001032 |  | -4.7316e-05 |  | -1.8963e-05 |  | 2.2363e-06 |  | 2.4283e-05 |  | 0.0023946 |  | -6.2635e-05 |  | 0.00044344 |  | 1.3019e-06 |  | 1.4609e-06 |  | 0.0030373 |  | 0.041449 |  | 0.00066705 |  | 0.00019325 |  | 0.086188 |  | 0.021936 |  | 0.031645
| 5.3513e-05 |  | -2.3495e-05 |  | 4.8766e-05 |  | -0.0001232 |  | -0.0001168 |  | -2.0232e-05 |  | 2.2223e-06 |  | -4.6544e-05 |  | 0.0023231 |  | -0.00049443 |  | 5.8575e-05 |  | 1.2637e-06 |  | 1.7343e-06 |  | 0.0029637 |  | 0.042214 |  | 0.00074734 |  | -2.7871e-05 |  | 0.084092 |  | 0.022017 |  | 0.031625
| 5.3513e-05 |  | 1.0187e-05 |  | 5.7931e-05 |  | -0.00014129 |  | -6.6736e-05 |  | -2.8477e-05 |  | 2.1706e-06 |  | -3.8788e-06 |  | 0.0022364 |  | -0.00047958 |  | -0.00014331 |  | 1.1747e-06 |  | 1.9948e-06 |  | 0.0028412 |  | 0.043222 |  | 0.00067712 |  | -3.4175e-05 |  | 0.081918 |  | 0.022074 |  | 0.03153
| 9.3752e-05 |  | 4.4931e-07 |  | 4.7775e-05 |  | -0.00010257 |  | 2.3194e-06 |  | -2.0617e-05 |  | 2.132e-06 |  | 7.6898e-05 |  | 0.002253 |  | -6.2635e-05 |  | 0.00013913 |  | 1.1239e-06 |  | 1.9824e-06 |  | 0.0027489 |  | 0.044068 |  | 0.00070387 |  | 8.4117e-05 |  | 0.080038 |  | 0.022113 |  | 0.031355
| 9.376e-05 |  | -3.0331e-05 |  | 3.8613e-05 |  | -0.00011758 |  | -1.3585e-05 |  | -2.4663e-05 |  | 2.0847e-06 |  | 0.00026375 |  | 0.0022198 |  | -0.00018998 |  | 0.00012212 |  | 1.0898e-06 |  | 1.8304e-06 |  | 0.0026989 |  | 0.044847 |  | 0.00083177 |  | 6.72e-05 |  | 0.07826 |  | 0.022155 |  | 0.031168
| 0.00014005 |  | -2.3678e-05 |  | 8.0282e-05 |  | -0.00010965 |  | -3.8551e-06 |  | -2.4364e-05 |  | 2.0756e-06 |  | 0.00012547 |  | 0.0022133 |  | -0.00014787 |  | 7.2821e-05 |  | 1.1066e-06 |  | 1.6778e-06 |  | 0.0026393 |  | 0.045567 |  | 0.00079838 |  | 1.0678e-05 |  | 0.076595 |  | 0.022227 |  | 0.031066
| 0.00014007 |  | -1.9901e-05 |  | 8.0289e-05 |  | -4.0281e-05 |  | -8.6298e-06 |  | -1.0149e-05 |  | 2.1694e-06 |  | -2.3272e-05 |  | 0.0022071 |  | -1.9184e-05 |  | 9.2218e-05 |  | 1.0927e-06 |  | 1.6015e-06 |  | 0.0025915 |  | 0.046154 |  | 0.00074404 |  | 3.2863e-05 |  | 0.074206 |  | 0.022306 |  | 0.031022
| 1.3514e-05 |  | 1.2307e-06 |  | 0.00012484 |  | -6.461e-05 |  | -4.5496e-07 |  | -1.9302e-05 |  | 2.2733e-06 |  | -3.4907e-05 |  | 0.002219 |  | 0.00018131 |  | 1.3707e-05 |  | 1.0621e-06 |  | 1.6778e-06 |  | 0.0025624 |  | 0.046853 |  | 0.00078171 |  | -0.00012644 |  | 0.071856 |  | 0.022414 |  | 0.031013
| 1.3514e-05 |  | 1.5124e-05 |  | 0.00012484 |  | -7.4954e-05 |  | -5.4345e-05 |  | -1.7596e-05 |  | 2.3465e-06 |  | -0.00020641 |  | 0.0022453 |  | -0.00012463 |  | -0.00013783 |  | 1.0614e-06 |  | 1.824e-06 |  | 0.0024467 |  | 0.047285 |  | 0.00075491 |  | 9.9556e-06 |  | 0.070014 |  | 0.022566 |  | 0.030976
| 0 |  | -1.8636e-06 |  | 9.0267e-05 |  | -0.00010061 |  | -6.7342e-05 |  | -2.8775e-05 |  | 2.3161e-06 |  | -8.9209e-05 |  | 0.0021922 |  | -0.00029766 |  | -6.4795e-05 |  | 1.0907e-06 |  | 1.894e-06 |  | 0.0023206 |  | 0.04815 |  | 0.00074492 |  | 0.0002239 |  | 0.06766 |  | 0.022772 |  | 0.030881
| 0 |  | -1.9777e-05 |  | 9.0275e-05 |  | -6.8696e-05 |  | -6.971e-06 |  | -4.7104e-05 |  | 2.2835e-06 |  | -7.7576e-06 |  | 0.0021877 |  | 0.00014047 |  | -3.4892e-05 |  | 1.0427e-06 |  | 1.9318e-06 |  | 0.0022213 |  | 0.049329 |  | 0.00080851 |  | 0.00011173 |  | 0.065934 |  | 0.023019 |  | 0.030752
| 2.4049e-05 |  | -1.258e-07 |  | 5.5906e-05 |  | -6.4522e-05 |  | 2.1076e-06 |  | -2.5228e-05 |  | 2.2788e-06 |  | 4.0473e-05 |  | 0.0022639 |  | -0.00014012 |  | -0.0003173 |  | 9.6609e-07 |  | 1.8999e-06 |  | 0.002135 |  | 0.050116 |  | 0.0006471 |  | 4.4664e-05 |  | 0.06396 |  | 0.023259 |  | 0.030642
| 2.4051e-05 |  | 3.7354e-06 |  | 5.5911e-05 |  | -0.00015545 |  | 1.0986e-06 |  | -3.0155e-05 |  | 2.35e-06 |  | 1.9394e-05 |  | 0.002304 |  | -0.00026794 |  | -0.00046857 |  | 9.8001e-07 |  | 1.7922e-06 |  | 0.0021139 |  | 0.051062 |  | 0.00059279 |  | 5.0592e-07 |  | 0.061972 |  | 0.023474 |  | 0.030672
| 3.8799e-05 |  | -2.6996e-06 |  | 7.035e-05 |  | -7.6304e-05 |  | -4.2939e-05 |  | -3.1891e-05 |  | 2.5393e-06 |  | 2.4285e-05 |  | 0.0022324 |  | -7.426e-05 |  | -0.00013003 |  | 1.0803e-06 |  | 1.7669e-06 |  | 0.002121 |  | 0.052215 |  | 0.00068644 |  | 7.6282e-06 |  | 0.060484 |  | 0.023687 |  | 0.030698
| 3.8802e-05 |  | 1.7234e-05 |  | 7.0356e-05 |  | 6.7813e-05 |  | 7.5163e-05 |  | 0.00011845 |  | 2.0127e-06 |  | 0.0001086 |  | 0.0021793 |  | -0.00024939 |  | 0.00037636 |  | 8.0329e-07 |  | 1.3472e-06 |  | 0.0021059 |  | 0.052868 |  | 0.00079095 |  | 0.00022024 |  | 0.058289 |  | 0.02388 |  | 0.030578
| 4.0385e-06 |  | -2.4712e-05 |  | 8.2089e-05 |  | -0.00010391 |  | -3.2804e-05 |  | -1.1733e-05 |  | 1.4654e-06 |  | -0.00019005 |  | 0.0021378 |  | -0.0004536 |  | 0.00012961 |  | 4.4898e-07 |  | 1.0998e-06 |  | 0.0018429 |  | 0.053317 |  | 0.00071909 |  | 0.00023883 |  | 0.055465 |  | 0.024066 |  | 0.030327
| 4.0385e-06 |  | -1.4024e-05 |  | 8.2089e-05 |  | -7.2238e-05 |  | -5.368e-06 |  | -3.2451e-05 |  | 8.5295e-07 |  | -0.00016593 |  | 0.0020798 |  | -0.0002331 |  | 0.00040052 |  | 7.5184e-08 |  | 6.6777e-07 |  | 0.0018044 |  | 0.054189 |  | 0.00064551 |  | 0.00017411 |  | 0.054051 |  | 0.02418 |  | 0.030065
| 1.5629e-05 |  | 3.5449e-05 |  | 0.00010672 |  | -1.2549e-05 |  | 6.539e-06 |  | -2.0193e-05 |  | 9.475e-07 |  | -0.00020557 |  | 0.0020372 |  | -0.00027909 |  | 0.0002941 |  | 6.0565e-08 |  | 5.914e-07 |  | 0.0017846 |  | 0.055418 |  | 0.00063965 |  | -3.2232e-05 |  | 0.052503 |  | 0.024227 |  | 0.030022
| 1.5629e-05 |  | 2.772e-05 |  | 0.00010672 |  | -3.3021e-05 |  | -1.099e-05 |  | -2.578e-05 |  | 1.0108e-06 |  | -7.7579e-05 |  | 0.002077 |  | -0.00028651 |  | -0.00033772 |  | 3.7592e-08 |  | 4.2625e-07 |  | 0.0017496 |  | 0.056733 |  | 0.00067728 |  | -0.00019705 |  | 0.050191 |  | 0.024263 |  | 0.030023
| 7.4486e-05 |  | -1.059e-05 |  | 9.7359e-05 |  | -9.5434e-05 |  | -4.2067e-05 |  | -5.4551e-05 |  | 1.0694e-06 |  | 0.00018618 |  | 0.0020539 |  | -0.00038807 |  | -0.00060987 |  | 4.0377e-08 |  | 3.4988e-07 |  | 0.0016678 |  | 0.057814 |  | 0.00076847 |  | 2.2464e-05 |  | 0.048881 |  | 0.024359 |  | 0.029977
| 7.4479e-05 |  | -1.3126e-05 |  | 9.7351e-05 |  | -9.8085e-05 |  | -5.5179e-05 |  | -2.9886e-05 |  | 1.0648e-06 |  | 0.00020169 |  | 0.0021435 |  | -0.00039047 |  | -0.00022556 |  | 5.6393e-08 |  | 4.1976e-07 |  | 0.0016328 |  | 0.058421 |  | 0.00070157 |  | 3.9298e-05 |  | 0.047909 |  | 0.024522 |  | 0.029848
| 3.3549e-05 |  | 1.3884e-05 |  | 9.5608e-05 |  | -3.7975e-05 |  | -3.9564e-05 |  | -1.5451e-06 |  | 9.5757e-07 |  | 0.00022665 |  | 0.0023004 |  | -0.0002486 |  | 0.00011183 |  | 4.8734e-08 |  | 4.3216e-07 |  | 0.0016071 |  | 0.059034 |  | 0.00067398 |  | 2.3745e-05 |  | 0.046627 |  | 0.024698 |  | 0.029762
| 3.3549e-05 |  | 1.9627e-05 |  | 9.5608e-05 |  | -4.9388e-06 |  | -4.6108e-05 |  | -2.0222e-05 |  | 7.8909e-07 |  | 0.00012024 |  | 0.0021491 |  | -0.000112 |  | -0.00026668 |  | 2.576e-08 |  | 4.191e-07 |  | 0.0015674 |  | 0.060411 |  | 0.00077688 |  | 8.8688e-05 |  | 0.045226 |  | 0.024802 |  | 0.02977
| 0 |  | -1.4188e-05 |  | 4.0687e-05 |  | -0.00010223 |  | -5.8948e-05 |  | -1.8797e-05 |  | 7.518e-07 |  | -0.00015902 |  | 0.0019528 |  | 4.0223e-05 |  | -0.00022929 |  | 5.5696e-09 |  | 3.6819e-07 |  | 0.0014774 |  | 0.061684 |  | 0.00087639 |  | -0.00012733 |  | 0.043277 |  | 0.024831 |  | 0.029761
| 0 |  | -1.9529e-05 |  | 4.5784e-05 |  | -0.00017737 |  | -5.5466e-05 |  | -1.2279e-05 |  | 8.8173e-07 |  | -0.00018618 |  | 0.0019675 |  | -2.0017e-05 |  | 6.5015e-06 |  | 2.7851e-09 |  | 4.322e-07 |  | 0.0014295 |  | 0.062651 |  | 0.00085966 |  | -0.00023993 |  | 0.041784 |  | 0.02486 |  | 0.029682
| 2.8284e-05 |  | -1.269e-05 |  | 8.7229e-05 |  | -0.00010549 |  | -4.1121e-05 |  | -1.3515e-05 |  | 9.9694e-07 |  | 0 |  | 0.0019324 |  | -0.00026423 |  | -0.00022556 |  | 8.3552e-09 |  | 5.7256e-07 |  | 0.0014296 |  | 0.063612 |  | 0.00085799 |  | -0.00020949 |  | 0.040983 |  | 0.024966 |  | 0.029535
| 2.8286e-05 |  | -8.5604e-06 |  | 8.2138e-05 |  | -5.481e-05 |  | 2.5635e-07 |  | -7.4372e-06 |  | 9.7363e-07 |  | 0 |  | 0.0019643 |  | -0.00027572 |  | -0.0003563 |  | 1.671e-08 |  | 5.4057e-07 |  | 0.0013898 |  | 0.064263 |  | 0.00068911 |  | -1.5715e-05 |  | 0.039874 |  | 0.025122 |  | 0.029387
| 3.8828e-05 |  | -1.3063e-05 |  | 5.6971e-05 |  | -2.7963e-05 |  | 2.0404e-05 |  | -2.958e-05 |  | 8.2786e-07 |  | 0.00011248 |  | 0.0019578 |  | 7.7352e-05 |  | -0.00031528 |  | 1.6712e-08 |  | 3.8783e-07 |  | 0.0013571 |  | 0.065339 |  | 0.00055112 |  | 0.0001533 |  | 0.038302 |  | 0.025217 |  | 0.029241
| 3.8832e-05 |  | -3.4776e-05 |  | 5.6976e-05 |  | -3.7634e-05 |  | -6.7203e-06 |  | -3.6574e-05 |  | 7.0531e-07 |  | 0.00019005 |  | 0.0018964 |  | 0.00041151 |  | -0.00026294 |  | 8.3559e-09 |  | 2.9904e-07 |  | 0.0012659 |  | 0.067148 |  | 0.0007602 |  | 0.00016982 |  | 0.037242 |  | 0.025242 |  | 0.029107
| 6.9242e-05 |  | -3.5565e-05 |  | 9.8582e-05 |  | -6.5423e-05 |  | -2.686e-05 |  | -2.9954e-05 |  | 7.1463e-07 |  | 3.6425e-05 |  | 0.0020145 |  | 0.00038291 |  | -2.8609e-05 |  | 0 |  | 4.1983e-07 |  | 0.0011958 |  | 0.068317 |  | 0.00082046 |  | -4.7091e-05 |  | 0.036447 |  | 0.025303 |  | 0.029015
| 6.9242e-05 |  | -3.1482e-05 |  | 9.8582e-05 |  | -3.0851e-05 |  | -9.0577e-05 |  | -2.8596e-05 |  | 7.9855e-07 |  | -8.1452e-05 |  | 0.0019564 |  | -0.00013057 |  | -0.00010219 |  | 0 |  | 5.2168e-07 |  | 0.0011502 |  | 0.069358 |  | 0.00068326 |  | -0.00049154 |  | 0.035033 |  | 0.025486 |  | 0.02894
| 6.7488e-05 |  | -1.5586e-05 |  | 4.681e-05 |  | -5.4259e-05 |  | -8.3227e-05 |  | -1.5516e-05 |  | 8.4058e-07 |  | -0.00019023 |  | 0.0018134 |  | -0.00051206 |  | -0.00019245 |  | 2.7855e-09 |  | 4.4533e-07 |  | 0.0011175 |  | 0.070184 |  | 0.00056035 |  | -0.00047718 |  | 0.033423 |  | 0.025784 |  | 0.028858
| 7.2768e-05 |  | 8.3461e-06 |  | 4.681e-05 |  | -3.7774e-05 |  | -9.5502e-05 |  | -2.3533e-05 |  | 8.2386e-07 |  | -0.00038011 |  | 0.0019131 |  | -0.00042389 |  | 0.00028662 |  | 5.5706e-09 |  | 3.2385e-07 |  | 0.0011315 |  | 0.070567 |  | 0.00069923 |  | -0.00010405 |  | 0.032228 |  | 0.026086 |  | 0.028764
| 3.885e-05 |  | -6.1062e-06 |  | 9.0383e-05 |  | 7.2056e-06 |  | -0.00012135 |  | -3.9464e-05 |  | 8.3133e-07 |  | -2.7152e-05 |  | 0.0018816 |  | -0.00020483 |  | 0.00020811 |  | 6.268e-09 |  | 2.7297e-07 |  | 0.0011047 |  | 0.071764 |  | 0.00077362 |  | -9.1562e-05 |  | 0.031333 |  | 0.026327 |  | 0.028728
| 3.3572e-05 |  | -1.3716e-05 |  | 9.039e-05 |  | 5.285e-06 |  | -3.0706e-05 |  | -3.1528e-05 |  | 8.5723e-07 |  | 0.00011737 |  | 0.0018853 |  | -0.00024085 |  | -0.00016125 |  | 4.8747e-09 |  | 3.18e-07 |  | 0.0010533 |  | 0.073338 |  | 0.00064403 |  | -5.7795e-05 |  | 0.030579 |  | 0.02652 |  | 0.028732
| 7.8651e-05 |  | -8.5634e-06 |  | 9.8608e-05 |  | -0.00013584 |  | -3.4464e-05 |  | -2.0861e-05 |  | 8.2466e-07 |  | -0.00024435 |  | 0.0019035 |  | -2.6609e-05 |  | -6.854e-05 |  | 1.2536e-08 |  | 3.3696e-07 |  | 0.0010498 |  | 0.074681 |  | 0.00063985 |  | 6.1132e-05 |  | 0.029428 |  | 0.026715 |  | 0.02869
| 7.8658e-05 |  | -1.8748e-06 |  | 9.8616e-05 |  | -0.0001251 |  | -7.8438e-05 |  | -1.1465e-05 |  | 7.6272e-07 |  | -0.00023474 |  | 0.0017534 |  | -7.0382e-05 |  | 0.00011573 |  | 2.0893e-08 |  | 3.239e-07 |  | 0.0010182 |  | 0.075725 |  | 0.00065996 |  | -7.8676e-05 |  | 0.02866 |  | 0.026922 |  | 0.02854
| 2.1975e-05 |  | 7.8573e-06 |  | 0.00010919 |  | -5.711e-06 |  | -9.6162e-05 |  | -2.0616e-05 |  | 7.4739e-07 |  | -0.00018618 |  | 0.0018656 |  | -0.00020483 |  | 0.00013707 |  | 1.95e-08 |  | 3.0497e-07 |  | 0.00092583 |  | 0.076712 |  | 0.00066577 |  | -0.00039398 |  | 0.028184 |  | 0.027097 |  | 0.028368
| 2.1975e-05 |  | -6.7775e-06 |  | 0.00010919 |  | -0.00011768 |  | -7.7536e-05 |  | -2.052e-05 |  | 7.6611e-07 |  | -0.00013964 |  | 0.0019878 |  | -0.0002234 |  | -0.00039005 |  | 9.751e-09 |  | 2.9258e-07 |  | 0.00091646 |  | 0.078108 |  | 0.00076033 |  | -6.6518e-05 |  | 0.027126 |  | 0.027235 |  | 0.028199
| 0.0001139 |  | -1.1836e-05 |  | 6.3994e-05 |  | -0.00017212 |  | 3.1359e-05 |  | -3.2077e-05 |  | 7.5406e-07 |  | 3.6426e-05 |  | 0.0020443 |  | -0.00057405 |  | -0.00046553 |  | 8.3573e-09 |  | 3.0562e-07 |  | 0.00092005 |  | 0.079081 |  | 0.00071186 |  | 0.00016974 |  | 0.026181 |  | 0.027405 |  | 0.028016
| 0.00011391 |  | -2.2354e-05 |  | 6.3999e-05 |  | -0.00012035 |  | 5.0795e-05 |  | -4.7432e-05 |  | 7.4946e-07 |  | 5.8179e-05 |  | 0.0020257 |  | -0.0003422 |  | -0.00010219 |  | 1.6716e-08 |  | 3.3111e-07 |  | 0.00088494 |  | 0.080664 |  | 0.00062232 |  | -8.8818e-05 |  | 0.025123 |  | 0.027657 |  | 0.027838
| 7.1632e-05 |  | -9.0587e-06 |  | 9.3944e-05 |  | -0.00011113 |  | -1.33e-05 |  | -3.2522e-05 |  | 8.3346e-07 |  | 0.00020236 |  | 0.0017773 |  | -3.1641e-05 |  | 0.00016645 |  | 2.6469e-08 |  | 2.9261e-07 |  | 0.00089551 |  | 0.082584 |  | 0.00063992 |  | -0.00016502 |  | 0.02402 |  | 0.027918 |  | 0.027697
| 7.1638e-05 |  | 9.2716e-06 |  | 9.3952e-05 |  | -0.00011777 |  | -4.116e-05 |  | -2.7575e-05 |  | 9.0734e-07 |  | 0.00031417 |  | 0.0016876 |  | 0.00015161 |  | 0.00038757 |  | 2.786e-08 |  | 2.0964e-07 |  | 0.00085575 |  | 0.083307 |  | 0.00061065 |  | -9.4047e-05 |  | 0.023544 |  | 0.028086 |  | 0.027618
| 1.354e-05 |  | -2.0821e-05 |  | 9.0429e-05 |  | -0.0001932 |  | 1.0824e-05 |  | -2.8157e-05 |  | 8.7477e-07 |  | 0.0003258 |  | 0.0017211 |  | 6.798e-06 |  | 0.00012586 |  | 2.229e-08 |  | 1.5871e-07 |  | 0.00083357 |  | 0.084721 |  | 0.00058388 |  | 0.0001669 |  | 0.022726 |  | 0.028143 |  | 0.027545
| 1.3541e-05 |  | -1.7742e-05 |  | 9.0437e-05 |  | -0.00024384 |  | 1.5657e-06 |  | -2.2511e-05 |  | 7.6018e-07 |  | 0.00048973 |  | 0.0017547 |  | 8.4589e-05 |  | -9.1024e-06 |  | 1.5324e-08 |  | 1.2671e-07 |  | 0.00083123 |  | 0.086538 |  | 0.00067008 |  | 0.00017092 |  | 0.021542 |  | 0.02818 |  | 0.02746
| 7.4587e-05 |  | 7.4473e-07 |  | 5.2956e-05 |  | -0.00018519 |  | -7.5737e-05 |  | -9.9903e-06 |  | 6.5897e-07 |  | 0.00035296 |  | 0.0018001 |  | 0.00027785 |  | -3.4892e-05 |  | 1.1146e-08 |  | 1.5873e-07 |  | 0.00083478 |  | 0.087385 |  | 0.00070438 |  | -4.96e-05 |  | 0.020977 |  | 0.028244 |  | 0.027355
| 7.4593e-05 |  | -1.2134e-05 |  | 5.296e-05 |  | -0.00012625 |  | -1.8585e-05 |  | -1.5443e-05 |  | 6.6957e-07 |  | 0 |  | 0.0017732 |  | -0.00013237 |  | 6.8922e-05 |  | 1.4628e-08 |  | 1.8419e-07 |  | 0.00078564 |  | 0.088183 |  | 0.00072947 |  | -0.00011933 |  | 0.020625 |  | 0.028367 |  | 0.027201
| 6.8133e-05 |  | -2.7943e-05 |  | 7.1069e-05 |  | -9.7914e-05 |  | 1.3247e-05 |  | -2.9322e-05 |  | 6.9028e-07 |  | -0.00015903 |  | 0.0017162 |  | -3.7746e-05 |  | 0.00020438 |  | 1.4629e-08 |  | 2.3515e-07 |  | 0.00071542 |  | 0.089764 |  | 0.00082651 |  | -6.2503e-05 |  | 0.019973 |  | 0.028524 |  | 0.027046
| 6.8133e-05 |  | -2.4017e-05 |  | 7.1069e-05 |  | -4.4019e-05 |  | -5.7424e-05 |  | -4.8212e-05 |  | 7.05e-07 |  | 8.1455e-05 |  | 0.0016199 |  | 0.00013305 |  | 0.0001969 |  | 1.1147e-08 |  | 2.5477e-07 |  | 0.00068501 |  | 0.091649 |  | 0.00076967 |  | -0.00012646 |  | 0.019007 |  | 0.028714 |  | 0.02692
| 5.1544e-05 |  | -1.9331e-06 |  | 3.2596e-05 |  | -2.417e-05 |  | -8.3631e-06 |  | -5.2631e-05 |  | 7.9955e-07 |  | 0.00014975 |  | 0.0015368 |  | 3.035e-05 |  | 0.00027569 |  | 2.5078e-08 |  | 1.9727e-07 |  | 0.00064639 |  | 0.093191 |  | 0.00072533 |  | -0.00022875 |  | 0.018097 |  | 0.028915 |  | 0.026853
| 5.1544e-05 |  | 1.463e-05 |  | 3.2596e-05 |  | -4.1453e-05 |  | -2.1636e-05 |  | -4.5234e-05 |  | 9.7287e-07 |  | -6.9816e-05 |  | 0.0016466 |  | 0.00010706 |  | 9.5957e-05 |  | 4.18e-08 |  | 1.3326e-07 |  | 0.00065462 |  | 0.094753 |  | 0.00067346 |  | 7.1961e-06 |  | 0.017627 |  | 0.029123 |  | 0.026819
| 0 |  | 1.1779e-05 |  | 0.0001222 |  | -9.1768e-05 |  | -3.1662e-05 |  | -4.395e-05 |  | 1.0688e-06 |  | -0.00018213 |  | 0.0017267 |  | 0.00017757 |  | -7.9322e-05 |  | 5.3644e-08 |  | 1.3326e-07 |  | 0.0006769 |  | 0.095589 |  | 0.00066761 |  | 5.1019e-05 |  | 0.017149 |  | 0.02936 |  | 0.026736
| 0 |  | -1.2406e-05 |  | 0.0001222 |  | -9.6926e-05 |  | -2.0676e-05 |  | -4.1345e-05 |  | 1.0362e-06 |  | -0.00017842 |  | 0.0016168 |  | -7.8589e-05 |  | 0.00018195 |  | 4.8767e-08 |  | 1.6527e-07 |  | 0.00069566 |  | 0.096504 |  | 0.00077808 |  | -0.00012661 |  | 0.016731 |  | 0.029612 |  | 0.026591
| 2.1993e-05 |  | -2.1256e-05 |  | 5.0941e-05 |  | -1.179e-07 |  | -8.3852e-05 |  | -3.4125e-05 |  | 9.2097e-07 |  | 3.6425e-05 |  | 0.0016058 |  | -0.00017499 |  | 0.00015475 |  | 7.9427e-08 |  | 1.2739e-07 |  | 0.00064179 |  | 0.098716 |  | 0.00078394 |  | 1.0069e-05 |  | 0.01596 |  | 0.029839 |  | 0.026439
| 2.1993e-05 |  | -2.3328e-05 |  | 5.0941e-05 |  | -3.5564e-05 |  | -7.3322e-05 |  | -2.8008e-05 |  | 8.1102e-07 |  | 7.3694e-05 |  | 0.0016122 |  | -0.000138 |  | -9.471e-05 |  | 1.1496e-07 |  | 6.3371e-08 |  | 0.00056571 |  | 0.10053 |  | 0.00083498 |  | -1.1685e-05 |  | 0.015174 |  | 0.030006 |  | 0.026371
| 5.3673e-05 |  | -4.4004e-05 |  | 3.6684e-05 |  | -0.00012094 |  | -3.1485e-05 |  | -4.8518e-05 |  | 7.8369e-07 |  | -9.6967e-05 |  | 0.0016107 |  | -7.8591e-05 |  | -0.0001134 |  | 2.982e-07 |  | 5.0305e-08 |  | 0.00053646 |  | 0.10198 |  | 0.00074132 |  | -0.00027575 |  | 0.014576 |  | 0.030142 |  | 0.026335
| 5.3673e-05 |  | -2.1167e-05 |  | 3.6684e-05 |  | -0.00016665 |  | 2.3502e-05 |  | -5.6432e-05 |  | 8.3501e-07 |  | -0.00025498 |  | 0.0017106 |  | 0.00010396 |  | -0.00027828 |  | 4.4591e-07 |  | 1.078e-07 |  | 0.00058333 |  | 0.10308 |  | 0.0006225 |  | -0.00035696 |  | 0.014044 |  | 0.030312 |  | 0.026233
| 1.1439e-05 |  | 1.8169e-05 |  | 9.8725e-05 |  | -0.0001923 |  | 3.135e-05 |  | -3.9895e-05 |  | 9.2505e-07 |  | -0.00019781 |  | 0.0016454 |  | -6.3739e-05 |  | -0.00030781 |  | 1.7894e-06 |  | 1.2741e-07 |  | 0.00059739 |  | 0.10436 |  | 0.00064761 |  | -0.00030746 |  | 0.013747 |  | 0.030498 |  | 0.026044
| 1.144e-05 |  | 3.3491e-05 |  | 9.8734e-05 |  | -0.00014799 |  | 3.1238e-05 |  | -1.186e-05 |  | 9.9161e-07 |  | 4.8568e-05 |  | 0.0016056 |  | -0.00014012 |  | -0.00022367 |  | 2.9848e-06 |  | 1.4046e-07 |  | 0.00059393 |  | 0.10644 |  | 0.00067856 |  | -0.00016579 |  | 0.013215 |  | 0.030666 |  | 0.025813
| 5.6851e-05 |  | -5.4946e-07 |  | 0.00011696 |  | -0.00012564 |  | 3.9066e-05 |  | -2.6191e-05 |  | 1.0271e-06 |  | 8.1452e-05 |  | 0.0016322 |  | -0.00015285 |  | -0.00025173 |  | 3.7734e-06 |  | 1.4637e-07 |  | 0.00052715 |  | 0.10781 |  | 0.00070036 |  | -0.00014221 |  | 0.012651 |  | 0.030827 |  | 0.025615
| 5.6855e-05 |  | -4.5808e-05 |  | 0.00011697 |  | -0.00015304 |  | -3.3135e-05 |  | -5.6457e-05 |  | 1.0537e-06 |  | -0.00016189 |  | 0.0015688 |  | -0.00014012 |  | -0.00011443 |  | 3.3655e-06 |  | 1.2675e-07 |  | 0.00044402 |  | 0.10876 |  | 0.00066183 |  | -0.00011296 |  | 0.012225 |  | 0.03098 |  | 0.025502
| 8.7582e-05 |  | -3.3284e-05 |  | 3.7713e-05 |  | -0.000152 |  | -4.6064e-05 |  | -4.6924e-05 |  | 1.0318e-06 |  | -0.00024048 |  | 0.0015159 |  | -0.00028651 |  | 4.7355e-05 |  | 9.7044e-06 |  | 1.7773e-07 |  | 0.00050611 |  | 0.11018 |  | 0.00062509 |  | -1.2102e-05 |  | 0.01186 |  | 0.031167 |  | 0.025537
| 8.759e-05 |  | -1.5116e-05 |  | 3.7716e-05 |  | -0.00014888 |  | 1.7532e-05 |  | -3.3907e-05 |  | 9.5979e-07 |  | -6.5938e-05 |  | 0.0014896 |  | -0.00038305 |  | 3.614e-05 |  | 1.6479e-05 |  | 2.2281e-07 |  | 0.00051084 |  | 0.112 |  | 0.00060915 |  | 0.00012501 |  | 0.010903 |  | 0.031359 |  | 0.025642
| 4.9466e-05 |  | -2.3572e-06 |  | 6.4076e-05 |  | -5.615e-05 |  | 4.011e-06 |  | -2.6181e-05 |  | 8.7781e-07 |  | 0.00031164 |  | 0.0015108 |  | -3.9389e-05 |  | 0.00027178 |  | 3.4892e-05 |  | 2.483e-07 |  | 0.00050264 |  | 0.11376 |  | 0.00066526 |  | 0.00015539 |  | 0.010618 |  | 0.031597 |  | 0.025719
| 4.9471e-05 |  | -8.5427e-06 |  | 6.4081e-05 |  | 3.0384e-05 |  | 5.8317e-05 |  | -3.0687e-05 |  | 7.9916e-07 |  | 0.00037623 |  | 0.0014492 |  | -0.00011572 |  | 0.00016326 |  | 5.423e-05 |  | 1.7773e-07 |  | 0.00047923 |  | 0.11494 |  | 0.00077734 |  | 1.0088e-07 |  | 0.010431 |  | 0.031858 |  | 0.025707
| 6.1627e-06 |  | -2.7172e-06 |  | 5.6073e-05 |  | -9.2255e-05 |  | 4.9471e-05 |  | -2.8864e-05 |  | 7.6723e-07 |  | 4.0474e-06 |  | 0.0014728 |  | -0.00010913 |  | -5.2015e-06 |  | 9.3157e-05 |  | 6.9921e-08 |  | 0.0004652 |  | 0.11635 |  | 0.000754 |  | -5.5991e-05 |  | 0.0092319 |  | 0.032094 |  | 0.025614
| 6.1632e-06 |  | 2.5387e-05 |  | 5.6078e-05 |  | -0.00015027 |  | 5.2966e-06 |  | -2.5789e-06 |  | 8.2922e-07 |  | -0.0001629 |  | 0.0016011 |  | -4.8887e-05 |  | -3.4893e-05 |  | 0.00011695 |  | 5.7505e-08 |  | 0.00047692 |  | 0.11833 |  | 0.000723 |  | -0.00018247 |  | 0.0088579 |  | 0.032269 |  | 0.025423
| 6.762e-05 |  | -8.4864e-05 |  | 7.35e-05 |  | -7.9499e-05 |  | 2.2566e-07 |  | -9.8058e-06 |  | 9.1454e-07 |  | -0.00020642 |  | 0.0015447 |  | -0.00027184 |  | -0.00017295 |  | 0.00014313 |  | 5.0971e-08 |  | 0.00041718 |  | 0.12007 |  | 0.00069877 |  | -0.00024807 |  | 0.0087187 |  | 0.032416 |  | 0.025169
| 6.762e-05 |  | -4.3608e-05 |  | 7.35e-05 |  | -9.0378e-05 |  | -8.3627e-05 |  | -3.7073e-05 |  | 9.2395e-07 |  | -0.00021333 |  | 0.0014212 |  | -0.00018626 |  | -0.0002106 |  | 0.00016843 |  | 5.0975e-08 |  | 0.00041134 |  | 0.12182 |  | 0.00069961 |  | -8.5781e-05 |  | 0.0084543 |  | 0.032537 |  | 0.024981
| 8.2334e-05 |  | 2.5819e-06 |  | 1.8356e-05 |  | -0.00011389 |  | -5.7599e-05 |  | -3.5653e-05 |  | 9.1395e-07 |  | -1.1635e-05 |  | 0.0014132 |  | -8.9728e-05 |  | -0.00030033 |  | 0.00020473 |  | 3.7904e-08 |  | 0.00045003 |  | 0.12355 |  | 0.00075568 |  | 0.00011667 |  | 0.0088606 |  | 0.032626 |  | 0.024857
| 8.2334e-05 |  | -0.00010443 |  | 1.8356e-05 |  | -0.00012098 |  | -3.87e-05 |  | -2.6486e-05 |  | 8.9329e-07 |  | 0.00034401 |  | 0.0013315 |  | -7.4258e-05 |  | -0.00016124 |  | 0.00027674 |  | 2.4834e-08 |  | 0.00041606 |  | 0.12476 |  | 0.00065027 |  | 3.914e-05 |  | 0.0089825 |  | 0.032706 |  | 0.024809
| 3.8921e-05 |  | -2.9155e-06 |  | 6.4103e-05 |  | -7.7251e-05 |  | -3.1723e-05 |  | -2.0317e-05 |  | 8.8462e-07 |  | 0.00017841 |  | 0.0013444 |  | -8.6016e-05 |  | -1.247e-06 |  | 0.00033805 |  | 1.1437e-07 |  | 0.00038912 |  | 0.12581 |  | 0.0006904 |  | 0.00017928 |  | 0.008807 |  | 0.03282 |  | 0.024707
| 3.8928e-05 |  | 1.7955e-05 |  | 6.4114e-05 |  | -3.488e-05 |  | -1.943e-05 |  | -3.8367e-05 |  | 8.9936e-07 |  | -0.00029546 |  | 0.0013999 |  | -0.00014012 |  | -0.00016905 |  | 0.00036664 |  | 1.9085e-07 |  | 0.00041024 |  | 0.12755 |  | 0.00075907 |  | 0.00011593 |  | 0.0082736 |  | 0.033017 |  | 0.024546
| 2.2018e-05 |  | -7.3627e-06 |  | 8.4701e-05 |  | -2.6448e-05 |  | -5.9754e-05 |  | -4.834e-05 |  | 8.9869e-07 |  | -0.00010473 |  | 0.0013782 |  | -0.00013428 |  | -0.00014705 |  | 0.00035831 |  | 1.7777e-07 |  | 0.00050168 |  | 0.12903 |  | 0.00066035 |  | -0.00011723 |  | 0.0073835 |  | 0.033227 |  | 0.024384
| 2.202e-05 |  | 8.4843e-05 |  | 8.4708e-05 |  | -6.8875e-05 |  | -3.5232e-05 |  | -3.43e-05 |  | 9.1403e-07 |  | 6.8804e-05 |  | 0.0014753 |  | -0.00010525 |  | -3.641e-05 |  | 0.00035474 |  | 8.8887e-08 |  | 0.00046419 |  | 0.13016 |  | 0.0006327 |  | -2.3663e-05 |  | 0.0063469 |  | 0.033402 |  | 0.024266
| 4.0516e-06 |  | 1.7331e-05 |  | 0 |  | -9.037e-05 |  | -5.0008e-05 |  | -3.1537e-05 |  | 9.5136e-07 |  | -0.00020945 |  | 0.0013618 |  | -0.00016399 |  | -0.00012088 |  | 0.00039283 |  | 0 |  | 0.00035754 |  | 0.13154 |  | 0.00074572 |  | 0.00011811 |  | 0.0053238 |  | 0.033527 |  | 0.024205
| 4.0519e-06 |  | -3.69e-05 |  | 0 |  | -0.00012211 |  | -1.4812e-05 |  | -2.3256e-05 |  | 9.7144e-07 |  | -4.6539e-05 |  | 0.0012384 |  | -0.00013057 |  | 0.00012213 |  | 0.00042918 |  | 0 |  | 0.0003634 |  | 0.13297 |  | 0.00071476 |  | 0.00010079 |  | 0.0058357 |  | 0.033609 |  | 0.02412
| 8.8064e-07 |  | -4.8491e-06 |  | 3.4684e-05 |  | -0.00016012 |  | -2.5466e-06 |  | -2.0866e-05 |  | 9.2477e-07 |  | 2.0244e-05 |  | 0.001349 |  | -0.00022148 |  | 2.211e-05 |  | 0.0004643 |  | 3.7911e-08 |  | 0.00037281 |  | 0.1352 |  | 0.00063441 |  | -6.0114e-05 |  | 0.0056143 |  | 0.033699 |  | 0.024015
| 8.8079e-07 |  | -0.00016316 |  | 3.469e-05 |  | -9.1436e-05 |  | -4.0215e-06 |  | -2.388e-05 |  | 8.361e-07 |  | -0.00012024 |  | 0.0014075 |  | -0.00012686 |  | -0.00038258 |  | 0.00049644 |  | 8.2358e-08 |  | 0.00030834 |  | 0.13727 |  | 0.00079013 |  | 0.00011843 |  | 0.0044384 |  | 0.033849 |  | 0.023908
| 2.3082e-05 |  | -0.00011539 |  | 8.2376e-05 |  | -8.9108e-05 |  | 3.0181e-05 |  | -9.8585e-06 |  | 7.5882e-07 |  | -0.00012547 |  | 0.0012439 |  | -0.00010913 |  | -0.00043042 |  | 0.00052922 |  | 8.8902e-08 |  | 0.00029896 |  | 0.13867 |  | 0.00078092 |  | 0.00025619 |  | 0.0041719 |  | 0.034042 |  | 0.023816
| 2.3082e-05 |  | 8.5192e-05 |  | 8.2376e-05 |  | -4.4277e-05 |  | 4.2824e-05 |  | -1.6857e-05 |  | 7.8342e-07 |  | -0.00011248 |  | 0.0011521 |  | -0.00014542 |  | -0.00033772 |  | 0.0005643 |  | 5.6866e-08 |  | 0.00033885 |  | 0.13979 |  | 0.00068383 |  | 9.8362e-05 |  | 0.0042961 |  | 0.034283 |  | 0.023742
| 0 |  | -2.7218e-05 |  | 3.5716e-05 |  | -6.1933e-05 |  | -4.9831e-06 |  | -2.0306e-05 |  | 8.335e-07 |  | 3.6426e-05 |  | 0.0013588 |  | -2.3892e-05 |  | 4.9414e-05 |  | 0.00060363 |  | 1.8957e-08 |  | 0.00033651 |  | 0.14136 |  | 0.0007148 |  | 3.7654e-05 |  | 0.0048144 |  | 0.034546 |  | 0.023684
| 0 |  | -8.1205e-05 |  | 3.5716e-05 |  | -0.00010794 |  | -8.0419e-05 |  | -3.4331e-05 |  | 8.3357e-07 |  | -0.00012024 |  | 0.0014389 |  | 8.4783e-05 |  | -2.7416e-05 |  | 0.00064476 |  | 1.3075e-08 |  | 0.00030604 |  | 0.14306 |  | 0.00074916 |  | 2.3182e-05 |  | 0.0049738 |  | 0.034796 |  | 0.023556
| 2.4144e-05 |  | -0.00015697 |  | 7.5328e-05 |  | -5.6344e-05 |  | -5.444e-05 |  | -4.3907e-05 |  | 8.3016e-07 |  | -0.00021046 |  | 0.0013406 |  | 6.9097e-05 |  | -0.00026267 |  | 0.0006965 |  | 1.8957e-08 |  | 0.00024188 |  | 0.14393 |  | 0.00079352 |  | -0.00011971 |  | 0.0048751 |  | 0.034988 |  | 0.023341
| 2.4146e-05 |  | -0.00020786 |  | 7.5334e-05 |  | -8.5992e-05 |  | -1.4818e-05 |  | -3.2514e-05 |  | 8.1623e-07 |  | 0.00017066 |  | 0.0012754 |  | -7.1164e-05 |  | -0.00024425 |  | 0.00074181 |  | 2.4842e-08 |  | 0.00028644 |  | 0.14533 |  | 0.00089313 |  | -0.00018084 |  | 0.0043419 |  | 0.035114 |  | 0.023086
| 2.7321e-05 |  | -0.00014402 |  | 9.2999e-05 |  | -0.00010939 |  | -3.2336e-05 |  | -3.2002e-05 |  | 8.9825e-07 |  | 4.6555e-05 |  | 0.0012673 |  | 6.9926e-05 |  | -0.00014705 |  | 0.0007805 |  | 2.4842e-08 |  | 0.00030352 |  | 0.14716 |  | 0.00080775 |  | -1.0582e-06 |  | 0.0044809 |  | 0.035241 |  | 0.022882
| 2.7323e-05 |  | -7.0772e-05 |  | 9.3007e-05 |  | 1.9486e-05 |  | -4.9021e-05 |  | -4.1919e-05 |  | 9.636e-07 |  | -0.00012546 |  | 0.0011855 |  | -4.7137e-05 |  | 1.0402e-05 |  | 0.0008198 |  | 1.2421e-08 |  | 0.0002707 |  | 0.14865 |  | 0.00059769 |  | -7.3724e-06 |  | 0.004404 |  | 0.035414 |  | 0.0228
| 3.7899e-05 |  | 4.4895e-05 |  | 6.534e-05 |  | 4.2422e-05 |  | -9.1395e-05 |  | -3.9065e-05 |  | 9.2501e-07 |  | 2.7152e-05 |  | 0.0011237 |  | -0.00031621 |  | 2.8662e-05 |  | 0.00087643 |  | 0 |  | 0.00028389 |  | 0.15038 |  | 0.00064457 |  | -0.00023139 |  | 0.0038539 |  | 0.035646 |  | 0.022833
| 3.7902e-05 |  | 0.00010136 |  | 6.5346e-05 |  | -2.996e-05 |  | -9.4914e-05 |  | -2.2835e-05 |  | 8.2297e-07 |  | -4.0473e-05 |  | 0.0011338 |  | -0.00045781 |  | -0.00016124 |  | 0.00094133 |  | 0 |  | 0.00028742 |  | 0.15179 |  | 0.00065796 |  | -7.3746e-05 |  | 0.0037547 |  | 0.035922 |  | 0.022916
| 5.4831e-05 |  | 4.4276e-05 |  | 0.00010185 |  | -3.9855e-06 |  | -1.1857e-05 |  | 3.5457e-07 |  | 7.7495e-07 |  | 7.3694e-05 |  | 0.0011822 |  | -9.3441e-05 |  | 5.1096e-05 |  | 0.00099253 |  | 1.2422e-08 |  | 0.000241 |  | 0.15285 |  | 0.00092924 |  | 5.408e-05 |  | 0.0033623 |  | 0.036169 |  | 0.022949
| 5.4831e-05 |  | -0.00013141 |  | 0.00010185 |  | -6.508e-05 |  | 1.6097e-05 |  | 4.3059e-06 |  | 8.323e-07 |  | 4.0472e-05 |  | 0.0011857 |  | 0.00014658 |  | 0.00032249 |  | 0.0010336 |  | 2.4844e-08 |  | 0.00022459 |  | 0.15423 |  | 0.00083459 |  | 0.00014837 |  | 0.00299 |  | 0.036349 |  | 0.022898
| 1.8866e-05 |  | -0.00016184 |  | 5.4112e-05 |  | -7.7706e-05 |  | -2.3204e-05 |  | -3.2779e-05 |  | 9.1441e-07 |  | -0.00029865 |  | 0.001124 |  | -0.00021226 |  | 7.7264e-05 |  | 0.0010825 |  | 2.4846e-08 |  | 0.00025931 |  | 0.15538 |  | 0.00049308 |  | 0.00025586 |  | 0.002656 |  | 0.036515 |  | 0.022786
| 1.8866e-05 |  | -0.00014705 |  | 5.4112e-05 |  | -8.081e-05 |  | -4.6254e-05 |  | -6.0156e-05 |  | 9.8244e-07 |  | 0 |  | 0.0010439 |  | -0.00028347 |  | -7.5422e-05 |  | 0.0011397 |  | 1.2423e-08 |  | 0.00026753 |  | 0.15618 |  | 0.0006212 |  | 0.00013857 |  | 0.002438 |  | 0.036727 |  | 0.022625
| 6.2423e-05 |  | -8.0309e-05 |  | 9.0102e-05 |  | -0.00013134 |  | -7.4792e-05 |  | -3.9279e-05 |  | 1.0218e-06 |  | 7.7576e-05 |  | 0.00099053 |  | -8.6016e-05 |  | 8.474e-05 |  | 0.0011963 |  | 0 |  | 0.00025715 |  | 0.15693 |  | 0.00069567 |  | 0.00011005 |  | 0.0020992 |  | 0.037028 |  | 0.022466
| 6.2423e-05 |  | -0.00013764 |  | 9.0102e-05 |  | -7.4425e-05 |  | -8.3265e-05 |  | -1.5218e-05 |  | 1.0471e-06 |  | -0.00015126 |  | 0.0010588 |  | -8.6016e-05 |  | 0.0002455 |  | 0.0012445 |  | 0 |  | 0.00024192 |  | 0.15844 |  | 0.00068985 |  | -6.7145e-05 |  | 0.0017618 |  | 0.03734 |  | 0.022324
| 5.2729e-05 |  | -0.00018004 |  | 2.2466e-05 |  | 2.2092e-05 |  | -0.00010202 |  | -2.6104e-05 |  | 9.7385e-07 |  | -4.452e-05 |  | 0.0011725 |  | -0.00014787 |  | 6.1117e-05 |  | 0.001303 |  | 3.7927e-08 |  | 0.00018416 |  | 0.16068 |  | 0.0006279 |  | 0.00010734 |  | 0.0018307 |  | 0.037597 |  | 0.022268
| 5.2734e-05 |  | -3.8397e-05 |  | 2.2468e-05 |  | -5.7757e-05 |  | -6.7736e-05 |  | -3.7982e-05 |  | 8.5446e-07 |  | 4.2665e-05 |  | 0.0011579 |  | -0.0003682 |  | -0.00033398 |  | 0.0013655 |  | 7.5853e-08 |  | 0.00017125 |  | 0.16203 |  | 0.00068985 |  | 0.00031876 |  | 0.0018728 |  | 0.037752 |  | 0.022276
| 3.7922e-05 |  | 1.1842e-05 |  | 2.1448e-05 |  | -0.00013516 |  | -2.8558e-06 |  | -4.0993e-05 |  | 7.7241e-07 |  | -0.00021047 |  | 0.0012334 |  | -0.00039971 |  | -0.00023927 |  | 0.0014149 |  | 7.5853e-08 |  | 0.00022197 |  | 0.16311 |  | 0.00063711 |  | 0.00019638 |  | 0.0014011 |  | 0.03785 |  | 0.022257
| 3.7925e-05 |  | 6.969e-05 |  | 2.145e-05 |  | -9.914e-05 |  | -1.7889e-05 |  | -3.1671e-05 |  | 7.3439e-07 |  | -0.00069817 |  | 0.0013554 |  | -0.00018255 |  | -0.00010592 |  | 0.0014387 |  | 3.7927e-08 |  | 0.00023605 |  | 0.16457 |  | 0.00057519 |  | 3.2898e-05 |  | 0.0010589 |  | 0.037952 |  | 0.022153
| 8.8176e-07 |  | -3.5964e-05 |  | 5.3114e-05 |  | -5.6474e-05 |  | 3.8752e-05 |  | -2.8677e-05 |  | 7.578e-07 |  | -0.00019023 |  | 0.0012335 |  | -0.0002331 |  | -0.00011053 |  | 0.0014615 |  | 0 |  | 0.00019128 |  | 0.1656 |  | 0.00069492 |  | -4.8494e-05 |  | 0.0009851 |  | 0.038066 |  | 0.021954
| 8.8184e-07 |  | -9.463e-05 |  | 5.3118e-05 |  | -6.496e-05 |  | 4.5272e-05 |  | -3.5824e-05 |  | 8.2985e-07 |  | -0.00011248 |  | 0.0012047 |  | -0.0004276 |  | -0.00028538 |  | 0.0015157 |  | 0 |  | 0.00014082 |  | 0.16655 |  | 0.00071417 |  | 3.1315e-05 |  | 0.00092463 |  | 0.03822 |  | 0.02177
| 5.8044e-05 |  | -1.4233e-05 |  | 7.0698e-05 |  | -0.00011196 |  | -3.6427e-05 |  | -4.183e-05 |  | 9.1857e-07 |  | -0.0002995 |  | 0.0011329 |  | -0.00056629 |  | -0.00029779 |  | 0.0015943 |  | 0 |  | 0.00019429 |  | 0.16783 |  | 0.00066398 |  | -3.6304e-07 |  | 0.00078036 |  | 0.038414 |  | 0.021606
| 8.349e-05 |  | 3.6374e-05 |  | 7.0698e-05 |  | -8.4488e-05 |  | -1.7692e-05 |  | -2.6489e-05 |  | 9.7268e-07 |  | 0.00022496 |  | 0.0010628 |  | -0.00035334 |  | 0.00020812 |  | 0.0016635 |  | 0 |  | 0.00029169 |  | 0.16947 |  | 0.00072761 |  | -7.9978e-05 |  | 0.00054713 |  | 0.038615 |  | 0.021477
| 6.4442e-05 |  | 4.5446e-05 |  | 6.7169e-05 |  | -8.3397e-05 |  | 5.3737e-05 |  | -1.1019e-05 |  | 9.4458e-07 |  | -0.00015785 |  | 0.0011513 |  | -0.00032609 |  | -7.5412e-05 |  | 0.0017247 |  | 0 |  | 0.00023759 |  | 0.17063 |  | 0.00066565 |  | -0.00017178 |  | 0.00030627 |  | 0.038781 |  | 0.021399
| 3.8994e-05 |  | 3.3763e-05 |  | 6.7169e-05 |  | -0.0001045 |  | -8.3233e-06 |  | -2.417e-05 |  | 9.6935e-07 |  | -0.00053138 |  | 0.0010947 |  | -0.00023082 |  | -7.227e-05 |  | 0.0018005 |  | 0 |  | 0.00018596 |  | 0.17127 |  | 0.00076362 |  | -3.3882e-05 |  | 0.00029622 |  | 0.038925 |  | 0.021367
| 9.6056e-05 |  | 2.2988e-05 |  | 7.3662e-05 |  | -8.6407e-05 |  | -3.8665e-05 |  | -3.0948e-05 |  | 9.6743e-07 |  | -0.00034807 |  | 0.0010065 |  | -1.2269e-05 |  | 0.00024057 |  | 0.0018781 |  | 0 |  | 0.0002112 |  | 0.17218 |  | 0.00090685 |  | 1.8769e-05 |  | 0.00032561 |  | 0.039108 |  | 0.021349
| 9.6048e-05 |  | 6.6008e-07 |  | 7.3656e-05 |  | -5.7045e-05 |  | -3.3974e-06 |  | -3.4237e-05 |  | 8.6928e-07 |  | -0.000256 |  | 0.0010848 |  | -7.4876e-05 |  | 0.00026046 |  | 0.0019345 |  | 0 |  | 0.00017013 |  | 0.17375 |  | 0.00073934 |  | 0.00010687 |  | 3.1607e-05 |  | 0.039356 |  | 0.021252
| 0 |  | -0.00010361 |  | 9.6064e-05 |  | -9.5323e-05 |  | 3.5112e-05 |  | -2.6469e-05 |  | 7.3591e-07 |  | -0.00020557 |  | 0.0010879 |  | -4.5173e-05 |  | 0.00017821 |  | 0.0020097 |  | 0 |  | 0.0002036 |  | 0.17496 |  | 0.00063471 |  | 0.00020491 |  | 2.2381e-06 |  | 0.039631 |  | 0.021113
| 0 |  | -4.6437e-06 |  | 9.6064e-05 |  | -0.00011329 |  | 5.6214e-05 |  | -1.9161e-05 |  | 7.4592e-07 |  | -0.00010928 |  | 0.0010096 |  | -4.3263e-05 |  | 6.5016e-06 |  | 0.0020991 |  | 0 |  | 0.00020361 |  | 0.17574 |  | 0.00067578 |  | -3.1466e-05 |  | 0 |  | 0.039892 |  | 0.020966
| 2.6299e-05 |  | 6.3847e-05 |  | 2.9639e-05 |  | -6.0878e-05 |  | -2.8704e-05 |  | -1.5512e-05 |  | 8.8069e-07 |  | -7.3694e-05 |  | 0.0010032 |  | -0.00032364 |  | -9.471e-05 |  | 0.0021979 |  | 0 |  | 0.00013692 |  | 0.17731 |  | 0.00080051 |  | -7.1982e-05 |  | 0 |  | 0.040114 |  | 0.020847
| 2.6301e-05 |  | -2.2869e-05 |  | 2.9641e-05 |  | -3.659e-05 |  | -4.8337e-05 |  | -9.1924e-06 |  | 9.148e-07 |  | 1.2142e-05 |  | 0.0010433 |  | -0.00022536 |  | 0.00017035 |  | 0.0022958 |  | 0 |  | 0.00011587 |  | 0.17862 |  | 0.00071681 |  | -9.5534e-05 |  | 0 |  | 0.040293 |  | 0.020763
| 5.8945e-05 |  | 7.094e-05 |  | 3.8841e-05 |  | -3.079e-05 |  | -9.8887e-06 |  | -4.6178e-06 |  | 8.3873e-07 |  | -1.5515e-05 |  | 0.00099322 |  | -5.26e-05 |  | -4.2363e-05 |  | 0.0023977 |  | 0 |  | 0.0001637 |  | 0.17969 |  | 0.00062303 |  | -0.00023675 |  | 0 |  | 0.040434 |  | 0.020686
| 5.895e-05 |  | 9.265e-05 |  | 3.8844e-05 |  | -9.2931e-05 |  | -1.4963e-05 |  | 5.7511e-06 |  | 8.0937e-07 |  | -4.452e-05 |  | 0.0009432 |  | -8.9755e-05 |  | -0.00024706 |  | 0.0025311 |  | 0 |  | 0.00022469 |  | 0.18117 |  | 0.00078967 |  | -0.00011154 |  | 0 |  | 0.040595 |  | 0.020609
| 7.7231e-05 |  | 5.079e-05 |  | 3.9869e-05 |  | -8.457e-05 |  | 2.7342e-05 |  | 7.4202e-07 |  | 9.3348e-07 |  | -4.2665e-05 |  | 0.0009533 |  | -0.00020112 |  | 0.00012213 |  | 0.0026306 |  | 0 |  | 0.00016257 |  | 0.18333 |  | 0.00079976 |  | -7.1202e-05 |  | 0 |  | 0.040855 |  | 0.020535
| 7.7231e-05 |  | -7.136e-05 |  | 3.9869e-05 |  | -7.9432e-05 |  | 8.3592e-06 |  | -3.2775e-05 |  | 9.7693e-07 |  | 0.0001376 |  | 0.00086251 |  | -0.00031447 |  | -9.8828e-05 |  | 0.0027214 |  | 0 |  | 6.4334e-05 |  | 0.18457 |  | 0.00072774 |  | -5.2808e-05 |  | 0 |  | 0.04121 |  | 0.020476
| 4.4317e-05 |  | -0.00025487 |  | 8.1954e-05 |  | -8.7488e-05 |  | -1.0173e-05 |  | -3.3056e-05 |  | 9.102e-07 |  | 3.1021e-05 |  | 0.00083605 |  | -0.00028651 |  | -0.00024799 |  | 0.0027762 |  | 0 |  | 0.000126 |  | 0.18484 |  | 0.00068168 |  | 0.00014178 |  | 0 |  | 0.041629 |  | 0.020389
| 4.4321e-05 |  | -0.00011449 |  | 8.1961e-05 |  | -9.903e-05 |  | 8.3893e-05 |  | -1.4889e-05 |  | 8.8551e-07 |  | -5.2615e-05 |  | 0.00097528 |  | -0.0002331 |  | 0.00016645 |  | 0.0028239 |  | 0 |  | 0.000182 |  | 0.18557 |  | 0.00061218 |  | 0.00023321 |  | 0 |  | 0.04206 |  | 0.020287
| 5.3856e-05 |  | -3.8996e-06 |  | 6.663e-05 |  | -9.2651e-05 |  | 3.2363e-05 |  | -2.6086e-05 |  | 9.9962e-07 |  | 0.00025599 |  | 0.0010584 |  | -0.00012686 |  | 8.474e-05 |  | 0.0028501 |  | 0 |  | 0.00012504 |  | 0.18706 |  | 0.00081316 |  | 0.00035972 |  | 0 |  | 0.042426 |  | 0.020194
| 5.386e-05 |  | -7.2895e-05 |  | 6.6636e-05 |  | -7.4088e-05 |  | -4.1131e-05 |  | -3.7128e-05 |  | 1.1172e-06 |  | -0.00022261 |  | 0.0010603 |  | -0.00042683 |  | -0.00037191 |  | 0.0028849 |  | 0 |  | 9.243e-05 |  | 0.18847 |  | 0.00082494 |  | 0.00033806 |  | 0 |  | 0.042683 |  | 0.020123
| 7.3129e-05 |  | -0.00011554 |  | 4.9086e-05 |  | -0.00015758 |  | -7.2327e-05 |  | -4.2339e-05 |  | 1.1479e-06 |  | -0.00027151 |  | 0.0010875 |  | -0.00020483 |  | -0.00012088 |  | 0.0028986 |  | 0 |  | 0.00010221 |  | 0.18942 |  | 0.00063315 |  | 3.833e-05 |  | 0 |  | 0.042842 |  | 0.020009
| 7.3129e-05 |  | -9.8537e-05 |  | 4.9086e-05 |  | -0.00016357 |  | -0.00011244 |  | -4.5781e-05 |  | 1.1058e-06 |  | 0.00012547 |  | 0.0010775 |  | -0.00028348 |  | 0.00011183 |  | 0.0029123 |  | 0 |  | 0.00014071 |  | 0.19046 |  | 0.00072113 |  | -0.00011996 |  | 0 |  | 0.042985 |  | 0.019864
| 3.0556e-05 |  | -2.6133e-05 |  | 9.7317e-05 |  | -0.00011447 |  | -5.456e-05 |  | -2.8257e-05 |  | 1.0544e-06 |  | -0.00010084 |  | 0.00099735 |  | -0.00074693 |  | 0.00023428 |  | 0.0028843 |  | 0 |  | 0.00013999 |  | 0.19049 |  | 0.00088189 |  | 0.00013262 |  | 0 |  | 0.043154 |  | 0.019754
| 3.0558e-05 |  | -0.00011507 |  | 9.7325e-05 |  | -5.6289e-05 |  | -5.9699e-05 |  | -3.1791e-05 |  | 9.7376e-07 |  | -0.00013356 |  | 0.00081812 |  | -0.00039971 |  | 0.00029128 |  | 0.002875 |  | 0 |  | 0.00012942 |  | 0.19114 |  | 0.00087021 |  | 0.00034045 |  | 0 |  | 0.043347 |  | 0.019689
| 0 |  | -0.00023241 |  | 8.3759e-05 |  | -5.4567e-05 |  | -3.2819e-05 |  | -3.9668e-05 |  | 8.9033e-07 |  | -0.00013575 |  | 0.00073731 |  | -6.7451e-05 |  | 2.4924e-05 |  | 0.0028589 |  | 0 |  | 0.00010459 |  | 0.19302 |  | 0.00079735 |  | 9.0561e-05 |  | 0 |  | 0.043556 |  | 0.01965
| 0 |  | -0.00010148 |  | 8.3766e-05 |  | -0.00015269 |  | -4.6748e-06 |  | -3.3977e-05 |  | 8.5963e-07 |  | -0.00019831 |  | 0.00084297 |  | -2.3892e-05 |  | -7.152e-05 |  | 0.0028809 |  | 0 |  | 0.00014922 |  | 0.19418 |  | 0.00075463 |  | 5.7948e-05 |  | 0 |  | 0.043773 |  | 0.019631
| 3.3744e-05 |  | -2.0302e-06 |  | 5.7287e-05 |  | -0.00016866 |  | -2.822e-05 |  | -2.9976e-05 |  | 8.8299e-07 |  | 2.715e-05 |  | 0.0009038 |  | -2.2896e-05 |  | -4.9843e-06 |  | 0.0028887 |  | 0 |  | 0.00015384 |  | 0.19502 |  | 0.00073039 |  | 0.00017671 |  | 0 |  | 0.044036 |  | 0.019615
| 3.3746e-05 |  | -1.8653e-05 |  | 5.7292e-05 |  | -7.2901e-05 |  | -4.2018e-05 |  | -2.8804e-05 |  | 9.6983e-07 |  | 1.6189e-05 |  | 0.00098117 |  | -0.00013237 |  | -0.00026267 |  | 0.0029199 |  | 0 |  | 0.00011744 |  | 0.19678 |  | 0.00064491 |  | 0.00012545 |  | 0 |  | 0.044334 |  | 0.019564
| 0 |  | -1.1792e-05 |  | 5.4222e-05 |  | -3.1765e-05 |  | -2.653e-05 |  | -2.7655e-05 |  | 1.1033e-06 |  | 7.3695e-05 |  | 0.0010296 |  | -0.00012686 |  | -0.00029659 |  | 0.00297 |  | 0 |  | 0.00011098 |  | 0.19831 |  | 0.00065085 |  | 0.00020195 |  | 0 |  | 0.044647 |  | 0.019479
| 0 |  | -0.00010387 |  | 5.4222e-05 |  | -5.4625e-05 |  | -2.4302e-05 |  | -1.3318e-05 |  | 1.2188e-06 |  | -0.00011333 |  | 0.00091214 |  | -0.00032997 |  | -0.00013784 |  | 0.0030206 |  | 0 |  | 0.00010277 |  | 0.19914 |  | 0.00075468 |  | 0.00021701 |  | 0 |  | 0.044931 |  | 0.019436
| 0.00011743 |  | -8.88e-05 |  | 0.00012274 |  | -6.666e-05 |  | -4.0078e-05 |  | -1.6079e-05 |  | 1.1969e-06 |  | -0.00028314 |  | 0.00093059 |  | -0.00021226 |  | -0.0002106 |  | 0.0030793 |  | 0 |  | 0.00014295 |  | 0.20029 |  | 0.00099172 |  | 7.2179e-05 |  | 0 |  | 0.045145 |  | 0.019424
| 0.00011743 |  | -0.00010553 |  | 0.00012274 |  | -7.6986e-05 |  | -7.4161e-05 |  | -2.4649e-05 |  | 1.0586e-06 |  | -0.00027151 |  | 0.0010893 |  | -3.4034e-05 |  | 6.6042e-05 |  | 0.0030903 |  | 0 |  | 7.1081e-05 |  | 0.20165 |  | 0.0010956 |  | -5.5099e-05 |  | 0 |  | 0.045286 |  | 0.019347
| 0 |  | -0.00017604 |  | 0.00010741 |  | -7.1904e-05 |  | -3.4975e-05 |  | -1.0201e-05 |  | 8.7513e-07 |  | 5.2615e-05 |  | 0.001044 |  | 0.00010784 |  | 0.00028347 |  | 0.003118 |  | 0 |  | 1.3963e-05 |  | 0.20271 |  | 0.00080414 |  | 7.7421e-05 |  | 0 |  | 0.0454 |  | 0.01922
| 0 |  | -1.9947e-05 |  | 0.00010741 |  | -4.6167e-05 |  | 3.3841e-05 |  | -1.6631e-05 |  | 7.8508e-07 |  | 0.00020169 |  | 0.00089526 |  | 0.00016646 |  | 3.24e-05 |  | 0.003104 |  | 0 |  | 6.6128e-05 |  | 0.20398 |  | 0.00068939 |  | 0.00021553 |  | 0 |  | 0.045532 |  | 0.019087
| 6.4337e-05 |  | 3.9887e-05 |  | 2.047e-05 |  | -0.00011521 |  | -1.3801e-05 |  | -1.6582e-05 |  | 8.2373e-07 |  | -0.00016594 |  | 0.00086885 |  | -0.00023698 |  | -0.00017295 |  | 0.003121 |  | 0 |  | 9.8038e-05 |  | 0.20514 |  | 0.00072629 |  | 0.00019804 |  | 0 |  | 0.045707 |  | 0.019004
| 6.4337e-05 |  | -6.004e-05 |  | 2.047e-05 |  | -0.00012492 |  | 5.2526e-05 |  | -4.2673e-07 |  | 9.4797e-07 |  | 8.5337e-05 |  | 0.00090249 |  | -5.2591e-05 |  | 8.1007e-05 |  | 0.003067 |  | 0 |  | 0.00012599 |  | 0.20521 |  | 0.00072629 |  | 0.00018626 |  | 0 |  | 0.045918 |  | 0.018977
| 5.8153e-05 |  | -2.6118e-05 |  | 6.4337e-05 |  | 1.4576e-06 |  | 2.81e-05 |  | -1.9306e-05 |  | 1.0928e-06 |  | -2.4281e-05 |  | 0.00096801 |  | 0.00015821 |  | 6.8925e-05 |  | 0.0029931 |  | 0 |  | 0.00014677 |  | 0.20576 |  | 0.0006006 |  | 6.0125e-05 |  | 0 |  | 0.046159 |  | 0.018942
| 5.8158e-05 |  | -1.8093e-05 |  | 6.4343e-05 |  | 6.2101e-06 |  | -9.3423e-05 |  | -3.1079e-05 |  | 1.1129e-06 |  | -0.00027927 |  | 0.00094802 |  | 8.1064e-05 |  | -1.9939e-05 |  | 0.0028948 |  | 0 |  | 0.0001291 |  | 0.20749 |  | 0.00056381 |  | -1.3558e-06 |  | 0 |  | 0.046464 |  | 0.018867
| 4.2252e-05 |  | -8.5583e-05 |  | 3.4805e-05 |  | -4.9331e-05 |  | -4.3102e-05 |  | -2.965e-05 |  | 1.0661e-06 |  | -5.6663e-05 |  | 0.00089261 |  | -1.227e-05 |  | 0.00011963 |  | 0.0028334 |  | 3.7959e-08 |  | 0.00012793 |  | 0.20905 |  | 0.00086283 |  | -3.1137e-05 |  | 0 |  | 0.04676 |  | 0.018731
| 4.2255e-05 |  | -6.587e-05 |  | 3.4808e-05 |  | -0.00011027 |  | -2.1908e-05 |  | -3.7374e-05 |  | 9.9812e-07 |  | 2.715e-05 |  | 0.0010267 |  | -0.00011943 |  | -0.00013957 |  | 0.0028229 |  | 9.5559e-08 |  | 0.00014091 |  | 0.21 |  | 0.00096006 |  | 1.0648e-05 |  | 0 |  | 0.04706 |  | 0.018601
| 5.2864e-05 |  | -1.3159e-05 |  | 0.0001045 |  | -0.0001183 |  | -6.0138e-05 |  | -4.0575e-05 |  | 9.0999e-07 |  | -0.00019831 |  | 0.0010031 |  | -0.00020598 |  | -0.00030169 |  | 0.0028438 |  | 2.4093e-06 |  | 0.0001276 |  | 0.21118 |  | 0.00072549 |  | -9.7952e-05 |  | 0 |  | 0.047333 |  | 0.018478
| 5.2868e-05 |  | -4.9474e-05 |  | 0.00010451 |  | -5.2317e-05 |  | -1.4874e-05 |  | -3.6192e-05 |  | 8.6726e-07 |  | -4.2656e-05 |  | 0.00087209 |  | 2.5383e-05 |  | -1.2455e-06 |  | 0.002898 |  | 4.6654e-06 |  | 8.9708e-05 |  | 0.21244 |  | 0.00066098 |  | 0.00012907 |  | 0 |  | 0.047619 |  | 0.018345
| 8.9756e-05 |  | -2.2607e-05 |  | 7.3813e-05 |  | -3.0481e-05 |  | 1.3171e-05 |  | -3.8076e-05 |  | 8.2327e-07 |  | 0.0002307 |  | 0.00078714 |  | 0.00017371 |  | 0.00026398 |  | 0.0030288 |  | 6.7375e-06 |  | 6.878e-05 |  | 0.21347 |  | 0.00069701 |  | 0.00051913 |  | 0 |  | 0.047963 |  | 0.018226
| 8.9756e-05 |  | -2.5987e-05 |  | 7.3813e-05 |  | -1.0258e-05 |  | -5.9208e-06 |  | -3.0171e-05 |  | 8.4263e-07 |  | -1.5515e-05 |  | 0.00083261 |  | 0.00030385 |  | 2.4925e-06 |  | 0.0032088 |  | 6.5522e-06 |  | 5.2596e-05 |  | 0.21411 |  | 0.00075486 |  | 0.00025647 |  | 0 |  | 0.048359 |  | 0.018164
| 6.0236e-05 |  | -9.1354e-05 |  | 2.048e-05 |  | -2.7622e-05 |  | 4.926e-06 |  | -2.756e-05 |  | 8.4864e-07 |  | -0.00025903 |  | 0.00091949 |  | 0.00038679 |  | -0.00027048 |  | 0.0034359 |  | 1.6898e-05 |  | 0.00012524 |  | 0.21457 |  | 0.00083277 |  | -2.9904e-05 |  | 0 |  | 0.048753 |  | 0.018169
| 6.0241e-05 |  | -0.00010086 |  | 2.0482e-05 |  | -6.682e-05 |  | -1.5659e-05 |  | -3.8219e-05 |  | 8.7668e-07 |  | -0.00024048 |  | 0.00078373 |  | -0.00024196 |  | -9.0969e-05 |  | 0.003601 |  | 2.8779e-05 |  | 0.00014625 |  | 0.21535 |  | 0.00077664 |  | 0.00015956 |  | 0 |  | 0.049059 |  | 0.018148
| 1.9987e-05 |  | -4.8312e-05 |  | 7.6784e-05 |  | -0.00011078 |  | -1.3192e-05 |  | -4.0919e-05 |  | 8.6941e-07 |  | 8.904e-05 |  | 0.00084109 |  | -0.0001595 |  | 9.2327e-05 |  | 0.0037993 |  | 7.0575e-05 |  | 6.8562e-05 |  | 0.21593 |  | 0.00080769 |  | 0.0002144 |  | 0 |  | 0.049297 |  | 0.018062
| 1.9987e-05 |  | 0.00011258 |  | 7.6785e-05 |  | -7.1224e-05 |  | 2.5912e-05 |  | -4.0994e-05 |  | 8.5999e-07 |  | 0.00017454 |  | 0.00094977 |  | 0.00022958 |  | 0.00012213 |  | 0.0039939 |  | 0.00011617 |  | 7.7173e-05 |  | 0.21662 |  | 0.00085456 |  | 4.5957e-05 |  | 0 |  | 0.049496 |  | 0.017968
| 4.0685e-06 |  | 0.00011023 |  | 9.2149e-05 |  | -2.7113e-05 |  | 5.4162e-06 |  | -2.9891e-05 |  | 8.7275e-07 |  | -0.00016594 |  | 0.00092799 |  | -0.00030285 |  | 4.1613e-05 |  | 0.0041832 |  | 0.00017884 |  | 0.00011219 |  | 0.21785 |  | 0.00072474 |  | 0.00023859 |  | 0 |  | 0.04971 |  | 0.017939
| 4.0685e-06 |  | 3.8356e-05 |  | 9.2149e-05 |  | -0.00010787 |  | 3.4386e-05 |  | -2.3434e-05 |  | 8.6281e-07 |  | -0.00016678 |  | 0.00082285 |  | -0.00039048 |  | -0.00024799 |  | 0.0043058 |  | 0.00022596 |  | 0.000102 |  | 0.21933 |  | 0.00075574 |  | 0.00029981 |  | 0 |  | 0.049906 |  | 0.017943
| 4.5465e-05 |  | -4.3337e-05 |  | 6.262e-05 |  | -0.00018014 |  | 3.8979e-05 |  | -2.6611e-05 |  | 8.6273e-07 |  | -0.00016594 |  | 0.0007727 |  | -0.00010138 |  | -6.7616e-05 |  | 0.0043531 |  | 0.00025396 |  | 6.8257e-05 |  | 0.22066 |  | 0.00085885 |  | 8.4277e-05 |  | 0 |  | 0.050115 |  | 0.017908
| 4.5469e-05 |  | -0.00011696 |  | 6.2625e-05 |  | -0.00010824 |  | -2.0675e-05 |  | -2.8244e-05 |  | 8.5546e-07 |  | -0.00024048 |  | 0.00082298 |  | -0.00010829 |  | -1.9939e-05 |  | 0.0044488 |  | 0.00026948 |  | 7.9494e-05 |  | 0.22127 |  | 0.00075574 |  | -1.1551e-05 |  | 0 |  | 0.050354 |  | 0.017821
| 0 |  | -3.6679e-05 |  | 7.2675e-05 |  | -1.82e-06 |  | -2.6054e-05 |  | -3.1751e-05 |  | 9.4962e-07 |  | -0.0002226 |  | 0.00080769 |  | -0.00015949 |  | -1.3003e-05 |  | 0.0044918 |  | 0.00028498 |  | 9.7925e-05 |  | 0.22146 |  | 0.00064686 |  | 8.4938e-05 |  | 0 |  | 0.050664 |  | 0.017742
| 1.1697e-05 |  | 2.241e-06 |  | 7.2675e-05 |  | -1.5576e-05 |  | -3.6777e-05 |  | -2.8227e-05 |  | 9.7567e-07 |  | 0 |  | 0.00080592 |  | -0.00012314 |  | 0.00010717 |  | 0.0046205 |  | 0.00034162 |  | 7.2921e-05 |  | 0.22238 |  | 0.0006234 |  | 0.0001711 |  | 0 |  | 0.051053 |  | 0.017701
| 2.6384e-05 |  | -0.00015027 |  | 1.8443e-05 |  | -2.521e-05 |  | -2.4701e-05 |  | -1.9237e-05 |  | 1.0045e-06 |  | 6.4756e-05 |  | 0.00081426 |  | 2.26e-05 |  | 8.0622e-05 |  | 0.0047187 |  | 0.00040306 |  | 2.5399e-05 |  | 0.22338 |  | 0.00061589 |  | 7.8164e-05 |  | 0 |  | 0.051497 |  | 0.017682
| 1.4688e-05 |  | -0.00015544 |  | 1.8445e-05 |  | -4.5091e-05 |  | 2.7864e-05 |  | -3.2359e-05 |  | 1.0779e-06 |  | -9.3088e-05 |  | 0.00085274 |  | 1.4232e-05 |  | -0.00010219 |  | 0.0049268 |  | 0.00044361 |  | 2.1272e-05 |  | 0.22478 |  | 0.00074489 |  | 0.00020265 |  | 0 |  | 0.051982 |  | 0.01761
| 0 |  | -4.5997e-05 |  | 9.2188e-05 |  | -3.353e-05 |  | -4.9771e-06 |  | -3.3196e-05 |  | 1.098e-06 |  | 0.00012547 |  | 0.00073396 |  | 3.0349e-05 |  | -0.00032119 |  | 0.0051367 |  | 0.00046925 |  | 6.7321e-05 |  | 0.22572 |  | 0.00076253 |  | 0.00046646 |  | 0 |  | 0.052493 |  | 0.017462
| 0 |  | -8.1322e-05 |  | 9.2196e-05 |  | -6.6548e-06 |  | -2.6012e-05 |  | -2.7946e-05 |  | 9.8443e-07 |  | 0.00037623 |  | 0.0007222 |  | 8.1066e-05 |  | -0.00010219 |  | 0.0053394 |  | 0.00048237 |  | 8.8585e-05 |  | 0.22541 |  | 0.00081281 |  | 0.00030677 |  | 0 |  | 0.052987 |  | 0.01732
| 2.2124e-05 |  | -7.5928e-05 |  | 7.5654e-05 |  | -6.1081e-05 |  | -2.8127e-05 |  | -3.7046e-05 |  | 8.4091e-07 |  | 8.9037e-05 |  | 0.00097878 |  | -3.164e-05 |  | -0.00025097 |  | 0.0055307 |  | 0.00052713 |  | 0.00012049 |  | 0.22596 |  | 0.00079521 |  | 0.00012028 |  | 0 |  | 0.05339 |  | 0.017256
| 2.2124e-05 |  | 2.5822e-05 |  | 7.5654e-05 |  | -3.6496e-05 |  | -7.433e-05 |  | -1.8076e-05 |  | 8.5019e-07 |  | 0.00016593 |  | 0.0010379 |  | -0.00031446 |  | -0.00020415 |  | 0.0056852 |  | 0.00058134 |  | 0.00013117 |  | 0.22821 |  | 0.00060252 |  | 0.00014034 |  | 0 |  | 0.05364 |  | 0.017255
| 5.2926e-05 |  | -7.071e-05 |  | 6.8568e-05 |  | -4.702e-05 |  | -6.9734e-05 |  | -1.9795e-05 |  | 1.0066e-06 |  | 0.00034908 |  | 0.00088369 |  | -0.00041275 |  | -0.00033398 |  | 0.005824 |  | 0.00065718 |  | 0.00010292 |  | 0.22916 |  | 0.00065532 |  | 0.00011831 |  | 0 |  | 0.053759 |  | 0.017269
| 5.2931e-05 |  | -0.00019605 |  | 6.8573e-05 |  | -0.00012383 |  | -6.4085e-05 |  | -2.9577e-05 |  | 1.1849e-06 |  | -2.4284e-05 |  | 0.00085185 |  | -0.0003261 |  | -0.00031729 |  | 0.0058759 |  | 0.00071854 |  | 0.00010036 |  | 0.22864 |  | 0.00069638 |  | 0.00011335 |  | 0 |  | 0.053841 |  | 0.017252
| 7.3309e-05 |  | -8.8568e-05 |  | 5.5358e-05 |  | -0.00013606 |  | -5.4417e-05 |  | -2.9014e-05 |  | 1.225e-06 |  | -1.5515e-05 |  | 0.00096425 |  | 5.1361e-05 |  | 0.00017447 |  | 0.00587 |  | 0.00075969 |  | 5.3404e-05 |  | 0.22991 |  | 0.00070979 |  | 0.00013582 |  | 0 |  | 0.053935 |  | 0.017229
| 7.3309e-05 |  | -0.0001339 |  | 5.5358e-05 |  | -0.0001136 |  | -5.091e-05 |  | -4.1442e-05 |  | 1.2551e-06 |  | 6.0709e-05 |  | 0.0008667 |  | 0.00017757 |  | -0.00011443 |  | 0.0058067 |  | 0.00081283 |  | 8.8527e-06 |  | 0.23096 |  | 0.00084219 |  | 0.00015312 |  | 0 |  | 0.054019 |  | 0.017175
| 4.4441e-05 |  | -7.7278e-05 |  | 2.3581e-05 |  | -8.8006e-05 |  | -5.095e-06 |  | -2.5704e-05 |  | 1.2317e-06 |  | 0.0002715 |  | 0.00069058 |  | 0.0010093 |  | 0.00055954 |  | 0.0057405 |  | 0.00086709 |  | 9.8832e-05 |  | 0.23135 |  | 0.00086571 |  | 0.00019338 |  | 0 |  | 0.054103 |  | 0.017084
| 4.4441e-05 |  | -5.4045e-05 |  | 2.3581e-05 |  | -6.9957e-05 |  | 5.9633e-05 |  | -1.9154e-05 |  | 1.1103e-06 |  | 0.0003602 |  | 0.00074911 |  | 0.00089045 |  | 0.000697 |  | 0.0056795 |  | 0.00092859 |  | 0.00012458 |  | 0.23137 |  | 0.00064781 |  | 0.00024482 |  | 0 |  | 0.054214 |  | 0.016989
| 2.8511e-05 |  | -5.5637e-05 |  | 5.4346e-05 |  | -3.8407e-05 |  | -1.8984e-06 |  | -3.6296e-05 |  | 9.6589e-07 |  | 0.0001823 |  | 0.00079655 |  | -0.00049443 |  | -0.00037885 |  | 0.005691 |  | 0.00096609 |  | 6.5997e-05 |  | 0.23171 |  | 0.00057574 |  | 0.00012256 |  | 0 |  | 0.054437 |  | 0.016918
| 2.8511e-05 |  | 2.9816e-05 |  | 5.4346e-05 |  | -6.1461e-05 |  | -6.3682e-05 |  | -3.7244e-05 |  | 8.8982e-07 |  | 8.904e-05 |  | 0.00065936 |  | -0.00022536 |  | -0.00027048 |  | 0.0057189 |  | 0.0010037 |  | 0.00010333 |  | 0.2331 |  | 0.00067044 |  | 3.7579e-05 |  | 0 |  | 0.054775 |  | 0.016885
| 5.1353e-06 |  | 3.2582e-05 |  | 5.4346e-05 |  | -0.00010035 |  | -2.8809e-05 |  | -3.3483e-05 |  | 1.0929e-06 |  | -5.0421e-05 |  | 0.00061205 |  | 6.2494e-05 |  | 0.00011091 |  | 0.0057833 |  | 0.0010526 |  | 8.3348e-05 |  | 0.23355 |  | 0.00091521 |  | 0.00011415 |  | 0 |  | 0.055221 |  | 0.016829
| 5.1362e-06 |  | 8.183e-06 |  | 5.4356e-05 |  | -6.6723e-05 |  | -1.0647e-06 |  | -2.5906e-05 |  | 1.2158e-06 |  | -3.2378e-05 |  | 0.00069436 |  | -9.3631e-05 |  | -5.2015e-05 |  | 0.0058417 |  | 0.0011117 |  | 5.9708e-05 |  | 0.23378 |  | 0.00087246 |  | 0.00037297 |  | 0 |  | 0.05574 |  | 0.016762
| 1.3638e-05 |  | -9.1166e-05 |  | 9.7589e-05 |  | -2.1885e-05 |  | 5.9891e-06 |  | -1.8652e-05 |  | 1.2026e-06 |  | -0.00037236 |  | 0.0008304 |  | -0.00023082 |  | -3.8632e-05 |  | 0.0059269 |  | 0.0011774 |  | 9.1513e-05 |  | 0.23409 |  | 0.00068221 |  | 0.00032928 |  | 0 |  | 0.056299 |  | 0.016717
| 1.3639e-05 |  | -7.1445e-05 |  | 9.7597e-05 |  | -8.7088e-05 |  | -2.5622e-05 |  | -2.4015e-05 |  | 1.0957e-06 |  | -0.00023476 |  | 0.00084525 |  | -0.00010912 |  | 9.6227e-05 |  | 0.0060522 |  | 0.0012317 |  | 0.00010186 |  | 0.23407 |  | 0.00080541 |  | 9.0272e-05 |  | 0 |  | 0.056839 |  | 0.016679
| 5.915e-05 |  | -9.3179e-05 |  | 5.436e-05 |  | -2.2044e-05 |  | -5.4143e-05 |  | -3.3094e-05 |  | 1.0188e-06 |  | 0.00012799 |  | 0.00084348 |  | 0.00015161 |  | -5.7324e-05 |  | 0.0062144 |  | 0.0012818 |  | 7.3988e-05 |  | 0.23413 |  | 0.00087084 |  | 0.00026785 |  | 0 |  | 0.057302 |  | 0.016628
| 5.9155e-05 |  | -0.00016109 |  | 5.4365e-05 |  | -2.3346e-05 |  | 2.0549e-06 |  | -4.1506e-05 |  | 1.0295e-06 |  | 7.6898e-05 |  | 0.00087372 |  | -0.00032608 |  | 4.1613e-05 |  | 0.006419 |  | 0.0013319 |  | 8.1343e-06 |  | 0.23479 |  | 0.00077697 |  | 0.00042841 |  | 0 |  | 0.057664 |  | 0.016546
| 6.8626e-05 |  | -1.7801e-05 |  | 4.924e-05 |  | -0.00011408 |  | 7.5971e-06 |  | -3.4012e-05 |  | 9.2404e-07 |  | 5.0423e-05 |  | 0.00073122 |  | -0.00048329 |  | 9.5957e-05 |  | 0.0066265 |  | 0.0013898 |  | 6.0391e-06 |  | 0.23499 |  | 0.0006546 |  | 0.00031646 |  | 0 |  | 0.057935 |  | 0.016482
| 6.8631e-05 |  | 4.4196e-05 |  | 4.9245e-05 |  | -9.8546e-05 |  | 6.3803e-06 |  | -1.7814e-05 |  | 8.4587e-07 |  | 0.00010927 |  | 0.00080346 |  | -0.00022536 |  | 0.00028738 |  | 0.0068454 |  | 0.0014626 |  | 7.9316e-05 |  | 0.23472 |  | 0.00055402 |  | 0.00016035 |  | 0 |  | 0.058178 |  | 0.01646
| 3.9156e-05 |  | -6.2874e-05 |  | 5.2323e-05 |  | -0.00015378 |  | 2.4484e-05 |  | -1.1797e-06 |  | 8.7059e-07 |  | -3.8835e-06 |  | 0.00084547 |  | -0.00035335 |  | 0.00018942 |  | 0.0070351 |  | 0.001539 |  | 0.00012493 |  | 0.23489 |  | 0.0006999 |  | 0.00017535 |  | 8.4037e-07 |  | 0.058436 |  | 0.016463
| 3.9159e-05 |  | -5.4545e-05 |  | 5.2327e-05 |  | -0.00011762 |  | -1.1857e-05 |  | -7.82e-06 |  | 1.0122e-06 |  | -8.9037e-05 |  | 0.00076211 |  | -0.0005508 |  | -9.1024e-06 |  | 0.0072033 |  | 0.0016064 |  | 8.9763e-05 |  | 0.23473 |  | 0.00083569 |  | 0.00019356 |  | 8.4037e-07 |  | 0.058728 |  | 0.016447
| 1.7898e-05 |  | -8.0916e-05 |  | 3.8992e-05 |  | -7.2419e-05 |  | -1.3058e-05 |  | -2.9426e-05 |  | 1.1293e-06 |  | 0.00012412 |  | 0.00075685 |  | -0.00020482 |  | 0.00019316 |  | 0.0073513 |  | 0.001687 |  | 4.2694e-05 |  | 0.23403 |  | 0.00072751 |  | 0.00021175 |  | 8.4042e-07 |  | 0.059017 |  | 0.0164
| 1.7898e-05 |  | -0.0002011 |  | 3.8992e-05 |  | -9.7269e-05 |  | -3.6918e-06 |  | -3.7069e-05 |  | 1.1078e-06 |  | -5.2614e-05 |  | 0.00083378 |  | -0.0001595 |  | 0.00018595 |  | 0.0075028 |  | 0.0017615 |  | 1.3519e-05 |  | 0.23296 |  | 0.00075862 |  | 0.00016627 |  | 8.4042e-07 |  | 0.059309 |  | 0.016369
| 9.6463e-05 |  | -0.00011298 |  | 6.1547e-05 |  | -0.00012 |  | -4.7098e-05 |  | -2.4224e-05 |  | 1.0163e-06 |  | 0.00027927 |  | 0.00082379 |  | -0.00043132 |  | -6.1062e-05 |  | 0.0076692 |  | 0.0018338 |  | -2.9088e-05 |  | 0.2325 |  | 0.0007175 |  | 0.00019112 |  | 0 |  | 0.059619 |  | 0.016328
| 9.6472e-05 |  | -9.7123e-05 |  | 6.1552e-05 |  | -0.00011142 |  | -3.5436e-05 |  | -2.6658e-05 |  | 1.0157e-06 |  | 0.0005221 |  | 0.00071614 |  | -0.00032609 |  | -0.00020416 |  | 0.0078274 |  | 0.001899 |  | 5.0188e-06 |  | 0.23207 |  | 0.00066557 |  | 0.00048676 |  | 0 |  | 0.060004 |  | 0.016253
| 0.0001095 |  | -0.00017741 |  | 4.516e-05 |  | -0.00010005 |  | -3.2745e-05 |  | -3.6147e-05 |  | 1.037e-06 |  | 0.00010927 |  | 0.00067773 |  | -0.00030671 |  | -0.00015734 |  | 0.0079681 |  | 0.0019907 |  | 7.1127e-05 |  | 0.23067 |  | 0.00072341 |  | 0.00047205 |  | 0 |  | 0.060447 |  | 0.016117
| 0.0001095 |  | -0.00014033 |  | 4.516e-05 |  | -0.00012737 |  | -4.2534e-05 |  | -3.8618e-05 |  | 1.0378e-06 |  | -1.9394e-05 |  | 0.00065287 |  | -0.00027166 |  | -0.00017696 |  | 0.0080899 |  | 0.0021221 |  | 6.4172e-05 |  | 0.23009 |  | 0.00082232 |  | 0.00038649 |  | 0 |  | 0.060892 |  | 0.015996
| 6.2747e-05 |  | -6.3898e-05 |  | 6.3931e-05 |  | -0.00013759 |  | 4.736e-07 |  | -3.981e-05 |  | 1.0304e-06 |  | -0.00037236 |  | 0.00061918 |  | -0.00034545 |  | -0.00034461 |  | 0.008208 |  | 0.0022468 |  | 7.0283e-05 |  | 0.23005 |  | 0.00083657 |  | 0.00051178 |  | 8.4052e-07 |  | 0.061269 |  | 0.015923
| 6.2752e-05 |  | -1.0899e-05 |  | 6.3936e-05 |  | -0.00011284 |  | 9.7574e-06 |  | -1.532e-05 |  | 1.0725e-06 |  | -0.00041114 |  | 0.00064291 |  | -0.00034962 |  | -6.1076e-05 |  | 0.0083315 |  | 0.0023894 |  | 7.782e-05 |  | 0.22918 |  | 0.00081734 |  | 0.00050944 |  | 8.4052e-07 |  | 0.061577 |  | 0.01588
| 5.0879e-05 |  | -9.8054e-05 |  | 5.338e-05 |  | -6.6709e-05 |  | 2.5346e-07 |  | -1.5662e-05 |  | 1.2284e-06 |  | -4.0473e-06 |  | 0.00069205 |  | -0.00027185 |  | 0.00022106 |  | 0.0084581 |  | 0.0025012 |  | 7.9857e-05 |  | 0.22817 |  | 0.00085423 |  | 0.00046348 |  | 0 |  | 0.0619 |  | 0.015829
| 5.408e-05 |  | 4.2901e-05 |  | 5.3384e-05 |  | -4.3381e-05 |  | 2.7604e-05 |  | -3.7577e-05 |  | 1.2711e-06 |  | -9.6966e-05 |  | 0.00062284 |  | -0.00012315 |  | 3.6139e-05 |  | 0.0085834 |  | 0.002602 |  | 7.0471e-05 |  | 0.22686 |  | 0.00077459 |  | 0.0004848 |  | 0 |  | 0.062312 |  | 0.015745
| 3.1743e-05 |  | 4.9614e-05 |  | 4.8255e-05 |  | -8.454e-05 |  | -3.7218e-06 |  | -3.5574e-05 |  | 1.1709e-06 |  | -0.00023474 |  | 0.0006294 |  | -0.0002641 |  | -3.251e-05 |  | 0.0087171 |  | 0.0026402 |  | 1.143e-05 |  | 0.22586 |  | 0.00078549 |  | 0.00025608 |  | 0 |  | 0.062748 |  | 0.015662
| 2.8547e-05 |  | -8.3723e-05 |  | 4.8255e-05 |  | -0.00011177 |  | -4.1818e-05 |  | -2.5433e-05 |  | 1.0205e-06 |  | -0.00015127 |  | 0.0006596 |  | -0.00070235 |  | 6.6047e-05 |  | 0.0088501 |  | 0.0026676 |  | 6.6983e-05 |  | 0.22404 |  | 0.00085679 |  | 0.0004211 |  | 0 |  | 0.063047 |  | 0.015601
| 2.2166e-05 |  | -8.2156e-06 |  | 4.4152e-05 |  | -7.0208e-05 |  | 2.6479e-05 |  | -2.7432e-05 |  | 9.3705e-07 |  | -0.00018213 |  | 0.00067801 |  | -0.00044619 |  | -1.3005e-05 |  | 0.0089654 |  | 0.002672 |  | 9.3465e-05 |  | 0.22239 |  | 0.0008886 |  | 0.00072176 |  | 2.5219e-06 |  | 0.063184 |  | 0.015592
| 2.2168e-05 |  | -3.8122e-05 |  | 4.4156e-05 |  | -6.845e-05 |  | 3.6017e-05 |  | -2.3274e-05 |  | 9.3229e-07 |  | -0.00038787 |  | 0.00075032 |  | 1.7945e-05 |  | -0.00030781 |  | 0.009075 |  | 0.0026825 |  | 3.8633e-05 |  | 0.22147 |  | 0.00085344 |  | 0.00056939 |  | 2.5219e-06 |  | 0.063248 |  | 0.015607
| 4.6644e-05 |  | -8.846e-05 |  | 4.416e-05 |  | -2.5246e-05 |  | 6.8034e-06 |  | -2.6046e-05 |  | 8.9026e-07 |  | -0.00013356 |  | 0.00073024 |  | -6.4645e-07 |  | -0.0003485 |  | 0.0092148 |  | 0.0026768 |  | 3.7055e-05 |  | 0.21908 |  | 0.00069 |  | 0.00071623 |  | 0 |  | 0.063323 |  | 0.015592
| 4.6644e-05 |  | -6.676e-05 |  | 4.416e-05 |  | -7.6703e-05 |  | -2.65e-05 |  | -3.119e-05 |  | 9.124e-07 |  | -0.00025988 |  | 0.00071721 |  | 0.000263 |  | -0.00023678 |  | 0.0093833 |  | 0.0026884 |  | 1.4629e-06 |  | 0.21716 |  | 0.00063547 |  | 0.00080714 |  | 0 |  | 0.063479 |  | 0.01551
| 3.2813e-05 |  | -6.8084e-06 |  | 8.8253e-05 |  | -8.8645e-05 |  | -6.9143e-05 |  | -2.2159e-05 |  | 1.0166e-06 |  | -0.00065972 |  | 0.00065035 |  | 0.00028219 |  | -0.00025487 |  | 0.0095424 |  | 0.0026798 |  | -2.1462e-05 |  | 0.21562 |  | 0.0006724 |  | 0.0008211 |  | 0 |  | 0.06377 |  | 0.015379
| 3.2816e-05 |  | -2.7758e-06 |  | 8.826e-05 |  | -1.4623e-05 |  | -7.844e-05 |  | -1.931e-05 |  | 1.1377e-06 |  | -0.00028736 |  | 0.00072089 |  | -0.00028348 |  | -0.00027048 |  | 0.009699 |  | 0.0027015 |  | 2.2338e-05 |  | 0.21459 |  | 0.00069 |  | 0.00072235 |  | 0 |  | 0.064188 |  | 0.015291
| 4.2395e-05 |  | -0.00012346 |  | 8.2929e-05 |  | -5.7388e-05 |  | -2.9513e-05 |  | -2.9553e-05 |  | 1.1738e-06 |  | -8.1452e-05 |  | 0.00080441 |  | -5.2606e-05 |  | -0.00012462 |  | 0.0098649 |  | 0.0027403 |  | 7.4737e-05 |  | 0.21275 |  | 0.00070174 |  | 0.0007805 |  | 0 |  | 0.064636 |  | 0.015277
| 4.2398e-05 |  | -0.00015282 |  | 8.2936e-05 |  | -4.8072e-05 |  | -4.0385e-05 |  | -3.3019e-05 |  | 1.1958e-06 |  | 9.7132e-05 |  | 0.00071029 |  | 7.6839e-05 |  | 0.00021716 |  | 0.010035 |  | 0.002791 |  | 1.1206e-05 |  | 0.20984 |  | 0.00093565 |  | 0.00080167 |  | 0 |  | 0.065039 |  | 0.015304
| 6.9909e-05 |  | -0.00013624 |  | 5.753e-05 |  | -8.654e-05 |  | -9.9319e-05 |  | -3.0873e-05 |  | 1.2594e-06 |  | -8.5327e-05 |  | 0.00075952 |  | -0.00020112 |  | 6.979e-05 |  | 0.01018 |  | 0.002839 |  | -1.1351e-05 |  | 0.20824 |  | 0.00098015 |  | 0.00086385 |  | 0 |  | 0.065423 |  | 0.015312
| 6.9915e-05 |  | -9.4957e-05 |  | 5.7535e-05 |  | -6.7003e-05 |  | -1.9488e-05 |  | -4.9661e-05 |  | 1.2313e-06 |  | -0.00028735 |  | 0.00067367 |  | -1.6144e-05 |  | 3.7717e-05 |  | 0.010322 |  | 0.0028455 |  | 2.1e-05 |  | 0.20569 |  | 0.00077804 |  | 0.0011063 |  | 0 |  | 0.065852 |  | 0.015272
| 6.5767e-05 |  | -5.0352e-05 |  | 9.954e-05 |  | -2.1321e-05 |  | 3.6106e-05 |  | -4.8249e-05 |  | 1.105e-06 |  | -0.00011636 |  | 0.00058598 |  | -8.9724e-05 |  | 0.00015952 |  | 0.010478 |  | 0.0028993 |  | 4.5234e-05 |  | 0.20267 |  | 0.00086025 |  | 0.00094247 |  | 0 |  | 0.066357 |  | 0.015217
| 6.5773e-05 |  | -0.00011498 |  | 9.9548e-05 |  | -5.4393e-05 |  | -3.442e-05 |  | -3.3884e-05 |  | 1.0281e-06 |  | 2.0236e-05 |  | 0.0006281 |  | -0.00033771 |  | -3.2509e-05 |  | 0.010652 |  | 0.0028921 |  | 4.0837e-05 |  | 0.20012 |  | 0.00084269 |  | 0.00088487 |  | 5.6051e-07 |  | 0.066901 |  | 0.015177
| 1.7923e-05 |  | -9.2746e-05 |  | 3.1855e-05 |  | -5.1935e-05 |  | -7.5454e-05 |  | -2.9133e-05 |  | 1.1057e-06 |  | 8.9209e-05 |  | 0.00062816 |  | -0.00021968 |  | -0.00016575 |  | 0.01084 |  | 0.0028933 |  | 1.4176e-05 |  | 0.19792 |  | 0.00081833 |  | 0.00098352 |  | 1.4014e-06 |  | 0.067395 |  | 0.015144
| 1.7923e-05 |  | -2.7315e-05 |  | 3.1855e-05 |  | -8.991e-05 |  | -9.8457e-05 |  | -3.2902e-05 |  | 1.2147e-06 |  | 0.00025903 |  | 0.00070579 |  | -0.0002486 |  | -0.00017295 |  | 0.011042 |  | 0.0028321 |  | 6.545e-05 |  | 0.19485 |  | 0.00086282 |  | 0.0011767 |  | 1.4013e-06 |  | 0.067794 |  | 0.015121
| 5.5195e-05 |  | -5.6144e-06 |  | 9.4824e-05 |  | -0.00016651 |  | -3.5963e-05 |  | -3.2698e-05 |  | 1.2849e-06 |  | 0.00036426 |  | 0.00073311 |  | -0.00019824 |  | -0.0003641 |  | 0.011251 |  | 0.0027867 |  | 4.4141e-05 |  | 0.19164 |  | 0.00070769 |  | 0.0011646 |  | 5.6055e-07 |  | 0.068103 |  | 0.015107
| 5.5199e-05 |  | -3.4533e-05 |  | 9.4832e-05 |  | -0.00016928 |  | -1.0286e-05 |  | -4.3863e-05 |  | 1.2355e-06 |  | 3.8788e-06 |  | 0.00067746 |  | -3.4035e-05 |  | -0.00029659 |  | 0.011446 |  | 0.0027288 |  | -2.411e-05 |  | 0.1894 |  | 0.00062636 |  | 0.0012635 |  | 5.6058e-07 |  | 0.068353 |  | 0.015055
| 0 |  | -4.3111e-05 |  | 8.7134e-05 |  | -8.0336e-05 |  | -3.7597e-05 |  | -3.6754e-05 |  | 1.1145e-06 |  | 0.0001538 |  | 0.00061824 |  | -7.8133e-05 |  | 1.8205e-05 |  | 0.011632 |  | 0.0026831 |  | 2.4407e-05 |  | 0.18651 |  | 0.00070769 |  | 0.0013446 |  | 5.6058e-07 |  | 0.068653 |  | 0.014965
| 0 |  | 9.2492e-06 |  | 8.7134e-05 |  | -5.1124e-05 |  | 3.3575e-05 |  | -2.7242e-05 |  | 9.7138e-07 |  | 0.00026763 |  | 0.00067218 |  | -9.7155e-05 |  | -0.00012462 |  | 0.011827 |  | 0.0026936 |  | 5.1209e-05 |  | 0.18315 |  | 0.00077398 |  | 0.0012087 |  | 5.6058e-07 |  | 0.069009 |  | 0.014869
| 8.7142e-05 |  | -4.729e-05 |  | 6.8765e-05 |  | -0.00010065 |  | -1.2277e-06 |  | -4.3587e-05 |  | 8.7184e-07 |  | -0.00011737 |  | 0.0007244 |  | -0.00016724 |  | -0.00025877 |  | 0.012032 |  | 0.0027141 |  | 3.9597e-05 |  | 0.18036 |  | 0.00079578 |  | 0.0014643 |  | 5.6058e-07 |  | 0.069378 |  | 0.014809
| 8.7149e-05 |  | -5.0947e-05 |  | 6.8771e-05 |  | -0.00010471 |  | -5.7639e-05 |  | -4.0158e-05 |  | 8.2712e-07 |  | 3.8788e-06 |  | 0.00061479 |  | -4.5175e-05 |  | -0.00019565 |  | 0.012228 |  | 0.0027412 |  | 2.3165e-05 |  | 0.17684 |  | 0.00081675 |  | 0.0013618 |  | 5.6061e-07 |  | 0.069775 |  | 0.014777
| 0 |  | -5.1813e-05 |  | 8.2406e-05 |  | -9.3932e-05 |  | -4.641e-05 |  | -4.8934e-05 |  | 8.5847e-07 |  | -0.00010119 |  | 0.0006219 |  | 0.00010009 |  | -0.00021586 |  | 0.01243 |  | 0.0028848 |  | -6.0926e-07 |  | 0.17322 |  | 0.00073457 |  | 0.0012885 |  | 1.4015e-06 |  | 0.070267 |  | 0.014744
| 0 |  | -0.00012303 |  | 8.2413e-05 |  | -8.4928e-05 |  | -7.4524e-05 |  | -5.2966e-05 |  | 1.0464e-06 |  | -0.00014351 |  | 0.00072808 |  | 2.5372e-05 |  | -0.00011714 |  | 0.012651 |  | 0.0031053 |  | 3.3255e-05 |  | 0.17058 |  | 0.00073289 |  | 0.0016602 |  | 8.4092e-07 |  | 0.070863 |  | 0.01472
| 2.2196e-05 |  | -7.3259e-05 |  | 6.1667e-05 |  | -9.8089e-05 |  | -7.8486e-05 |  | -3.2553e-05 |  | 1.1594e-06 |  | -1.2142e-05 |  | 0.00064513 |  | -0.00022536 |  | -3.2511e-05 |  | 0.012862 |  | 0.0033602 |  | 4.5856e-05 |  | 0.16709 |  | 0.00077067 |  | 0.001622 |  | 0 |  | 0.071476 |  | 0.014692
| 2.2197e-05 |  | -6.0245e-05 |  | 6.1672e-05 |  | -0.00011363 |  | -6.9946e-05 |  | -1.8666e-05 |  | 1.1514e-06 |  | -0.0002307 |  | 0.00064696 |  | -0.00014012 |  | -0.00011443 |  | 0.01304 |  | 0.0035328 |  | 9.5223e-06 |  | 0.16359 |  | 0.00083692 |  | 0.0014619 |  | 0 |  | 0.072035 |  | 0.014655
| 0 |  | -0.00011137 |  | 5.2442e-05 |  | -0.00013676 |  | -6.9279e-05 |  | -2.142e-05 |  | 1.027e-06 |  | -0.00033356 |  | 0.00070626 |  | 0.00023701 |  | 0.00035392 |  | 0.01321 |  | 0.0037142 |  | -3.8295e-05 |  | 0.16065 |  | 0.00088472 |  | 0.0016942 |  | 8.4102e-07 |  | 0.072517 |  | 0.014594
| 0 |  | -3.3085e-05 |  | 5.2446e-05 |  | -0.00014559 |  | 8.4012e-06 |  | -2.5038e-05 |  | 9.0475e-07 |  | -0.00029545 |  | 0.00064049 |  | 0.00020469 |  | 0.00065409 |  | 0.013434 |  | 0.0039593 |  | 3.8143e-06 |  | 0.15676 |  | 0.0007682 |  | 0.001896 |  | 8.4097e-07 |  | 0.072938 |  | 0.014562
| 4.3515e-05 |  | 9.2707e-05 |  | 9.5489e-05 |  | -8.5513e-05 |  | 2.6922e-05 |  | -2.1365e-05 |  | 7.7837e-07 |  | -0.00019393 |  | 0.00065241 |  | -0.00019741 |  | 3.615e-05 |  | 0.013681 |  | 0.0041474 |  | 8.9799e-05 |  | 0.15257 |  | 0.00070442 |  | 0.0019396 |  | 8.4102e-07 |  | 0.073292 |  | 0.014545
| 4.3515e-05 |  | 2.817e-05 |  | 9.5489e-05 |  | -2.657e-05 |  | -2.6499e-05 |  | -1.3585e-05 |  | 7.2487e-07 |  | 1.6186e-05 |  | 0.00058539 |  | -0.00048495 |  | -0.00024707 |  | 0.013877 |  | 0.004253 |  | 5.2927e-05 |  | 0.14912 |  | 0.00080846 |  | 0.0021571 |  | 8.4102e-07 |  | 0.073656 |  | 0.014497
| 3.8189e-05 |  | -0.0001106 |  | 7.9482e-05 |  | -4.1777e-05 |  | -4.1019e-05 |  | -2.3455e-05 |  | 8.7934e-07 |  | 7.3691e-05 |  | 0.00055637 |  | -0.00021226 |  | -4.2371e-05 |  | 0.014037 |  | 0.0042351 |  | 2.5743e-05 |  | 0.14686 |  | 0.00083362 |  | 0.0024053 |  | 0 |  | 0.074026 |  | 0.014403
| 3.8192e-05 |  | -6.8555e-05 |  | 7.9489e-05 |  | -4.7142e-05 |  | -2.5745e-05 |  | -4.9858e-05 |  | 1.1349e-06 |  | 1.2141e-05 |  | 0.00053091 |  | 0.00014658 |  | 8.0622e-05 |  | 0.014212 |  | 0.0043203 |  | 4.2757e-05 |  | 0.14417 |  | 0.00056944 |  | 0.0024285 |  | 0 |  | 0.074351 |  | 0.014291
| 7.7716e-05 |  | -3.7326e-05 |  | 1.6459e-05 |  | -4.5473e-05 |  | -6.1935e-05 |  | -5.0972e-05 |  | 1.2673e-06 |  | -0.00015127 |  | 0.00061223 |  | 8.1064e-05 |  | -0.00013583 |  | 0.014431 |  | 0.004414 |  | 1.276e-05 |  | 0.14006 |  | 0.00065502 |  | 0.0026035 |  | 0 |  | 0.074663 |  | 0.014226
| 7.7716e-05 |  | -4.5582e-05 |  | 1.6459e-05 |  | -8.9854e-05 |  | -9.581e-05 |  | -2.0032e-05 |  | 1.1971e-06 |  | -0.0001538 |  | 0.00066088 |  | -0.00032222 |  | -0.00012223 |  | 0.014646 |  | 0.004568 |  | 7.7148e-06 |  | 0.1365 |  | 0.00073638 |  | 0.0026222 |  | 2.243e-06 |  | 0.075023 |  | 0.014207
| 0 |  | 3.7055e-05 |  | 9.2555e-05 |  | -8.4471e-05 |  | -1.9301e-05 |  | -8.0846e-06 |  | 1.0145e-06 |  | 4.0473e-05 |  | 0.00050253 |  | -0.00039195 |  | -4.4212e-05 |  | 0.014859 |  | 0.0047555 |  | 5.3787e-05 |  | 0.1335 |  | 0.00079336 |  | 0.0024588 |  | 4.7663e-06 |  | 0.075445 |  | 0.014207
| 0 |  | -3.7398e-05 |  | 9.2563e-05 |  | -4.7834e-05 |  | 9.4961e-06 |  | -2.0704e-05 |  | 8.4204e-07 |  | 0.00011637 |  | 0.00050791 |  | 6.8071e-06 |  | 5.1092e-05 |  | 0.015084 |  | 0.0050306 |  | 6.494e-05 |  | 0.13032 |  | 0.00095114 |  | 0.002602 |  | 2.5234e-06 |  | 0.075954 |  | 0.014249
| 1.5814e-05 |  | -5.7973e-05 |  | 4.8357e-05 |  | -2.4682e-05 |  | 2.4792e-05 |  | -1.7031e-05 |  | 8.2866e-07 |  | -1.2141e-05 |  | 0.00068117 |  | 0.00018532 |  | 0.00019765 |  | 0.015331 |  | 0.0053028 |  | 5.8759e-05 |  | 0.12653 |  | 0.0007976 |  | 0.0026441 |  | 8.4112e-07 |  | 0.076527 |  | 0.014293
| 1.5817e-05 |  | -6.2736e-05 |  | 4.8365e-05 |  | -8.5361e-05 |  | 3.2589e-05 |  | -2.4205e-05 |  | 8.835e-07 |  | -0.00017067 |  | 0.00060532 |  | -6.3737e-05 |  | 0.00011465 |  | 0.01559 |  | 0.0054175 |  | 3.9299e-05 |  | 0.12272 |  | 0.00084881 |  | 0.0026835 |  | 8.4117e-07 |  | 0.07714 |  | 0.014317
| 2.7543e-05 |  | -3.9622e-05 |  | 6.29e-05 |  | -0.00013553 |  | -1.1645e-06 |  | -3.0089e-05 |  | 9.5306e-07 |  | -0.00020642 |  | 0.0006207 |  | -0.00011687 |  | 0.0003342 |  | 0.015861 |  | 0.0054187 |  | 4.7697e-05 |  | 0.12003 |  | 0.00081102 |  | 0.0028381 |  | 2.5235e-06 |  | 0.077648 |  | 0.014308
| 2.7548e-05 |  | 0.00010201 |  | 6.2911e-05 |  | -3.8064e-05 |  | 3.6225e-05 |  | -2.3679e-05 |  | 9.9796e-07 |  | -0.000256 |  | 0.0006392 |  | 0.00017018 |  | 0.00010717 |  | 0.01615 |  | 0.0053403 |  | 8.2574e-05 |  | 0.11815 |  | 0.00061648 |  | 0.0028456 |  | 2.5235e-06 |  | 0.077974 |  | 0.014247
| 1.262e-05 |  | -3.7762e-05 |  | 9.9716e-05 |  | -2.3743e-05 |  | 2.1374e-05 |  | -3.4084e-05 |  | 1.0166e-06 |  | -9.3088e-05 |  | 0.0005615 |  | 0.00020469 |  | -5.2018e-06 |  | 0.016427 |  | 0.0053011 |  | 2.2439e-05 |  | 0.11454 |  | 0.00062071 |  | 0.0031369 |  | 0 |  | 0.07823 |  | 0.014185
| 1.262e-05 |  | -0.00011241 |  | 9.9716e-05 |  | -6.2937e-05 |  | -6.3046e-05 |  | -3.2721e-05 |  | 1.0013e-06 |  | 0.00014166 |  | 0.00066774 |  | -4.5201e-06 |  | 0.00027959 |  | 0.016701 |  | 0.0052907 |  | 3.7527e-06 |  | 0.11103 |  | 0.00072216 |  | 0.003347 |  | 5.6081e-07 |  | 0.078491 |  | 0.014118
| 7.7762e-05 |  | 5.5142e-05 |  | 7.7168e-05 |  | -3.6583e-05 |  | -7.3173e-05 |  | -1.4529e-05 |  | 9.4386e-07 |  | -2.7153e-05 |  | 0.00056867 |  | -0.00034592 |  | 0.00012587 |  | 0.016974 |  | 0.0053658 |  | 6.5605e-05 |  | 0.10897 |  | 0.00075492 |  | 0.0033251 |  | 5.6081e-07 |  | 0.078784 |  | 0.014055
| 7.7762e-05 |  | 3.0438e-06 |  | 7.7168e-05 |  | -2.8883e-05 |  | -3.1168e-06 |  | -1.7128e-05 |  | 9.0431e-07 |  | -4.0524e-06 |  | 0.00056748 |  | -0.00044233 |  | -0.00018075 |  | 0.017241 |  | 0.0054311 |  | 5.7997e-05 |  | 0.10625 |  | 0.00059052 |  | 0.0034062 |  | 0 |  | 0.079047 |  | 0.013982
| 6.2224e-06 |  | -8.5634e-05 |  | 8.8454e-05 |  | -6.7004e-06 |  | 3.5118e-05 |  | -2.3033e-05 |  | 8.7027e-07 |  | 0.0001086 |  | 0.00075453 |  | -0.00046473 |  | -6.1063e-05 |  | 0.017491 |  | 0.0055074 |  | 3.6625e-05 |  | 0.10271 |  | 0.00064755 |  | 0.0037316 |  | 8.4127e-07 |  | 0.079252 |  | 0.013917
| 6.2229e-06 |  | -7.0902e-05 |  | 8.8461e-05 |  | -0.00010078 |  | 5.9596e-05 |  | -2.8669e-05 |  | 8.9436e-07 |  | -0.00025093 |  | 0.00073916 |  | -0.00040745 |  | -0.00012223 |  | 0.017714 |  | 0.0055689 |  | 3.5042e-05 |  | 0.099575 |  | 0.0008237 |  | 0.0040913 |  | 8.4127e-07 |  | 0.07947 |  | 0.013873
| 3.2894e-05 |  | -0.00019242 |  | 7.4219e-05 |  | -0.00013239 |  | -3.7662e-05 |  | -4.5399e-05 |  | 9.3984e-07 |  | -0.00013963 |  | 0.00066144 |  | -4.1461e-05 |  | -0.00013209 |  | 0.017926 |  | 0.0056376 |  | 1.4715e-05 |  | 0.096972 |  | 0.00082123 |  | 0.0039489 |  | 8.4127e-07 |  | 0.079744 |  | 0.013843
| 3.2896e-05 |  | -0.00010876 |  | 7.4225e-05 |  | -3.9612e-05 |  | -5.918e-05 |  | -2.7568e-05 |  | 9.921e-07 |  | 0.00017808 |  | 0.00061577 |  | -0.00033771 |  | 8.4524e-05 |  | 0.018164 |  | 0.0058041 |  | 1.7203e-05 |  | 0.09442 |  | 0.00068278 |  | 0.0038236 |  | 8.4132e-07 |  | 0.080105 |  | 0.013845
| 0.00010095 |  | -7.4971e-05 |  | 7.6006e-05 |  | -7.3697e-05 |  | -2.2897e-05 |  | -3.3034e-05 |  | 1.1097e-06 |  | -0.0001457 |  | 0.00059558 |  | -0.00028347 |  | 0.00013134 |  | 0.018443 |  | 0.0060371 |  | -3.0579e-05 |  | 0.091158 |  | 0.00062243 |  | 0.0038513 |  | 2.524e-06 |  | 0.08052 |  | 0.013861
| 0.00010095 |  | -0.00024445 |  | 7.6013e-05 |  | -0.00011319 |  | -5.6894e-05 |  | -4.5699e-05 |  | 1.2102e-06 |  | -0.00014738 |  | 0.0005891 |  | -0.00011943 |  | 5.4833e-05 |  | 0.018742 |  | 0.0062837 |  | -5.2472e-05 |  | 0.088056 |  | 0.00071558 |  | 0.0040624 |  | 2.5241e-06 |  | 0.080936 |  | 0.013847
| 4.8904e-05 |  | -0.0001822 |  | 3.6041e-05 |  | -5.8065e-05 |  | -2.27e-05 |  | -3.1705e-05 |  | 1.2524e-06 |  | 0.00027927 |  | 0.00058554 |  | -0.00032996 |  | -0.00014174 |  | 0.019034 |  | 0.0064723 |  | -2.932e-05 |  | 0.086345 |  | 0.00087576 |  | 0.0043756 |  | 0 |  | 0.081327 |  | 0.013786
| 4.8913e-05 |  | -7.2674e-05 |  | 3.6047e-05 |  | -6.5924e-05 |  | -1.5088e-05 |  | -3.006e-05 |  | 1.1165e-06 |  | -0.00010472 |  | 0.0006581 |  | -0.00016027 |  | -0.00019939 |  | 0.019316 |  | 0.0066665 |  | 2.0715e-05 |  | 0.084042 |  | 0.00089511 |  | 0.0046323 |  | 0 |  | 0.0817 |  | 0.013717
| 2.2233e-05 |  | 1.5153e-06 |  | 0.00010097 |  | -0.00010192 |  | -2.5901e-05 |  | -2.9749e-05 |  | 9.9486e-07 |  | -0.00012546 |  | 0.00057732 |  | -0.00017886 |  | 2.6009e-06 |  | 0.019653 |  | 0.006906 |  | 4.0632e-05 |  | 0.080648 |  | 0.00079104 |  | 0.0047544 |  | 8.4142e-07 |  | 0.082014 |  | 0.01372
| 2.2235e-05 |  | 5.6457e-05 |  | 0.00010098 |  | -0.00011697 |  | -1.5014e-05 |  | -3.7189e-05 |  | 1.021e-06 |  | 0.00022665 |  | 0.00060944 |  | -0.00012074 |  | -0.00020807 |  | 0.019989 |  | 0.0071156 |  | 6.5876e-05 |  | 0.078253 |  | 0.00068958 |  | 0.0050012 |  | 8.4137e-07 |  | 0.082313 |  | 0.013731
| 3.6109e-05 |  | 7.2552e-05 |  | 2.575e-05 |  | -0.00012497 |  | 2.1466e-05 |  | -3.5146e-05 |  | 1.0491e-06 |  | 0.00022884 |  | 0.00065518 |  | -1.1757e-05 |  | -0.00038633 |  | 0.020254 |  | 0.0072231 |  | 9.6764e-05 |  | 0.076388 |  | 0.00071395 |  | 0.0052538 |  | 2.5243e-06 |  | 0.082679 |  | 0.013713
| 3.6116e-05 |  | -2.6263e-05 |  | 2.5754e-05 |  | -9.1487e-05 |  | 2.1751e-05 |  | -1.4475e-05 |  | 1.0872e-06 |  | 0.00011737 |  | 0.00052043 |  | -1.6142e-05 |  | -4.4212e-05 |  | 0.020467 |  | 0.0072889 |  | 2.2358e-05 |  | 0.07394 |  | 0.00084142 |  | 0.0050731 |  | 3.0852e-06 |  | 0.083134 |  | 0.013661
| 2.9711e-05 |  | -4.6526e-05 |  | 5.769e-05 |  | -0.00011794 |  | 5.5886e-06 |  | -2.168e-05 |  | 1.1234e-06 |  | -0.00013575 |  | 0.00038201 |  | 0.00027414 |  | -8.7233e-05 |  | 0.020708 |  | 0.0073749 |  | -7.3202e-06 |  | 0.071669 |  | 0.00093291 |  | 0.0051728 |  | 1.4024e-06 |  | 0.083737 |  | 0.013592
| 2.9714e-05 |  | -9.3834e-05 |  | 5.7695e-05 |  | -6.7364e-05 |  | -3.7663e-06 |  | -2.3483e-05 |  | 1.2084e-06 |  | -0.00010928 |  | 0.00050503 |  | 0.00010009 |  | 8.0628e-05 |  | 0.021017 |  | 0.0074764 |  | 1.8222e-05 |  | 0.069255 |  | 0.00081714 |  | 0.0055115 |  | 8.4147e-07 |  | 0.084404 |  | 0.013525
| 0 |  | -0.00017454 |  | 7.4269e-05 |  | -7.9433e-05 |  | -1.8831e-05 |  | -2.2264e-05 |  | 1.2505e-06 |  | -7.7576e-06 |  | 0.00065 |  | -0.00013428 |  | 4.736e-05 |  | 0.021349 |  | 0.0075863 |  | 1.8911e-05 |  | 0.066949 |  | 0.00066109 |  | 0.0056796 |  | 0 |  | 0.085094 |  | 0.013459
| 0 |  | 7.3372e-06 |  | 7.4275e-05 |  | -0.0001084 |  | -4.8933e-05 |  | -4.2526e-05 |  | 1.1776e-06 |  | -0.00032378 |  | 0.00047298 |  | -4.5193e-06 |  | 4.552e-05 |  | 0.021681 |  | 0.0077184 |  | 4.897e-05 |  | 0.065071 |  | 0.00070807 |  | 0.005864 |  | 0 |  | 0.085744 |  | 0.013428
| 5.4276e-05 |  | -4.4627e-06 |  | 4.9461e-05 |  | -9.0955e-05 |  | -6.3098e-05 |  | -4.8611e-05 |  | 1.0372e-06 |  | -0.00033997 |  | 0.00046114 |  | -0.00012075 |  | 0.00017036 |  | 0.022009 |  | 0.0078917 |  | 7.3013e-06 |  | 0.063034 |  | 0.00064939 |  | 0.0057729 |  | 8.4152e-07 |  | 0.0863 |  | 0.013442
| 5.4281e-05 |  | -3.7585e-05 |  | 4.9465e-05 |  | -0.00012426 |  | -2.9477e-05 |  | -3.4648e-05 |  | 8.8127e-07 |  | 1.1636e-05 |  | 0.00050991 |  | -5.6312e-05 |  | -7.2279e-05 |  | 0.022343 |  | 0.0080751 |  | -9.5474e-06 |  | 0.061036 |  | 0.00071143 |  | 0.006042 |  | 1.4025e-06 |  | 0.086696 |  | 0.013468
| 0 |  | -6.7177e-06 |  | 8.8551e-05 |  | -0.00016186 |  | 3.9612e-06 |  | -2.9049e-05 |  | 7.6952e-07 |  | -5.2615e-05 |  | 0.00049683 |  | -8.3944e-06 |  | 0.00015864 |  | 0.02271 |  | 0.0082286 |  | 3.6328e-05 |  | 0.059115 |  | 0.00084236 |  | 0.006401 |  | 5.6101e-07 |  | 0.086899 |  | 0.013459
| 0 |  | 9.3878e-06 |  | 8.8566e-05 |  | -0.00012508 |  | 1.7169e-05 |  | -3.8073e-05 |  | 8.3042e-07 |  | 6.9814e-05 |  | 0.00047195 |  | -0.00020483 |  | 0.00027166 |  | 0.023127 |  | 0.0083744 |  | 3.0628e-05 |  | 0.057115 |  | 0.00081891 |  | 0.0063241 |  | 5.6105e-07 |  | 0.087035 |  | 0.013392
| 6.8356e-05 |  | -5.6638e-05 |  | 9.9859e-05 |  | -3.2144e-05 |  | -3.9061e-06 |  | -4.4575e-05 |  | 1.0486e-06 |  | 0.00025498 |  | 0.00049216 |  | -0.00045006 |  | -8.7119e-05 |  | 0.023556 |  | 0.0085088 |  | -9.4044e-06 |  | 0.055298 |  | 0.0007249 |  | 0.0066373 |  | 1.4026e-06 |  | 0.087246 |  | 0.013298
| 6.8356e-05 |  | -0.00017209 |  | 9.9859e-05 |  | -2.9065e-05 |  | 9.5317e-06 |  | -3.6061e-05 |  | 1.2046e-06 |  | 0.00034807 |  | 0.00059678 |  | -0.00028347 |  | -0.00021976 |  | 0.023955 |  | 0.00866 |  | -6.5781e-05 |  | 0.053623 |  | 0.00072158 |  | 0.0070096 |  | 8.4157e-07 |  | 0.087598 |  | 0.013238
| 8.6202e-05 |  | -2.2617e-05 |  | 3.2988e-05 |  | -2.525e-05 |  | 3.0634e-05 |  | -2.5561e-05 |  | 1.2608e-06 |  | 0.00027926 |  | 0.00051246 |  | 2.1659e-05 |  | -0.0001134 |  | 0.024288 |  | 0.0088172 |  | -3.5577e-06 |  | 0.051338 |  | 0.00077859 |  | 0.0069982 |  | 0 |  | 0.088002 |  | 0.013218
| 8.6203e-05 |  | -0.00010102 |  | 3.2988e-05 |  | -9.0019e-05 |  | 2.476e-05 |  | -1.961e-05 |  | 1.1925e-06 |  | 0 |  | 0.00040069 |  | -0.0002486 |  | -5.9818e-05 |  | 0.024607 |  | 0.0089671 |  | 1.1553e-05 |  | 0.050011 |  | 0.00088184 |  | 0.0071341 |  | 2.2443e-06 |  | 0.088456 |  | 0.013213
| 7.5508e-05 |  | -0.00013618 |  | 5.361e-05 |  | -0.00013448 |  | 1.8658e-05 |  | -1.5744e-05 |  | 1.105e-06 |  | -4.6544e-05 |  | 0.00043581 |  | -0.00060582 |  | -9.0972e-05 |  | 0.024996 |  | 0.0091298 |  | -4.5617e-05 |  | 0.048957 |  | 0.00095573 |  | 0.0075784 |  | 3.0859e-06 |  | 0.089009 |  | 0.013247
| 7.5508e-05 |  | -8.113e-05 |  | 5.361e-05 |  | -9.0117e-05 |  | -7.6618e-06 |  | -3.947e-05 |  | 1.0079e-06 |  | -0.00016189 |  | 0.00052915 |  | -0.0005508 |  | -0.00031729 |  | 0.025452 |  | 0.0093007 |  | -2.2674e-05 |  | 0.04673 |  | 0.00086758 |  | 0.007986 |  | 8.4167e-07 |  | 0.089606 |  | 0.01329
| 5.4308e-05 |  | -0.0001067 |  | 0 |  | -6.0377e-05 |  | -2.1964e-05 |  | -3.9916e-05 |  | 8.8477e-07 |  | -0.0002226 |  | 0.00056844 |  | 6.1339e-05 |  | -0.00023537 |  | 0.025906 |  | 0.0094817 |  | 2.8574e-05 |  | 0.045083 |  | 0.00090203 |  | 0.0078088 |  | 0 |  | 0.09018 |  | 0.013283
| 5.4317e-05 |  | -8.1746e-05 |  | 0 |  | -5.9406e-05 |  | -3.2808e-05 |  | -2.0183e-05 |  | 8.8008e-07 |  | -2.3273e-05 |  | 0.00056497 |  | 0.00024814 |  | -0.000162 |  | 0.026329 |  | 0.0096646 |  | 3.4566e-05 |  | 0.044112 |  | 0.00084246 |  | 0.0078081 |  | 0 |  | 0.09058 |  | 0.01323
| 4.7902e-05 |  | 1.598e-05 |  | 4.537e-05 |  | -0.00010259 |  | 2.7224e-05 |  | -1.486e-05 |  | 9.7712e-07 |  | -8.9042e-05 |  | 0.00066422 |  | -0.0001285 |  | -4.8113e-05 |  | 0.026765 |  | 0.0098707 |  | 5.0848e-05 |  | 0.042821 |  | 0.00065366 |  | 0.0083063 |  | 2.525e-06 |  | 0.090775 |  | 0.01318
| 4.791e-05 |  | -2.3623e-05 |  | 4.5378e-05 |  | -7.3503e-05 |  | 7.4621e-06 |  | -2.0023e-05 |  | 1.1285e-06 |  | -5.818e-05 |  | 0.00061854 |  | -0.00013057 |  | 5.8571e-05 |  | 0.027211 |  | 0.010076 |  | 4.0435e-05 |  | 0.04124 |  | 0.00062261 |  | 0.0083389 |  | 3.0863e-06 |  | 0.090843 |  | 0.013182
| 2.0126e-05 |  | -0.00019433 |  | 4.3315e-05 |  | -7.751e-05 |  | -8.7827e-05 |  | -3.2605e-05 |  | 1.2168e-06 |  | 0.00012951 |  | 0.00054241 |  | -0.00022148 |  | -0.00014174 |  | 0.027623 |  | 0.010264 |  | -1.6053e-05 |  | 0.039619 |  | 0.00072834 |  | 0.0086528 |  | 1.4029e-06 |  | 0.090942 |  | 0.013185
| 2.0128e-05 |  | -0.00010215 |  | 4.3318e-05 |  | -0.00010813 |  | -0.00011226 |  | -4.1827e-05 |  | 1.2014e-06 |  | 5.6662e-05 |  | 0.00062335 |  | -0.00031446 |  | -0.00016125 |  | 0.027991 |  | 0.010435 |  | -1.923e-06 |  | 0.038253 |  | 0.00085677 |  | 0.008987 |  | 8.4172e-07 |  | 0.091209 |  | 0.013151
| 4.097e-06 |  | -5.4894e-05 |  | 4.7448e-05 |  | -4.9308e-05 |  | -0.00010796 |  | -5.882e-05 |  | 1.1405e-06 |  | -2.3273e-05 |  | 0.00060318 |  | -0.00027538 |  | -0.00029285 |  | 0.028348 |  | 0.010627 |  | -2.2823e-05 |  | 0.03714 |  | 0.0009088 |  | 0.0091142 |  | 2.5253e-06 |  | 0.091576 |  | 0.013099
| 4.0974e-06 |  | -0.00019515 |  | 4.7452e-05 |  | -6.6007e-05 |  | -7.6329e-06 |  | -5.8387e-05 |  | 1.1158e-06 |  | 4.0474e-06 |  | 0.00047176 |  | -0.00056629 |  | -0.0003446 |  | 0.028694 |  | 0.010818 |  | -4.279e-05 |  | 0.036005 |  | 0.00090293 |  | 0.0092527 |  | 2.5253e-06 |  | 0.091974 |  | 0.013049
| 9.1615e-05 |  | -0.00017524 |  | 0 |  | -0.00010537 |  | 1.2691e-05 |  | -3.368e-05 |  | 1.0864e-06 |  | -0.00015902 |  | 0.00044855 |  | -0.00027165 |  | -0.00037137 |  | 0.029031 |  | 0.010983 |  | -2.487e-05 |  | 0.035058 |  | 0.00068894 |  | 0.0095305 |  | 2.5253e-06 |  | 0.092459 |  | 0.013003
| 9.1622e-05 |  | -0.00011621 |  | 0 |  | -8.144e-05 |  | -9.2851e-05 |  | -5.0655e-05 |  | 1.0583e-06 |  | -0.00025497 |  | 0.00051642 |  | -0.00015174 |  | -0.00040312 |  | 0.029405 |  | 0.011166 |  | -4.7299e-05 |  | 0.034008 |  | 0.00062269 |  | 0.0099103 |  | 2.5255e-06 |  | 0.09319 |  | 0.012967
| 3.8308e-05 |  | -0.00010921 |  | 7.854e-05 |  | -5.3877e-05 |  | -8.2882e-05 |  | -5.186e-05 |  | 1.0757e-06 |  | -0.00025903 |  | 0.00055692 |  | -0.00010912 |  | -0.00019245 |  | 0.029864 |  | 0.011385 |  | -3.7784e-05 |  | 0.032729 |  | 0.0007536 |  | 0.010116 |  | 2.5253e-06 |  | 0.094085 |  | 0.012985
| 3.8308e-05 |  | -2.3342e-05 |  | 7.854e-05 |  | -5.3422e-05 |  | -4.425e-05 |  | -2.1519e-05 |  | 1.0925e-06 |  | -6.9809e-05 |  | 0.00049088 |  | 6.6214e-05 |  | 9.596e-05 |  | 0.03041 |  | 0.011636 |  | -5.762e-06 |  | 0.031541 |  | 0.00082493 |  | 0.010259 |  | 2.5256e-06 |  | 0.09491 |  | 0.01308
| 9.4441e-06 |  | -9.9043e-05 |  | 0 |  | -7.71e-05 |  | -4.2754e-05 |  | -3.3785e-05 |  | 9.1444e-07 |  | 0.00011333 |  | 0.00035405 |  | -6.651e-05 |  | 0.00019376 |  | 0.030963 |  | 0.011906 |  | -4.41e-05 |  | 0.030204 |  | 0.00093319 |  | 0.010619 |  | 8.4182e-07 |  | 0.095604 |  | 0.013099
| 9.4449e-06 |  | -0.0002598 |  | 0 |  | -0.00019335 |  | -0.0001513 |  | -0.00015531 |  | 1.3683e-06 |  | -0.00015902 |  | 0.0003523 |  | -0.00027538 |  | 0.0001296 |  | 0.031546 |  | 0.012199 |  | -0.00010982 |  | 0.028562 |  | 0.00090634 |  | 0.01087 |  | 8.4187e-07 |  | 0.096364 |  | 0.013
| 6.9037e-05 |  | -0.00010389 |  | 4.5408e-05 |  | -1.1042e-05 |  | -6.7431e-05 |  | -2.7531e-05 |  | 1.8396e-06 |  | -0.00040068 |  | 0.00049219 |  | -0.00028347 |  | 0.00027958 |  | 0.032066 |  | 0.01243 |  | 1.0816e-05 |  | 0.027108 |  | 0.00086359 |  | 0.011161 |  | 2.5256e-06 |  | 0.09718 |  | 0.012827
| 6.9037e-05 |  | -4.0133e-05 |  | 4.5408e-05 |  | -5.2502e-05 |  | -5.8606e-05 |  | -4.7602e-05 |  | 2.5566e-06 |  | -0.00044924 |  | 0.000516 |  | -0.00010913 |  | -1.6897e-05 |  | 0.032539 |  | 0.012587 |  | -4.314e-05 |  | 0.026088 |  | 0.00076032 |  | 0.011296 |  | 2.5256e-06 |  | 0.097928 |  | 0.012739
| 8.6311e-05 |  | 1.1465e-05 |  | 7.024e-05 |  | -0.00011341 |  | 1.1907e-05 |  | -5.3256e-05 |  | 2.5989e-06 |  | -0.00017454 |  | 0.00045358 |  | 0.00013305 |  | 9.2228e-05 |  | 0.032929 |  | 0.012717 |  | 4.0819e-05 |  | 0.025237 |  | 0.00077882 |  | 0.011556 |  | 2.5258e-06 |  | 0.098547 |  | 0.012745
| 8.6311e-05 |  | 4.3998e-05 |  | 7.024e-05 |  | -2.2315e-05 |  | 3.9607e-05 |  | -3.3298e-05 |  | 2.5929e-06 |  | -0.00019831 |  | 0.00037739 |  | 9.2338e-05 |  | -1.2997e-05 |  | 0.033341 |  | 0.012946 |  | 7.3042e-05 |  | 0.024606 |  | 0.00084685 |  | 0.012069 |  | 2.5258e-06 |  | 0.099172 |  | 0.012773
| 2.442e-05 |  | 6.7308e-06 |  | 0 |  | -7.0048e-05 |  | -1.3616e-05 |  | -4.3376e-05 |  | 2.5474e-06 |  | -0.00010118 |  | 0.00035894 |  | -0.00023698 |  | -0.00018465 |  | 0.033826 |  | 0.013243 |  | 2.2851e-05 |  | 0.023986 |  | 0.00087702 |  | 0.012391 |  | 4.2096e-06 |  | 0.099622 |  | 0.012781
| 2.4425e-05 |  | -6.1262e-05 |  | 0 |  | -0.00017674 |  | -2.9101e-05 |  | -3.5894e-05 |  | 2.5764e-06 |  | -3.8786e-05 |  | 0.00034888 |  | -0.00037934 |  | 1.7448e-05 |  | 0.034371 |  | 0.013555 |  | -2.1459e-06 |  | 0.022773 |  | 0.00080736 |  | 0.012621 |  | 4.2098e-06 |  | 0.099803 |  | 0.012734
| 6.4893e-05 |  | -6.1466e-05 |  | 8.454e-05 |  | -0.0001906 |  | -3.2161e-05 |  | -2.9396e-05 |  | 2.6646e-06 |  | 0.00019832 |  | 0.00030482 |  | -0.00038809 |  | 8.8426e-05 |  | 0.034924 |  | 0.013852 |  | 1.8803e-05 |  | 0.021778 |  | 0.0007923 |  | 0.01298 |  | 2.5259e-06 |  | 0.099777 |  | 0.012665
| 6.4899e-05 |  | 1.6525e-05 |  | 8.4547e-05 |  | -0.00015097 |  | -0.00010625 |  | -2.7852e-05 |  | 2.6608e-06 |  | 0.00017454 |  | 0.00042512 |  | -0.00055384 |  | 0.00010717 |  | 0.035485 |  | 0.014145 |  | 3.9541e-05 |  | 0.02089 |  | 0.00094169 |  | 0.013169 |  | 2.5259e-06 |  | 0.099773 |  | 0.012641
| 7.2645e-05 |  | 4.8676e-06 |  | 0.00014648 |  | -3.6786e-05 |  | -3.0325e-05 |  | -2.3175e-05 |  | 2.569e-06 |  | -0.00010523 |  | 0.00045433 |  | -0.00036095 |  | 9.6227e-05 |  | 0.036016 |  | 0.01439 |  | 1.794e-05 |  | 0.020608 |  | 0.00086616 |  | 0.01313 |  | 5.8927e-06 |  | 0.099975 |  | 0.012675
| 7.2645e-05 |  | -7.427e-05 |  | 0.00014648 |  | 1.2071e-05 |  | -1.326e-05 |  | -4.6304e-05 |  | 2.4735e-06 |  | -0.00020641 |  | 0.00044242 |  | 0.00012333 |  | 0.00035369 |  | 0.036535 |  | 0.014573 |  | 3.2432e-05 |  | 0.020653 |  | 0.00069162 |  | 0.013305 |  | 5.8931e-06 |  | 0.10041 |  | 0.012723
| 2.3361e-05 |  | -4.8255e-05 |  | 8.9921e-05 |  | -4.1794e-05 |  | -7.6465e-05 |  | -3.2769e-05 |  | 2.4746e-06 |  | -0.00024048 |  | 0.00053357 |  | -0.00017512 |  | 0.00025671 |  | 0.037068 |  | 0.01475 |  | 3.6695e-05 |  | 0.019821 |  | 0.00080237 |  | 0.014117 |  | 4.2101e-06 |  | 0.10108 |  | 0.012728
| 2.3363e-05 |  | 1.2686e-05 |  | 8.9928e-05 |  | -4.5128e-05 |  | -4.2083e-05 |  | -1.6209e-05 |  | 2.4521e-06 |  | -0.00019427 |  | 0.00056041 |  | -0.00015561 |  | -0.00011054 |  | 0.037653 |  | 0.014981 |  | 4.655e-06 |  | 0.018807 |  | 0.00089978 |  | 0.014549 |  | 4.2103e-06 |  | 0.10188 |  | 0.012696
| 2.4435e-05 |  | -8.711e-05 |  | 0.00011078 |  | -5.1579e-07 |  | -6.6459e-05 |  | -4.0156e-05 |  | 2.4199e-06 |  | -0.00038398 |  | 0.00055212 |  | -4.3306e-06 |  | -0.00018444 |  | 0.038241 |  | 0.015215 |  | 2.6001e-05 |  | 0.018239 |  | 0.00064882 |  | 0.014499 |  | 5.8931e-06 |  | 0.10258 |  | 0.012646
| 2.4435e-05 |  | -0.00011972 |  | 0.00011078 |  | -2.7266e-05 |  | -3.1743e-05 |  | -5.0602e-05 |  | 2.4949e-06 |  | -0.00031973 |  | 0.00046755 |  | -0.00015175 |  | 6.892e-05 |  | 0.03876 |  | 0.015441 |  | 3.1178e-05 |  | 0.017771 |  | 0.00059594 |  | 0.014746 |  | 5.8934e-06 |  | 0.10304 |  | 0.012618
| 8.6369e-05 |  | -6.1727e-05 |  | 3.2019e-05 |  | -4.0575e-05 |  | -3.6578e-06 |  | -5.0614e-05 |  | 2.6023e-06 |  | -4.8568e-05 |  | 0.0003425 |  | -4.3265e-05 |  | 0.00013524 |  | 0.039272 |  | 0.015662 |  | 9.839e-06 |  | 0.0171 |  | 0.00085787 |  | 0.01498 |  | 2.5264e-06 |  | 0.10335 |  | 0.012621
| 8.6377e-05 |  | -2.5771e-05 |  | 3.2022e-05 |  | -2.2361e-05 |  | -6.5509e-05 |  | -4.7444e-05 |  | 2.7112e-06 |  | 6.5938e-05 |  | 0.00032406 |  | -9.3442e-05 |  | -0.00017697 |  | 0.039864 |  | 0.015887 |  | -2.6398e-06 |  | 0.016406 |  | 0.00077052 |  | 0.015312 |  | 2.5262e-06 |  | 0.10371 |  | 0.012633
| 4.1032e-06 |  | -8.3475e-05 |  | 0.00010664 |  | 4.7556e-07 |  | -1.0104e-05 |  | -3.8908e-05 |  | 2.7114e-06 |  | -0.00012142 |  | 0.00043549 |  | -7.0384e-05 |  | -0.00024708 |  | 0.040589 |  | 0.016107 |  | -3.193e-05 |  | 0.015925 |  | 0.00060185 |  | 0.015637 |  | 4.2106e-06 |  | 0.10427 |  | 0.01262
| 4.1032e-06 |  | -5.5513e-05 |  | 0.00010664 |  | -7.1828e-05 |  | 1.3723e-07 |  | -3.1197e-05 |  | 2.644e-06 |  | -0.00019832 |  | 0.00041166 |  | 4.5846e-05 |  | -7.5422e-05 |  | 0.04134 |  | 0.016351 |  | -8.211e-06 |  | 0.015608 |  | 0.00058422 |  | 0.015753 |  | 4.2106e-06 |  | 0.10493 |  | 0.012575
| 3.0869e-05 |  | 1.3676e-05 |  | 3.0997e-05 |  | -0.00010058 |  | -3.4277e-06 |  | -2.615e-05 |  | 2.5695e-06 |  | 0.00013576 |  | 0.00045225 |  | -4.1461e-05 |  | -0.00015827 |  | 0.042058 |  | 0.016662 |  | 4.14e-05 |  | 0.015201 |  | 0.00065221 |  | 0.015834 |  | 5.8941e-06 |  | 0.10554 |  | 0.012533
| 3.0869e-05 |  | -3.8948e-05 |  | 3.0997e-05 |  | -0.00013492 |  | -6.5169e-05 |  | -4.3724e-05 |  | 2.5e-06 |  | 0.00021047 |  | 0.00051303 |  | 8.4589e-05 |  | -0.00012224 |  | 0.042805 |  | 0.016995 |  | -1.7185e-05 |  | 0.014473 |  | 0.00074711 |  | 0.016241 |  | 5.8941e-06 |  | 0.10607 |  | 0.012531
| 2.9799e-05 |  | -6.3789e-05 |  | 6.0181e-05 |  | -0.00014449 |  | -9.122e-05 |  | -4.6956e-05 |  | 2.5087e-06 |  | 0.0002017 |  | 0.00037419 |  | 0.0001479 |  | 0.00020063 |  | 0.043569 |  | 0.017275 |  | -4.6495e-05 |  | 0.014152 |  | 0.00092586 |  | 0.017046 |  | 5.8941e-06 |  | 0.1065 |  | 0.01254
| 2.9804e-05 |  | 1.4242e-05 |  | 6.0191e-05 |  | -0.00013709 |  | -2.6298e-05 |  | -3.9548e-05 |  | 2.4525e-06 |  | 2.8337e-05 |  | 0.00024732 |  | -4.7137e-05 |  | 0.00013133 |  | 0.04433 |  | 0.017489 |  | -3.2335e-05 |  | 0.013887 |  | 0.00097292 |  | 0.017671 |  | 5.8941e-06 |  | 0.10692 |  | 0.01252
| 4.5865e-05 |  | 3.5656e-05 |  | 8.7009e-05 |  | -0.00016223 |  | -5.6686e-07 |  | -3.4333e-05 |  | 2.3969e-06 |  | -2.833e-05 |  | 0.00028844 |  | -0.00017499 |  | -1.2997e-06 |  | 0.045057 |  | 0.017676 |  | 1.1349e-05 |  | 0.013282 |  | 0.00095949 |  | 0.017886 |  | 5.8945e-06 |  | 0.10735 |  | 0.012469
| 4.5869e-05 |  | -0.00010532 |  | 8.7016e-05 |  | -0.00013771 |  | 4.1475e-06 |  | -2.3599e-05 |  | 2.3924e-06 |  | 6.5938e-05 |  | 0.00033614 |  | -0.0001974 |  | 0.00012213 |  | 0.045769 |  | 0.017943 |  | 2.9513e-05 |  | 0.012881 |  | 0.00095362 |  | 0.018088 |  | 5.8945e-06 |  | 0.10784 |  | 0.012426
| 2.2312e-05 |  | -0.00012521 |  | 0.00010431 |  | -0.00013921 |  | -4.1973e-05 |  | -1.1275e-05 |  | 2.448e-06 |  | -0.00032783 |  | 0.00030697 |  | -0.00040357 |  | -9.1025e-05 |  | 0.046424 |  | 0.018279 |  | 1.1454e-05 |  | 0.012633 |  | 0.00090162 |  | 0.018497 |  | 5.8945e-06 |  | 0.10837 |  | 0.01244
| 2.2312e-05 |  | -4.1658e-05 |  | 0.00010431 |  | -0.0001131 |  | -8.6818e-05 |  | -2.6851e-05 |  | 2.4942e-06 |  | -0.00023879 |  | 0.00028491 |  | -0.0004152 |  | -9.4926e-05 |  | 0.046998 |  | 0.01861 |  | 3.8103e-05 |  | 0.012246 |  | 0.00089234 |  | 0.018749 |  | 5.8948e-06 |  | 0.10883 |  | 0.012458
| 7.034e-05 |  | -1.9918e-05 |  | 8.7627e-05 |  | -5.2403e-05 |  | -7.0267e-05 |  | -3.7117e-05 |  | 2.4801e-06 |  | 0.00013963 |  | 0.00031414 |  | 0.00012934 |  | 0.00038008 |  | 0.047624 |  | 0.018884 |  | 1.2782e-05 |  | 0.011663 |  | 0.00082439 |  | 0.018923 |  | 4.2111e-06 |  | 0.10926 |  | 0.012445
| 7.0346e-05 |  | -0.00011127 |  | 8.7634e-05 |  | -7.761e-05 |  | -5.1002e-05 |  | -3.2925e-05 |  | 2.3917e-06 |  | -9.7127e-05 |  | 0.00035471 |  | 0.00030931 |  | 0.00021326 |  | 0.048393 |  | 0.019158 |  | -1.1553e-05 |  | 0.011607 |  | 0.00093101 |  | 0.019415 |  | 4.2116e-06 |  | 0.10972 |  | 0.012418
| 2.3388e-05 |  | -0.00016853 |  | 7.6314e-05 |  | -0.00013412 |  | -8.098e-05 |  | -5.2994e-05 |  | 2.3049e-06 |  | -0.00013355 |  | 0.00029035 |  | -2.7766e-05 |  | 0.00012353 |  | 0.049255 |  | 0.019472 |  | -1.407e-05 |  | 0.011432 |  | 0.00085629 |  | 0.019687 |  | 5.8948e-06 |  | 0.11024 |  | 0.012419
| 2.3388e-05 |  | -0.00024394 |  | 7.6314e-05 |  | -6.1643e-05 |  | -1.9281e-05 |  | -5.8139e-05 |  | 2.3129e-06 |  | 0.00010085 |  | 0.00040542 |  | 0.00012934 |  | 0.00016325 |  | 0.050077 |  | 0.019759 |  | -1.8315e-05 |  | 0.010923 |  | 0.00071446 |  | 0.0201 |  | 5.8952e-06 |  | 0.11078 |  | 0.012454
| 3.3035e-05 |  | -0.00023099 |  | 0.00012522 |  | -4.105e-05 |  | 8.6297e-06 |  | -4.5268e-05 |  | 2.4053e-06 |  | 0.00027117 |  | 0.00049314 |  | 0.0002202 |  | -4.8114e-05 |  | 0.050798 |  | 0.020025 |  | -1.1952e-05 |  | 0.010513 |  | 0.00069175 |  | 0.020455 |  | 5.8952e-06 |  | 0.11123 |  | 0.012502
| 3.3035e-05 |  | -5.891e-05 |  | 0.00012522 |  | -0.00010188 |  | -2.0559e-06 |  | -4.04e-05 |  | 2.5958e-06 |  | 0.00036072 |  | 0.00048002 |  | -3.7748e-05 |  | 9.9686e-06 |  | 0.051462 |  | 0.020321 |  | -1.6865e-05 |  | 0.0099456 |  | 0.00060364 |  | 0.020979 |  | 5.8952e-06 |  | 0.11162 |  | 0.012539
| 4.3749e-05 |  | -8.0767e-05 |  | 8.2886e-05 |  | -9.9352e-05 |  | 2.5779e-05 |  | -5.5703e-05 |  | 2.6934e-06 |  | 0.00019022 |  | 0.00041264 |  | -0.00014787 |  | 6.5015e-06 |  | 0.052104 |  | 0.020695 |  | -2.3455e-05 |  | 0.0095048 |  | 0.00061875 |  | 0.02151 |  | 4.2118e-06 |  | 0.11201 |  | 0.012524
| 4.3757e-05 |  | -9.0454e-05 |  | 8.29e-05 |  | -5.6295e-05 |  | 1.1503e-05 |  | -5.9119e-05 |  | 2.8403e-06 |  | 8.4993e-05 |  | 0.00034472 |  | -0.00023697 |  | -5.2015e-05 |  | 0.052758 |  | 0.021052 |  | 2.4305e-05 |  | 0.0094669 |  | 0.00072789 |  | 0.021592 |  | 4.2118e-06 |  | 0.11247 |  | 0.012452
| 6.9182e-05 |  | -6.8886e-05 |  | 4.5503e-05 |  | -0.00010455 |  | -3.4065e-05 |  | -3.3801e-05 |  | 2.8885e-06 |  | 0.00017454 |  | 0.00038527 |  | -0.00023081 |  | 0.00021933 |  | 0.053428 |  | 0.021342 |  | 3.056e-05 |  | 0.0094172 |  | 0.00074976 |  | 0.02196 |  | 4.2118e-06 |  | 0.11293 |  | 0.012354
| 6.9188e-05 |  | -8.1624e-05 |  | 4.5507e-05 |  | -0.0001522 |  | -2.0408e-05 |  | -2.3223e-05 |  | 2.8184e-06 |  | -0.00019832 |  | 0.00043422 |  | -0.00017112 |  | 0.00030298 |  | 0.054184 |  | 0.021654 |  | -5.7116e-06 |  | 0.0089672 |  | 0.00075224 |  | 0.022396 |  | 4.2121e-06 |  | 0.11333 |  | 0.012296
| 6.8597e-05 |  | -4.7112e-05 |  | 6.6211e-05 |  | -0.00011979 |  | -1.2688e-05 |  | -3.8828e-05 |  | 2.7097e-06 |  | -0.0002307 |  | 0.00042709 |  | 0.00011947 |  | 0.00021326 |  | 0.05501 |  | 0.022041 |  | -1.4589e-06 |  | 0.0085517 |  | 0.00067588 |  | 0.023079 |  | 4.2121e-06 |  | 0.11371 |  | 0.012263
| 6.8603e-05 |  | -9.5959e-06 |  | 6.6217e-05 |  | -4.2534e-05 |  | -2.1957e-05 |  | -4.7586e-05 |  | 2.602e-06 |  | -6.982e-05 |  | 0.00038179 |  | 0.00033355 |  | 0.00021933 |  | 0.055846 |  | 0.022483 |  | 9.005e-06 |  | 0.0081797 |  | 0.00065993 |  | 0.023493 |  | 4.2121e-06 |  | 0.11408 |  | 0.012232
| 0 |  | -4.0912e-05 |  | 6.0252e-05 |  | 8.6271e-07 |  | -2.6628e-06 |  | -2.7785e-05 |  | 2.6014e-06 |  | -0.00026713 |  | 0.00047008 |  | -9.751e-05 |  | -0.00017685 |  | 0.056598 |  | 0.022871 |  | 2.2869e-06 |  | 0.0078193 |  | 0.00081021 |  | 0.023802 |  | 4.2121e-06 |  | 0.11449 |  | 0.01219
| 0 |  | -0.00015142 |  | 6.0257e-05 |  | -0.00013162 |  | -4.1249e-05 |  | -3.6268e-05 |  | 2.659e-06 |  | -0.00029141 |  | 0.0004731 |  | -0.00038034 |  | -0.00016905 |  | 0.057269 |  | 0.023197 |  | 2.4523e-05 |  | 0.0076273 |  | 0.00080686 |  | 0.024378 |  | 4.2123e-06 |  | 0.11493 |  | 0.01214
| 4.5919e-05 |  | -5.9722e-05 |  | 9.0094e-05 |  | -0.00014 |  | -3.504e-05 |  | -3.8531e-05 |  | 2.7215e-06 |  | -0.00032193 |  | 0.00044928 |  | -0.0001974 |  | 0.00031279 |  | 0.057903 |  | 0.023523 |  | 4.5034e-05 |  | 0.0074021 |  | 0.0011663 |  | 0.025008 |  | 8.4247e-07 |  | 0.11542 |  | 0.012099
| 4.5919e-05 |  | -3.1285e-05 |  | 9.0094e-05 |  | -8.5808e-05 |  | -2.107e-05 |  | -3.9085e-05 |  | 2.684e-06 |  | 1.619e-05 |  | 0.00039498 |  | -0.00020211 |  | 0.00028348 |  | 0.058463 |  | 0.023883 |  | -2.4405e-06 |  | 0.007069 |  | 0.0011327 |  | 0.025179 |  | 8.4247e-07 |  | 0.11591 |  | 0.012117
| 2.7699e-05 |  | -5.7207e-05 |  | 8.7126e-05 |  | -0.00018474 |  | -3.481e-05 |  | -1.8505e-05 |  | 2.5848e-06 |  | 0.00027151 |  | 0.00038669 |  | -4.5173e-05 |  | 6.231e-05 |  | 0.059061 |  | 0.024274 |  | 2.6876e-05 |  | 0.0070901 |  | 0.00072457 |  | 0.025469 |  | 5.8966e-06 |  | 0.11638 |  | 0.01216
| 2.7699e-05 |  | -5.7519e-05 |  | 8.7126e-05 |  | -9.9638e-05 |  | -1.5106e-05 |  | -2.7763e-05 |  | 2.5306e-06 |  | -4.0474e-06 |  | 0.00033299 |  | -0.00010913 |  | -2.8607e-05 |  | 0.059782 |  | 0.024696 |  | 3.3531e-05 |  | 0.0071385 |  | 0.00076917 |  | 0.025794 |  | 5.8966e-06 |  | 0.11678 |  | 0.012197
| 7.5794e-05 |  | -8.3459e-06 |  | 6.9229e-05 |  | 4.1103e-05 |  | 7.917e-05 |  | -5.0899e-05 |  | 2.5754e-06 |  | -0.00043306 |  | 0.00033301 |  | -0.00032609 |  | -0.00034849 |  | 0.06059 |  | 0.025171 |  | 7.384e-05 |  | 0.0068165 |  | 0.00085812 |  | 0.026093 |  | 4.2126e-06 |  | 0.11711 |  | 0.012196
| 7.58e-05 |  | 7.9044e-05 |  | 6.9235e-05 |  | 3.5388e-05 |  | 5.5357e-05 |  | -4.0476e-05 |  | 2.5897e-06 |  | -0.00046156 |  | 0.00039213 |  | -0.00024567 |  | -0.00050969 |  | 0.061391 |  | 0.025665 |  | 7.8852e-05 |  | 0.006623 |  | 0.00085224 |  | 0.026709 |  | 4.2128e-06 |  | 0.11752 |  | 0.012154
| 3.95e-05 |  | -2.276e-05 |  | 0.00010982 |  | -2.4623e-05 |  | -4.624e-05 |  | -3.3491e-05 |  | 2.5569e-06 |  | -2.0229e-05 |  | 0.00038377 |  | -0.000144 |  | -0.00027048 |  | 0.062167 |  | 0.026128 |  | -1.7341e-05 |  | 0.0064484 |  | 0.00078848 |  | 0.02714 |  | 8.4252e-07 |  | 0.11801 |  | 0.012126
| 3.9503e-05 |  | -7.9822e-05 |  | 0.00010983 |  | -2.1375e-05 |  | -4.9952e-05 |  | -3.3718e-05 |  | 2.5381e-06 |  | 6.4762e-05 |  | 0.00037545 |  | -0.00015562 |  | -0.00022756 |  | 0.063 |  | 0.026532 |  | -3.3617e-06 |  | 0.0062576 |  | 0.00079436 |  | 0.027643 |  | 8.4257e-07 |  | 0.11846 |  | 0.012084
| 7.4022e-05 |  | -6.5362e-05 |  | 0.00014088 |  | -5.8655e-05 |  | 5.0628e-06 |  | -3.9741e-05 |  | 2.5395e-06 |  | -6.9817e-05 |  | 0.00037369 |  | -0.00018626 |  | -0.00052463 |  | 0.063855 |  | 0.026937 |  | 4.5472e-05 |  | 0.0059926 |  | 0.00081199 |  | 0.02811 |  | 4.2131e-06 |  | 0.1188 |  | 0.012096
| 7.4028e-05 |  | -4.9463e-05 |  | 0.00014089 |  | -0.00023943 |  | 3.4047e-06 |  | -4.3243e-05 |  | 2.5598e-06 |  | -2.4285e-05 |  | 0.00030241 |  | -0.00027186 |  | -0.00066839 |  | 0.064664 |  | 0.02736 |  | 4.3988e-05 |  | 0.0056558 |  | 0.00079268 |  | 0.028586 |  | 4.2128e-06 |  | 0.11909 |  | 0.012128
| 6.9252e-05 |  | -7.2636e-05 |  | 8.0595e-05 |  | -0.00024033 |  | -2.4636e-05 |  | -5.1654e-05 |  | 2.5783e-06 |  | -0.00015785 |  | 0.00029047 |  | -0.00025248 |  | -0.00020807 |  | 0.065416 |  | 0.027765 |  | 1.9522e-06 |  | 0.0057872 |  | 0.00085487 |  | 0.028848 |  | 5.8973e-06 |  | 0.11936 |  | 0.012129
| 6.9264e-05 |  | -0.00019905 |  | 8.0608e-05 |  | -0.00013978 |  | -2.1236e-05 |  | -4.9712e-05 |  | 2.5209e-06 |  | -0.00039563 |  | 0.00036184 |  | -0.0001677 |  | 0.0001595 |  | 0.066257 |  | 0.028209 |  | -4.8674e-05 |  | 0.0056528 |  | 0.00086489 |  | 0.029501 |  | 5.8976e-06 |  | 0.11961 |  | 0.012064
| 0 |  | -0.0002354 |  | 3.2097e-05 |  | -0.00012307 |  | -6.2164e-05 |  | -5.1036e-05 |  | 2.4447e-06 |  | -0.00033188 |  | 0.00035527 |  | -0.00034158 |  | 2.6006e-05 |  | 0.067191 |  | 0.028674 |  | -5.6156e-05 |  | 0.0050975 |  | 0.00065417 |  | 0.03014 |  | 4.2131e-06 |  | 0.11997 |  | 0.011958
| 0 |  | 2.1271e-05 |  | 3.2097e-05 |  | -8.168e-05 |  | -6.0371e-05 |  | -4.6648e-05 |  | 2.4318e-06 |  | -1.6189e-05 |  | 0.00037558 |  | -0.00020598 |  | -0.00026658 |  | 0.068143 |  | 0.029116 |  | -1.8448e-05 |  | 0.0049561 |  | 0.00075913 |  | 0.030954 |  | 4.2133e-06 |  | 0.12051 |  | 0.011881
| 4.4888e-05 |  | 4.0173e-05 |  | 3.8316e-05 |  | -7.6873e-05 |  | -6.74e-05 |  | -5.939e-05 |  | 2.495e-06 |  | 0.00017454 |  | 0.00032667 |  | 6.2501e-05 |  | -0.00021809 |  | 0.069065 |  | 0.029472 |  | -7.4899e-06 |  | 0.0051513 |  | 0.00085912 |  | 0.03158 |  | 5.8976e-06 |  | 0.12125 |  | 0.011818
| 4.4888e-05 |  | -4.2125e-05 |  | 3.8316e-05 |  | -8.3156e-05 |  | -0.00010014 |  | -4.4302e-05 |  | 2.5573e-06 |  | 0.00024284 |  | 0.00036907 |  | 3.035e-05 |  | -0.00011053 |  | 0.069975 |  | 0.029835 |  | 1.0956e-05 |  | 0.0052028 |  | 0.00074234 |  | 0.031266 |  | 5.898e-06 |  | 0.12203 |  | 0.011789
| 4.1136e-06 |  | -0.00016089 |  | 8.7796e-05 |  | -7.143e-05 |  | -8.5066e-05 |  | -2.998e-05 |  | 2.5567e-06 |  | 1.2141e-05 |  | 0.00038224 |  | 8.459e-05 |  | -0.00015735 |  | 0.070885 |  | 0.030263 |  | 2.1446e-05 |  | 0.0050187 |  | 0.00092546 |  | 0.031973 |  | 4.2133e-06 |  | 0.12267 |  | 0.011797
| 4.1139e-06 |  | -0.00016239 |  | 8.7803e-05 |  | -8.828e-05 |  | -8.3887e-05 |  | -5.5932e-05 |  | 2.5848e-06 |  | -6.2059e-05 |  | 0.0004432 |  | 0.00021473 |  | 0.00017447 |  | 0.07175 |  | 0.030743 |  | -3.4776e-05 |  | 0.0048693 |  | 0.00095648 |  | 0.033059 |  | 4.2136e-06 |  | 0.12304 |  | 0.011834
| 0.0001123 |  | -3.0866e-05 |  | 3.7289e-05 |  | -0.00012139 |  | -5.5166e-05 |  | -6.5139e-05 |  | 2.6199e-06 |  | 4.0473e-05 |  | 0.00041277 |  | 0.00039067 |  | 0.00025227 |  | 0.072578 |  | 0.031222 |  | -5.756e-05 |  | 0.0044343 |  | 0.00072475 |  | 0.033877 |  | 5.8983e-06 |  | 0.12323 |  | 0.01185
| 0.0001123 |  | -0.00010876 |  | 3.7289e-05 |  | -0.00018485 |  | -8.829e-05 |  | -4.7818e-05 |  | 2.5587e-06 |  | 4.0473e-05 |  | 0.00037215 |  | 0.0001737 |  | 3.381e-05 |  | 0.073418 |  | 0.031718 |  | -2.2564e-05 |  | 0.0041922 |  | 0.00070711 |  | 0.034571 |  | 5.898e-06 |  | 0.12337 |  | 0.011872
| 2.4509e-05 |  | -8.0036e-06 |  | 8.9013e-05 |  | -0.00020165 |  | -5.8816e-05 |  | -1.5665e-05 |  | 2.4617e-06 |  | -3.8787e-05 |  | 0.0003453 |  | -7.4876e-05 |  | -0.00024799 |  | 0.074353 |  | 0.032304 |  | 1.8296e-05 |  | 0.0043206 |  | 0.00082389 |  | 0.034645 |  | 4.2138e-06 |  | 0.1235 |  | 0.011917
| 2.4511e-05 |  | 5.2149e-05 |  | 8.902e-05 |  | -0.00013838 |  | 4.7557e-05 |  | -2.2853e-05 |  | 2.3486e-06 |  | -0.00019022 |  | 0.00028917 |  | -6.2635e-05 |  | -8.322e-05 |  | 0.075365 |  | 0.032926 |  | 9.7139e-07 |  | 0.0041356 |  | 0.00091706 |  | 0.035557 |  | 4.2138e-06 |  | 0.12362 |  | 0.011952
| 5.2425e-05 |  | 5.0178e-05 |  | 9.8587e-05 |  | -0.00012822 |  | -1.6653e-05 |  | -3.6421e-05 |  | 2.3437e-06 |  | -0.00029545 |  | 0.00029755 |  | -9.7504e-05 |  | -9.1024e-06 |  | 0.076394 |  | 0.03347 |  | 4.7303e-06 |  | 0.003763 |  | 0.00087596 |  | 0.036191 |  | 5.8987e-06 |  | 0.1237 |  | 0.011952
| 5.243e-05 |  | -0.00010729 |  | 9.8596e-05 |  | -0.00010924 |  | -0.00012423 |  | -3.4613e-05 |  | 2.4029e-06 |  | -0.00018618 |  | 0.0002044 |  | -0.00027538 |  | -0.00023304 |  | 0.07746 |  | 0.033892 |  | 2.08e-07 |  | 0.003793 |  | 0.00078442 |  | 0.036375 |  | 5.8987e-06 |  | 0.12369 |  | 0.011924
| 4.3841e-05 |  | -0.00013071 |  | 4.7663e-05 |  | -0.00013349 |  | -0.0001097 |  | -3.4261e-05 |  | 2.4606e-06 |  | -3.6425e-05 |  | 0.00028925 |  | -0.00019049 |  | -4.8113e-05 |  | 0.078561 |  | 0.03426 |  | 3.4245e-06 |  | 0.0037223 |  | 0.00087176 |  | 0.03689 |  | 5.8987e-06 |  | 0.12362 |  | 0.011865
| 4.3845e-05 |  | -3.872e-05 |  | 4.7667e-05 |  | -0.00027124 |  | -8.0125e-05 |  | -3.6114e-05 |  | 2.5028e-06 |  | -6.4756e-05 |  | 0.00043027 |  | 5.7469e-05 |  | 0.00027177 |  | 0.079715 |  | 0.034648 |  | 2.8116e-05 |  | 0.003567 |  | 0.00082893 |  | 0.03703 |  | 5.8987e-06 |  | 0.12362 |  | 0.011771
| 0.00010399 |  | -0.0001773 |  | 0.00010758 |  | -0.00015257 |  | -3.3022e-05 |  | -3.5266e-05 |  | 2.4887e-06 |  | -2.3271e-05 |  | 0.0003813 |  | -0.00017513 |  | 7.352e-05 |  | 0.080844 |  | 0.035096 |  | 2.4414e-05 |  | 0.0037286 |  | 0.00077691 |  | 0.037818 |  | 4.2143e-06 |  | 0.12384 |  | 0.011696
| 0.00010399 |  | -0.00010698 |  | 0.00010758 |  | -9.9551e-06 |  | -2.4741e-05 |  | -1.4707e-05 |  | 2.4313e-06 |  | -8.499e-05 |  | 0.00031138 |  | 0.00012334 |  | -0.00040311 |  | 0.081882 |  | 0.03562 |  | -5.0584e-05 |  | 0.0038013 |  | 0.00095077 |  | 0.039021 |  | 4.2143e-06 |  | 0.12418 |  | 0.011689
| 3.5264e-05 |  | 3.3658e-05 |  | 6.0373e-05 |  | -3.2332e-05 |  | -6.574e-05 |  | 2.5386e-06 |  | 2.379e-06 |  | 6.4756e-05 |  | 0.00025524 |  | 0.00019308 |  | -0.00013003 |  | 0.082754 |  | 0.036175 |  | -4.5395e-05 |  | 0.0036878 |  | 0.000902 |  | 0.039528 |  | 4.2143e-06 |  | 0.12446 |  | 0.011731
| 3.5264e-05 |  | -4.9756e-05 |  | 6.0373e-05 |  | -7.9803e-05 |  | -4.786e-05 |  | -3.1587e-05 |  | 2.3776e-06 |  | 0.00031805 |  | 0.0002911 |  | -8.6016e-05 |  | 6.6053e-05 |  | 0.083437 |  | 0.036742 |  | 5.0027e-05 |  | 0.0034087 |  | 0.00077691 |  | 0.039891 |  | 4.2143e-06 |  | 0.12455 |  | 0.011761
| 9.9833e-05 |  | -5.153e-05 |  | 7.7714e-05 |  | -0.00011875 |  | -8.5786e-06 |  | -5.0707e-05 |  | 2.438e-06 |  | 0.00016189 |  | 0.00030787 |  | -8.5881e-05 |  | -5.2018e-06 |  | 0.08398 |  | 0.037303 |  | 2.9433e-05 |  | 0.0032435 |  | 0.00081559 |  | 0.040429 |  | 4.2146e-06 |  | 0.12456 |  | 0.011748
| 9.9833e-05 |  | -4.2305e-05 |  | 7.7714e-05 |  | -0.00013398 |  | 1.3636e-05 |  | -3.2029e-05 |  | 2.511e-06 |  | -0.00020237 |  | 0.0003264 |  | -0.00034933 |  | -4.8114e-05 |  | 0.084516 |  | 0.037887 |  | 5.265e-05 |  | 0.0029854 |  | 0.00095245 |  | 0.040955 |  | 4.2146e-06 |  | 0.12453 |  | 0.011715
| 4.7089e-05 |  | -0.00021092 |  | 5.2875e-05 |  | -0.00018298 |  | -8.1542e-05 |  | -3.7588e-05 |  | 2.5314e-06 |  | -0.00012412 |  | 0.00038923 |  | -0.00029022 |  | -0.00021808 |  | 0.085188 |  | 0.038423 |  | 2.184e-05 |  | 0.0028478 |  | 0.00084751 |  | 0.041695 |  | 7.5857e-06 |  | 0.1245 |  | 0.011656
| 4.7089e-05 |  | -0.0002173 |  | 5.2875e-05 |  | -0.00013004 |  | -0.00014413 |  | -4.294e-05 |  | 2.6125e-06 |  | -2.4283e-05 |  | 0.00039461 |  | 0.00020082 |  | -5.5916e-05 |  | 0.08595 |  | 0.038798 |  | -1.176e-05 |  | 0.0030079 |  | 0.00074163 |  | 0.043189 |  | 7.5852e-06 |  | 0.12449 |  | 0.011541
| 7.1754e-05 |  | -0.00010234 |  | 0.00011301 |  | -8.6836e-05 |  | -5.0424e-05 |  | -2.6394e-05 |  | 2.6755e-06 |  | -0.00024689 |  | 0.00045265 |  | 0.0001892 |  | -0.00013004 |  | 0.086844 |  | 0.03907 |  | 5.9015e-05 |  | 0.0030753 |  | 0.00079207 |  | 0.043923 |  | 5.8997e-06 |  | 0.12467 |  | 0.011416
| 7.176e-05 |  | -0.00016247 |  | 0.00011302 |  | -0.00013407 |  | -6.6996e-05 |  | -3.8619e-05 |  | 2.6134e-06 |  | -0.0001086 |  | 0.00038631 |  | -3.4034e-05 |  | -0.00020687 |  | 0.087903 |  | 0.039384 |  | 5.7125e-05 |  | 0.0029121 |  | 0.000777 |  | 0.044139 |  | 5.9001e-06 |  | 0.12514 |  | 0.011392
| 2.5608e-05 |  | -0.00017651 |  | 8.9102e-05 |  | -0.0001068 |  | -0.00012987 |  | -5.5251e-05 |  | 2.4784e-06 |  | 3.6425e-05 |  | 0.00033727 |  | 0.00013108 |  | -0.00015734 |  | 0.089053 |  | 0.039901 |  | 7.0143e-05 |  | 0.0026497 |  | 0.00067196 |  | 0.044889 |  | 2.5289e-06 |  | 0.12574 |  | 0.011484
| 2.5612e-05 |  | -2.0793e-05 |  | 8.9117e-05 |  | -6.8706e-05 |  | -2.839e-05 |  | -5.1218e-05 |  | 2.3613e-06 |  | -0.00018212 |  | 0.00026768 |  | 7.103e-06 |  | -0.00043822 |  | 0.090143 |  | 0.040556 |  | 7.1623e-05 |  | 0.0024459 |  | 0.00061568 |  | 0.045561 |  | 2.5291e-06 |  | 0.12627 |  | 0.011574
| 5.8926e-05 |  | 4.9499e-06 |  | 6.7585e-05 |  | -2.5199e-05 |  | -1.9347e-05 |  | -5.2262e-05 |  | 2.3727e-06 |  | -0.00017453 |  | 0.00018275 |  | -0.0002531 |  | -0.00034145 |  | 0.091074 |  | 0.04125 |  | -1.7239e-05 |  | 0.0025264 |  | 0.00079128 |  | 0.046782 |  | 9.2721e-06 |  | 0.12663 |  | 0.011586
| 5.8931e-05 |  | -8.2593e-05 |  | 6.7591e-05 |  | -3.1893e-05 |  | -4.2152e-05 |  | -4.5939e-05 |  | 2.3962e-06 |  | 1.619e-05 |  | 0.00034214 |  | -0.00024473 |  | -0.00024318 |  | 0.091907 |  | 0.041948 |  | 2.4039e-05 |  | 0.0028683 |  | 0.00091392 |  | 0.047152 |  | 9.2727e-06 |  | 0.12691 |  | 0.011539
| 0 |  | -6.6718e-05 |  | 5.0823e-05 |  | -0.00014579 |  | 1.1248e-06 |  | -4.116e-05 |  | 2.4151e-06 |  | -2.4283e-05 |  | 0.00039119 |  | 0.00014271 |  | 0.00012743 |  | 0.092658 |  | 0.042653 |  | 0.00011528 |  | 0.002622 |  | 0.0010147 |  | 0.047635 |  | 2.5291e-06 |  | 0.12725 |  | 0.011493
| 0 |  | -3.3777e-05 |  | 5.0831e-05 |  | -9.2077e-05 |  | 1.5253e-05 |  | -4.0346e-05 |  | 2.5745e-06 |  | -7.3694e-05 |  | 0.0002746 |  | 0.0001739 |  | 0.00013708 |  | 0.093335 |  | 0.043345 |  | 9.9321e-05 |  | 0.0025021 |  | 0.00093492 |  | 0.048558 |  | 2.5292e-06 |  | 0.12773 |  | 0.011445
| 2.4544e-05 |  | 2.9648e-05 |  | 5.0831e-05 |  | -2.2542e-05 |  | -4.0004e-06 |  | -2.5625e-05 |  | 2.7215e-06 |  | -7.6898e-05 |  | 0.00032724 |  | -0.00013625 |  | -0.00024317 |  | 0.09403 |  | 0.044031 |  | 3.2701e-05 |  | 0.0026643 |  | 0.00082241 |  | 0.049837 |  | 8.4312e-07 |  | 0.12836 |  | 0.011404
| 2.4546e-05 |  | 5.8472e-07 |  | 5.0836e-05 |  | -2.8271e-05 |  | -8.9723e-05 |  | -3.1253e-05 |  | 2.7041e-06 |  | -5.6663e-05 |  | 0.00042539 |  | -3.1641e-05 |  | -0.00015344 |  | 0.094861 |  | 0.044725 |  | -1.5373e-05 |  | 0.0026907 |  | 0.0008358 |  | 0.05094 |  | 8.4307e-07 |  | 0.12907 |  | 0.011394
| 2.9924e-05 |  | -0.00012304 |  | 5.499e-05 |  | -4.9341e-05 |  | -0.00012072 |  | -2.9628e-05 |  | 2.54e-06 |  | -7.3695e-05 |  | 0.00040508 |  | 0.00034469 |  | -0.00013583 |  | 0.095844 |  | 0.045391 |  | -2.0612e-05 |  | 0.0024945 |  | 0.00087701 |  | 0.051408 |  | 7.587e-06 |  | 0.12978 |  | 0.011408
| 2.9924e-05 |  | -0.00018708 |  | 5.499e-05 |  | -7.1616e-05 |  | -0.00010888 |  | -2.631e-05 |  | 2.4708e-06 |  | -4.0473e-06 |  | 0.00033567 |  | 0.00031318 |  | -0.00019246 |  | 0.096808 |  | 0.045978 |  | -1.5631e-05 |  | 0.0019489 |  | 0.00087701 |  | 0.051865 |  | 7.587e-06 |  | 0.13034 |  | 0.011414
| 8.7972e-05 |  | -0.00013286 |  | 7.1814e-05 |  | -6.6194e-05 |  | -2.7946e-05 |  | -2.8692e-05 |  | 2.5568e-06 |  | 4.8567e-05 |  | 0.00026451 |  | 0.00021632 |  | -0.00021197 |  | 0.097682 |  | 0.04657 |  | 2.1223e-05 |  | 0.0021238 |  | 0.00076193 |  | 0.051873 |  | 4.2156e-06 |  | 0.13075 |  | 0.011405
| 8.7972e-05 |  | -3.2321e-05 |  | 7.1814e-05 |  | -0.00011589 |  | 2.3342e-05 |  | -3.3812e-05 |  | 2.6413e-06 |  | 2.3271e-05 |  | 0.00021185 |  | 0.00021474 |  | -1.994e-05 |  | 0.098547 |  | 0.047244 |  | 3.7206e-07 |  | 0.0021171 |  | 0.00066788 |  | 0.052717 |  | 4.2158e-06 |  | 0.13109 |  | 0.011399
| 3.6383e-05 |  | -0.00010379 |  | 4.5664e-05 |  | -8.3981e-05 |  | 7.782e-06 |  | -5.0331e-05 |  | 2.6335e-06 |  | -0.00015785 |  | 0.00032199 |  | -3.5514e-05 |  | -5.5917e-05 |  | 0.099572 |  | 0.047982 |  | 1.0072e-08 |  | 0.0018001 |  | 0.00086777 |  | 0.05421 |  | 4.2158e-06 |  | 0.13135 |  | 0.011412
| 3.6386e-05 |  | -0.00015742 |  | 4.5668e-05 |  | -6.1581e-05 |  | 7.3336e-06 |  | -5.6304e-05 |  | 2.5333e-06 |  | -4.8568e-05 |  | 0.00039863 |  | -0.0001285 |  | -0.00020416 |  | 0.10064 |  | 0.048686 |  | -2.9455e-05 |  | 0.0018786 |  | 0.00091067 |  | 0.055858 |  | 4.2158e-06 |  | 0.13155 |  | 0.011405
| 7.1826e-05 |  | 4.7308e-05 |  | 5.7084e-05 |  | -7.534e-05 |  | 8.6418e-06 |  | -2.2891e-05 |  | 2.445e-06 |  | 0.000128 |  | 0.00034955 |  | -9.3441e-05 |  | 0.00011091 |  | 0.1016 |  | 0.049387 |  | -4.1353e-05 |  | 0.0019147 |  | 0.00075189 |  | 0.056471 |  | 4.2161e-06 |  | 0.13169 |  | 0.01137
| 7.1832e-05 |  | 0.00010459 |  | 5.7089e-05 |  | -1.9424e-05 |  | 6.0178e-05 |  | -2.3401e-05 |  | 2.4564e-06 |  | -0.00014571 |  | 0.00026093 |  | -4.3264e-05 |  | 0.00026007 |  | 0.10238 |  | 0.05014 |  | 5.4483e-05 |  | 0.0017948 |  | 0.00069728 |  | 0.056726 |  | 4.2161e-06 |  | 0.13184 |  | 0.01133
| 0.00012573 |  | -0.00018386 |  | 8.2022e-05 |  | -7.6361e-05 |  | -4.0649e-06 |  | -4.4529e-05 |  | 2.5704e-06 |  | -0.00018213 |  | 0.00037952 |  | -0.00021374 |  | -0.00011053 |  | 0.10306 |  | 0.050978 |  | 2.3195e-05 |  | 0.0016602 |  | 0.00065612 |  | 0.057541 |  | 5.9015e-06 |  | 0.13205 |  | 0.011319
| 0.00012572 |  | -0.00022298 |  | 8.2015e-05 |  | -0.00011384 |  | -8.9877e-05 |  | -6.2905e-05 |  | 2.6744e-06 |  | 0.00014739 |  | 0.00055615 |  | -7.4879e-05 |  | -0.00025173 |  | 0.10371 |  | 0.05183 |  | -3.5561e-05 |  | 0.0017022 |  | 0.0006746 |  | 0.058099 |  | 5.9015e-06 |  | 0.1323 |  | 0.011297
| 3.3171e-05 |  | -0.00020152 |  | 7.3646e-05 |  | -7.8527e-05 |  | -8.0539e-05 |  | -6.1312e-05 |  | 2.6632e-06 |  | 0.00028331 |  | 0.00042392 |  | 0.00024344 |  | 0.0003264 |  | 0.10441 |  | 0.052652 |  | -4.1574e-05 |  | 0.0018396 |  | 0.0008015 |  | 0.059345 |  | 4.2163e-06 |  | 0.13268 |  | 0.011262
| 3.3171e-05 |  | -7.835e-05 |  | 7.3646e-05 |  | -8.8475e-05 |  | -2.5327e-05 |  | -2.6294e-05 |  | 2.5825e-06 |  | 0.00022665 |  | 0.00031853 |  | 0.00010009 |  | 0.00022497 |  | 0.10521 |  | 0.053442 |  | 1.985e-05 |  | 0.0018121 |  | 0.00085023 |  | 0.060654 |  | 4.2163e-06 |  | 0.13317 |  | 0.01124
| 6.5275e-05 |  | 0.00010302 |  | 6.9467e-05 |  | -4.9157e-05 |  | 1.2995e-05 |  | -1.573e-05 |  | 2.5083e-06 |  | 0.00039664 |  | 0.00033715 |  | -6.4487e-07 |  | -8.7125e-05 |  | 0.10607 |  | 0.054222 |  | 3.8424e-05 |  | 0.0019156 |  | 0.00080906 |  | 0.061529 |  | 4.2163e-06 |  | 0.13384 |  | 0.011245
| 6.5275e-05 |  | -3.6483e-05 |  | 6.9467e-05 |  | -3.6436e-05 |  | -0.00011212 |  | -3.2877e-05 |  | 2.5078e-06 |  | 0.00025987 |  | 0.00029823 |  | 0.0003224 |  | 5.8571e-05 |  | 0.10691 |  | 0.054946 |  | -1.0278e-05 |  | 0.0018157 |  | 0.00083007 |  | 0.062654 |  | 4.2166e-06 |  | 0.13461 |  | 0.011281
| 4.824e-05 |  | -0.00014901 |  | 8.2042e-05 |  | -5.0756e-05 |  | -0.00018098 |  | -4.3728e-05 |  | 2.57e-06 |  | 8.0949e-06 |  | 0.00029643 |  | 0.00044877 |  | 1.8205e-05 |  | 0.1078 |  | 0.05562 |  | 3.9882e-05 |  | 0.0015869 |  | 0.00069564 |  | 0.063495 |  | 7.5888e-06 |  | 0.13541 |  | 0.011313
| 4.8248e-05 |  | -0.00011073 |  | 8.2056e-05 |  | -2.0199e-05 |  | -0.00011464 |  | -5.0812e-05 |  | 2.6393e-06 |  | -8.904e-05 |  | 0.00038812 |  | -2.7761e-05 |  | 0.00017425 |  | 0.10896 |  | 0.05634 |  | 2.8874e-05 |  | 0.0015324 |  | 0.00076206 |  | 0.063936 |  | 7.5888e-06 |  | 0.13622 |  | 0.011332
| 4.1791e-05 |  | -4.3946e-05 |  | 8.7447e-05 |  | -2.196e-05 |  | -7.296e-05 |  | -6.5362e-05 |  | 2.6473e-06 |  | -0.00014351 |  | 0.00027971 |  | -0.00029393 |  | 6.2321e-06 |  | 0.11031 |  | 0.057136 |  | 5.2562e-06 |  | 0.0014693 |  | 0.00090988 |  | 0.064814 |  | 5.9022e-06 |  | 0.1368 |  | 0.011307
| 4.1798e-05 |  | -4.0641e-05 |  | 8.7461e-05 |  | -6.4988e-05 |  | -7.4148e-05 |  | -5.3774e-05 |  | 2.6782e-06 |  | -0.00028331 |  | 0.00026119 |  | -0.00017112 |  | 5.7217e-05 |  | 0.11157 |  | 0.057973 |  | -1.6305e-05 |  | 0.0015472 |  | 0.00082424 |  | 0.066434 |  | 5.9025e-06 |  | 0.13715 |  | 0.011257
| 4.1795e-05 |  | -3.2578e-05 |  | 6.7687e-05 |  | -0.00010103 |  | -7.2964e-05 |  | -3.485e-05 |  | 2.7057e-06 |  | -0.00025903 |  | 0.00031867 |  | -2.7766e-05 |  | 0.00062287 |  | 0.11256 |  | 0.058828 |  | -1.102e-05 |  | 0.0015664 |  | 0.00074106 |  | 0.066785 |  | 7.5893e-06 |  | 0.13717 |  | 0.011212
| 4.1802e-05 |  | 3.0325e-05 |  | 6.7698e-05 |  | -0.00017 |  | -9.5479e-05 |  | -5.4294e-05 |  | 2.5483e-06 |  | -0.00024435 |  | 0.00025222 |  | -9.7155e-05 |  | 0.00040252 |  | 0.1132 |  | 0.059686 |  | 1.3493e-05 |  | 0.0013123 |  | 0.00079903 |  | 0.067236 |  | 7.5893e-06 |  | 0.13698 |  | 0.011182
| 4.8265e-05 |  | 1.1693e-05 |  | 6.351e-05 |  | -0.00014593 |  | -4.8519e-05 |  | -7.8153e-05 |  | 2.3831e-06 |  | -0.00046948 |  | 0.0002115 |  | -0.00023311 |  | 0.00011964 |  | 0.11361 |  | 0.060555 |  | -4.8274e-05 |  | 0.0011943 |  | 0.00079656 |  | 0.069312 |  | 5.9029e-06 |  | 0.13672 |  | 0.011181
| 4.8265e-05 |  | -9.2721e-07 |  | 6.351e-05 |  | -0.00011804 |  | -3.0746e-05 |  | -6.7751e-05 |  | 2.3336e-06 |  | -0.00010928 |  | 0.00019652 |  | -0.00037258 |  | 0.00012744 |  | 0.11397 |  | 0.061458 |  | -2.9744e-05 |  | 0.0013686 |  | 0.0007713 |  | 0.07067 |  | 5.9029e-06 |  | 0.13647 |  | 0.011204
| 6.5313e-05 |  | -3.4583e-05 |  | 1.0391e-06 |  | -0.00014701 |  | -0.00010987 |  | -4.6559e-05 |  | 2.4552e-06 |  | 1.9394e-05 |  | 0.00021871 |  | -0.00032364 |  | 0.00012586 |  | 0.11439 |  | 0.062344 |  | 3.6271e-05 |  | 0.0016365 |  | 0.00092091 |  | 0.071922 |  | 5.9029e-06 |  | 0.13642 |  | 0.01124
| 6.5318e-05 |  | -0.00019381 |  | 1.0392e-06 |  | -0.00011178 |  | -0.00015017 |  | -4.4563e-05 |  | 2.6254e-06 |  | -0.00017403 |  | 0.00028345 |  | -0.00010913 |  | 0.00029909 |  | 0.11493 |  | 0.06318 |  | -9.162e-05 |  | 0.0015705 |  | 0.00096629 |  | 0.072523 |  | 5.9029e-06 |  | 0.1365 |  | 0.01125
| 0.00010008 |  | -0.00020135 |  | 0.00010068 |  | -0.00013262 |  | -7.8963e-05 |  | -5.8617e-05 |  | 2.6706e-06 |  | -4.8568e-05 |  | 0.00024931 |  | -0.00012462 |  | -0.00021976 |  | 0.11564 |  | 0.063918 |  | -0.00012586 |  | 0.0012708 |  | 0.00077807 |  | 0.073072 |  | 4.2173e-06 |  | 0.13667 |  | 0.011223
| 0.00010008 |  | -6.8109e-05 |  | 0.00010068 |  | -0.00016147 |  | -3.9202e-06 |  | -5.8543e-05 |  | 2.5932e-06 |  | -6.071e-05 |  | 0.00023552 |  | -0.00051981 |  | -0.00046944 |  | 0.11642 |  | 0.064556 |  | -2.5339e-05 |  | 0.00097095 |  | 0.00078395 |  | 0.074481 |  | 4.2173e-06 |  | 0.13686 |  | 0.011172
| 2.7819e-05 |  | -2.0781e-05 |  | 1.8707e-05 |  | -0.00014341 |  | 6.675e-05 |  | -6.1169e-05 |  | 2.4454e-06 |  | -3.1029e-05 |  | 0.00027151 |  | -0.00075805 |  | -0.00031529 |  | 0.11729 |  | 0.065158 |  | -2.8757e-06 |  | 0.0010468 |  | 0.00083437 |  | 0.07558 |  | 4.2173e-06 |  | 0.13706 |  | 0.0111
| 2.7824e-05 |  | -9.2756e-05 |  | 1.871e-05 |  | -0.00018128 |  | -2.7261e-05 |  | -4.6075e-05 |  | 2.3955e-06 |  | -0.00028735 |  | 0.00030572 |  | -0.00037645 |  | -0.00013394 |  | 0.11816 |  | 0.065801 |  | 2.1577e-05 |  | 0.001368 |  | 0.00079072 |  | 0.076299 |  | 4.2176e-06 |  | 0.13738 |  | 0.011052
| 6.1139e-05 |  | -0.00010398 |  | 7.3726e-05 |  | -0.00012419 |  | -4.3854e-05 |  | -3.7059e-05 |  | 2.4868e-06 |  | -0.00038853 |  | 0.00036204 |  | -0.0002641 |  | -0.00012614 |  | 0.11902 |  | 0.066518 |  | 3.5124e-05 |  | 0.0012443 |  | 0.00084366 |  | 0.077187 |  | 5.9036e-06 |  | 0.13788 |  | 0.011005
| 6.1149e-05 |  | 1.205e-05 |  | 7.3738e-05 |  | -5.5014e-06 |  | 3.4463e-05 |  | -4.4811e-05 |  | 2.5225e-06 |  | -1.5515e-05 |  | 0.00029915 |  | -5.2606e-05 |  | -0.00030781 |  | 0.1196 |  | 0.067248 |  | 4.8046e-06 |  | 0.0010206 |  | 0.00089072 |  | 0.078279 |  | 5.9036e-06 |  | 0.13853 |  | 0.010938
| 2.8903e-05 |  | 3.5737e-05 |  | 0.00010791 |  | -2.9115e-05 |  | -2.382e-05 |  | -3.7618e-05 |  | 2.4662e-06 |  | -0.00012142 |  | 0.00017146 |  | 0.00025506 |  | 0.00013914 |  | 0.11973 |  | 0.067929 |  | 3.5423e-06 |  | 0.00091418 |  | 0.00084198 |  | 0.07955 |  | 4.2176e-06 |  | 0.13919 |  | 0.010876
| 2.8908e-05 |  | -5.1518e-05 |  | 0.00010793 |  | -0.00016995 |  | -4.8804e-05 |  | -5.0089e-05 |  | 2.5507e-06 |  | -2.4285e-05 |  | 0.00022065 |  | -0.00016724 |  | 0.00025617 |  | 0.1196 |  | 0.0686 |  | -3.6576e-05 |  | 0.0010896 |  | 0.00080501 |  | 0.081091 |  | 4.2178e-06 |  | 0.13982 |  | 0.010857
| 0.00010853 |  | -2.3674e-05 |  | 2.2874e-05 |  | -0.00012853 |  | -6.2182e-05 |  | -6.0707e-05 |  | 2.699e-06 |  | -0.00010085 |  | 0.00036156 |  | -0.00059098 |  | -0.00023304 |  | 0.11945 |  | 0.069382 |  | -0.00010598 |  | 0.0012347 |  | 0.00082438 |  | 0.082236 |  | 4.2178e-06 |  | 0.14036 |  | 0.010906
| 0.00010854 |  | -0.0001526 |  | 2.2876e-05 |  | -1.9738e-05 |  | -6.8112e-05 |  | -6.0935e-05 |  | 2.7589e-06 |  | -0.00025498 |  | 0.00029863 |  | -0.00039196 |  | -0.00013004 |  | 0.11937 |  | 0.070291 |  | -6.1482e-05 |  | 0.0011474 |  | 0.00077224 |  | 0.0831 |  | 4.2178e-06 |  | 0.14074 |  | 0.010972
| 6.1164e-05 |  | -0.00018381 |  | 9.5944e-05 |  | -0.0001258 |  | -9.484e-06 |  | -7.613e-05 |  | 2.671e-06 |  | -0.00017808 |  | 0.00025605 |  | 3.035e-05 |  | 0.00020546 |  | 0.11927 |  | 0.071264 |  | 1.2639e-05 |  | 0.0010167 |  | 0.00070001 |  | 0.084077 |  | 2.5307e-06 |  | 0.14095 |  | 0.011001
| 6.1175e-05 |  | -5.3419e-05 |  | 9.596e-05 |  | -0.00014855 |  | -2.3712e-06 |  | -7.8899e-05 |  | 2.5087e-06 |  | -0.00035616 |  | 0.00036645 |  | -0.00032609 |  | -4.0313e-05 |  | 0.11922 |  | 0.072198 |  | 5.5253e-05 |  | 0.0011455 |  | 0.00069161 |  | 0.084805 |  | 2.5309e-06 |  | 0.14115 |  | 0.010975
| 7.7368e-05 |  | -6.8285e-05 |  | 5.6158e-05 |  | -7.7503e-05 |  | -0.00013615 |  | -3.7248e-05 |  | 2.4355e-06 |  | -0.00041889 |  | 0.00045881 |  | -0.0003979 |  | -0.00034145 |  | 0.11931 |  | 0.073097 |  | 3.0331e-05 |  | 0.0010432 |  | 0.00068573 |  | 0.085858 |  | 7.5915e-06 |  | 0.14148 |  | 0.010926
| 7.7374e-05 |  | -8.1276e-05 |  | 5.6163e-05 |  | -0.00018666 |  | -0.00013498 |  | -4.6364e-05 |  | 2.3914e-06 |  | -0.00022259 |  | 0.00039107 |  | -2.0018e-05 |  | -0.00013393 |  | 0.11946 |  | 0.073981 |  | -5.1923e-06 |  | 0.00081469 |  | 0.00086472 |  | 0.087001 |  | 7.592e-06 |  | 0.14192 |  | 0.010862
| 6.1185e-05 |  | -8.2686e-05 |  | 4.6806e-05 |  | -0.0001885 |  | -4.7928e-05 |  | -5.6521e-05 |  | 2.4161e-06 |  | -4.452e-05 |  | 0.00032272 |  | -4.3263e-05 |  | 2.6009e-06 |  | 0.11955 |  | 0.07475 |  | 4.5675e-05 |  | 0.00097856 |  | 0.0010127 |  | 0.088015 |  | 4.2181e-06 |  | 0.14236 |  | 0.010792
| 6.1185e-05 |  | -8.849e-05 |  | 4.6806e-05 |  | -2.7986e-05 |  | -3.4887e-05 |  | -3.5396e-05 |  | 2.4263e-06 |  | -3.8787e-05 |  | 0.00037011 |  | -0.00044989 |  | -0.00024425 |  | 0.11952 |  | 0.07546 |  | 4.1159e-05 |  | 0.0011108 |  | 0.00093279 |  | 0.089362 |  | 4.2183e-06 |  | 0.1426 |  | 0.010718
| 8.5193e-05 |  | 1.5923e-06 |  | 5.0976e-05 |  | 4.4483e-05 |  | -6.6998e-05 |  | -4.6895e-05 |  | 2.4143e-06 |  | 0.00014975 |  | 0.00030237 |  | -0.00051207 |  | -8.7123e-05 |  | 0.11933 |  | 0.076185 |  | -5.4867e-05 |  | 0.0010233 |  | 0.00077317 |  | 0.091016 |  | 5.9046e-06 |  | 0.14266 |  | 0.010671
| 8.5193e-05 |  | 5.7235e-05 |  | 5.0976e-05 |  | -8.4065e-06 |  | -9.309e-05 |  | -4.8851e-05 |  | 2.3438e-06 |  | 0.0003926 |  | 0.00020518 |  | -0.00017887 |  | -2.8607e-05 |  | 0.11903 |  | 0.077066 |  | -6.3309e-05 |  | 0.00083682 |  | 0.00091351 |  | 0.092815 |  | 5.905e-06 |  | 0.14269 |  | 0.010667
| 2.5694e-05 |  | -2.3346e-05 |  | 7.38e-05 |  | -0.0001183 |  | -0.00016922 |  | -3.1811e-05 |  | 2.2843e-06 |  | 0.00013357 |  | 0.0001776 |  | -0.00010913 |  | -1.2997e-06 |  | 0.11859 |  | 0.078032 |  | -6.6275e-07 |  | 0.00088117 |  | 0.0011144 |  | 0.093643 |  | 5.905e-06 |  | 0.14296 |  | 0.010685
| 2.5696e-05 |  | -0.00013038 |  | 7.3806e-05 |  | -0.0001672 |  | -0.00016923 |  | -5.9342e-05 |  | 2.2749e-06 |  | -0.000128 |  | 0.00019322 |  | 0.0001776 |  | 2.4924e-05 |  | 0.11803 |  | 0.078959 |  | 8.4842e-05 |  | 0.0008146 |  | 0.00092618 |  | 0.094681 |  | 5.905e-06 |  | 0.1435 |  | 0.01073
| 7.6206e-05 |  | -0.00018435 |  | 3.9539e-05 |  | -0.00013477 |  | -8.4758e-05 |  | -8.0799e-05 |  | 2.3239e-06 |  | -3.6426e-05 |  | 0.00030543 |  | 0.00026281 |  | 6.8912e-05 |  | 0.11747 |  | 0.079785 |  | 3.8457e-05 |  | 0.00078575 |  | 0.00083788 |  | 0.096594 |  | 5.905e-06 |  | 0.1441 |  | 0.010765
| 7.6219e-05 |  | -1.1731e-06 |  | 3.9546e-05 |  | -6.7716e-05 |  | 2.8733e-06 |  | -4.8386e-05 |  | 2.4171e-06 |  | 4.0474e-05 |  | 0.00036669 |  | -0.00019824 |  | 0.00053315 |  | 0.11704 |  | 0.080598 |  | -3.015e-05 |  | 0.0010519 |  | 0.0010153 |  | 0.097748 |  | 5.9053e-06 |  | 0.14468 |  | 0.010754
| 0.00010743 |  | 2.6177e-05 |  | 8.4021e-05 |  | -6.1323e-05 |  | 1.1317e-05 |  | -5.6036e-05 |  | 2.4621e-06 |  | 7.3696e-05 |  | 0.00023946 |  | -0.00027167 |  | 0.00032401 |  | 0.11683 |  | 0.081498 |  | 8.4853e-06 |  | 0.0010812 |  | 0.0010296 |  | 0.098398 |  | 2.5312e-06 |  | 0.1452 |  | 0.010698
| 0.00010744 |  | -8.5521e-05 |  | 8.4028e-05 |  | 1.5962e-05 |  | -3.8768e-05 |  | -7.1286e-05 |  | 2.561e-06 |  | 8.0949e-06 |  | 0.00027189 |  | -0.00020598 |  | -5.2015e-05 |  | 0.1168 |  | 0.082515 |  | -4.3519e-05 |  | 0.00083716 |  | 0.00080683 |  | 0.099833 |  | 2.5315e-06 |  | 0.14579 |  | 0.010651
| 8.1634e-05 |  | -9.8417e-05 |  | 1.8735e-05 |  | -8.4381e-05 |  | 7.9044e-06 |  | -4.9507e-05 |  | 2.6153e-06 |  | 9.7135e-05 |  | 0.00034514 |  | -0.00031834 |  | -6.3718e-05 |  | 0.11673 |  | 0.083541 |  | -5.1769e-05 |  | 0.00073412 |  | 0.00078162 |  | 0.10121 |  | 5.9053e-06 |  | 0.14642 |  | 0.010637
| 8.1641e-05 |  | -9.2166e-05 |  | 1.8736e-05 |  | -0.00017826 |  | -3.0841e-05 |  | -4.6935e-05 |  | 2.6542e-06 |  | -1.6188e-05 |  | 0.00031456 |  | -0.00010138 |  | -9.4926e-05 |  | 0.11638 |  | 0.08449 |  | -7.3131e-05 |  | 0.00081008 |  | 0.00083205 |  | 0.10244 |  | 5.9057e-06 |  | 0.14699 |  | 0.010644
| 3.9728e-05 |  | -6.3863e-05 |  | 0.00011346 |  | -3.7122e-05 |  | -6.8684e-05 |  | -5.2864e-05 |  | 2.6449e-06 |  | 0 |  | 0.00026173 |  | 0.00023329 |  | 3.2401e-05 |  | 0.11567 |  | 0.085422 |  | -8.622e-05 |  | 0.00078891 |  | 0.0008363 |  | 0.10469 |  | 5.9057e-06 |  | 0.14748 |  | 0.010636
| 3.9732e-05 |  | -9.1095e-05 |  | 0.00011347 |  | -0.00011009 |  | -0.00014461 |  | -5.7307e-05 |  | 2.6623e-06 |  | 7.2851e-05 |  | 0.00011352 |  | 0.0001582 |  | 6.5015e-06 |  | 0.1148 |  | 0.086323 |  | -6.6043e-05 |  | 0.00097168 |  | 0.00080515 |  | 0.10571 |  | 5.9057e-06 |  | 0.14794 |  | 0.010626
| 0 |  | -0.00013403 |  | 8.8259e-05 |  | -0.00014917 |  | -0.00016076 |  | -6.0991e-05 |  | 2.688e-06 |  | -0.00010928 |  | 7.3902e-05 |  | 0.00029381 |  | -0.00015344 |  | 0.11397 |  | 0.087299 |  | -3.6771e-05 |  | 0.0012047 |  | 0.00071106 |  | 0.10634 |  | 4.2191e-06 |  | 0.14848 |  | 0.010601
| 0 |  | -0.00011034 |  | 8.8266e-05 |  | -0.00014731 |  | -7.0603e-05 |  | -7.6655e-05 |  | 2.5719e-06 |  | -5.818e-05 |  | 0.00014351 |  | 0.00028157 |  | -0.00036015 |  | 0.11315 |  | 0.088285 |  | 2.8087e-06 |  | 0.0009799 |  | 0.00085227 |  | 0.10797 |  | 4.2193e-06 |  | 0.14902 |  | 0.010566
| 9.1276e-05 |  | -6.1096e-05 |  | 7.0859e-05 |  | -0.00023429 |  | -9.5354e-05 |  | -9.24e-05 |  | 2.439e-06 |  | -0.00037235 |  | 0.00022219 |  | -0.00016337 |  | -0.00042652 |  | 0.11226 |  | 0.089261 |  | -5.6851e-06 |  | 0.00047187 |  | 0.0010565 |  | 0.10972 |  | 2.5316e-06 |  | 0.14942 |  | 0.010517
| 9.1276e-05 |  | -1.7085e-06 |  | 7.0859e-05 |  | -0.00013111 |  | -6.4282e-05 |  | -6.6835e-05 |  | 2.4632e-06 |  | -0.00050591 |  | 0.00025341 |  | -0.00018274 |  | -0.00028607 |  | 0.11135 |  | 0.090181 |  | 4.7905e-05 |  | 0.00076411 |  | 0.00091788 |  | 0.11201 |  | 2.5318e-06 |  | 0.14966 |  | 0.010484
| 5.9168e-05 |  | -1.5788e-05 |  | 5.7275e-05 |  | -4.6591e-05 |  | -3.2538e-05 |  | -4.8791e-05 |  | 2.6198e-06 |  | 4.8561e-05 |  | 0.00020539 |  | -0.00014787 |  | 1.4312e-05 |  | 0.11054 |  | 0.090997 |  | 8.2493e-05 |  | 0.0010507 |  | 0.0007346 |  | 0.1128 |  | 5.906e-06 |  | 0.14972 |  | 0.010477
| 5.9177e-05 |  | -0.00010881 |  | 5.7284e-05 |  | -0.0001375 |  | -5.8872e-05 |  | -7.4774e-05 |  | 2.6035e-06 |  | 0.00013963 |  | 0.00017299 |  | -0.00013057 |  | 0.00022307 |  | 0.10975 |  | 0.091805 |  | 3.2789e-05 |  | 0.00074734 |  | 0.00079096 |  | 0.11305 |  | 5.9064e-06 |  | 0.14974 |  | 0.010467
| 3.0577e-06 |  | -0.00014023 |  | 9.3694e-05 |  | -7.1527e-05 |  | -9.3693e-05 |  | -8.3938e-05 |  | 2.4298e-06 |  | -0.00023879 |  | 0.00026186 |  | -0.00019049 |  | 5.7215e-05 |  | 0.10891 |  | 0.092687 |  | 1.8874e-05 |  | 0.00074236 |  | 0.00094142 |  | 0.11542 |  | 9.2826e-06 |  | 0.14973 |  | 0.010445
| 3.0582e-06 |  | -0.00017243 |  | 9.3709e-05 |  | -9.7454e-05 |  | -4.4524e-05 |  | -8.5752e-05 |  | 2.3359e-06 |  | -0.00015784 |  | 0.00021053 |  | -0.00032996 |  | -0.00015344 |  | 0.108 |  | 0.093663 |  | -2.3415e-05 |  | 0.00071758 |  | 0.00084223 |  | 0.11727 |  | 9.282e-06 |  | 0.1497 |  | 0.010395
| 6.1276e-05 |  | -0.00022394 |  | 9.3717e-05 |  | -0.00026058 |  | -1.3711e-05 |  | -9.8086e-05 |  | 2.4092e-06 |  | -0.00025498 |  | 0.00015588 |  | -0.0004307 |  | -0.00014564 |  | 0.10705 |  | 0.094614 |  | -2.7427e-05 |  | 0.00056183 |  | 0.00075061 |  | 0.11742 |  | 5.9067e-06 |  | 0.14971 |  | 0.010359
| 6.1276e-05 |  | -8.1942e-05 |  | 9.3717e-05 |  | -0.00017522 |  | 2.6093e-05 |  | -6.8387e-05 |  | 2.456e-06 |  | -0.00035296 |  | 0.00020846 |  | -0.00040904 |  | 5.8571e-05 |  | 0.10596 |  | 0.095429 |  | 9.074e-06 |  | 0.00055342 |  | 0.00086745 |  | 0.11917 |  | 5.9067e-06 |  | 0.1498 |  | 0.010345
| 5.0556e-05 |  | -7.0585e-06 |  | 6.3685e-05 |  | -2.8068e-05 |  | -1.4371e-05 |  | -3.2677e-05 |  | 2.4227e-06 |  | -0.00016189 |  | 0.00024633 |  | 1.8733e-05 |  | 1.4304e-05 |  | 0.10475 |  | 0.096242 |  | -4.7219e-06 |  | 0.00052033 |  | 0.00082127 |  | 0.1218 |  | 4.2198e-06 |  | 0.14997 |  | 0.010318
| 5.056e-05 |  | -0.00010925 |  | 6.369e-05 |  | -3.6935e-05 |  | -2.8049e-05 |  | -3.2711e-05 |  | 2.4461e-06 |  | -0.00018618 |  | 0.00027879 |  | 0.0002202 |  | -6.7619e-05 |  | 0.10348 |  | 0.097119 |  | -4.9691e-06 |  | 0.00065042 |  | 0.00078255 |  | 0.12333 |  | 4.2201e-06 |  | 0.15013 |  | 0.010277
| 3.9768e-05 |  | -0.0001489 |  | 0.00011778 |  | -0.00015024 |  | 1.9847e-05 |  | -4.41e-05 |  | 2.5146e-06 |  | -0.00017842 |  | 0.00028543 |  | -6.7451e-05 |  | -0.00011714 |  | 0.10231 |  | 0.097975 |  | 9.6804e-06 |  | 0.00067663 |  | 0.00076831 |  | 0.12378 |  | 4.2201e-06 |  | 0.1503 |  | 0.010207
| 3.9768e-05 |  | -0.0001375 |  | 0.00011778 |  | -0.00013523 |  | -3.6808e-05 |  | -3.3357e-05 |  | 2.5403e-06 |  | -0.00019022 |  | 0.00032689 |  | -0.00035321 |  | -0.00016905 |  | 0.10122 |  | 0.0988 |  | 1.1717e-05 |  | 0.0005575 |  | 0.00074477 |  | 0.12518 |  | 4.2201e-06 |  | 0.15046 |  | 0.010151
| 8.0534e-05 |  | -0.00010113 |  | 8.5342e-05 |  | -0.00014356 |  | -2.9471e-05 |  | -5.5597e-05 |  | 2.5005e-06 |  | 9.7127e-05 |  | 0.00031012 |  | -0.00038421 |  | -7.5422e-05 |  | 0.10006 |  | 0.099572 |  | 1.7154e-05 |  | 0.00056975 |  | 0.0010953 |  | 0.12755 |  | 5.9071e-06 |  | 0.15069 |  | 0.010122
| 8.0534e-05 |  | -2.4815e-05 |  | 8.5342e-05 |  | -0.0001736 |  | -0.00014428 |  | -8.7167e-05 |  | 2.5001e-06 |  | 8.4985e-05 |  | 0.00027045 |  | -0.00020986 |  | -0.00010663 |  | 0.098767 |  | 0.10033 |  | 4.9701e-05 |  | 0.00065507 |  | 0.0011979 |  | 0.1288 |  | 5.9074e-06 |  | 0.15095 |  | 0.010127
| 7.2126e-05 |  | -7.7905e-05 |  | 9.1961e-05 |  | -0.00011942 |  | -0.00019717 |  | -5.4661e-05 |  | 2.5397e-06 |  | -0.00017454 |  | 0.00032457 |  | -0.00016027 |  | -0.00018444 |  | 0.097326 |  | 0.10103 |  | -7.4881e-06 |  | 0.00080646 |  | 0.0010659 |  | 0.13048 |  | 5.9074e-06 |  | 0.15115 |  | 0.010155
| 7.2126e-05 |  | -0.00016954 |  | 9.1961e-05 |  | -6.1956e-05 |  | -9.5084e-05 |  | -2.2051e-05 |  | 2.554e-06 |  | -0.00030759 |  | 0.00026842 |  | -0.00037259 |  | -0.00019636 |  | 0.095773 |  | 0.10169 |  | -2.0439e-05 |  | 0.00084953 |  | 0.0010802 |  | 0.13271 |  | 5.9074e-06 |  | 0.15132 |  | 0.010162
| 6.9733e-05 |  | -6.2739e-05 |  | 0.00011542 |  | -1.6999e-05 |  | -4.7125e-05 |  | -2.071e-05 |  | 2.5148e-06 |  | -0.00023474 |  | 0.00024141 |  | 7.0936e-06 |  | -0.00035239 |  | 0.094158 |  | 0.10241 |  | 2.1279e-05 |  | 0.0006732 |  | 0.00089272 |  | 0.13442 |  | 2.5322e-06 |  | 0.15147 |  | 0.010163
| 6.9733e-05 |  | 2.1432e-05 |  | 0.00011542 |  | 4.7876e-06 |  | 3.4414e-05 |  | -2.5327e-05 |  | 2.4432e-06 |  | -7.2851e-05 |  | 0.00025489 |  | -1.6138e-05 |  | -0.00029778 |  | 0.092543 |  | 0.10322 |  | 2.7599e-05 |  | 0.00056721 |  | 0.00081123 |  | 0.13562 |  | 2.5324e-06 |  | 0.15178 |  | 0.010142
| 3.1149e-05 |  | -6.6799e-05 |  | 6.3732e-05 |  | 0.00010129 |  | -1.3632e-05 |  | -5.3911e-05 |  | 2.4056e-06 |  | 3.8788e-05 |  | 0.00026154 |  | -0.00031992 |  | -8.7234e-05 |  | 0.090942 |  | 0.10409 |  | -4.5014e-05 |  | 0.00074599 |  | 0.00077424 |  | 0.13675 |  | 5.9078e-06 |  | 0.15217 |  | 0.010094
| 3.1149e-05 |  | -6.1558e-05 |  | 6.3733e-05 |  | 1.0126e-05 |  | -6.4321e-05 |  | -6.4184e-05 |  | 2.4606e-06 |  | -2.4283e-05 |  | 0.00028199 |  | -0.00020599 |  | 1.8205e-05 |  | 0.089366 |  | 0.10499 |  | -6.6783e-05 |  | 0.00082518 |  | 0.00083061 |  | 0.13988 |  | 5.9081e-06 |  | 0.15249 |  | 0.010013
| 6.3738e-05 |  | 4.5974e-05 |  | 9.5005e-05 |  | -7.4805e-05 |  | 9.6552e-06 |  | -4.5869e-05 |  | 2.5728e-06 |  | -0.00034402 |  | 0.00021406 |  | -0.00024473 |  | -0.00015734 |  | 0.087755 |  | 0.10584 |  | 7.5721e-05 |  | 0.00090967 |  | 0.00086587 |  | 0.14224 |  | 5.9078e-06 |  | 0.15261 |  | 0.0099399
| 6.3738e-05 |  | -3.3292e-05 |  | 9.5005e-05 |  | -2.774e-05 |  | 2.1819e-05 |  | -6.069e-05 |  | 2.6495e-06 |  | -0.00026712 |  | 0.00035236 |  | -0.00026798 |  | -0.00029388 |  | 0.086077 |  | 0.10654 |  | 0.00011091 |  | 0.00055557 |  | 0.00083986 |  | 0.14322 |  | 5.9081e-06 |  | 0.15253 |  | 0.0098795
| 2.4673e-05 |  | -0.00012344 |  | 6.1343e-05 |  | -6.5781e-05 |  | 6.3209e-05 |  | -5.7443e-05 |  | 2.6137e-06 |  | -0.0001629 |  | 0.0004294 |  | -0.00040534 |  | -0.00010593 |  | 0.08433 |  | 0.10707 |  | 0.00012516 |  | 0.00047741 |  | 0.00093144 |  | 0.1451 |  | 5.9081e-06 |  | 0.15238 |  | 0.0098092
| 2.4673e-05 |  | -4.7936e-05 |  | 6.1343e-05 |  | -5.8034e-05 |  | 1.5437e-05 |  | -3.4566e-05 |  | 2.5166e-06 |  | -0.00026308 |  | 0.00030311 |  | -0.00037259 |  | 1.8205e-05 |  | 0.082569 |  | 0.10748 |  | 1.3067e-05 |  | 0.00071853 |  | 0.00085583 |  | 0.14638 |  | 5.9085e-06 |  | 0.1524 |  | 0.0097489
| 4.6288e-05 |  | 2.4848e-05 |  | 8.2399e-05 |  | -7.2901e-05 |  | -5.823e-05 |  | -1.6813e-05 |  | 2.4541e-06 |  | -4.0479e-05 |  | 0.00015779 |  | -0.0003997 |  | 6.5018e-05 |  | 0.080796 |  | 0.10781 |  | -7.1419e-05 |  | 0.00061687 |  | 0.000723 |  | 0.14752 |  | 5.9081e-06 |  | 0.15257 |  | 0.0097333
| 4.6292e-05 |  | -0.00012618 |  | 8.2405e-05 |  | -0.00014887 |  | -6.2982e-05 |  | -4.2134e-05 |  | 2.4624e-06 |  | 0.00013188 |  | 0.00012713 |  | -0.0004276 |  | -1.9939e-05 |  | 0.078952 |  | 0.10811 |  | -3.4594e-05 |  | 0.00059016 |  | 0.00067092 |  | 0.14933 |  | 5.9085e-06 |  | 0.15282 |  | 0.0097473
| 2.6841e-05 |  | -0.00030494 |  | 0.00011369 |  | -0.00014545 |  | -0.0001104 |  | -8.1747e-05 |  | 2.5199e-06 |  | 0.00023474 |  | 0.00012885 |  | 2.2602e-05 |  | 0.00019766 |  | 0.077009 |  | 0.1084 |  | -8.364e-05 |  | 0.0002633 |  | 0.00082893 |  | 0.15193 |  | 4.2213e-06 |  | 0.15305 |  | 0.0097387
| 3.5502e-05 |  | -0.00019925 |  | 0.00011369 |  | -0.00011953 |  | -9.378e-05 |  | -6.5687e-05 |  | 2.5551e-06 |  | 0.00060708 |  | 6.5738e-05 |  | 0.00013883 |  | -3.6406e-05 |  | 0.075063 |  | 0.10885 |  | -6.7058e-05 |  | 0.00025518 |  | 0.00074827 |  | 0.15443 |  | 4.2211e-06 |  | 0.15334 |  | 0.0096675
| 3.4427e-05 |  | -0.00010349 |  | 0.00011371 |  | -0.000121 |  | -7.8464e-05 |  | -6.8017e-05 |  | 2.5443e-06 |  | 0.00034806 |  | 0.00014625 |  | -2.7767e-05 |  | -0.00053575 |  | 0.073164 |  | 0.10954 |  | -2.9139e-05 |  | 0.00057209 |  | 0.00063137 |  | 0.1559 |  | 4.2213e-06 |  | 0.15381 |  | 0.0095674
| 2.5764e-05 |  | -0.00016071 |  | 0.00011371 |  | -9.7181e-05 |  | -0.00010697 |  | -0.00010307 |  | 2.5833e-06 |  | 9.6967e-05 |  | 0.00019237 |  | 0.00037067 |  | -0.00015826 |  | 0.071344 |  | 0.1105 |  | -7.4238e-05 |  | 0.00057114 |  | 0.0007861 |  | 0.15771 |  | 4.2213e-06 |  | 0.15449 |  | 0.0094967
| 2.901e-05 |  | -6.3274e-05 |  | 0.0001053 |  | -9.1916e-05 |  | -6.0026e-05 |  | -7.0397e-05 |  | 2.6439e-06 |  | 0.00010118 |  | 0.00011188 |  | 6.9096e-05 |  | 0.00031468 |  | 0.069581 |  | 0.1115 |  | -3.327e-05 |  | 0.0003847 |  | 0.00068269 |  | 0.16062 |  | 4.2213e-06 |  | 0.15518 |  | 0.0094183
| 2.9012e-05 |  | 4.8057e-06 |  | 0.00010531 |  | -0.0002056 |  | -0.00011823 |  | -4.1576e-05 |  | 2.7062e-06 |  | -0.00010523 |  | 0.00015477 |  | -0.00046168 |  | 0.00010793 |  | 0.067836 |  | 0.11219 |  | -4.2777e-05 |  | 0.00041622 |  | 0.00064906 |  | 0.16199 |  | 4.2216e-06 |  | 0.15559 |  | 0.0093252
| 5.0636e-05 |  | 1.7781e-05 |  | 0.00011493 |  | -0.00016306 |  | -0.00015579 |  | -5.3124e-05 |  | 2.7084e-06 |  | -0.00019022 |  | 0.0001733 |  | -0.00037645 |  | 3.7712e-05 |  | 0.066147 |  | 0.11246 |  | -0.00011368 |  | 0.00049904 |  | 0.0008408 |  | 0.16388 |  | 5.9092e-06 |  | 0.15562 |  | 0.0092499
| 5.0645e-05 |  | -0.0001019 |  | 0.00011495 |  | 8.4616e-06 |  | -0.00012136 |  | -6.324e-05 |  | 2.5848e-06 |  | -0.00017454 |  | 0.00018657 |  | -0.00034962 |  | 0.0001483 |  | 0.06447 |  | 0.11244 |  | -7.0903e-05 |  | 0.00054039 |  | 0.00081385 |  | 0.16653 |  | 5.9092e-06 |  | 0.15543 |  | 0.0092337
| 4.4157e-05 |  | -0.00014414 |  | 0.00010412 |  | -9.9901e-05 |  | -8.3052e-05 |  | -5.8284e-05 |  | 2.4505e-06 |  | 1.2142e-05 |  | 0.00028949 |  | -0.0003532 |  | 0.00012744 |  | 0.062811 |  | 0.11249 |  | -6.5977e-05 |  | 0.00075394 |  | 0.00078447 |  | 0.16826 |  | 5.9092e-06 |  | 0.15531 |  | 0.0092451
| 4.416e-05 |  | -2.7287e-05 |  | 0.00010413 |  | -0.00015617 |  | -0.00011275 |  | -2.9621e-05 |  | 2.3768e-06 |  | 0.00023879 |  | 0.00024678 |  | -0.00048106 |  | -1.2997e-06 |  | 0.061203 |  | 0.11285 |  | -4.1462e-05 |  | 0.00048279 |  | 0.0007769 |  | 0.16993 |  | 5.9095e-06 |  | 0.15535 |  | 0.009247
| 1.2798e-05 |  | -6.8639e-06 |  | 0.00012761 |  | -5.9019e-05 |  | -0.00020315 |  | -4.9197e-05 |  | 2.4297e-06 |  | 3.6425e-05 |  | 0.00012532 |  | -0.00034933 |  | -7.9322e-05 |  | 0.059663 |  | 0.11347 |  | -1.0883e-05 |  | 0.00011343 |  | 0.00068441 |  | 0.1718 |  | 2.5331e-06 |  | 0.15551 |  | 0.0092654
| 1.28e-05 |  | -9.091e-05 |  | 0.00012762 |  | -5.7377e-06 |  | 0 |  | -8.8221e-05 |  | 2.493e-06 |  | 5.8176e-05 |  | 0.00015664 |  | -0.0002531 |  | 0.00014456 |  | 0.058273 |  | 0.11422 |  | 1.5537e-05 |  | 0.00037926 |  | 0.00076597 |  | 0.1748 |  | 2.5331e-06 |  | 0.15569 |  | 0.0093148
| 6.9832e-05 |  | -0.00017025 |  | 8.2474e-05 |  | -2.5035e-05 |  | 0 |  | -7.4896e-05 |  | 2.4971e-06 |  | -8.1048e-06 |  | 0.00022695 |  | -0.0004307 |  | 0.00017035 |  | 0.056989 |  | 0.11497 |  | 9.9673e-05 |  | 0.00060543 |  | 0.00078615 |  | 0.17586 |  | 5.9099e-06 |  | 0.1559 |  | 0.0093454
| 6.9844e-05 |  | -0.00016418 |  | 8.2488e-05 |  | -0.00019738 |  | 0 |  | -5.8853e-05 |  | 2.5503e-06 |  | -0.00029141 |  | 0.00017715 |  | -6.6509e-05 |  | -0.00024316 |  | 0.05573 |  | 0.11581 |  | 0.0001068 |  | 0.00042479 |  | 0.00079035 |  | 0.17636 |  | 5.9099e-06 |  | 0.15622 |  | 0.0093419
| 1.172e-05 |  | -0.00011101 |  | 0.00012825 |  | -0.00022592 |  | 0 |  | -7.194e-05 |  | 2.6025e-06 |  | 6.071e-05 |  | 0.00026205 |  | 0.00051465 |  | -0.00018075 |  | 0.054466 |  | 0.11672 |  | 7.3823e-06 |  | 0.00053768 |  | 0.00089214 |  | 0.17968 |  | 5.9099e-06 |  | 0.15659 |  | 0.009334
| 1.1721e-05 |  | 4.5896e-06 |  | 0.00012826 |  | -0.00017077 |  | 0 |  | -4.4258e-05 |  | 2.4758e-06 |  | -9.697e-05 |  | 0.00025523 |  | 0.00029642 |  | 0.00010717 |  | 0.053239 |  | 0.11748 |  | 1.4268e-05 |  | 0.00062431 |  | 0.00084505 |  | 0.18323 |  | 5.9099e-06 |  | 0.15691 |  | 0.0093276
| 0.00011141 |  | -0.00010085 |  | 6.0822e-05 |  | -0.00016925 |  | 0 |  | -3.3986e-05 |  | 2.2924e-06 |  | -0.0002995 |  | 9.1456e-05 |  | -0.00015562 |  | -0.00013004 |  | 0.052021 |  | 0.11796 |  | -4.2531e-05 |  | 4.0627e-05 |  | 0.00091232 |  | 0.18445 |  | 7.5992e-06 |  | 0.15717 |  | 0.0093126
| 0.00011142 |  | -0.00012964 |  | 6.0827e-05 |  | -0.00011033 |  | 0 |  | -8.6668e-05 |  | 2.2568e-06 |  | -0.00011737 |  | 0.00012406 |  | -0.00015175 |  | -0.00017685 |  | 0.050754 |  | 0.11825 |  | -8.0533e-05 |  | -4.4778e-06 |  | 0.00088289 |  | 0.18635 |  | 7.5987e-06 |  | 0.15733 |  | 0.0092928
| 3.1201e-05 |  | -8.5542e-05 |  | 0.00010539 |  | -0.00010902 |  | 0 |  | -8.2596e-05 |  | 2.4113e-06 |  | -4.452e-05 |  | 0.00012406 |  | -0.00015949 |  | 4.5514e-05 |  | 0.049412 |  | 0.11854 |  | -7.8634e-05 |  | 0.00035079 |  | 0.00076433 |  | 0.18909 |  | 5.9106e-06 |  | 0.15744 |  | 0.009252
| 3.1206e-05 |  | -0.00012425 |  | 0.00010541 |  | -8.1748e-05 |  | 0 |  | -4.6354e-05 |  | 2.5376e-06 |  | -0.00013963 |  | 0.0001271 |  | -8.0446e-06 |  | -0.00013209 |  | 0.048078 |  | 0.11879 |  | -2.824e-05 |  | 0.00037621 |  | 0.00075508 |  | 0.1904 |  | 5.9102e-06 |  | 0.1575 |  | 0.0092178
| 0 |  | -0.00014339 |  | 0.00010119 |  | -6.7184e-05 |  | 0 |  | -5.9683e-05 |  | 2.5049e-06 |  | -1.2141e-05 |  | 0.00017167 |  | 0.00013108 |  | -0.00013003 |  | 0.046808 |  | 0.11894 |  | 9.9942e-05 |  | 0.00013886 |  | 0.00078288 |  | 0.1918 |  | 5.9106e-06 |  | 0.15761 |  | 0.0091934
| 0 |  | -5.7238e-05 |  | 0.0001012 |  | -4.2251e-05 |  | 0 |  | -6.0139e-05 |  | 2.5438e-06 |  | 9.7137e-05 |  | 0.00020783 |  | -0.00018274 |  | -5.9821e-05 |  | 0.045623 |  | 0.11896 |  | 9.5032e-05 |  | 0.00010679 |  | 0.00096193 |  | 0.19293 |  | 5.9106e-06 |  | 0.15777 |  | 0.0091628
| 9.5615e-06 |  | 5.2997e-05 |  | 4.2831e-05 |  | -4.9845e-05 |  | 0 |  | -4.3078e-05 |  | 2.6238e-06 |  | -3.6425e-05 |  | 0.00019037 |  | -0.00039196 |  | -0.00016905 |  | 0.044519 |  | 0.11895 |  | -2.6305e-05 |  | 0.00034452 |  | 0.00097376 |  | 0.19509 |  | 4.2226e-06 |  | 0.15795 |  | 0.0091226
| 9.5615e-06 |  | -4.1874e-05 |  | 4.4925e-05 |  | -0.00021086 |  | 0 |  | -5.0288e-05 |  | 2.5944e-06 |  | -6.8803e-05 |  | 0.00020724 |  | -0.00020211 |  | -0.00013003 |  | 0.04348 |  | 0.11906 |  | -9.7563e-05 |  | 0.00015854 |  | 0.00088042 |  | 0.19855 |  | 4.2226e-06 |  | 0.1582 |  | 0.0090628
| 9.6408e-05 |  | 2.1419e-06 |  | 8.0426e-05 |  | -0.00015286 |  | 0 |  | -6.327e-05 |  | 2.4807e-06 |  | -0.0002366 |  | 0.00016306 |  | -0.00024196 |  | -0.0002106 |  | 0.042476 |  | 0.11928 |  | 0 |  | 0.00032341 |  | 0.00080558 |  | 0.20111 |  | 5.9109e-06 |  | 0.1585 |  | 0.0090225
| 9.6408e-05 |  | 4.5032e-05 |  | 7.8331e-05 |  | -7.0612e-05 |  | 0 |  | -6.7629e-05 |  | 2.4184e-06 |  | -0.00021046 |  | 9.4972e-05 |  | -0.00030284 |  | -4.4212e-05 |  | 0.041499 |  | 0.11961 |  | 3.1438e-05 |  | 0.00036575 |  | 0.00093004 |  | 0.20323 |  | 5.9109e-06 |  | 0.15883 |  | 0.0089927
| 3.9881e-05 |  | -4.7823e-05 |  | 5.6425e-05 |  | -0.00014996 |  | 0 |  | -6.7008e-05 |  | 2.4668e-06 |  | -0.00019832 |  | 0.0002079 |  | 1.4851e-05 |  | 4.1611e-05 |  | 0.040521 |  | 0.11985 |  | 6.8612e-06 |  | 0.00020721 |  | 0.00083843 |  | 0.20408 |  | 4.2228e-06 |  | 0.15915 |  | 0.0089597
| 3.9884e-05 |  | -5.1167e-05 |  | 5.643e-05 |  | -0.00020913 |  | 0 |  | -4.8809e-05 |  | 2.4305e-06 |  | -0.00027926 |  | 0.00019932 |  | -7.8132e-05 |  | -0.00018855 |  | 0.039528 |  | 0.11992 |  | 1.2086e-05 |  | 0.00012453 |  | 0.00077531 |  | 0.20434 |  | 4.2231e-06 |  | 0.15937 |  | 0.0089267
| 6.1475e-05 |  | -8.1829e-05 |  | 7.1119e-05 |  | -0.00011692 |  | 0 |  | -4.9232e-05 |  | 2.3412e-06 |  | -3.8788e-06 |  | 0.00017222 |  | -0.00027166 |  | -0.0001134 |  | 0.038518 |  | 0.11982 |  | 1.0424e-05 |  | 0.00018547 |  | 0.0010697 |  | 0.20623 |  | 7.6005e-06 |  | 0.15958 |  | 0.0088793
| 6.1475e-05 |  | -0.00011223 |  | 7.1119e-05 |  | -6.3964e-05 |  | 0 |  | -5.4774e-05 |  | 2.3447e-06 |  | -0.00034401 |  | 0.00021818 |  | -1.6142e-05 |  | -0.00013784 |  | 0.037516 |  | 0.11963 |  | -3.9325e-05 |  | 0.00055853 |  | 0.001142 |  | 0.20873 |  | 7.6005e-06 |  | 0.15969 |  | 0.0088189
| 7.6556e-05 |  | -4.678e-05 |  | 8.0775e-05 |  | -9.3018e-05 |  | 0 |  | -3.1046e-05 |  | 2.4381e-06 |  | -0.00069208 |  | 0.00016999 |  | 9.2339e-05 |  | -0.00027828 |  | 0.036522 |  | 0.11942 |  | -7.8199e-05 |  | 0.00044866 |  | 0.0010487 |  | 0.20975 |  | 4.2231e-06 |  | 0.15972 |  | 0.0087655
| 7.6556e-05 |  | -1.1208e-05 |  | 8.0775e-05 |  | -0.00012303 |  | 0 |  | -3.3057e-05 |  | 2.5066e-06 |  | -0.00039664 |  | 0.00019229 |  | -0.00022535 |  | -0.00016905 |  | 0.035541 |  | 0.11909 |  | -4.2503e-05 |  | -1.5563e-05 |  | 0.00092 |  | 0.21189 |  | 4.2233e-06 |  | 0.15974 |  | 0.0087259
| 0.00010248 |  | 3.171e-06 |  | 0.00011092 |  | -0.00014366 |  | 0 |  | -3.897e-05 |  | 2.4818e-06 |  | -0.00017454 |  | 0.00020617 |  | -0.00013428 |  | -0.00027042 |  | 0.034607 |  | 0.11868 |  | -3.3624e-05 |  | -0.00018161 |  | 0.00082665 |  | 0.21413 |  | 4.2231e-06 |  | 0.15978 |  | 0.0086809
| 0.00010249 |  | 3.6019e-05 |  | 0.00011093 |  | -5.2238e-05 |  | 0 |  | -3.7334e-05 |  | 2.4509e-06 |  | 2.0237e-05 |  | 0.00023393 |  | 0.00010396 |  | -0.00027437 |  | 0.033739 |  | 0.11829 |  | 1.8491e-05 |  | 0.00024247 |  | 0.00089903 |  | 0.21379 |  | 4.2236e-06 |  | 0.15993 |  | 0.0086569
| 0.00010612 |  | -5.9858e-05 |  | 0.0001013 |  | -0.00012681 |  | 0 |  | -5.6738e-05 |  | 2.4464e-06 |  | 0.00021856 |  | 0.00030208 |  | 3.0349e-05 |  | -4.8114e-05 |  | 0.032934 |  | 0.11787 |  | 7.2362e-05 |  | 0.00048864 |  | 0.00086954 |  | 0.21506 |  | 7.601e-06 |  | 0.16017 |  | 0.0086504
| 0.00010613 |  | -2.5921e-05 |  | 0.0001013 |  | -0.00021455 |  | 0 |  | -4.4623e-05 |  | 2.4724e-06 |  | 0.00034807 |  | 0.00015985 |  | 1.4851e-05 |  | -5.2018e-06 |  | 0.032117 |  | 0.11732 |  | 8.6754e-05 |  | 0.00060518 |  | 0.00068205 |  | 0.2181 |  | 7.6014e-06 |  | 0.16058 |  | 0.0086551
| 7.4037e-06 |  | 7.9293e-05 |  | 6.8742e-05 |  | -0.00012269 |  | 0 |  | -4.1368e-05 |  | 2.5021e-06 |  | 8.1453e-05 |  | 0.00017914 |  | -0.00025681 |  | -0.00013957 |  | 0.031268 |  | 0.11672 |  | 6.0265e-05 |  | 0.00032841 |  | 0.00075774 |  | 0.21899 |  | 5.912e-06 |  | 0.16107 |  | 0.0086372
| 7.4043e-06 |  | 2.8263e-06 |  | 6.8748e-05 |  | -0.00010727 |  | 0 |  | -8.6139e-05 |  | 2.4842e-06 |  | 6.8805e-05 |  | 0.00020142 |  | -0.00038033 |  | -0.00028998 |  | 0.030411 |  | 0.11624 |  | -5.1475e-05 |  | -1.5846e-05 |  | 0.00095706 |  | 0.21989 |  | 5.912e-06 |  | 0.16159 |  | 0.00859
| 7.2372e-05 |  | -9.9063e-05 |  | 9.1068e-05 |  | -0.00011407 |  | 0 |  | -9.658e-05 |  | 2.439e-06 |  | 0.00024284 |  | 0.0002334 |  | 3.0348e-05 |  | -0.00050454 |  | 0.02958 |  | 0.11592 |  | -8.7331e-05 |  | 0.00029047 |  | 0.00090323 |  | 0.22209 |  | 4.2236e-06 |  | 0.16211 |  | 0.0085371
| 7.2378e-05 |  | -6.6813e-05 |  | 9.1076e-05 |  | -4.8534e-05 |  | 0 |  | -4.2146e-05 |  | 2.462e-06 |  | -6.8798e-05 |  | 0.00037697 |  | -6.4645e-07 |  | -0.0003446 |  | 0.028802 |  | 0.11565 |  | 1.6328e-06 |  | 0.00036769 |  | 0.0008175 |  | 0.22331 |  | 4.2238e-06 |  | 0.1626 |  | 0.0084622
| 3.2333e-05 |  | -5.7456e-05 |  | 4.2884e-05 |  | -9.1825e-05 |  | 0 |  | -3.6916e-05 |  | 2.5243e-06 |  | -0.00017808 |  | 0.00031246 |  | -0.00048493 |  | -3.6411e-05 |  | 0.028024 |  | 0.1152 |  | 1.1826e-05 |  | 0.00032349 |  | 0.00094528 |  | 0.22525 |  | 4.2238e-06 |  | 0.16309 |  | 0.0083901
| 3.2336e-05 |  | -0.00015283 |  | 4.2888e-05 |  | -9.3456e-05 |  | 0 |  | -6.7038e-05 |  | 2.622e-06 |  | 5.0423e-05 |  | 0.00016034 |  | -0.00044245 |  | 0.00021185 |  | 0.027234 |  | 0.11445 |  | -6.5248e-05 |  | 0.00011062 |  | 0.00085619 |  | 0.22639 |  | 4.2238e-06 |  | 0.16357 |  | 0.0083122
| 0.00014176 |  | -0.00014378 |  | 6.5151e-05 |  | -8.862e-05 |  | 0 |  | -7.1965e-05 |  | 2.6585e-06 |  | 0.00025902 |  | 0.00024601 |  | 3.2291e-06 |  | 2.211e-05 |  | 0.026439 |  | 0.11336 |  | -0.00014585 |  | 0.00011804 |  | 0.00087974 |  | 0.22796 |  | 5.9127e-06 |  | 0.16394 |  | 0.0082421
| 0.00014178 |  | -3.8845e-05 |  | 6.5156e-05 |  | -0.00015286 |  | 0 |  | -5.8293e-05 |  | 2.6394e-06 |  | -2.0245e-05 |  | 0.00032156 |  | -0.00029122 |  | -0.00031339 |  | 0.025651 |  | 0.11201 |  | -0.00015181 |  | 0.00033792 |  | 0.0011489 |  | 0.22892 |  | 5.9127e-06 |  | 0.16421 |  | 0.0081706
| 3.7765e-05 |  | -4.5055e-05 |  | 6.9994e-05 |  | -0.00014928 |  | 0 |  | -5.144e-05 |  | 2.5818e-06 |  | -0.00012547 |  | 0.0001774 |  | -0.00039196 |  | -4.031e-05 |  | 0.024883 |  | 0.11064 |  | -8.7251e-05 |  | 0.00034483 |  | 0.00092263 |  | 0.2282 |  | 4.2241e-06 |  | 0.16439 |  | 0.0081071
| 3.7765e-05 |  | -0.00010025 |  | 6.9994e-05 |  | -5.8657e-05 |  | 0 |  | -4.5838e-05 |  | 2.458e-06 |  | 0.0001086 |  | 0.00022205 |  | 6.2501e-05 |  | 0.00016699 |  | 0.024126 |  | 0.10939 |  | -5.9672e-05 |  | 0.00024858 |  | 0.00069807 |  | 0.22984 |  | 4.2241e-06 |  | 0.1645 |  | 0.0080519
| 2.9091e-05 |  | -9.4086e-05 |  | 1.2555e-05 |  | -0.00015838 |  | 0 |  | -3.1512e-05 |  | 2.4253e-06 |  | -0.0001538 |  | 0.00015703 |  | -6.4487e-07 |  | -1.6905e-05 |  | 0.023423 |  | 0.10837 |  | -2.8071e-05 |  | 0.00012401 |  | 0.00084105 |  | 0.23123 |  | 5.913e-06 |  | 0.16454 |  | 0.0080513
| 2.9096e-05 |  | -0.00023116 |  | 1.2558e-05 |  | -0.00028647 |  | 0 |  | -4.8417e-05 |  | 2.5008e-06 |  | -0.0001457 |  | 6.0821e-05 |  | -0.00038032 |  | -0.00019636 |  | 0.022739 |  | 0.10747 |  | -0.00011158 |  | 0.00017061 |  | 0.00096222 |  | 0.2322 |  | 5.913e-06 |  | 0.16456 |  | 0.0081054
| 0 |  | -0.00028372 |  | 0 |  | -0.00015056 |  | 0 |  | -6.3965e-05 |  | 2.6101e-06 |  | -1.2142e-05 |  | 0.00021518 |  | -0.00025635 |  | -0.00020416 |  | 0.022054 |  | 0.10655 |  | -0.00012101 |  | 0.00025988 |  | 0.00074012 |  | 0.23265 |  | 9.2925e-06 |  | 0.16456 |  | 0.0081539
| 0 |  | -0.00018363 |  | 0 |  | -6.3004e-05 |  | 0 |  | -6.1696e-05 |  | 2.6089e-06 |  | -8.904e-05 |  | 0.00035431 |  | -0.00025248 |  | -0.00020416 |  | 0.021413 |  | 0.10568 |  | 2.4642e-05 |  | 0.00036355 |  | 0.00065438 |  | 0.23318 |  | 9.2925e-06 |  | 0.16461 |  | 0.0081396
| 7.1225e-05 |  | -2.0582e-05 |  | 8.0882e-05 |  | -3.7371e-05 |  | 0 |  | -3.4954e-05 |  | 2.5039e-06 |  | -0.00017454 |  | 0.00030301 |  | -0.00029023 |  | -0.00019191 |  | 0.020815 |  | 0.10468 |  | 4.3618e-05 |  | 0.00059364 |  | 0.00093867 |  | 0.23449 |  | 7.6032e-06 |  | 0.16479 |  | 0.0080561
| 7.1231e-05 |  | 6.2123e-06 |  | 8.0889e-05 |  | -0.00010638 |  | 0 |  | -3.1645e-05 |  | 2.5276e-06 |  | -2.0236e-05 |  | 0.00022577 |  | 0.00021244 |  | -5.2015e-05 |  | 0.02025 |  | 0.1035 |  | -4.2542e-05 |  | 0.00040631 |  | 0.00087979 |  | 0.23508 |  | 7.6032e-06 |  | 0.16519 |  | 0.007971
| 2.8021e-05 |  | 6.6565e-05 |  | 3.6639e-05 |  | -0.00013095 |  | 0 |  | -2.6607e-05 |  | 2.6246e-06 |  | -4.0473e-05 |  | 0.00030064 |  | 0.00026668 |  | 0.00016254 |  | 0.019663 |  | 0.1021 |  | -2.1492e-05 |  | 0.00013722 |  | 0.00079236 |  | 0.23522 |  | 4.2246e-06 |  | 0.16572 |  | 0.0079219
| 2.8021e-05 |  | 9.3298e-05 |  | 3.6639e-05 |  | -7.8488e-05 |  | 0 |  | -2.6451e-05 |  | 2.7333e-06 |  | -0.00016189 |  | 0.00034532 |  | -0.00038033 |  | 8.8425e-05 |  | 0.01909 |  | 0.10067 |  | 1.2512e-05 |  | 0.00010206 |  | 0.00095801 |  | 0.2353 |  | 4.2246e-06 |  | 0.16624 |  | 0.0078996
| 6.9437e-05 |  | -5.2847e-05 |  | 2.3034e-05 |  | -0.00015648 |  | 0 |  | -5.6363e-05 |  | 2.7429e-06 |  | 3.8786e-05 |  | 0.00018796 |  | -0.00033478 |  | 2.8662e-05 |  | 0.018569 |  | 0.099338 |  | -3.433e-05 |  | 9.7538e-05 |  | 0.00090502 |  | 0.23503 |  | 4.2248e-06 |  | 0.1667 |  | 0.0078751
| 6.9437e-05 |  | -3.2029e-05 |  | 2.3034e-05 |  | -0.00018065 |  | 0 |  | -5.771e-05 |  | 2.7145e-06 |  | -2.833e-05 |  | 0.0001463 |  | 0.00013883 |  | -2.4708e-05 |  | 0.018032 |  | 0.097843 |  | -4.357e-05 |  | 0.00047126 |  | 0.00090171 |  | 0.2355 |  | 4.2248e-06 |  | 0.16707 |  | 0.0078306
| 0 |  | -8.8298e-05 |  | 6.4008e-05 |  | -0.00012892 |  | 0 |  | -5.9103e-05 |  | 2.671e-06 |  | -0.00021451 |  | 0.00022705 |  | -8.3948e-06 |  | 3.7711e-05 |  | 0.017454 |  | 0.096213 |  | -5.9463e-05 |  | 0.00029052 |  | 0.00093452 |  | 0.23623 |  | 5.9137e-06 |  | 0.16729 |  | 0.007782
| 0 |  | -9.7842e-05 |  | 6.4013e-05 |  | -9.1543e-05 |  | 0 |  | -8.1445e-05 |  | 2.5919e-06 |  | -8.904e-05 |  | 0.00018298 |  | 1.8725e-05 |  | 0.00025227 |  | 0.016862 |  | 0.0946 |  | -2.2635e-05 |  | 6.1264e-05 |  | 0.00074526 |  | 0.23704 |  | 5.9141e-06 |  | 0.16737 |  | 0.0077347
| 2.2607e-05 |  | -0.0001002 |  | 0.00011837 |  | -0.00018419 |  | 0 |  | -9.4207e-05 |  | 2.5554e-06 |  | 0.00014166 |  | 0.00016367 |  | 3.0348e-05 |  | 0.00011963 |  | 0.01632 |  | 0.093243 |  | -5.7715e-05 |  | 0.00026751 |  | 0.00076124 |  | 0.23712 |  | 7.6037e-06 |  | 0.1673 |  | 0.0076644
| 2.2609e-05 |  | -0.000131 |  | 0.00011838 |  | -0.00016778 |  | 0 |  | -5.4729e-05 |  | 2.4924e-06 |  | -0.00015127 |  | 0.00019449 |  | 2.5371e-05 |  | -0.00013957 |  | 0.015834 |  | 0.092057 |  | -2.0101e-06 |  | 0.00037194 |  | 0.00079152 |  | 0.23688 |  | 7.6041e-06 |  | 0.16714 |  | 0.0075913
| 1.8268e-05 |  | -0.00013532 |  | 0.00011838 |  | -8.4403e-05 |  | 0 |  | -4.2309e-05 |  | 2.466e-06 |  | -0.00016594 |  | 0.00023616 |  | 0.00015045 |  | -0.00020806 |  | 0.015391 |  | 0.090834 |  | 4.9284e-06 |  | 0.00037192 |  | 0.00076465 |  | 0.23732 |  | 4.2253e-06 |  | 0.1669 |  | 0.0075624
| 1.8271e-05 |  | -0.00013319 |  | 0.0001184 |  | -0.00014486 |  | 0 |  | -5.5756e-05 |  | 2.4684e-06 |  | -1.2142e-05 |  | 0.00027003 |  | 8.8464e-05 |  | -0.00023536 |  | 0.014974 |  | 0.089528 |  | -1.9221e-05 |  | 0.00029268 |  | 0.00082769 |  | 0.23735 |  | 4.2251e-06 |  | 0.16661 |  | 0.0075475
| 2.6955e-05 |  | -0.00012391 |  | 9.1219e-05 |  | -0.00014307 |  | 0 |  | -5.469e-05 |  | 2.5005e-06 |  | -4.452e-05 |  | 0.00024224 |  | -3.1641e-05 |  | 7.2829e-05 |  | 0.014557 |  | 0.088129 |  | -1.6117e-05 |  | 0.00027825 |  | 0.00081008 |  | 0.23763 |  | 5.9144e-06 |  | 0.1664 |  | 0.0075157
| 2.6957e-05 |  | -4.0677e-05 |  | 9.1227e-05 |  | -0.00012162 |  | 0 |  | -4.7202e-05 |  | 2.5381e-06 |  | -0.0002226 |  | 0.00026462 |  | -0.00033384 |  | 0.00014304 |  | 0.01412 |  | 0.086708 |  | -7.3994e-05 |  | 0.00016218 |  | 0.00079241 |  | 0.23667 |  | 5.9144e-06 |  | 0.16625 |  | 0.0074508
| 3.1302e-05 |  | 9.7165e-05 |  | 6.8879e-05 |  | -7.9825e-05 |  | 0 |  | -3.139e-05 |  | 2.5437e-06 |  | -0.00015514 |  | 0.00030754 |  | -0.00058727 |  | -0.00010219 |  | 0.013658 |  | 0.085155 |  | -4.6123e-05 |  | 0.0002213 |  | 0.00078395 |  | 0.2358 |  | 5.9148e-06 |  | 0.16614 |  | 0.0073524
| 3.1304e-05 |  | 8.5545e-05 |  | 6.8885e-05 |  | -6.9995e-05 |  | 0 |  | -5.8935e-05 |  | 2.5047e-06 |  | 4.0474e-05 |  | 0.00019287 |  | -0.00028735 |  | 3.381e-05 |  | 0.013209 |  | 0.083571 |  | -9.5712e-05 |  | 0.0001636 |  | 0.00078573 |  | 0.2365 |  | 5.9144e-06 |  | 0.16604 |  | 0.0072504
| 2.9135e-05 |  | 7.5499e-05 |  | 8.2789e-05 |  | -0.00013615 |  | 0 |  | -5.6177e-05 |  | 2.4624e-06 |  | -4.452e-05 |  | 9.1774e-05 |  | -8.3945e-06 |  | -0.00012613 |  | 0.012781 |  | 0.082104 |  | -8.4641e-05 |  | 4.4367e-05 |  | 0.00085971 |  | 0.23699 |  | 5.9148e-06 |  | 0.16589 |  | 0.0071304
| 2.9135e-05 |  | -2.1315e-05 |  | 8.2789e-05 |  | -0.00016101 |  | 0 |  | -3.1765e-05 |  | 2.4274e-06 |  | -4.8568e-05 |  | 8.4912e-05 |  | -0.00046169 |  | -0.0003446 |  | 0.012386 |  | 0.080756 |  | -5.2615e-06 |  | 7.847e-05 |  | 0.00094971 |  | 0.23624 |  | 5.9148e-06 |  | 0.16578 |  | 0.0070602
| 1.1764e-05 |  | -9.6433e-05 |  | 4.5062e-05 |  | -0.00013129 |  | 0 |  | -4.3158e-05 |  | 2.4415e-06 |  | 0.00021045 |  | 8.1488e-05 |  | -0.00076776 |  | -0.00036021 |  | 0.012011 |  | 0.079366 |  | 2.9294e-05 |  | 0.00028535 |  | 0.0010482 |  | 0.23462 |  | 5.9148e-06 |  | 0.16579 |  | 0.0070194
| 1.1765e-05 |  | -7.1017e-05 |  | 4.5066e-05 |  | -0.00012614 |  | 0 |  | -6.4536e-05 |  | 2.5547e-06 |  | 0.0003995 |  | 4.7748e-05 |  | -0.00022711 |  | -0.00031529 |  | 0.011645 |  | 0.0779 |  | 2.4694e-05 |  | 0.00035941 |  | 0.0010582 |  | 0.23456 |  | 5.9151e-06 |  | 0.16588 |  | 0.0069743
| 1.8282e-05 |  | 4.0803e-05 |  | 0.00011001 |  | -7.9533e-05 |  | 0 |  | -3.791e-05 |  | 2.6549e-06 |  | 0.00019022 |  | 0.00010941 |  | 0.00023956 |  | -7.1519e-05 |  | 0.011327 |  | 0.076435 |  | 3.1095e-05 |  | 1.6839e-05 |  | 0.0011256 |  | 0.23359 |  | 5.9151e-06 |  | 0.16607 |  | 0.0069239
| 1.8283e-05 |  | 5.9773e-06 |  | 0.00011002 |  | -8.443e-05 |  | 0 |  | -1.9972e-05 |  | 2.7268e-06 |  | -0.00019832 |  | 0.00017228 |  | -0.00012463 |  | -8.3223e-05 |  | 0.011035 |  | 0.074947 |  | -4.1314e-05 |  | 0.00019834 |  | 0.0011348 |  | 0.23209 |  | 5.9151e-06 |  | 0.16627 |  | 0.0068531
| 5.0872e-05 |  | 7.8252e-05 |  | 0.00012575 |  | -0.00012337 |  | 0 |  | -3.0796e-05 |  | 2.6939e-06 |  | -0.00037641 |  | 0.0001723 |  | 1.4848e-05 |  | -5.2013e-05 |  | 0.010748 |  | 0.073374 |  | -4.8049e-05 |  | 0.00056006 |  | 0.0009035 |  | 0.23182 |  | 4.2261e-06 |  | 0.16644 |  | 0.0067751
| 5.0876e-05 |  | 0.00013718 |  | 0.00012576 |  | -8.4989e-05 |  | 0 |  | -3.7897e-05 |  | 2.6562e-06 |  | -0.00019781 |  | 0.00010943 |  | 0.00021473 |  | -0.0001807 |  | 0.010448 |  | 0.071742 |  | 1.775e-05 |  | 0.00036074 |  | 0.00078825 |  | 0.23083 |  | 4.2258e-06 |  | 0.16657 |  | 0.0066868
| 0.0001052 |  | -4.0362e-05 |  | 3.7742e-05 |  | 1.3489e-05 |  | 0 |  | -4.1156e-05 |  | 2.6437e-06 |  | -4.0474e-06 |  | 0.00012334 |  | -6.4487e-07 |  | -0.00014565 |  | 0.010155 |  | 0.070109 |  | 3.5249e-05 |  | 0.00040259 |  | 0.00092627 |  | 0.22947 |  | 5.9155e-06 |  | 0.1666 |  | 0.0065883
| 0.00010521 |  | -2.1838e-05 |  | 3.7745e-05 |  | -9.2637e-05 |  | 0 |  | -3.051e-05 |  | 2.5341e-06 |  | 5.2615e-05 |  | 0.00025819 |  | 6.1345e-05 |  | -2.8613e-05 |  | 0.0098741 |  | 0.068525 |  | 2.3129e-05 |  | 0.00011506 |  | 0.00093379 |  | 0.22776 |  | 5.9155e-06 |  | 0.16658 |  | 0.0065169
| 6.5912e-05 |  | -5.1496e-06 |  | 0.0001161 |  | -0.00019762 |  | 0 |  | -4.8263e-05 |  | 2.4386e-06 |  | 4.8568e-05 |  | 0.00027212 |  | 0.00020856 |  | -9.1071e-06 |  | 0.0095854 |  | 0.067079 |  | 5.964e-05 |  | -0.00026472 |  | 0.00081858 |  | 0.22704 |  | 5.9158e-06 |  | 0.16663 |  | 0.0064437
| 6.5918e-05 |  | -4.7956e-05 |  | 0.00011611 |  | -4.2504e-05 |  | 0 |  | -4.8433e-05 |  | 2.3747e-06 |  | -0.0003076 |  | 0.0002413 |  | 1.0979e-05 |  | -6.3725e-05 |  | 0.0092907 |  | 0.065725 |  | 6.8481e-05 |  | -0.00012646 |  | 0.00096323 |  | 0.22639 |  | 5.9155e-06 |  | 0.16671 |  | 0.0063915
| 3.1333e-05 |  | -9.7447e-05 |  | 8.8906e-05 |  | -8.6792e-05 |  | 0 |  | -5.8354e-05 |  | 2.411e-06 |  | -0.00055465 |  | 0.0002516 |  | -0.00024938 |  | -0.00019192 |  | 0.0089989 |  | 0.064308 |  | -3.2195e-07 |  | -8.8661e-05 |  | 0.00099273 |  | 0.22477 |  | 5.9158e-06 |  | 0.16679 |  | 0.0063729
| 3.1335e-05 |  | -9.1954e-05 |  | 8.8913e-05 |  | -0.00011249 |  | 0 |  | -5.084e-05 |  | 2.547e-06 |  | -0.00036831 |  | 0.00016418 |  | -0.0001285 |  | 0.00013524 |  | 0.008705 |  | 0.06277 |  | 2.3648e-06 |  | 1.1997e-05 |  | 0.00087579 |  | 0.22254 |  | 5.9162e-06 |  | 0.16686 |  | 0.0063626
| 7.9235e-05 |  | -0.00017332 |  | 3.8806e-05 |  | -9.061e-05 |  | 0 |  | -6.0892e-05 |  | 2.647e-06 |  | -4.4525e-05 |  | 0.00013999 |  | 5.7469e-05 |  | 0.00022886 |  | 0.0084095 |  | 0.061207 |  | -1.6855e-05 |  | -2.4971e-05 |  | 0.00081943 |  | 0.22089 |  | 5.9158e-06 |  | 0.16706 |  | 0.0063122
| 7.9248e-05 |  | -5.2049e-05 |  | 3.8813e-05 |  | -0.00016993 |  | 0 |  | -7.0586e-05 |  | 2.738e-06 |  | 0.00031164 |  | 0.00015375 |  | -0.00024085 |  | 7.6721e-05 |  | 0.0081257 |  | 0.059732 |  | -2.7857e-05 |  | 4.7415e-05 |  | 0.00068065 |  | 0.21939 |  | 5.9162e-06 |  | 0.1674 |  | 0.0062593
| 0 |  | 7.7116e-05 |  | 9.1347e-05 |  | -0.00014384 |  | 0 |  | -5.6219e-05 |  | 2.7268e-06 |  | 0.00038045 |  | 0.00010233 |  | -0.00020598 |  | -0.00021196 |  | 0.0078472 |  | 0.058305 |  | 3.0394e-05 |  | 4.9986e-05 |  | 0.00072941 |  | 0.21696 |  | 4.2266e-06 |  | 0.16776 |  | 0.0062268
| 0 |  | -0.00014799 |  | 9.1355e-05 |  | -8.223e-05 |  | 0 |  | -4.9137e-05 |  | 2.6452e-06 |  | 0.00012142 |  | 0.00022446 |  | 0.00016982 |  | -0.00016905 |  | 0.0075458 |  | 0.056889 |  | -5.9565e-06 |  | 0.00011585 |  | 0.00076647 |  | 0.21413 |  | 4.2266e-06 |  | 0.1681 |  | 0.0062197
| 6.595e-05 |  | -0.00012964 |  | 4.1966e-05 |  | -5.9107e-05 |  | 0 |  | -2.4398e-05 |  | 2.5782e-06 |  | -3.8788e-06 |  | 0.00024141 |  | 0.00011819 |  | 0.0001296 |  | 0.007194 |  | 0.055492 |  | -5.9568e-06 |  | 0.00022422 |  | 0.00075885 |  | 0.21206 |  | 2.5361e-06 |  | 0.16825 |  | 0.0061698
| 6.5956e-05 |  | -3.5509e-05 |  | 4.197e-05 |  | -5.6032e-05 |  | 0 |  | -3.5593e-05 |  | 2.5282e-06 |  | 0.00020641 |  | 0.0001779 |  | -0.0002486 |  | 0.00013914 |  | 0.0068416 |  | 0.054064 |  | 2.3143e-05 |  | 0.00036079 |  | 0.00090698 |  | 0.2102 |  | 2.536e-06 |  | 0.16825 |  | 0.006096
| 0 |  | -4.4943e-05 |  | 5.1413e-05 |  | -0.00011277 |  | 0 |  | -3.313e-05 |  | 2.5459e-06 |  | -7.2847e-05 |  | 0.00022752 |  | -0.00049269 |  | -8.3224e-05 |  | 0.0065102 |  | 0.052706 |  | 3.506e-05 |  | 0.00034725 |  | 0.00091791 |  | 0.20756 |  | 5.9165e-06 |  | 0.1681 |  | 0.0060287
| 0 |  | -3.7248e-05 |  | 5.1422e-05 |  | -0.00021209 |  | 0 |  | -1.169e-05 |  | 2.5352e-06 |  | -4.8563e-05 |  | 0.00013859 |  | -0.00034934 |  | -0.0003641 |  | 0.0062454 |  | 0.051409 |  | 4.2559e-05 |  | 0.00021434 |  | 0.00090445 |  | 0.2062 |  | 5.9169e-06 |  | 0.16786 |  | 0.0059723
| 8.5938e-05 |  | -8.4388e-05 |  | 9.7437e-05 |  | -0.00020148 |  | 0 |  | -1.9753e-05 |  | 2.5085e-06 |  | 2.8332e-05 |  | 0.0001749 |  | -0.00021761 |  | -0.00013003 |  | 0.0060304 |  | 0.050166 |  | 5.4622e-06 |  | 8.8244e-05 |  | 0.00084219 |  | 0.2052 |  | 5.9165e-06 |  | 0.16753 |  | 0.0059271
| 8.5946e-05 |  | -0.00012569 |  | 9.7445e-05 |  | -0.0002214 |  | 0 |  | -4.1757e-05 |  | 2.5204e-06 |  | -0.00035296 |  | 0.00027055 |  | -0.00018997 |  | 0.00015204 |  | 0.0058516 |  | 0.04893 |  | -2.995e-05 |  | -3.8339e-05 |  | 0.00088179 |  | 0.20213 |  | 5.9169e-06 |  | 0.16711 |  | 0.005884
| 0.00011864 |  | -8.2452e-05 |  | 5.4579e-05 |  | -0.00018356 |  | 0 |  | -2.5373e-05 |  | 2.723e-06 |  | -0.00021451 |  | 0.00021064 |  | -6.6504e-05 |  | 5.3315e-05 |  | 0.0057831 |  | 0.047575 |  | -0.0001326 |  | 0.00014349 |  | 0.00096166 |  | 0.19868 |  | 5.9169e-06 |  | 0.16669 |  | 0.0059067
| 0.00011865 |  | 4.3439e-05 |  | 5.4583e-05 |  | 9.3064e-05 |  | 0 |  | 0.00016318 |  | 2.2596e-06 |  | 9.7134e-05 |  | 0.00022458 |  | 0.00025119 |  | 2.5993e-06 |  | 0.0057458 |  | 0.04601 |  | 0.00012836 |  | 0.0004998 |  | 0.00099117 |  | 0.19446 |  | 8.1713e-06 |  | 0.16635 |  | 0.0058773
| 6.4172e-05 |  | -4.4807e-05 |  | 7.1437e-05 |  | -0.00010317 |  | 0 |  | -2.5239e-05 |  | 1.8057e-06 |  | 0 |  | 0.00012132 |  | -0.00015562 |  | -0.00015344 |  | 0.0056137 |  | 0.044455 |  | 3.5306e-05 |  | 0.00022078 |  | 0.00089777 |  | 0.19075 |  | 2.2546e-06 |  | 0.16613 |  | 0.0058575
| 6.4178e-05 |  | -1.561e-05 |  | 7.1443e-05 |  | -3.2446e-05 |  | 0 |  | -3.1939e-05 |  | 1.156e-06 |  | 0.00025903 |  | 7.6526e-05 |  | -8.9748e-05 |  | -7.5422e-05 |  | 0.0052631 |  | 0.043076 |  | -1.2436e-05 |  | 0.00027107 |  | 0.00085066 |  | 0.18678 |  | 2.2546e-06 |  | 0.16595 |  | 0.0057795
| 1.3961e-05 |  | -8.7579e-05 |  | 6.1756e-05 |  | -8.2126e-06 |  | 0 |  | -3.8609e-05 |  | 1.1212e-06 |  | -4.2656e-05 |  | 0.00016771 |  | 2.5376e-05 |  | -7.2279e-05 |  | 0.0048937 |  | 0.041926 |  | -2.5152e-05 |  | 0.00028035 |  | 0.00081616 |  | 0.18271 |  | 3.1001e-06 |  | 0.16578 |  | 0.0057361
| 1.3963e-05 |  | -0.00014427 |  | 6.1766e-05 |  | -9.0278e-05 |  | 0 |  | -4.3114e-05 |  | 1.0674e-06 |  | -0.0003683 |  | 0.00017803 |  | -0.00010913 |  | -0.00014954 |  | 0.0045784 |  | 0.040807 |  | -9.9747e-05 |  | 1.4295e-05 |  | 0.00070678 |  | 0.17978 |  | 1.4091e-06 |  | 0.16552 |  | 0.0057067
| 0 |  | -0.00015346 |  | 8.841e-05 |  | -0.00015583 |  | 0 |  | -5.6035e-05 |  | 1.0377e-06 |  | 0.0001538 |  | 0.00017985 |  | 0.00038679 |  | 0.00030689 |  | 0.0043703 |  | 0.039699 |  | -0.00012472 |  | 2.1244e-05 |  | 0.00077493 |  | 0.17631 |  | 1.4092e-06 |  | 0.16518 |  | 0.0056756
| 0 |  | -3.171e-05 |  | 8.8418e-05 |  | -0.00013387 |  | 0 |  | -6.2367e-05 |  | 1.0237e-06 |  | 0.00014166 |  | 0.00010477 |  | 0.00012333 |  | 0.00022107 |  | 0.004069 |  | 0.03866 |  | 3.5756e-06 |  | 0.00021319 |  | 0.00089357 |  | 0.17294 |  | 3.1002e-06 |  | 0.16477 |  | 0.0056693
| 3.0834e-06 |  | -4.4578e-05 |  | 0.00010902 |  | -0.00016719 |  | 0 |  | -5.1819e-05 |  | 9.9674e-07 |  | -0.00018618 |  | 0.00013567 |  | -9.3636e-05 |  | -0.00013004 |  | 0.0036814 |  | 0.037561 |  | 4.7674e-06 |  | 0.00026907 |  | 0.00095168 |  | 0.17015 |  | 4.7913e-06 |  | 0.16437 |  | 0.005658
| 3.0836e-06 |  | -0.00012602 |  | 0.00010903 |  | -0.0001335 |  | 0 |  | -4.5085e-05 |  | 9.7253e-07 |  | -8.1452e-05 |  | 0.00017465 |  | -2.2899e-05 |  | -1.62e-05 |  | 0.0032839 |  | 0.036398 |  | -8.4007e-05 |  | 0.00015355 |  | 0.00098702 |  | 0.16638 |  | 3.1002e-06 |  | 0.16401 |  | 0.0056634
| 0.00011629 |  | -0.00011943 |  | 5.5665e-05 |  | -0.00010723 |  | 0 |  | -3.6336e-05 |  | 1.0009e-06 |  | -7.2851e-05 |  | 0.00021766 |  | -0.00039971 |  | 5.3315e-05 |  | 0.0030121 |  | 0.0353 |  | -6.6636e-05 |  | 0.00011767 |  | 0.00083888 |  | 0.16251 |  | 3.1004e-06 |  | 0.1637 |  | 0.0056663
| 0.00012286 |  | -0.00015342 |  | 5.5674e-05 |  | -0.00012935 |  | 0 |  | -1.3521e-05 |  | 1.0049e-06 |  | -4.0473e-05 |  | 0.00023661 |  | -0.00037646 |  | 0.00014694 |  | 0.0030055 |  | 0.034332 |  | -5.2405e-05 |  | 8.087e-05 |  | 0.00072028 |  | 0.15877 |  | 2.5367e-06 |  | 0.16349 |  | 0.0056819
| 4.0103e-05 |  | -0.0001186 |  | 4.517e-05 |  | -0.00010154 |  | 0 |  | -3.1284e-05 |  | 9.8338e-07 |  | 0.00012951 |  | 7.4811e-05 |  | -9.7505e-05 |  | 0.00029128 |  | 0.0030613 |  | 0.033436 |  | -4.0608e-05 |  | 5.2589e-05 |  | 0.00061931 |  | 0.15396 |  | 8.4557e-07 |  | 0.16339 |  | 0.0056933
| 3.3564e-05 |  | -1.3236e-05 |  | 4.5174e-05 |  | -3.896e-05 |  | 0 |  | -5.2592e-05 |  | 9.9346e-07 |  | -3.6425e-05 |  | 1.691e-05 |  | 8.8464e-05 |  | 0.00021326 |  | 0.0031382 |  | 0.032499 |  | 1.1339e-06 |  | 0.00011113 |  | 0.00063449 |  | 0.14988 |  | 4.7916e-06 |  | 0.16329 |  | 0.00573
| 5.7517e-05 |  | -4.0753e-05 |  | 6.4225e-05 |  | 1.8148e-05 |  | 0 |  | -2.963e-05 |  | 1.081e-06 |  | -0.00031973 |  | 0.00011997 |  | -8.9755e-05 |  | -0.00021976 |  | 0.003076 |  | 0.031519 |  | 5.1434e-05 |  | 0.00030299 |  | 0.00089194 |  | 0.14731 |  | 6.4831e-06 |  | 0.16309 |  | 0.0057647
| 5.7522e-05 |  | -6.2716e-05 |  | 6.4231e-05 |  | -0.00013909 |  | 0 |  | -3.2779e-05 |  | 1.1623e-06 |  | -0.00018229 |  | 0.00033267 |  | 6.8071e-06 |  | -0.00047231 |  | 0.0030097 |  | 0.030572 |  | 3.1511e-05 |  | 0.00044288 |  | 0.00090624 |  | 0.14428 |  | 2.5369e-06 |  | 0.16283 |  | 0.0058086
| 5.2625e-06 |  | -4.6857e-05 |  | 8.1204e-05 |  | -0.00016711 |  | 0 |  | -5.1229e-05 |  | 1.1752e-06 |  | 4.0473e-05 |  | 0.00032239 |  | 0.00012333 |  | -0.00012224 |  | 0.0029355 |  | 0.029739 |  | 6.7319e-05 |  | 0.00033836 |  | 0.00086927 |  | 0.14039 |  | 8.4562e-07 |  | 0.16255 |  | 0.0058163
| 5.263e-06 |  | -0.00011872 |  | 8.1211e-05 |  | -7.0229e-05 |  | 0 |  | -4.3321e-05 |  | 1.0837e-06 |  | 0 |  | 0.00018121 |  | -1.2269e-05 |  | 2.6009e-06 |  | 0.0028977 |  | 0.028984 |  | 9.1981e-05 |  | 7.3513e-05 |  | 0.00085328 |  | 0.1371 |  | 1.4094e-06 |  | 0.16222 |  | 0.0058085
| 9.0721e-07 |  | -0.00011628 |  | 6.3053e-06 |  | -3.1273e-05 |  | 0 |  | -4.4945e-05 |  | 1.0474e-06 |  | -0.00023879 |  | 0.0002103 |  | 4.1973e-05 |  | -0.00041872 |  | 0.0029079 |  | 0.028189 |  | -2.4497e-05 |  | 7.1413e-05 |  | 0.00079265 |  | 0.13348 |  | 3.1008e-06 |  | 0.16179 |  | 0.0058151
| 9.0736e-07 |  | -0.00012384 |  | 6.3063e-06 |  | -0.00011297 |  | 0 |  | -4.7634e-05 |  | 1.0744e-06 |  | -3.2386e-05 |  | 0.00022064 |  | 6.1345e-05 |  | -0.00012223 |  | 0.002851 |  | 0.027319 |  | -1.6258e-05 |  | 3.9893e-05 |  | 0.00098203 |  | 0.13058 |  | 2.537e-06 |  | 0.16134 |  | 0.0058414
| 0.00010123 |  | -0.00014012 |  | 5.6758e-05 |  | -0.00018867 |  | 0 |  | -5.6914e-05 |  | 1.0601e-06 |  | 0.0001457 |  | 0.0001776 |  | -0.00010525 |  | 0.00013525 |  | 0.0027757 |  | 0.026464 |  | -7.945e-05 |  | -5.64e-05 |  | 0.00091729 |  | 0.12709 |  | 8.4567e-07 |  | 0.16092 |  | 0.0058319
| 0.00010124 |  | -2.1264e-05 |  | 5.6762e-05 |  | -0.00020601 |  | 0 |  | -3.8194e-05 |  | 1.0723e-06 |  | 4.6544e-05 |  | 0.00020732 |  | -9.7155e-05 |  | -0.00012462 |  | 0.0026372 |  | 0.025767 |  | -0.00011519 |  | 8.7434e-05 |  | 0.00080027 |  | 0.12195 |  | 1.4094e-06 |  | 0.16052 |  | 0.0057928
| 0 |  | 8.8236e-05 |  | 6.305e-05 |  | -0.00011261 |  | 0 |  | -2.5487e-05 |  | 1.1134e-06 |  | -0.00025094 |  | 0.00018854 |  | 0.00015045 |  | -0.000368 |  | 0.0024889 |  | 0.025181 |  | -3.7819e-06 |  | -5.2345e-05 |  | 0.00087264 |  | 0.11776 |  | 3.101e-06 |  | 0.1601 |  | 0.0057586
| 0 |  | 3.2432e-05 |  | 6.3055e-05 |  | 7.5606e-05 |  | 0 |  | -4.5861e-05 |  | 1.1981e-06 |  | -0.0003076 |  | 0.00018856 |  | 0.00027831 |  | -8.7125e-05 |  | 0.0022769 |  | 0.024647 |  | 3.8669e-05 |  | -0.00016696 |  | 0.00086848 |  | 0.11433 |  | 2.5372e-06 |  | 0.1596 |  | 0.0057171
| 7.0337e-05 |  | -1.9442e-05 |  | 4.1005e-05 |  | 1.9563e-05 |  | 0 |  | -3.7559e-05 |  | 1.2447e-06 |  | -0.00010118 |  | 0.0001698 |  | -8.9763e-05 |  | 0.00020546 |  | 0.0020332 |  | 0.024109 |  | 1.8927e-05 |  | -1.8471e-05 |  | 0.00085833 |  | 0.1115 |  | 8.4572e-07 |  | 0.15904 |  | 0.0055686
| 7.0337e-05 |  | -6.015e-05 |  | 4.1005e-05 |  | -6.3525e-05 |  | 0 |  | -3.5782e-05 |  | 1.1981e-06 |  | -0.00023474 |  | 8.6919e-05 |  | -0.00019049 |  | 0.00013914 |  | 0.0018096 |  | 0.023504 |  | -9.4648e-05 |  | -3.8635e-05 |  | 0.00076918 |  | 0.10812 |  | 1.4095e-06 |  | 0.15854 |  | 0.0054126
| 4.8853e-05 |  | -0.00010819 |  | 7.5806e-05 |  | -0.00012465 |  | 0 |  | -5.3272e-05 |  | 1.1357e-06 |  | -0.00040338 |  | 0.00019365 |  | -7.8589e-05 |  | -1.2461e-05 |  | 0.001662 |  | 0.022859 |  | -6.2964e-05 |  | -9.2969e-05 |  | 0.00070354 |  | 0.104 |  | 3.1012e-06 |  | 0.15813 |  | 0.0053188
| 4.8853e-05 |  | -0.00015959 |  | 7.5806e-05 |  | -0.00011528 |  | 0 |  | -4.1305e-05 |  | 1.1323e-06 |  | -0.00048163 |  | 0.00027108 |  | -0.00032221 |  | -0.00019245 |  | 0.0015395 |  | 0.022168 |  | -2.3577e-05 |  | -8.6372e-05 |  | 0.00083229 |  | 0.10079 |  | 2.5373e-06 |  | 0.15787 |  | 0.0053061
| 3.5783e-05 |  | -9.5179e-05 |  | 8.9163e-05 |  | 3.3053e-06 |  | 0 |  | -3.1406e-05 |  | 1.2144e-06 |  | -0.00016594 |  | 0.00026749 |  | -0.00027572 |  | -0.00017685 |  | 0.0014175 |  | 0.021539 |  | -4.5755e-05 |  | -0.00013882 |  | 0.00090635 |  | 0.098012 |  | 8.4577e-07 |  | 0.15772 |  | 0.0052977
| 3.5783e-05 |  | -3.9939e-05 |  | 8.9163e-05 |  | 1.1863e-05 |  | 0 |  | -2.7436e-05 |  | 1.2689e-06 |  | -0.00016999 |  | 0.00031723 |  | -8.9755e-05 |  | 2.6008e-05 |  | 0.0013022 |  | 0.020948 |  | -2.7344e-05 |  | -4.0119e-06 |  | 0.00084744 |  | 0.095412 |  | 1.4096e-06 |  | 0.15767 |  | 0.0051476
| 2.2707e-05 |  | -9.479e-05 |  | 8.3104e-05 |  | -0.00013985 |  | 0 |  | -4.7143e-05 |  | 1.2919e-06 |  | -0.00013356 |  | 0.00028632 |  | 0.00016208 |  | 0.00015864 |  | 0.0011948 |  | 0.020366 |  | -9.2209e-06 |  | 3.519e-05 |  | 0.00087269 |  | 0.092794 |  | 5.6388e-07 |  | 0.15761 |  | 0.0049858
| 2.2707e-05 |  | -0.00013192 |  | 8.3104e-05 |  | -0.00023785 |  | 0 |  | -6.6487e-05 |  | 1.2904e-06 |  | -6.8804e-05 |  | 0.00023839 |  | 0.00037903 |  | -4.0312e-05 |  | 0.0010968 |  | 0.019803 |  | 5.2528e-05 |  | 0.00014477 |  | 0.00084581 |  | 0.089884 |  | 0 |  | 0.15735 |  | 0.0048635
| 3.7971e-05 |  | -0.00019937 |  | 7.4624e-05 |  | -0.00015424 |  | 0 |  | -4.9267e-05 |  | 1.2454e-06 |  | -0.00036459 |  | 0.00016988 |  | 0.00019987 |  | 0.00017821 |  | 0.00099896 |  | 0.019232 |  | 7.189e-05 |  | 0.00015896 |  | 0.00084323 |  | 0.08731 |  | 2.5375e-06 |  | 0.15678 |  | 0.0048314
| 3.7975e-05 |  | -0.0001167 |  | 7.463e-05 |  | -0.00015693 |  | 0 |  | -3.9553e-05 |  | 1.1324e-06 |  | -0.00035211 |  | 7.854e-05 |  | 8.459e-05 |  | 0.00048244 |  | 0.00089504 |  | 0.018671 |  | -2.0341e-05 |  | 0.00016495 |  | 0.00075323 |  | 0.083638 |  | 4.7933e-06 |  | 0.15601 |  | 0.0047906
| 0 |  | 3.5457e-05 |  | 5.3658e-05 |  | -0.0001625 |  | 0 |  | -2.4023e-05 |  | 9.2726e-07 |  | -0.00020641 |  | 9.917e-05 |  | 3.0348e-05 |  | 0.00042783 |  | 0.0008044 |  | 0.018156 |  | -1.5131e-05 |  | 0.00032698 |  | 0.00097036 |  | 0.08011 |  | 2.2555e-06 |  | 0.15514 |  | 0.0047261
| 0 |  | 3.3131e-05 |  | 5.3662e-05 |  | -0.00014219 |  | 0 |  | -4.5627e-05 |  | 8.1145e-07 |  | -0.00010927 |  | 0.00016808 |  | -0.00032222 |  | 0.00013524 |  | 0.00072264 |  | 0.017682 |  | -1.6528e-05 |  | 8.7914e-05 |  | 0.0010579 |  | 0.078383 |  | 2.2557e-06 |  | 0.15432 |  | 0.004668
| 4.5617e-05 |  | -3.3367e-05 |  | 0.00013777 |  | -3.3714e-05 |  | 0 |  | -5.4759e-05 |  | 8.492e-07 |  | -0.00020641 |  | 0.00017115 |  | -0.00039971 |  | -0.00029778 |  | 0.0006428 |  | 0.017242 |  | -3.3299e-05 |  | 0.00029014 |  | 0.00076838 |  | 0.07582 |  | 3.1015e-06 |  | 0.15354 |  | 0.0046426
| 4.5617e-05 |  | -0.00026108 |  | 0.00013777 |  | -2.6883e-05 |  | 0 |  | -3.488e-05 |  | 9.6831e-07 |  | -0.00010928 |  | 0.00017782 |  | -1.6142e-05 |  | -0.00038751 |  | 0.0005575 |  | 0.01677 |  | -7.9437e-05 |  | 0.00026417 |  | 0.00078016 |  | 0.073093 |  | 1.4099e-06 |  | 0.15282 |  | 0.0045603
| 7.2834e-05 |  | -0.00019106 |  | 5.8938e-05 |  | -5.7982e-05 |  | 0 |  | -3.4986e-05 |  | 1.1063e-06 |  | 0.00017066 |  | 0.00014193 |  | 0.00010706 |  | 2.8659e-05 |  | 0.00045837 |  | 0.01628 |  | -4.963e-05 |  | -0.00011347 |  | 0.00085512 |  | 0.070649 |  | 5.6391e-07 |  | 0.15213 |  | 0.0045315
| 7.2834e-05 |  | -2.4707e-05 |  | 5.8938e-05 |  | -5.5104e-05 |  | 0 |  | -5.6269e-05 |  | 1.1944e-06 |  | -1.2142e-05 |  | 0.00013161 |  | -1.6142e-05 |  | 0.00017035 |  | 0.00037367 |  | 0.015807 |  | 1.3891e-06 |  | -0.0001055 |  | 0.00088873 |  | 0.068295 |  | 0 |  | 0.15137 |  | 0.0045098