## Graph
Product Raw Data
Collimated High-Power LEDs for Zeiss Axioskop Microscopes
DISCLAIMER: The data presented here are typical. Slight variations in performance data will occur from lot to lot. Please contact Technical Support with any questions regarding the use or reliability of this data.
This data may be used in publications. However, please cite Thorlabs as the source.
Additional Information:
Each Collimated High-Power LED consists of a Mounted High-Power LED attached to a microscope-port-compatible collimation package. The data presented on the Normalized Spectra tab are for the bare (uncollimated) LEDs. The data in the graph to the left and on the the Normalized Output Spectrum tab has been scaled to the approximate total beam power of the LED through the collimation package for Zeiss Axioskop Microscopes.
Due to variations in the manufacturing process and operating parameters such as temperature and current, the actual spectral output of any given LED will vary. Output plots are only intended to be used as a guideline.

## Spectra Scaled to Beam Power
LED Item # | M365L2-C4 |  | M385L2-C4 |  | M405L2-C4 |  | M455L3-C4 |  | M470L3-C4 |  | M505L3-C4 |  | M530L3-C4 |  | M590L3-C4 |  | M617L3-C4 |  | M625L3-C4 |  | M660L3-C4 |  | M735L3-C4 |  | M780L3-C4 |  | M850L3-C4 |  | M940L3-C4 |  | MCWHL5-C4
Approximate Total Beam Power with Collimation Adapter for Zeiss Axioskop Microscopes (mW) | 80 |  | 110 |  | 360 |  | 430 |  | 310 |  | 180 |  | 150 |  | 70 |  | 280 |  | 330 |  | 420 |  | 140 |  | 200 |  | 400 |  | 380 |  | 380
Scaling Constant | 6.4356 |  | 8.7566 |  | 16.5402 |  | 17.8771 |  | 14.6996 |  | 4.7017 |  | 3.608 |  | 4.7071 |  | 15.1871 |  | 17.1595 |  | 23.0451 |  | 3.6609 |  | 5.3394 |  | 11.5934 |  | 5.1917 |  | 6.4121
Spectra | Wavelength (nm) | Power (mW) | Wavelength (nm) | Power (mW) | Wavelength (nm) | Power (mW) | Wavelength (nm) | Power (mW) | Wavelength (nm) | Power (mW) | Wavelength (nm) | Power (mW) | Wavelength (nm) | Power (mW) | Wavelength (nm) | Power (mW) | Wavelength (nm) | Power (mW) | Wavelength (nm) | Power (mW) | Wavelength (nm) | Power (mW) | Wavelength (nm) | Power (mW) | Wavelength (nm) | Power (mW) | Wavelength (nm) | Power (mW) | Wavelength (nm) | Power (mW) | Wavelength (nm) | Power (mW)
| 319.0612 | 0.0019689 | 319.0612 | 0.00030442 | 320.1482 | 0.00053406 | 320.1482 | 0.00020485 | 194.11 | 0.029003 | 319.0612 | 0.00396 | 194.11 | 0.002786 | 194.11 | 0.0051009 | 320.1482 | 0.00018372 | 320.1482 | 0 | 319.0612 | 0 | 498.5586 | 0.0035272 | 498.5586 | 0.0082761 | 497.0539 | 7.7296e-05 | 498.5586 | 0.020507 | 320.1482 | 9.7153e-05
| 319.1756 | 0 | 319.1756 | 0 | 320.2569 | 0 | 320.2569 | 0.00020144 | 194.31 | -0.048835 | 319.1756 | 0.01025 | 194.31 | -0.0021065 | 194.31 | -0.0043867 | 320.2569 | 0.00017305 | 320.2569 | 0 | 319.1756 | 0 | 498.7121 | 0.0025818 | 498.7121 | 0.010892 | 497.2087 | 0.00034783 | 498.7121 | 0.020611 | 320.2569 | 9.4204e-05
| 319.2899 | 0.0011582 | 319.2899 | 0 | 320.3656 | 0.00024284 | 320.3656 | 0.00017942 | 194.52 | 0.002231 | 319.2899 | 0.005407 | 194.52 | 0.0015046 | 194.52 | 0.0031115 | 320.3656 | 0.00016238 | 320.3656 | 0 | 319.2899 | 0 | 498.8657 | 0.0037707 | 498.8657 | 0.0092906 | 497.3637 | 0 | 498.8657 | 0.019469 | 320.3656 | 7.5832e-05
| 319.4043 | 0.001137 | 319.4043 | 0.007592 | 320.4742 | 0.00024284 | 320.4742 | 0.00015979 | 194.72 | -0.0086762 | 319.4043 | 0.0035809 | 194.72 | -0.002689 | 194.72 | -0.0031625 | 320.4742 | 0.00016807 | 320.4742 | 0 | 319.4043 | 0 | 499.0192 | 0.0064066 | 499.0192 | 0.010519 | 497.5186 | 0 | 499.0192 | 0.020559 | 320.4742 | 6.4794e-05
| 319.5186 | 0.0035903 | 319.5186 | 0 | 320.583 | 0 | 320.583 | 0.00014918 | 194.92 | 0.044868 | 319.5186 | 0.0019577 | 194.92 | -0.00047565 | 194.92 | -0.0042337 | 320.583 | 0.00014317 | 320.583 | 0 | 319.5186 | 0.0059835 | 499.1728 | 0 | 499.1728 | 0.0099313 | 497.6735 | 0 | 499.1728 | 0.019781 | 320.583 | 5.3755e-05
| 319.633 | 0.0010214 | 319.633 | 0.0033405 | 320.6917 | 0 | 320.6917 | 0.00014217 | 195.12 | 0.019583 | 319.633 | 0.0073347 | 195.12 | 0.00010678 | 195.12 | 0.0031115 | 320.6917 | 0.00012343 | 320.6917 | 0 | 319.633 | 0 | 499.3263 | 0.0060405 | 499.3263 | 0.0037555 | 497.8284 | 0.00034783 | 499.3263 | 0.020559 | 320.6917 | 6.4037e-05
| 319.7473 | 0 | 319.7473 | 0 | 320.8004 | 0 | 320.8004 | 0.00015719 | 195.33 | 0.0081804 | 319.7473 | 0.00048945 | 195.33 | 0.0024366 | 195.33 | -0.0027035 | 320.8004 | 0.00010938 | 320.8004 | 0 | 319.7473 | 0.01896 | 499.4799 | 0.0007862 | 499.4799 | 0.0071548 | 497.9833 | 0 | 499.4799 | 0.019417 | 320.8004 | 4.9294e-05
| 319.8616 | 0 | 319.8616 | 0.0028849 | 320.9091 | 0.00024284 | 320.9091 | 0.00014397 | 195.53 | -0.031481 | 319.8616 | 0.0025133 | 195.53 | -0.0056011 | 195.53 | -0.0054579 | 320.9091 | 0.00011934 | 320.9091 | 0 | 319.8616 | 0 | 499.6335 | 0.0036017 | 499.6335 | 0.0069412 | 498.1383 | 0.00034783 | 499.6335 | 0.0203 | 320.9091 | 6.3281e-05
| 319.976 | 0.0015057 | 319.976 | 0 | 321.0178 | 0 | 321.0178 | 0.00015138 | 195.73 | -0.0076846 | 319.976 | 0.0044939 | 195.73 | -0.0042033 | 195.73 | 0.0067842 | 321.0178 | 0.00011667 | 321.0178 | 0 | 319.976 | 0 | 499.7871 | 2.1254e-05 | 499.7871 | 0.0118 | 498.2932 | 0 | 499.7871 | 0.019417 | 321.0178 | 6.3281e-05
| 320.0903 | 0 | 320.0903 | 0 | 321.1266 | 0.00024284 | 321.1266 | 0.00014217 | 195.93 | 0.010164 | 320.0903 | 0.0071936 | 195.93 | -0.00024269 | 195.93 | -0.012803 | 321.1266 | 0.00011294 | 321.1266 | 0 | 320.0903 | 0 | 499.9407 | 0.0043565 | 499.9407 | 0.0098779 | 498.4482 | 0.00011594 | 499.9407 | 0.020507 | 321.1266 | 7.7269e-05
| 320.2046 | 0 | 320.2046 | 0.0012176 | 321.2353 | 0 | 321.2353 | 0.00015439 | 196.13 | 0.013138 | 320.2046 | 0.0016908 | 196.13 | -0.0044363 | 196.13 | 0.0015813 | 321.2353 | 0.00012343 | 321.2353 | 0 | 320.2046 | 0.007281 | 500.0942 | 0.0030172 | 500.0942 | 0.0054462 | 498.6032 | 7.7296e-05 | 500.0942 | 0.019677 | 321.2353 | 6.555e-05
| 320.3189 | 0.0079802 | 320.3189 | 0.0039478 | 321.3441 | 0 | 321.3441 | 0.00014397 | 196.34 | 0.015617 | 320.3189 | 0.0093094 | 196.34 | -0.0099112 | 196.34 | -0.0083652 | 321.3441 | 0.00011383 | 321.3441 | 0 | 320.3189 | 0 | 500.2479 | 0.0060771 | 500.2479 | 0.0057132 | 498.7581 | 0.00057972 | 500.2479 | 0.021027 | 321.3441 | 6.1089e-05
| 320.4332 | 0.00046328 | 320.4332 | 0.0024351 | 321.4528 | 0 | 321.4528 | 0.00013757 | 196.54 | -0.011155 | 320.4332 | 0.0067705 | 196.54 | 0.0017376 | 196.54 | 0.0093854 | 321.4528 | 0.00011258 | 321.4528 | 0 | 320.4332 | 0 | 500.4015 | 0.0037341 | 500.4015 | 0.010305 | 498.9131 | 0 | 500.4015 | 0.020092 | 321.4528 | 5.814e-05
| 320.5475 | 0 | 320.5475 | 0 | 321.5616 | 0.00024284 | 321.5616 | 0.00014137 | 196.74 | 0.0086762 | 320.5475 | 0 | 196.74 | -0.002223 | 196.74 | -0.012344 | 321.5616 | 0.00010689 | 321.5616 | 0 | 320.5475 | 0 | 500.5551 | 0.0038073 | 500.5551 | 0.0077955 | 499.0681 | 0.00034783 | 500.5551 | 0.021286 | 321.5616 | 5.2243e-05
| 320.6619 | 0.0017373 | 320.6619 | 0 | 321.6704 | 0.00024284 | 321.6704 | 0.00015339 | 196.94 | -0.006693 | 320.6619 | 0.0031591 | 196.94 | -0.0044363 | 196.94 | -0.0013262 | 321.6704 | 0.00013126 | 321.6704 | 0 | 320.6619 | 0.012039 | 500.7088 | 0.0020611 | 500.7088 | 0.01164 | 499.2231 | 0 | 500.7088 | 0.019884 | 321.6704 | 5.0051e-05
| 320.7761 | 0 | 320.7761 | 0.0028849 | 321.7791 | 0 | 321.7791 | 0.0001636 | 197.15 | 0.0076846 | 320.7761 | 0.0058301 | 197.15 | -0.0099112 | 197.15 | -0.015404 | 321.7791 | 0.00014157 | 321.7791 | 0 | 320.7761 | 0 | 500.8624 | 0.0020718 | 500.8624 | 0.010252 | 499.3781 | 0.00011594 | 500.8624 | 0.021027 | 321.7791 | 4.4909e-05
| 320.8904 | 0 | 320.8904 | 0 | 321.8879 | 0.00024284 | 321.8879 | 0.000167 | 197.35 | 0.032474 | 320.8904 | 0.0028921 | 197.35 | -0.0032714 | 197.35 | -0.0033155 | 321.8879 | 0.0001558 | 321.8879 | 0 | 320.8904 | 0 | 501.0161 | 0.0071754 | 501.0161 | 0.017246 | 499.5331 | 0 | 501.0161 | 0.020144 | 321.8879 | 3.682e-05
| 321.0047 | 0 | 321.0047 | 0.0019739 | 321.9967 | 0 | 321.9967 | 0.0001664 | 197.55 | -0.020079 | 321.0047 | 0.0095915 | 197.55 | -0.0060669 | 197.55 | -0.0007141 | 321.9967 | 0.00015278 | 321.9967 | 0 | 321.0047 | 0 | 501.1698 | 0.0053083 | 501.1698 | 0.0091838 | 499.6881 | 0.00011594 | 501.1698 | 0.021546 | 321.9967 | 2.6537e-05
| 321.119 | 0 | 321.119 | 0 | 322.1055 | 0 | 322.1055 | 0.0001636 | 197.75 | -0.021567 | 321.119 | 0.0090273 | 197.75 | -0.0030384 | 197.75 | -0.0030095 | 322.1055 | 0.00015491 | 322.1055 | 0 | 321.119 | 0 | 501.3234 | 0.0079808 | 501.3234 | 0.0118 | 499.8432 | 7.7296e-05 | 501.3234 | 0.020715 | 322.1055 | 2.5781e-05
| 321.2333 | 0 | 321.2333 | 0.0027331 | 322.2143 | 0.00024284 | 322.2143 | 0.00017201 | 197.96 | 0.0012395 | 321.2333 | 0.005454 | 197.96 | -0.0025725 | 197.96 | 0.00081613 | 322.2143 | 0.00016149 | 322.2143 | 0 | 321.2333 | 0 | 501.4771 | 0.0062967 | 501.4771 | 0.0098779 | 499.9982 | 0.00011594 | 501.4771 | 0.021961 | 322.2143 | 4.4153e-05
| 321.3476 | 0.00081074 | 321.3476 | 0 | 322.3231 | 0 | 322.3231 | 0.00018542 | 198.16 | 0.013634 | 321.3476 | 0.0088862 | 198.16 | -0.0059506 | 198.16 | 0.0078554 | 322.3231 | 0.00014815 | 322.3231 | 0 | 321.3476 | 0 | 501.6308 | 0.004869 | 501.6308 | 0.012868 | 500.1532 | 7.7296e-05 | 501.6308 | 0.021078 | 322.3231 | 6.3281e-05
| 321.4619 | 0.0072722 | 321.4619 | 0.011208 | 322.4319 | 0 | 322.4319 | 0.00019724 | 198.36 | -0.0012395 | 321.4619 | 0 | 198.36 | -0.005368 | 198.36 | -0.0036216 | 322.4319 | 0.00015206 | 322.4319 | 0 | 321.4619 | 0 | 501.7845 | 0.0027093 | 501.7845 | 0.0095041 | 500.3083 | 0.00034783 | 501.7845 | 0.021961 | 322.4319 | 7.6588e-05
| 321.5762 | 0 | 321.5762 | 0.0042614 | 322.5407 | 0 | 322.5407 | 0.00018402 | 198.56 | -0.00471 | 321.5762 | 0 | 198.56 | 0.00033976 | 198.56 | 0.0077024 | 322.5407 | 0.00013961 | 322.5407 | 0 | 321.5762 | 0.013769 | 501.9382 | 0.0046859 | 501.9382 | 0.015698 | 500.4633 | 0 | 501.9382 | 0.020455 | 322.5407 | 6.555e-05
| 321.6904 | 9.6336e-05 | 321.6904 | 0 | 322.6495 | 0.00024284 | 322.6495 | 0.00017121 | 198.76 | 0.031978 | 321.6904 | 0.0065354 | 198.76 | -0.00082513 | 198.76 | -0.0007141 | 322.6495 | 0.0001478 | 322.6495 | 0 | 321.6904 | 0 | 502.092 | 0.0078709 | 502.092 | 0.0072082 | 500.6184 | 0.00034783 | 502.092 | 0.021027 | 322.6495 | 6.9178e-05
| 321.8047 | 0.0015057 | 321.8047 | 0.0066965 | 322.7584 | 0.00024284 | 322.7584 | 0.00015979 | 198.97 | 0.0176 | 321.8047 | 0.0034261 | 198.97 | 0.0029025 | 198.97 | -0.0022444 | 322.7584 | 0.00014833 | 322.7584 | 0 | 321.8047 | 0 | 502.2457 | 0.0049422 | 502.2457 | 0.010305 | 500.7735 | 0 | 502.2457 | 0.019832 | 322.7584 | 5.8896e-05
| 321.919 | 0 | 321.919 | 0.0045552 | 322.8672 | 0 | 322.8672 | 0.00013937 | 199.17 | -0.021071 | 321.919 | 0.005595 | 199.17 | -0.005368 | 199.17 | -0.011885 | 322.8672 | 0.00013463 | 322.8672 | 0 | 321.919 | 0 | 502.3995 | 0.008054 | 502.3995 | 0.011533 | 500.9286 | 0.00034783 | 502.3995 | 0.02139 | 322.8672 | 5.5948e-05
| 322.0332 | 0 | 322.0332 | 0 | 322.976 | 0.00024284 | 322.976 | 0.00012455 | 199.37 | 0.010164 | 322.0332 | 0.0098266 | 199.37 | 0.0069796 | 199.37 | 0.0047948 | 322.976 | 0.00012681 | 322.976 | 0 | 322.0332 | 0 | 502.5532 | 0.0041734 | 502.5532 | 0.012975 | 501.0836 | 0 | 502.5532 | 0.020144 | 322.976 | 5.0051e-05
| 322.1475 | 0.0019465 | 322.1475 | 0.0036442 | 323.0849 | 0 | 323.0849 | 0.00010152 | 199.57 | 0.002231 | 322.1475 | 0.00091188 | 199.57 | -0.002456 | 199.57 | -0.0089776 | 323.0849 | 0.00010671 | 323.0849 | 0 | 322.1475 | 0 | 502.707 | 0.00054186 | 502.707 | 0.0056598 | 501.2387 | 0 | 502.707 | 0.021286 | 323.0849 | 7.0691e-05
| 322.2617 | 0 | 322.2617 | 0 | 323.1938 | 0.00024284 | 323.1938 | 0.00010773 | 199.78 | 0.010659 | 322.2617 | 0.0098266 | 199.78 | -9.7074e-06 | 199.78 | -0.0030095 | 323.1938 | 9.5685e-05 | 323.1938 | 0 | 322.2617 | 0 | 502.8607 | 0.005711 | 502.8607 | 0.016499 | 501.3938 | 0 | 502.8607 | 0.019884 | 323.1938 | 6.7742e-05
| 322.376 | 0 | 322.376 | 0 | 323.3026 | 0.00024284 | 323.3026 | 0.00012035 | 199.98 | -0.021071 | 322.376 | 0.0074287 | 199.98 | -0.0014076 | 199.98 | -0.007141 | 323.3026 | 9.0705e-05 | 323.3026 | 0 | 322.376 | 0 | 503.0145 | 0.0023268 | 503.0145 | 0.0080625 | 501.5489 | 0.00034783 | 503.0145 | 0.021286 | 323.3026 | 5.5948e-05
| 322.4902 | 0.0024322 | 322.4902 | 0 | 323.4115 | 0.00024284 | 323.4115 | 0.00012775 | 200.18 | -0.012642 | 322.4902 | 0.0028921 | 200.18 | -0.0087464 | 200.18 | 0.0015813 | 323.4115 | 0.00010529 | 323.4115 | 0 | 322.4902 | 0 | 503.1683 | 0.0020611 | 503.1683 | 0.010038 | 501.7041 | 0 | 503.1683 | 0.020144 | 323.4115 | 3.9768e-05
| 322.6045 | 0 | 322.6045 | 0.012259 | 323.5204 | 0.00024284 | 323.5204 | 0.00012956 | 200.39 | -0.006693 | 322.6045 | 0.0035809 | 200.39 | 0.003485 | 200.39 | -0.0016323 | 323.5204 | 0.00013161 | 323.5204 | 0 | 322.6045 | 0.0034557 | 503.3221 | 0 | 503.3221 | 0.0059267 | 501.8592 | 0.00011594 | 503.3221 | 0.020923 | 323.5204 | 5.1563e-05
| 322.7187 | 0 | 322.7187 | 0.0028917 | 323.6292 | 0 | 323.6292 | 0.00014538 | 200.59 | 0.0096677 | 322.7187 | 0 | 200.59 | -0.010843 | 200.59 | -0.0049988 | 323.6292 | 0.00013446 | 323.6292 | 0 | 322.7187 | 0.0020906 | 503.4759 | 0.0046859 | 503.4759 | 0.0097711 | 502.0143 | 7.7296e-05 | 503.4759 | 0.019677 | 323.6292 | 6.4794e-05
| 322.833 | 0 | 322.833 | 0.0034924 | 323.7381 | 0 | 323.7381 | 0.00013937 | 200.79 | -0.0057014 | 322.833 | 0.0026468 | 200.79 | -0.0080475 | 200.79 | -0.0054579 | 323.7381 | 0.00012005 | 323.7381 | 0 | 322.833 | 0.0012958 | 503.6298 | 0.0042466 | 503.6298 | 0.0057132 | 502.1695 | 0.00034783 | 503.6298 | 0.021078 | 323.7381 | 5.746e-05
| 322.9472 | 0 | 322.9472 | 0 | 323.847 | 0 | 323.847 | 0.00012876 | 200.99 | -0.012642 | 322.9472 | 0.003693 | 200.99 | -0.0035044 | 200.99 | 0.013517 | 323.847 | 0.00011756 | 323.847 | 0 | 322.9472 | 0 | 503.7836 | 0 | 503.7836 | 0.012868 | 502.3246 | 0 | 503.7836 | 0.0203 | 323.847 | 5.5192e-05
| 323.0614 | 0.0021778 | 323.0614 | 0.003796 | 323.9559 | 0.00024284 | 323.9559 | 0.00011834 | 201.2 | -0.041894 | 323.0614 | 0.0010454 | 201.2 | 0.0036014 | 201.2 | 0.0067842 | 323.9559 | 0.00013339 | 323.9559 | 0 | 323.0614 | 0 | 503.9374 | 0.0045029 | 503.9374 | 0.0083295 | 502.4798 | 0.00011594 | 503.9374 | 0.021494 | 323.9559 | 4.7102e-05
| 323.1756 | 0.002548 | 323.1756 | 0 | 324.0648 | 0.00053406 | 324.0648 | 0.00013516 | 201.4 | 0.024542 | 323.1756 | 0 | 201.4 | -0.0031549 | 201.4 | 0.0024994 | 324.0648 | 0.00015313 | 324.0648 | 0 | 323.1756 | 0.0029557 | 504.0913 | 0.0070289 | 504.0913 | 0.015377 | 502.6349 | 7.7296e-05 | 504.0913 | 0.019988 | 324.0648 | 5.0051e-05
| 323.2899 | 0 | 323.2899 | 0.009895 | 324.1737 | 0.00024284 | 324.1737 | 0.00014638 | 201.6 | -0.012642 | 323.2899 | 0.0079929 | 201.6 | -0.00070865 | 201.6 | -0.0092835 | 324.1737 | 0.00015811 | 324.1737 | 0 | 323.2899 | 0 | 504.2451 | 0.0017531 | 504.2451 | 0.0061937 | 502.7901 | 0.00011594 | 504.2451 | 0.020975 | 324.1737 | 5.0807e-05
| 323.4041 | 0 | 323.4041 | 0 | 324.2826 | 0.00024284 | 324.2826 | 0.00015579 | 201.8 | 0.002231 | 323.4041 | 0.0071466 | 201.8 | 0.0054654 | 201.8 | 0.012752 | 324.2826 | 0.00016238 | 324.2826 | 0 | 323.4041 | 0.007281 | 504.399 | 0.00097741 | 504.399 | 0.010786 | 502.9453 | 0.00030918 | 504.399 | 0.020248 | 324.2826 | 5.2243e-05
| 323.5183 | 0 | 323.5183 | 0.0030368 | 324.3916 | 0 | 324.3916 | 0.0001626 | 202.01 | -0.030987 | 323.5183 | 0.0069115 | 202.01 | -0.0083969 | 202.01 | 0.0015813 | 324.3916 | 0.00018016 | 324.3916 | 0 | 323.5183 | 0.026732 | 504.5529 | 0.004869 | 504.5529 | 0.01212 | 503.1005 | 0.00034783 | 504.5529 | 0.021598 | 324.3916 | 5.746e-05
| 323.6325 | 0.00081074 | 323.6325 | 0 | 324.5005 | 0 | 324.5005 | 0.00017121 | 202.21 | -0.012642 | 323.6325 | 0.0077108 | 202.21 | -0.0021065 | 202.21 | 0.0037236 | 324.5005 | 0.00017181 | 324.5005 | 0 | 323.6325 | 0.016797 | 504.7067 | 0.0061869 | 504.7067 | 0.008543 | 503.2557 | 0.00077296 | 504.7067 | 0.020611 | 324.5005 | 5.746e-05
| 323.7467 | 0 | 323.7467 | 0.0025813 | 324.6094 | 0.00024284 | 324.6094 | 0.000167 | 202.41 | -0.022062 | 323.7467 | 0.0023799 | 202.41 | -0.0021065 | 202.41 | 0.00020403 | 324.6094 | 0.00018105 | 324.6094 | 0 | 323.7467 | 0.0095029 | 504.8606 | 0.0052717 | 504.8606 | 0.005553 | 503.4109 | 0.00034783 | 504.8606 | 0.021546 | 324.6094 | 8.4678e-05
| 323.8609 | 0 | 323.8609 | 0 | 324.7184 | 0.00024284 | 324.7184 | 0.00014177 | 202.62 | -0.0096677 | 323.8609 | 0.0019577 | 202.62 | -0.0085133 | 202.62 | -0.0030095 | 324.7184 | 0.00016522 | 324.7184 | 0 | 323.8609 | 0 | 505.0145 | 0.0085665 | 505.0145 | 0.015965 | 503.5661 | 7.7296e-05 | 505.0145 | 0.020507 | 324.7184 | 8.6114e-05
| 323.9751 | 0 | 323.9751 | 0.00075918 | 324.8273 | 0.00024284 | 324.8273 | 0.00014117 | 202.82 | -0.010659 | 323.9751 | 0.0031806 | 202.82 | -0.00094161 | 202.82 | -0.0046928 | 324.8273 | 0.00017358 | 324.8273 | 0 | 323.9751 | 0 | 505.1684 | 0.0072852 | 505.1684 | 0.012761 | 503.7213 | 0 | 505.1684 | 0.021598 | 324.8273 | 0.00010086
| 324.0893 | 0 | 324.0893 | 0.0036527 | 324.9363 | 0.00024284 | 324.9363 | 0.00013236 | 203.02 | -0.0086762 | 324.0893 | 0.0034261 | 203.02 | 0.0043004 | 203.02 | 0.0026524 | 324.9363 | 0.00015616 | 324.9363 | 0 | 324.0893 | 0 | 505.3224 | 0.003336 | 505.3224 | 0.013882 | 503.8765 | 7.7296e-05 | 505.3224 | 0.020663 | 324.9363 | 6.8498e-05
| 324.2035 | 0 | 324.2035 | 0.0059217 | 325.0452 | 0 | 325.0452 | 0.00016079 | 203.22 | -0.024045 | 324.2035 | 0.0053129 | 203.22 | 0.0026695 | 203.22 | -0.0046928 | 325.0452 | 0.00016932 | 325.0452 | 0 | 324.2035 | 0 | 505.4763 | 0.0055646 | 505.4763 | 0.0077955 | 504.0317 | 0.00034783 | 505.4763 | 0.021442 | 325.0452 | 5.6704e-05
| 324.3177 | 0 | 324.3177 | 0.0024351 | 325.1542 | 0 | 325.1542 | 0.00014558 | 203.43 | -0.0037184 | 324.3177 | 0.00075644 | 203.43 | 0.0017376 | 203.43 | -0.0057639 | 325.1542 | 0.00015189 | 325.1542 | 0 | 324.3177 | 0.0020906 | 505.6302 | 0.0085665 | 505.6302 | 0.01463 | 504.187 | 0 | 505.6302 | 0.020611 | 325.1542 | 2.9486e-05
| 324.4319 | 0 | 324.4319 | 0.006681 | 325.2632 | 0.00024284 | 325.2632 | 0.000165 | 203.63 | -0.020574 | 324.4319 | 0.0079929 | 203.63 | 0.013503 | 203.63 | -0.0091305 | 325.2632 | 0.00014744 | 325.2632 | 0 | 324.4319 | 0 | 505.7842 | 0.0062235 | 505.7842 | 0.0090236 | 504.3422 | 0 | 505.7842 | 0.021702 | 325.2632 | 2.6537e-05
| 324.5461 | 0 | 324.5461 | 0 | 325.3721 | 0 | 325.3721 | 0.0001656 | 203.83 | -0.0042142 | 324.5461 | 0.0024917 | 203.83 | -0.0054848 | 203.83 | -0.0045398 | 325.3721 | 0.00011383 | 325.3721 | 0 | 324.5461 | 0 | 505.9381 | 0.0039904 | 505.9381 | 0.007048 | 504.4975 | 0.00030918 | 505.9381 | 0.020923 | 325.3721 | 3.3115e-05
| 324.6603 | 0.00032764 | 324.6603 | 0.00060732 | 325.4811 | 0 | 325.4811 | 0.00017581 | 204.04 | -0.018592 | 324.6603 | 0.00011123 | 204.04 | -0.0031549 | 204.04 | -0.0033155 | 325.4811 | 0.00010938 | 325.4811 | 0 | 324.6603 | 0 | 506.0921 | 0.0023268 | 506.0921 | 0.012654 | 504.6527 | 0.00011594 | 506.0921 | 0.021598 | 325.4811 | 5.9652e-05
| 324.7744 | 0.0022006 | 324.7744 | 0 | 325.5901 | 0.00082547 | 325.5901 | 0.00015419 | 204.24 | -0.00074368 | 324.7744 | 0 | 204.24 | 0.0032519 | 204.24 | 0.0067842 | 325.5901 | 0.00010031 | 325.5901 | 0 | 324.7744 | 0 | 506.2461 | 0.0064432 | 506.2461 | 0.015591 | 504.808 | 0 | 506.2461 | 0.020404 | 325.5901 | 6.1845e-05
| 324.8886 | 0.00079017 | 324.8886 | 0.0015184 | 325.6991 | 0 | 325.6991 | 0.00012675 | 204.44 | -0.011651 | 324.8886 | 0.0066294 | 204.44 | -0.0025725 | 204.44 | -0.0034686 | 325.6991 | 9.3906e-05 | 325.6991 | 0 | 324.8886 | 0.0095029 | 506.4001 | 0 | 506.4001 | 0.0053394 | 504.9633 | 0.00034783 | 506.4001 | 0.021598 | 325.6991 | 5.1563e-05
| 325.0028 | 0.0022006 | 325.0028 | 0 | 325.8081 | 0.00024284 | 325.8081 | 0.00010252 | 204.64 | 0.033961 | 325.0028 | 0.008228 | 204.64 | -0.002689 | 204.64 | -0.0031625 | 325.8081 | 9.7819e-05 | 325.8081 | 0 | 325.0028 | 0.0046859 | 506.5541 | 0.0052351 | 506.5541 | 0.0045992 | 505.1186 | 0 | 506.5541 | 0.020871 | 325.8081 | 3.9012e-05
| 325.1169 | 0 | 325.1169 | 0.0048589 | 325.9171 | 0 | 325.9171 | 9.6116e-05 | 204.85 | -0.045364 | 325.1169 | 0.0015792 | 204.85 | -0.0036209 | 204.85 | -0.0095893 | 325.9171 | 0.00010813 | 325.9171 | 0 | 325.1169 | 0 | 506.7081 | 0.0075414 | 506.7081 | 0.0081693 | 505.2738 | 0.00011594 | 506.7081 | 0.021961 | 325.9171 | 7.5076e-05
| 325.2311 | 0.0023164 | 325.2311 | 0 | 326.0261 | 0 | 326.0261 | 9.8719e-05 | 205.05 | 0.018096 | 325.2311 | 8.897e-05 | 205.05 | 0.0039509 | 205.05 | -0.0027035 | 326.0261 | 0.00013037 | 326.0261 | 0 | 325.2311 | 0.024658 | 506.8621 | 0.0051985 | 506.8621 | 0.013722 | 505.4291 | 0 | 506.8621 | 0.020611 | 326.0261 | 7.5076e-05
| 325.3453 | 0.00021202 | 325.3453 | 0.0099825 | 326.1352 | 0 | 326.1352 | 0.00012295 | 205.25 | -0.0081804 | 325.3453 | 0.0073347 | 205.25 | -0.0044363 | 205.25 | -0.016935 | 326.1352 | 0.00015829 | 326.1352 | 0 | 325.3453 | 0 | 507.0161 | 0.0047958 | 507.0161 | 0.0012206 | 505.5845 | 0.00011594 | 507.0161 | 0.021909 | 326.1352 | 6.6986e-05
| 325.4594 | 0 | 325.4594 | 0 | 326.2442 | 0.00024284 | 326.2442 | 0.00013056 | 205.46 | -0.0042142 | 325.4594 | 0 | 205.46 | 0.00045625 | 205.46 | 0.0034176 | 326.2442 | 0.00015242 | 326.2442 | 0 | 325.4594 | 0.0098761 | 507.1701 | 0.0039904 | 507.1701 | 0.00881 | 505.7398 | 7.7296e-05 | 507.1701 | 0.021286 | 326.2442 | 3.8256e-05
| 325.5736 | 0 | 325.5736 | 0 | 326.3532 | 0 | 326.3532 | 0.0001692 | 205.66 | 0.0002479 | 325.5736 | 0.0011788 | 205.66 | -0.012474 | 205.66 | -0.0053048 | 326.3532 | 0.00014691 | 326.3532 | 0 | 325.5736 | 0.0064792 | 507.3241 | 0.0043199 | 507.3241 | 0.010786 | 505.8951 | 0 | 507.3241 | 0.022376 | 326.3532 | 4.7102e-05
| 325.6877 | 0 | 325.6877 | 0 | 326.4623 | 0.00024284 | 326.4623 | 0.00017541 | 205.86 | 0.011155 | 325.6877 | 0.003693 | 205.86 | -0.0032714 | 205.86 | 0.0067842 | 326.4623 | 0.00014335 | 326.4623 | 0 | 325.6877 | 0 | 507.4782 | 0.0014236 | 507.4782 | 0.013348 | 506.0504 | 0 | 507.4782 | 0.021027 | 326.4623 | 3.682e-05
| 325.8018 | 0 | 325.8018 | 0.0042515 | 326.5713 | 0 | 326.5713 | 0.00019944 | 206.07 | 0.006693 | 325.8018 | 0.005595 | 206.07 | -0.0018735 | 206.07 | -0.0065293 | 326.5713 | 0.00016718 | 326.5713 | 0 | 325.8018 | 0.0073433 | 507.6322 | 0.0065896 | 507.6322 | 0.013509 | 506.2058 | 0.00011594 | 507.6322 | 0.021961 | 326.5713 | 4.1205e-05
| 325.916 | 0 | 325.916 | 0 | 326.6804 | 0.00024284 | 326.6804 | 0.0001684 | 206.27 | 0.039414 | 325.916 | 0 | 206.27 | -0.0049022 | 206.27 | 0.0041827 | 326.6804 | 0.00016985 | 326.6804 | 0 | 325.916 | 0 | 507.7863 | 0.0056378 | 507.7863 | 0.0061937 | 506.3611 | 7.7296e-05 | 507.7863 | 0.021494 | 326.6804 | 3.8256e-05
| 326.0301 | 0 | 326.0301 | 0 | 326.7894 | 0 | 326.7894 | 0.00017381 | 206.47 | -0.028012 | 326.0301 | 0.008134 | 206.47 | -0.0045528 | 206.47 | -0.0042337 | 326.7894 | 0.0001743 | 326.7894 | 0 | 326.0301 | 0.015118 | 507.9404 | 0.0055646 | 507.9404 | 0.0069412 | 506.5165 | 0.00011594 | 507.9404 | 0.022273 | 326.7894 | 6.4037e-05
| 326.1442 | 0 | 326.1442 | 0 | 326.8985 | 0.00024284 | 326.8985 | 0.00013516 | 206.68 | -0.026523 | 326.1442 | 0.0056891 | 206.68 | -0.0049022 | 206.68 | -0.0048458 | 326.8985 | 0.0001702 | 326.8985 | 0 | 326.1442 | 0.028576 | 508.0945 | 0.0044297 | 508.0945 | 0.0092906 | 506.6718 | 7.7296e-05 | 508.0945 | 0.021027 | 326.8985 | 5.1563e-05
| 326.2584 | 0.0017152 | 326.2584 | 0.0025813 | 327.0076 | 0 | 327.0076 | 0.00014217 | 206.88 | -0.00074368 | 326.2584 | 0.0071936 | 206.88 | -0.0045528 | 206.88 | -0.0065293 | 327.0076 | 0.00017679 | 327.0076 | 0 | 326.2584 | 0.0043195 | 508.2486 | 0.0039904 | 508.2486 | 0.012387 | 506.8272 | 0.00034783 | 508.2486 | 0.021805 | 327.0076 | 5.5192e-05
| 326.3725 | 0 | 326.3725 | 0 | 327.1166 | 0 | 327.1166 | 0.00013997 | 207.08 | 0.011651 | 326.3725 | 0 | 207.08 | -0.00035917 | 207.08 | -0.013109 | 327.1166 | 0.00015687 | 327.1166 | 0 | 326.3725 | 0.0085786 | 508.4027 | 0.0073584 | 508.4027 | 0.012494 | 506.9826 | 0 | 508.4027 | 0.021234 | 327.1166 | 4.3473e-05
| 326.4866 | 0.0010214 | 326.4866 | 0.0027331 | 327.2257 | 0.00024284 | 327.2257 | 0.00015699 | 207.29 | 0.0017352 | 326.4866 | 0.0010454 | 207.29 | -0.0050185 | 207.29 | -0.00607 | 327.2257 | 0.0001622 | 327.2257 | 0 | 326.4866 | 0 | 508.5568 | 0.0034743 | 508.5568 | 0.0068344 | 507.1379 | 0.00057972 | 508.5568 | 0.021805 | 327.2257 | 4.1961e-05
| 326.6008 | 0 | 326.6008 | 0.0010654 | 327.3348 | 0.00053406 | 327.3348 | 0.00014498 | 207.49 | -0.019087 | 326.6008 | 0.0064884 | 207.49 | -0.00094161 | 207.49 | -0.00086717 | 327.3348 | 0.00013286 | 327.3348 | 0 | 326.6008 | 0 | 508.7109 | 0.0047958 | 508.7109 | 0.012387 | 507.2933 | 0 | 508.7109 | 0.020352 | 327.3348 | 3.9768e-05
| 326.7149 | 0 | 326.7149 | 0.0088442 | 327.4439 | 0.00024284 | 327.4439 | 0.00014878 | 207.69 | -0.0176 | 326.7149 | 0.008134 | 207.69 | -0.0060669 | 207.69 | -0.0091305 | 327.4439 | 0.00013712 | 327.4439 | 0 | 326.7149 | 0.02558 | 508.865 | 0.0036017 | 508.865 | 0.00507 | 507.4487 | 0.00011594 | 508.865 | 0.021286 | 327.4439 | 6.2601e-05
| 326.829 | 0 | 326.829 | 0.0059356 | 327.553 | 0.00024284 | 327.553 | 0.00014598 | 207.89 | -0.0071888 | 326.829 | 0.0044939 | 207.89 | 0.0037179 | 207.89 | -0.00010202 | 327.553 | 0.0001229 | 327.553 | 0 | 326.829 | 0.020257 | 509.0192 | 0.0051253 | 509.0192 | 0.0097711 | 507.6041 | 7.7296e-05 | 509.0192 | 0.020663 | 327.553 | 7.4395e-05
| 326.9431 | 0.0013683 | 326.9431 | 0.0022776 | 327.6621 | 0.00024284 | 327.6621 | 0.00015519 | 208.1 | -0.029003 | 326.9431 | 0 | 208.1 | -0.0068827 | 208.1 | -0.0046928 | 327.6621 | 0.00015153 | 327.6621 | 0 | 326.9431 | 0.009071 | 509.1733 | 0.0071754 | 509.1733 | 0.012387 | 507.7595 | 0.00034783 | 509.1733 | 0.021857 | 327.6621 | 8.0217e-05
| 327.0572 | 0 | 327.0572 | 0 | 327.7712 | 0.00053406 | 327.7712 | 0.00014498 | 208.3 | -0.00471 | 327.0572 | 0.0012903 | 208.3 | -0.0039703 | 208.3 | -0.0048458 | 327.7712 | 0.00013873 | 327.7712 | 0 | 327.0572 | 0.0090113 | 509.3275 | 0.0037707 | 509.3275 | 0.011373 | 507.915 | 0 | 509.3275 | 0.020507 | 327.7712 | 6.1845e-05
| 327.1713 | 0 | 327.1713 | 0.0069846 | 327.8803 | 0 | 327.8803 | 0.00014698 | 208.5 | -0.02702 | 327.1713 | 0.0097326 | 208.5 | -0.0095617 | 208.5 | -0.010202 | 327.8803 | 0.00014744 | 327.8803 | 0 | 327.1713 | 0 | 509.4816 | 0.0064798 | 509.4816 | 0.012227 | 508.0704 | 0 | 509.4816 | 0.021234 | 327.8803 | 6.555e-05
| 327.2854 | 0 | 327.2854 | 0.0025873 | 327.9895 | 0 | 327.9895 | 0.00014878 | 208.71 | 0.0086762 | 327.2854 | 0.0032926 | 208.71 | 0.0067465 | 208.71 | 0.0054069 | 327.9895 | 0.00013588 | 327.9895 | 0 | 327.2854 | 0 | 509.6358 | 0.0016149 | 509.6358 | 0.0118 | 508.2258 | 7.7296e-05 | 509.6358 | 0.019832 | 327.9895 | 5.4511e-05
| 327.3995 | 0 | 327.3995 | 0.0027331 | 328.0986 | 0 | 328.0986 | 0.00015058 | 208.91 | -0.002231 | 327.3995 | 0.0079929 | 208.91 | -0.0072322 | 208.91 | -0.0011732 | 328.0986 | 0.00014815 | 328.0986 | 0 | 327.3995 | 0.021598 | 509.79 | 0.0054547 | 509.79 | 0.013776 | 508.3813 | 0.00011594 | 509.79 | 0.020975 | 328.0986 | 5.3755e-05
| 327.5136 | 0 | 327.5136 | 0.0013697 | 328.2077 | 0 | 328.2077 | 0.00014878 | 209.12 | 0.010164 | 327.5136 | 0 | 209.12 | -0.0057175 | 209.12 | 0.00096913 | 328.2077 | 0.00013908 | 328.2077 | 0 | 327.5136 | 0.0038208 | 509.9442 | 0.0049422 | 509.9442 | 0.01511 | 508.5367 | 0 | 509.9442 | 0.020352 | 328.2077 | 5.3755e-05
| 327.6277 | 0.00067455 | 327.6277 | 0 | 328.3169 | 0.00053406 | 328.3169 | 0.00014958 | 209.32 | -0.016609 | 327.6277 | 0.0050308 | 209.32 | 0.0024366 | 209.32 | -0.0034686 | 328.3169 | 0.00015491 | 328.3169 | 0 | 327.6277 | 0.01987 | 510.0984 | 0.005052 | 510.0984 | 0.01447 | 508.6922 | 0 | 510.0984 | 0.022065 | 328.3169 | 6.4794e-05
| 327.7418 | 0.0010424 | 327.7418 | 0.0044136 | 328.426 | 0.00024284 | 328.426 | 0.00015799 | 209.52 | -0.010659 | 327.7418 | 0.0064884 | 209.52 | -0.0016406 | 209.52 | 0.01061 | 328.426 | 0.00016967 | 328.426 | 0 | 327.7418 | 0.0090113 | 510.2526 | 0.0056378 | 510.2526 | 0.012654 | 508.8476 | 7.7296e-05 | 510.2526 | 0.021234 | 328.426 | 5.2243e-05
| 327.8558 | 0.0068217 | 327.8558 | 0.00577 | 328.5352 | 0.00024284 | 328.5352 | 0.0001668 | 209.73 | -0.0017352 | 327.8558 | 0.008134 | 209.73 | -0.01294 | 209.73 | -0.00025504 | 328.5352 | 0.0001823 | 328.5352 | 0 | 327.8558 | 0 | 510.4068 | 0.0041002 | 510.4068 | 0.012601 | 509.0031 | 0.00011594 | 510.4068 | 0.02248 | 328.5352 | 6.1089e-05
| 327.9699 | 0 | 327.9699 | 0 | 328.6443 | 0.00024284 | 328.6443 | 0.0001654 | 209.93 | 0.01413 | 327.9699 | 0.0034261 | 209.93 | -0.00035917 | 209.93 | -0.010202 | 328.6443 | 0.00017216 | 328.6443 | 0 | 327.9699 | 0 | 510.5611 | 0.0025073 | 510.5611 | 0 | 509.1586 | 7.7296e-05 | 510.5611 | 0.021286 | 328.6443 | 6.2601e-05
| 328.084 | 0 | 328.084 | 0.0031887 | 328.7535 | 0 | 328.7535 | 0.0001646 | 210.13 | 0.00471 | 328.084 | 0.0059712 | 210.13 | 0.00080569 | 210.13 | 0.0023464 | 328.7535 | 0.00016487 | 328.7535 | 0 | 328.084 | 0.016846 | 510.7153 | 0.0026455 | 510.7153 | 0.0072082 | 509.3141 | 0.00034783 | 510.7153 | 0.022688 | 328.7535 | 6.9178e-05
| 328.1981 | 0 | 328.1981 | 0.00624 | 328.8627 | 0.00024284 | 328.8627 | 0.00017201 | 210.34 | -0.0017352 | 328.1981 | 0.0072877 | 210.34 | -0.0060669 | 210.34 | 0.0029585 | 328.8627 | 0.00015936 | 328.8627 | 0 | 328.1981 | 0.019392 | 510.8695 | 0.007212 | 510.8695 | 0.011053 | 509.4696 | 0 | 510.8695 | 0.021546 | 328.8627 | 6.623e-05
| 328.3121 | 0 | 328.3121 | 0.0047071 | 328.9719 | 0.00024284 | 328.9719 | 0.00017982 | 210.54 | -0.033465 | 328.3121 | 0 | 210.54 | -0.011542 | 210.54 | -0.010202 | 328.9719 | 0.0001743 | 328.9719 | 0 | 328.3121 | 0.0095029 | 511.0238 | 0 | 511.0238 | 0.010145 | 509.6251 | 0.00057972 | 511.0238 | 0.023207 | 328.9719 | 5.3755e-05
| 328.4262 | 0.00092655 | 328.4262 | 0 | 329.0811 | 0.00024284 | 329.0811 | 0.00017862 | 210.74 | 0.015121 | 328.4262 | 0.0066294 | 210.74 | 0.0072128 | 210.74 | 0.007243 | 329.0811 | 0.00016522 | 329.0811 | 0 | 328.4262 | 0.021122 | 511.1781 | 0.0064066 | 511.1781 | 0.012601 | 509.7806 | 7.7296e-05 | 511.1781 | 0.021805 | 329.0811 | 5.814e-05
| 328.5403 | 0 | 328.5403 | 0 | 329.1903 | 0.00053406 | 329.1903 | 0.00015559 | 210.95 | -0.041894 | 328.5403 | 0.0043816 | 210.95 | -0.0065332 | 210.95 | -0.0049988 | 329.1903 | 0.00015206 | 329.1903 | 0 | 328.5403 | 0.0030237 | 511.3323 | 0.0073584 | 511.3323 | 0.0095041 | 509.9361 | 0 | 511.3323 | 0.02274 | 329.1903 | 5.0051e-05
| 328.6543 | 0.0037062 | 328.6543 | 0 | 329.2995 | 0.00053406 | 329.2995 | 0.00014397 | 211.15 | -0.022062 | 328.6543 | 0.0074287 | 211.15 | 0.00045625 | 211.15 | 0.0080083 | 329.2995 | 0.00013784 | 329.2995 | 0 | 328.6543 | 0.015932 | 511.4866 | 0.0051985 | 511.4866 | 0.0086498 | 510.0916 | 0.00030918 | 511.4866 | 0.020923 | 329.2995 | 5.9652e-05
| 328.7684 | 0 | 328.7684 | 0.0089317 | 329.4087 | 0.00024284 | 329.4087 | 0.00014638 | 211.35 | -0.016609 | 328.7684 | 0.0067705 | 211.35 | -0.0028054 | 211.35 | 0.0015813 | 329.4087 | 0.00014904 | 329.4087 | 0 | 328.7684 | 0 | 511.6409 | 0 | 511.6409 | 0.0035678 | 510.2471 | 0.00034783 | 511.6409 | 0.021961 | 329.4087 | 6.1089e-05
| 328.8824 | 0 | 328.8824 | 0.00045654 | 329.5179 | 0 | 329.5179 | 0.00014738 | 211.56 | 0.021567 | 328.8824 | 0.0026252 | 211.56 | -0.0029219 | 211.56 | -0.00025504 | 329.5179 | 0.00016185 | 329.5179 | 0 | 328.8824 | 0.0020906 | 511.7952 | 0.002571 | 511.7952 | 0.010305 | 510.4027 | 0 | 511.7952 | 0.021078 | 329.5179 | 5.5192e-05
| 328.9965 | 0.0059936 | 328.9965 | 0.0040997 | 329.6271 | 0 | 329.6271 | 0.00015379 | 211.76 | -0.036936 | 328.9965 | 0.0069115 | 211.76 | -0.0082806 | 211.76 | -0.0023974 | 329.6271 | 0.00017216 | 329.6271 | 0 | 328.9965 | 0.015118 | 511.9495 | 0.0046127 | 511.9495 | 0 | 510.5582 | 0 | 511.9495 | 0.021961 | 329.6271 | 4.4153e-05
| 329.1105 | 0 | 329.1105 | 0 | 329.7363 | 0 | 329.7363 | 0.00014137 | 211.96 | -0.0086762 | 329.1105 | 0.008228 | 211.96 | 0.002553 | 211.96 | 0.0038766 | 329.7363 | 0.00015776 | 329.7363 | 0 | 329.1105 | 0 | 512.1038 | 0.008237 | 512.1038 | 0.0084362 | 510.7138 | 0.00030918 | 512.1038 | 0.020715 | 329.7363 | 3.7576e-05
| 329.2246 | 0.0020621 | 329.2246 | 0.0015184 | 329.8455 | 0 | 329.8455 | 0.00015899 | 212.17 | -0.037432 | 329.2246 | 0.008275 | 212.17 | -0.0059506 | 212.17 | -0.0074475 | 329.8455 | 0.0001558 | 329.8455 | 0 | 329.2246 | 0 | 512.2582 | 0.0095183 | 512.2582 | 0.0090236 | 510.8693 | 0.00011594 | 512.2582 | 0.02165 | 329.8455 | 4.6346e-05
| 329.3386 | 0 | 329.3386 | 0 | 329.9548 | 0 | 329.9548 | 0.00013196 | 212.37 | -0.025532 | 329.3386 | 0 | 212.37 | 0.0026695 | 212.37 | 0.0069371 | 329.9548 | 0.00014157 | 329.9548 | 0 | 329.3386 | 0 | 512.4125 | 0.0064066 | 512.4125 | 0.015698 | 511.0249 | 7.7296e-05 | 512.4125 | 0.020871 | 329.9548 | 5.3755e-05
| 329.4526 | 0 | 329.4526 | 0 | 330.064 | 0.00024284 | 330.064 | 0.00013616 | 212.58 | 0.0012395 | 329.4526 | 0.0074287 | 212.58 | -0.00070865 | 212.58 | -0.0056109 | 330.064 | 0.00014655 | 330.064 | 0 | 329.4526 | 0.0038876 | 512.5669 | 0.0083102 | 512.5669 | 0.011053 | 511.1805 | 0.00011594 | 512.5669 | 0.022065 | 330.064 | 7.5076e-05
| 329.5667 | 0.0054434 | 329.5667 | 0 | 330.1733 | 0.00024284 | 330.1733 | 0.00012535 | 212.78 | -0.018592 | 329.5667 | 0.011707 | 212.78 | 0.0020871 | 212.78 | 0.0014282 | 330.1733 | 0.00013908 | 330.1733 | 0 | 329.5667 | 0.0046859 | 512.7212 | 0.0045395 | 512.7212 | 0.016072 | 511.3361 | 0 | 512.7212 | 0.021234 | 330.1733 | 6.9178e-05
| 329.6807 | 0.0021778 | 329.6807 | 0.0031887 | 330.2825 | 0.00024284 | 330.2825 | 0.00013436 | 212.98 | -0.034952 | 329.6807 | 0.00051156 | 212.98 | -0.00024269 | 212.98 | -0.0046928 | 330.2825 | 0.00015313 | 330.2825 | 0 | 329.6807 | 0.033646 | 512.8756 | 0.0024543 | 512.8756 | 0.013882 | 511.4917 | 0.00011594 | 512.8756 | 0.022169 | 330.2825 | 7.0691e-05
| 329.7947 | 0 | 329.7947 | 0 | 330.3918 | 0 | 330.3918 | 0.00012815 | 213.19 | -0.009172 | 329.7947 | 0.0047487 | 213.19 | -0.0011746 | 213.19 | -0.0022444 | 330.3918 | 0.00014815 | 330.3918 | 0 | 329.7947 | 0.0033881 | 513.0299 | 0 | 513.0299 | 0.020824 | 511.6473 | 0 | 513.0299 | 0.020767 | 330.3918 | 4.7858e-05
| 329.9087 | 0.0037966 | 329.9087 | 0.006681 | 330.5011 | 0 | 330.5011 | 0.00014137 | 213.39 | -0.016609 | 329.9087 | 0.0053129 | 213.39 | -0.0067659 | 213.39 | -0.0057639 | 330.5011 | 0.00015117 | 330.5011 | 0 | 329.9087 | 0.014686 | 513.1843 | 0.0019443 | 513.1843 | 0.0066742 | 511.8029 | 0 | 513.1843 | 0.022013 | 330.5011 | 5.5948e-05
| 330.0227 | 0 | 330.0227 | 0 | 330.6103 | 0 | 330.6103 | 0.00014698 | 213.59 | 0.021071 | 330.0227 | 0.005407 | 213.59 | -0.0030384 | 213.59 | -0.0013262 | 330.6103 | 0.0001357 | 330.6103 | 0 | 330.0227 | 0.027654 | 513.3387 | 0.0069557 | 513.3387 | 0.011426 | 511.9585 | 0 | 513.3387 | 0.020715 | 330.6103 | 5.6704e-05
| 330.1368 | 0 | 330.1368 | 0.007592 | 330.7196 | 0.00024284 | 330.7196 | 0.00017341 | 213.8 | -0.012642 | 330.1368 | 0.0065354 | 213.8 | -0.011425 | 213.8 | -0.0023974 | 330.7196 | 0.00013837 | 330.7196 | 0 | 330.1368 | 0.011663 | 513.4931 | 0.0034105 | 513.4931 | 0.011159 | 512.1141 | 0.00011594 | 513.4931 | 0.022221 | 330.7196 | 8.0217e-05
| 330.2508 | 0.0005791 | 330.2508 | 0.00624 | 330.8289 | 0 | 330.8289 | 0.00018262 | 214 | -0.013138 | 330.2508 | 0 | 214 | -0.0030384 | 214 | -0.0057639 | 330.8289 | 0.00013624 | 330.8289 | 0 | 330.2508 | 0.040098 | 513.6475 | 0.0065164 | 513.6475 | 0.0092906 | 512.2697 | 0.00054107 | 513.6475 | 0.020559 | 330.8289 | 7.5076e-05
| 330.3648 | 0 | 330.3648 | 0.0025813 | 330.9382 | 0 | 330.9382 | 0.00020184 | 214.21 | 0.0057014 | 330.3648 | 0.003314 | 214.21 | -0.0093286 | 214.21 | -0.0066822 | 330.9382 | 0.00015562 | 330.9382 | 0 | 330.3648 | 0.020302 | 513.802 | 0.005052 | 513.802 | 0.01148 | 512.4254 | 0.00011594 | 513.802 | 0.021753 | 330.9382 | 8.0973e-05
| 330.4788 | 0.0059067 | 330.4788 | 0.0010654 | 331.0475 | 0.00053406 | 331.0475 | 0.00018743 | 214.41 | -0.0086762 | 330.4788 | 0.0010234 | 214.41 | 0.012222 | 214.41 | -0.0045398 | 331.0475 | 0.00015206 | 331.0475 | 0 | 330.4788 | 0.025811 | 513.9564 | 0.0046127 | 513.9564 | 0.011373 | 512.581 | 7.7296e-05 | 513.9564 | 0.020611 | 331.0475 | 6.9178e-05
| 330.5928 | 0 | 330.5928 | 0.0024295 | 331.1568 | 0.00053406 | 331.1568 | 0.00017822 | 214.61 | -0.009172 | 330.5928 | 0.0010454 | 214.61 | -0.01061 | 214.61 | 0.0043357 | 331.1568 | 0.00015366 | 331.1568 | 0 | 330.5928 | 0.039638 | 514.1108 | 0.002773 | 514.1108 | 0.011159 | 512.7367 | 0.00011594 | 514.1108 | 0.021857 | 331.1568 | 6.9934e-05
| 330.7068 | 0.0049802 | 330.7068 | 0 | 331.2661 | 0 | 331.2661 | 0.0001618 | 214.82 | 0.019087 | 330.7068 | 0.0062063 | 214.82 | 0.0013882 | 214.82 | -0.0068351 | 331.2661 | 0.00013819 | 331.2661 | 0 | 330.7068 | 0.021122 | 514.2653 | 0.004027 | 514.2653 | 0.011426 | 512.8923 | 7.7296e-05 | 514.2653 | 0.020923 | 331.2661 | 7.0691e-05
| 330.8208 | 0 | 330.8208 | 0.00045556 | 331.3754 | 0.00024284 | 331.3754 | 0.0001646 | 215.02 | -0.018592 | 330.8208 | 0 | 215.02 | -0.012591 | 215.02 | -0.010508 | 331.3754 | 0.00013908 | 331.3754 | 0 | 330.8208 | 0.0095029 | 514.4197 | 0.00022313 | 514.4197 | 0.0052577 | 513.048 | 0 | 514.4197 | 0.021805 | 331.3754 | 6.4794e-05
| 330.9348 | 0.0027796 | 330.9348 | 0.00060875 | 331.4847 | 0 | 331.4847 | 0.00015098 | 215.23 | 0.036936 | 330.9348 | 0 | 215.23 | -0.0042033 | 215.23 | -0.0025504 | 331.4847 | 0.00013375 | 331.4847 | 0 | 330.9348 | 0.038946 | 514.5742 | 0.0053083 | 514.5742 | 0.011533 | 513.2037 | 7.7296e-05 | 514.5742 | 0.020923 | 331.4847 | 8.7626e-05
| 331.0488 | 0.00067455 | 331.0488 | 0 | 331.594 | 0.00024284 | 331.594 | 0.00015899 | 215.43 | 0.013634 | 331.0488 | 0.0037144 | 215.43 | 0.0033685 | 215.43 | -0.0007141 | 331.594 | 0.00012681 | 331.594 | 0 | 331.0488 | 0.032494 | 514.7287 | 0.0044297 | 514.7287 | 0.00881 | 513.3593 | 0.00011594 | 514.7287 | 0.021857 | 331.594 | 7.5832e-05
| 331.1628 | 0.0040536 | 331.1628 | 0 | 331.7034 | 0.00024284 | 331.7034 | 0.00012395 | 215.63 | -0.011651 | 331.1628 | 0.0047487 | 215.63 | -0.0068827 | 215.63 | -0.00025504 | 331.7034 | 0.00014459 | 331.7034 | 0 | 331.1628 | 0.028806 | 514.8831 | 0.0044663 | 514.8831 | 0.018421 | 513.515 | 7.7296e-05 | 514.8831 | 0.020715 | 331.7034 | 8.7626e-05
| 331.2767 | 0.0015996 | 331.2767 | 0.0021258 | 331.8127 | 0 | 331.8127 | 0.00013576 | 215.84 | 0.0032226 | 331.2767 | 0.0031806 | 215.84 | 0.0055817 | 215.84 | 0.0018873 | 331.8127 | 0.0001421 | 331.8127 | 0 | 331.2767 | 0.010799 | 515.0376 | 0.0029643 | 515.0376 | 0.006781 | 513.6707 | 0.00034783 | 515.0376 | 0.022013 | 331.8127 | 6.3281e-05
| 331.3907 | 0 | 331.3907 | 0.0073053 | 331.9221 | 0 | 331.9221 | 0.00012815 | 216.04 | 0.012147 | 331.3907 | 0.00075644 | 216.04 | -0.0021065 | 216.04 | 0.015813 | 331.9221 | 0.0001325 | 331.9221 | 0 | 331.3907 | 0.047473 | 515.1921 | 0.005711 | 515.1921 | 0.0097711 | 513.8264 | 7.7296e-05 | 515.1921 | 0.020923 | 331.9221 | 6.0333e-05
| 331.5047 | 0.0026402 | 331.5047 | 0.011384 | 332.0314 | 0.00024284 | 332.0314 | 0.00015339 | 216.25 | -0.025036 | 331.5047 | 0.005595 | 216.25 | -0.0043198 | 216.25 | -0.005917 | 332.0314 | 0.0001309 | 332.0314 | 0 | 331.5047 | 0.023276 | 515.3466 | 0.0023268 | 515.3466 | 0.0074218 | 513.9821 | 0.00034783 | 515.3466 | 0.021805 | 332.0314 | 4.6346e-05
| 331.6187 | 0 | 331.6187 | 0 | 332.1408 | 0 | 332.1408 | 0.00013416 | 216.45 | -0.0086762 | 331.6187 | 0.00048945 | 216.45 | -0.00082513 | 216.45 | 0.0020403 | 332.1408 | 0.00012592 | 332.1408 | 0 | 331.6187 | 0.032724 | 515.5012 | 0.0085665 | 515.5012 | 0.010305 | 514.1378 | 0 | 515.5012 | 0.02004 | 332.1408 | 5.2999e-05
| 331.7326 | 0.0014839 | 331.7326 | 0.010158 | 332.2501 | 0.00053406 | 332.2501 | 0.00013937 | 216.65 | -0.009172 | 331.7326 | 0.0093094 | 216.65 | 0.00045625 | 216.65 | -0.0040807 | 332.2501 | 0.00013463 | 332.2501 | 0.0001155 | 331.7326 | 0.020734 | 515.6557 | 0.0061503 | 515.6557 | 0.01164 | 514.2936 | 0.00011594 | 515.6557 | 0.02113 | 332.2501 | 6.3281e-05
| 331.8466 | 0 | 331.8466 | 0 | 332.3595 | 0.00053406 | 332.3595 | 0.00012715 | 216.86 | 0.0052058 | 331.8466 | 0.0012903 | 216.86 | -0.0016406 | 216.86 | -0.0085181 | 332.3595 | 0.00012094 | 332.3595 | 6.9717e-05 | 331.8466 | 0.051391 | 515.8102 | 0.010543 | 515.8102 | 0.015377 | 514.4493 | 7.7296e-05 | 515.8102 | 0.0203 | 332.3595 | 5.5192e-05
| 331.9606 | 0.0012527 | 331.9606 | 0 | 332.4689 | 0.00024284 | 332.4689 | 0.00015419 | 217.06 | 0.011155 | 331.9606 | 0 | 217.06 | 0.006397 | 217.06 | -0.0085181 | 332.4689 | 0.00013748 | 332.4689 | 7.5182e-05 | 331.9606 | 0.013822 | 515.9647 | 9.5604e-05 | 515.9647 | 0.011853 | 514.605 | 0.00034783 | 515.9647 | 0.02165 | 332.4689 | 6.2601e-05
| 332.0745 | 0.0028954 | 332.0745 | 0 | 332.5783 | 0.00024284 | 332.5783 | 0.00015298 | 217.27 | -0.015121 | 332.0745 | 0.0079459 | 217.27 | -0.0042033 | 217.27 | -0.0010202 | 332.5783 | 0.0001357 | 332.5783 | 0.00012116 | 332.0745 | 0.038485 | 516.1193 | 0.005711 | 516.1193 | 0.01495 | 514.7608 | 0 | 516.1193 | 0.020455 | 332.5783 | 6.4794e-05
| 332.1885 | 0 | 332.1885 | 0.00045556 | 332.6877 | 0 | 332.6877 | 0.000165 | 217.47 | -0.031481 | 332.1885 | 0.0071936 | 217.47 | -0.0059506 | 217.47 | -0.0063763 | 332.6877 | 0.0001421 | 332.6877 | 0.00011004 | 332.1885 | 0.02203 | 516.2739 | 0.0047958 | 516.2739 | 0.0097711 | 514.9165 | 0.00034783 | 516.2739 | 0.021909 | 332.6877 | 7.5076e-05
| 332.3024 | 0 | 332.3024 | 0 | 332.7971 | 0.00053406 | 332.7971 | 0.00014678 | 217.67 | 0.011155 | 332.3024 | 0.0028921 | 217.67 | 0.0049991 | 217.67 | 0.0020403 | 332.7971 | 0.00012805 | 332.7971 | 0.00011004 | 332.3024 | 0.037103 | 516.4284 | 0.00053119 | 516.4284 | 0.015004 | 515.0723 | 0 | 516.4284 | 0.020767 | 332.7971 | 5.3755e-05
| 332.4164 | 0.00032764 | 332.4164 | 0.011734 | 332.9065 | 0 | 332.9065 | 0.00014878 | 217.88 | -0.023549 | 332.4164 | 0.0037144 | 217.88 | -0.0093286 | 217.88 | -0.0017853 | 332.9065 | 0.00015242 | 332.9065 | 0.00012116 | 332.4164 | 0.049777 | 516.583 | 0.0077977 | 516.583 | 0.016499 | 515.2281 | 0.00034783 | 516.583 | 0.022584 | 332.9065 | 4.1205e-05
| 332.5303 | 0.0019689 | 332.5303 | 0 | 333.0159 | 0.00024284 | 333.0159 | 0.00015098 | 218.08 | 0.0012395 | 332.5303 | 0.0026252 | 218.08 | 0.0060475 | 218.08 | 0.0038766 | 333.0159 | 0.00015064 | 333.0159 | 0.00014867 | 332.5303 | 0.064757 | 516.7376 | 0.0053083 | 516.7376 | 0.012975 | 515.3839 | 0 | 516.7376 | 0.02113 | 333.0159 | 4.4153e-05
| 332.6442 | 0 | 332.6442 | 0.003796 | 333.1253 | 0.00053406 | 333.1253 | 0.00015138 | 218.29 | -0.021567 | 332.6442 | 0.008275 | 218.29 | -0.0043198 | 218.29 | -0.0057639 | 333.1253 | 0.00017607 | 333.1253 | 0.00015771 | 332.6442 | 0.054847 | 516.8922 | 0.0064066 | 516.8922 | 0.011373 | 515.5396 | 0.00011594 | 516.8922 | 0.022792 | 333.1253 | 5.2243e-05
| 332.7582 | 0.0017373 | 332.7582 | 0.0027395 | 333.2347 | 0 | 333.2347 | 0.00016079 | 218.49 | -0.020079 | 332.7582 | 0 | 218.49 | 0.00022327 | 218.49 | -0.00010202 | 333.2347 | 0.00016434 | 333.2347 | 0.00012474 | 332.7582 | 0.10209 | 517.0468 | 0.0007862 | 517.0468 | 0.011373 | 515.6954 | 0 | 517.0468 | 0.020923 | 333.2347 | 7.5832e-05
| 332.8721 | 0 | 332.8721 | 0 | 333.3441 | 0 | 333.3441 | 0.0001618 | 218.7 | 0.00074368 | 332.8721 | 0.00051156 | 218.7 | -0.0090959 | 218.7 | 0.0081613 | 333.3441 | 0.00016434 | 333.3441 | 0.00012851 | 332.8721 | 0.051851 | 517.2014 | 0.0058208 | 517.2014 | 0.0082761 | 515.8512 | 0.00034783 | 517.2014 | 0.022273 | 333.3441 | 7.7269e-05
| 332.9861 | 0.0028954 | 332.9861 | 0 | 333.4535 | 0.00024284 | 333.4535 | 0.00015899 | 218.9 | 0.034952 | 332.9861 | 0 | 218.9 | -0.001757 | 218.9 | -0.0027035 | 333.4535 | 0.00015527 | 333.4535 | 0.00011004 | 332.9861 | 0.073514 | 517.3561 | 0.0069191 | 517.3561 | 0.0076887 | 516.007 | 0 | 517.3561 | 0.020923 | 333.4535 | 7.9537e-05
| 333.1 | 0 | 333.1 | 0.011734 | 333.563 | 0 | 333.563 | 0.0001656 | 219.1 | -0.0086762 | 333.1 | 0.0025133 | 219.1 | -0.0031549 | 219.1 | 0.0037236 | 333.563 | 0.00015704 | 333.563 | 0.00010458 | 333.1 | 0.073975 | 517.5107 | 0.0045029 | 517.5107 | 0.0061937 | 516.1628 | 0.00034783 | 517.5107 | 0.022584 | 333.563 | 6.4794e-05
| 333.2139 | 0 | 333.2139 | 0.010771 | 333.6724 | 0.00024284 | 333.6724 | 0.00015659 | 219.31 | -0.012147 | 333.2139 | 0.0056891 | 219.31 | -0.0064164 | 219.31 | -0.0037746 | 333.6724 | 0.00016238 | 333.6724 | 8.9879e-05 | 333.2139 | 0.098633 | 517.6653 | 0.0096648 | 517.6653 | 0.0082761 | 516.3187 | 0 | 517.6653 | 0.02165 | 333.6724 | 6.4794e-05
| 333.3278 | 0.00021202 | 333.3278 | 0.0078957 | 333.7819 | 0.00024284 | 333.7819 | 0.00018002 | 219.51 | 0.00074368 | 333.3278 | 0 | 219.51 | 0.0013882 | 219.51 | -0.010508 | 333.7819 | 0.00016558 | 333.7819 | 9.5343e-05 | 333.3278 | 0.082041 | 517.82 | 0.0032193 | 517.82 | 0.013509 | 516.4745 | 0.00034783 | 517.82 | 0.02248 | 333.7819 | 6.8498e-05
| 333.4418 | 0.0019689 | 333.4418 | 0 | 333.8913 | 0 | 333.8913 | 0.000167 | 219.72 | 0.0017352 | 333.4418 | 0.0028921 | 219.72 | 0.002553 | 219.72 | -0.0016323 | 333.8913 | 0.00015064 | 333.8913 | 9.9112e-05 | 333.4418 | 0.09195 | 517.9746 | 0.0077245 | 517.9746 | 0.0053394 | 516.6303 | 0 | 517.9746 | 0.021182 | 333.8913 | 6.4794e-05
| 333.5557 | 0 | 333.5557 | 0.0039478 | 334.0008 | 0.00024284 | 334.0008 | 0.000165 | 219.92 | -0.024542 | 333.5557 | 0.0097326 | 219.92 | -0.0040868 | 219.92 | -0.0053048 | 334.0008 | 0.00013286 | 334.0008 | 9.3647e-05 | 333.5557 | 0.048856 | 518.1293 | 0.0072852 | 518.1293 | 0.0097711 | 516.7862 | 0.00011594 | 518.1293 | 0.021961 | 334.0008 | 6.1089e-05
| 333.6696 | 0.0022006 | 333.6696 | 0.0042614 | 334.1103 | 0 | 334.1103 | 0.00014077 | 220.13 | 0.028012 | 333.6696 | 0.00035596 | 220.13 | 0.003485 | 220.13 | 0.0090795 | 334.1103 | 0.00013037 | 334.1103 | 6.2369e-05 | 333.6696 | 0.078123 | 518.284 | 0.0058208 | 518.284 | 0.011053 | 516.942 | 7.7296e-05 | 518.284 | 0.020507 | 334.1103 | 4.1205e-05
| 333.7835 | 0 | 333.7835 | 0.007592 | 334.2197 | 0.00024284 | 334.2197 | 0.00014678 | 220.33 | 0.0057014 | 333.7835 | 0.0059712 | 220.33 | -0.0085133 | 220.33 | -0.0063763 | 334.2197 | 0.00014868 | 334.2197 | 7.895e-05 | 333.7835 | 0.093333 | 518.4387 | 0 | 518.4387 | 0.0068344 | 517.0979 | 0.00011594 | 518.4387 | 0.021494 | 334.2197 | 6.1089e-05
| 333.8974 | 0.0024322 | 333.8974 | 0 | 334.3292 | 0 | 334.3292 | 0.00014277 | 220.53 | -0.0176 | 333.8974 | 0.0028921 | 220.53 | -0.0037373 | 220.53 | -0.0017853 | 334.3292 | 0.00016185 | 334.3292 | 7.5182e-05 | 333.8974 | 0.065679 | 518.5934 | 0.0081272 | 518.5934 | 0.011747 | 517.2537 | 0 | 518.5934 | 0.020352 | 334.3292 | 5.814e-05
| 334.0113 | 0.0057624 | 334.0113 | 0.0053144 | 334.4387 | 0.00024284 | 334.4387 | 0.00013717 | 220.74 | -0.018592 | 334.0113 | 0.0079929 | 220.74 | -0.0014076 | 220.74 | -0.0051518 | 334.4387 | 0.00017394 | 334.4387 | 8.7995e-05 | 334.0113 | 0.05623 | 518.7481 | 0.0018806 | 518.7481 | 0.0036617 | 517.4096 | 0 | 518.7481 | 0.021805 | 334.4387 | 6.3281e-05
| 334.1252 | 0 | 334.1252 | 0 | 334.5482 | 0 | 334.5482 | 0.00012996 | 220.94 | -0.012147 | 334.1252 | 0.0086512 | 220.94 | -0.0001262 | 220.94 | -0.0049988 | 334.5482 | 0.00015117 | 334.5482 | 0.00011739 | 334.1252 | 0.083423 | 518.9028 | 0.0011049 | 518.9028 | 0.0060869 | 517.5655 | 0 | 518.9028 | 0.020923 | 334.5482 | 3.7576e-05
| 334.2391 | 0 | 334.2391 | 0.00091103 | 334.6577 | 0 | 334.6577 | 0.00013997 | 221.15 | -0.033465 | 334.2391 | 0 | 221.15 | -0.0095617 | 221.15 | -0.0077534 | 334.6577 | 0.0001494 | 334.6577 | 0.0001302 | 334.2391 | 0.063604 | 519.0575 | 0.00079683 | 519.0575 | 0.012761 | 517.7214 | 0 | 519.0575 | 0.022013 | 334.6577 | 4.4909e-05
| 334.353 | 0.0033587 | 334.353 | 0 | 334.7672 | 0.00082547 | 334.7672 | 0.00014878 | 221.35 | 0.0037184 | 334.353 | 0.0030256 | 221.35 | 0.00010678 | 221.35 | 0.00051009 | 334.7672 | 0.00012343 | 334.7672 | 0.00014132 | 334.353 | 0.09195 | 519.2123 | 0.0002125 | 519.2123 | 0.016872 | 517.8773 | 7.7296e-05 | 519.2123 | 0.020819 | 334.7672 | 5.0051e-05
| 334.4669 | 0.0018309 | 334.4669 | 0.0069846 | 334.8767 | 0.00024284 | 334.8767 | 0.00014397 | 221.56 | -0.028507 | 334.4669 | 0.0053129 | 221.56 | -0.013639 | 221.56 | -0.0028565 | 334.8767 | 0.00015402 | 334.8767 | 0.00015225 | 334.4669 | 0.057382 | 519.367 | 0.0087495 | 519.367 | 0.0045066 | 518.0332 | 0 | 519.367 | 0.021442 | 334.8767 | 5.9652e-05
| 334.5808 | 0 | 334.5808 | 0 | 334.9862 | 0.00024284 | 334.9862 | 0.00012595 | 221.76 | 0.00074368 | 334.5808 | 0.0061122 | 221.76 | 0.0012716 | 221.76 | -0.0031625 | 334.9862 | 0.00013819 | 334.9862 | 0.00015413 | 334.5808 | 0.077432 | 519.5217 | 0.0087495 | 519.5217 | 0.017567 | 518.1891 | 7.7296e-05 | 519.5217 | 0.020196 | 334.9862 | 5.5948e-05
| 334.6947 | 0.0025246 | 334.6947 | 0.0040997 | 335.0957 | 0 | 335.0957 | 0.00012215 | 221.97 | -0.033465 | 334.6947 | 0 | 221.97 | -0.002223 | 221.97 | -0.012803 | 335.0957 | 0.00015527 | 335.0957 | 0.00016506 | 334.6947 | 0.079506 | 519.6765 | 0.0073584 | 519.6765 | 0.010305 | 518.345 | 0 | 519.6765 | 0.021753 | 335.0957 | 6.1845e-05
| 334.8086 | 0 | 334.8086 | 0.0028917 | 335.2052 | 0.00053406 | 335.2052 | 0.00013697 | 222.17 | 0.0176 | 334.8086 | 0.0015573 | 222.17 | -0.002223 | 222.17 | -0.0011732 | 335.2052 | 0.00013214 | 335.2052 | 0.0001155 | 334.8086 | 0.077432 | 519.8313 | 0.0066994 | 519.8313 | 0.022799 | 518.5009 | 7.7296e-05 | 519.8313 | 0.021027 | 335.2052 | 7.1447e-05
| 334.9224 | 0 | 334.9224 | 0 | 335.3148 | 0.00024284 | 335.3148 | 0.00015439 | 222.38 | -0.015617 | 334.9224 | 0.0038478 | 222.38 | -0.0054848 | 222.38 | -0.0031625 | 335.3148 | 0.00015562 | 335.3148 | 0.00015602 | 334.9224 | 0.059687 | 519.986 | 0 | 519.986 | 0.015751 | 518.6569 | 0.00011594 | 519.986 | 0.022428 | 335.3148 | 6.8498e-05
| 335.0363 | 0.0015057 | 335.0363 | 0.0048702 | 335.4243 | 0 | 335.4243 | 0.00014417 | 222.58 | 0.00471 | 335.0363 | 0.0031591 | 222.58 | -0.0045528 | 222.58 | -0.0098958 | 335.4243 | 0.00014619 | 335.4243 | 0.00012662 | 335.0363 | 0.068674 | 520.1408 | 0.010983 | 520.1408 | 0.0034729 | 518.8128 | 7.7296e-05 | 520.1408 | 0.020715 | 335.4243 | 6.2601e-05
| 335.1502 | 0 | 335.1502 | 0.015324 | 335.5339 | 0 | 335.5339 | 0.00014678 | 222.78 | 0.012147 | 335.1502 | 0.011848 | 222.78 | -0.0028054 | 222.78 | -0.0046928 | 335.5339 | 0.00015313 | 335.5339 | 0.00015225 | 335.1502 | 0.046321 | 520.2956 | 0.0028368 | 520.2956 | 0.0048822 | 518.9688 | 0 | 520.2956 | 0.022169 | 335.5339 | 5.1563e-05
| 335.264 | 0 | 335.264 | 0.0048702 | 335.6434 | 0.00024284 | 335.6434 | 0.00014638 | 222.99 | 0.010164 | 335.264 | 0.012507 | 222.99 | -0.0067659 | 222.99 | 0.00066312 | 335.6434 | 0.00014584 | 335.6434 | 9.5343e-05 | 335.264 | 0.069596 | 520.4504 | 0.0051985 | 520.4504 | 0.011426 | 519.1247 | 7.7296e-05 | 520.4504 | 0.021234 | 335.6434 | 5.2999e-05
| 335.3779 | 0.00079017 | 335.3779 | 0.0036442 | 335.753 | 0 | 335.753 | 0.00015579 | 223.19 | -0.0076846 | 335.3779 | 0.0065354 | 223.19 | -0.0039703 | 223.19 | -0.0083652 | 335.753 | 0.00015829 | 335.753 | 0.00011004 | 335.3779 | 0.066139 | 520.6052 | 0.005711 | 520.6052 | 0.020023 | 519.2807 | 0.00034783 | 520.6052 | 0.02248 | 335.753 | 5.0807e-05
| 335.4918 | 0.0010424 | 335.4918 | 0 | 335.8625 | 0 | 335.8625 | 0.00012876 | 223.4 | -0.035945 | 335.4918 | 0.0050308 | 223.4 | -9.7074e-06 | 223.4 | 0.0031115 | 335.8625 | 0.00014708 | 335.8625 | 0.00012662 | 335.4918 | 0.059687 | 520.7601 | 0.0073584 | 520.7601 | 0.018207 | 519.4366 | 0 | 520.7601 | 0.020923 | 335.8625 | 5.8896e-05
| 335.6056 | 0 | 335.6056 | 0 | 335.9721 | 0.00024284 | 335.9721 | 0.00014137 | 223.6 | -0.042884 | 335.6056 | 0.0078519 | 223.6 | -0.01294 | 223.6 | -0.0017853 | 335.9721 | 0.00015651 | 335.9721 | 0.00019634 | 335.6056 | 0.067061 | 520.9149 | 0.0041734 | 520.9149 | 0.0079023 | 519.5926 | 0.00034783 | 520.9149 | 0.021702 | 335.9721 | 6.6986e-05
| 335.7195 | 0.0031271 | 335.7195 | 0.0021307 | 336.0817 | 0.00024284 | 336.0817 | 0.00013757 | 223.81 | 0.021567 | 335.7195 | 0 | 223.81 | 0.007096 | 223.81 | 0.0058659 | 336.0817 | 0.00013748 | 336.0817 | 0.00019822 | 335.7195 | 0.064296 | 521.0697 | 0.0044297 | 521.0697 | 0.01447 | 519.7486 | 0 | 521.0697 | 0.020507 | 336.0817 | 8.0217e-05
| 335.8333 | 0.0019465 | 335.8333 | 0.0054663 | 336.1913 | 0 | 336.1913 | 0.00014077 | 224.01 | -0.0096677 | 335.8333 | 0.0017126 | 224.01 | -0.0074648 | 224.01 | -0.0020913 | 336.1913 | 0.00016113 | 336.1913 | 0.00017241 | 335.8333 | 0.085497 | 521.2246 | 0.0056378 | 521.2246 | 0.011266 | 519.9046 | 0 | 521.2246 | 0.021857 | 336.1913 | 6.9934e-05
| 335.9472 | 0.0033587 | 335.9472 | 0 | 336.3009 | 0.00024284 | 336.3009 | 0.00012735 | 224.22 | -0.0017352 | 335.9472 | 0.0032926 | 224.22 | -0.001757 | 224.22 | -0.011426 | 336.3009 | 0.00013286 | 336.3009 | 9.5343e-05 | 335.9472 | 0.067292 | 521.3794 | 0.0049788 | 521.3794 | 0.015217 | 520.0606 | 0 | 521.3794 | 0.020923 | 336.3009 | 5.6704e-05
| 336.0611 | 0 | 336.0611 | 0.013485 | 336.4104 | 0.00053406 | 336.4104 | 0.00014357 | 224.42 | 0.0081804 | 336.0611 | 0.010532 | 224.42 | -0.0042033 | 224.42 | -0.0025504 | 336.4104 | 0.0001325 | 336.4104 | 6.2369e-05 | 336.0611 | 0.05093 | 521.5343 | 0.0062967 | 521.5343 | 0.0099313 | 520.2166 | 0.00011594 | 521.5343 | 0.022221 | 336.4104 | 4.6346e-05
| 336.1749 | 0.005096 | 336.1749 | 0.0053268 | 336.52 | 0.00024284 | 336.52 | 0.00014978 | 224.63 | -0.024045 | 336.1749 | 0.0058301 | 224.63 | -0.0029219 | 224.63 | -0.011732 | 336.52 | 0.00012254 | 336.52 | 2.0162e-05 | 336.1749 | 0.071209 | 521.6892 | 0.0099576 | 521.6892 | 0.010786 | 520.3726 | 0 | 521.6892 | 0.020975 | 336.52 | 5.0807e-05
| 336.2887 | 0.00079017 | 336.2887 | 0.010508 | 336.6297 | 0.00024284 | 336.6297 | 0.0001618 | 224.83 | -0.033465 | 336.2887 | 0 | 224.83 | -0.01096 | 224.83 | -0.0074475 | 336.6297 | 0.00014157 | 336.6297 | 5.8789e-05 | 336.2887 | 0.069135 | 521.8441 | 0.0004781 | 521.8441 | 0.010679 | 520.5286 | 0.00011594 | 521.8441 | 0.021805 | 336.6297 | 6.0333e-05
| 336.4026 | 0.0010424 | 336.4026 | 0 | 336.7393 | 0.00024284 | 336.7393 | 0.00014177 | 225.04 | 0.0012395 | 336.4026 | 0 | 225.04 | 0.0010387 | 225.04 | -0.0020913 | 336.7393 | 0.00013908 | 336.7393 | 0.00014132 | 336.4026 | 0.099785 | 521.9989 | 0.003336 | 521.9989 | 0.012227 | 520.6847 | 7.7296e-05 | 521.9989 | 0.020767 | 336.7393 | 5.2999e-05
| 336.5164 | 0 | 336.5164 | 0.0031887 | 336.8489 | 0 | 336.8489 | 0.00012856 | 225.24 | -0.029003 | 336.5164 | 0.0078519 | 225.24 | -0.0083969 | 225.24 | -0.0048458 | 336.8489 | 0.00014691 | 336.8489 | 0.00015602 | 336.5164 | 0.065218 | 522.1538 | 0.0028368 | 522.1538 | 0.007048 | 520.8407 | 0.00011594 | 522.1538 | 0.021546 | 336.8489 | 7.5832e-05
| 336.6302 | 0 | 336.6302 | 0.0059356 | 336.9585 | 0 | 336.9585 | 0.00012575 | 225.45 | 0.0032226 | 336.6302 | 0.0019577 | 225.45 | 0.0039509 | 225.45 | 0.0052539 | 336.9585 | 0.00015029 | 336.9585 | 0.00015413 | 336.6302 | 0.083423 | 522.3088 | 0.0064066 | 522.3088 | 0.0074218 | 520.9967 | 0 | 522.3088 | 0.020611 | 336.9585 | 8.7626e-05
| 336.7441 | 0 | 336.7441 | 0.011208 | 337.0681 | 0 | 337.0681 | 0.00013977 | 225.65 | -0.013138 | 336.7441 | 0.0085101 | 225.65 | -0.0080475 | 225.65 | -0.0048458 | 337.0681 | 0.00016896 | 337.0681 | 0.00011192 | 336.7441 | 0.062222 | 522.4637 | 0.0052717 | 522.4637 | 0.017727 | 521.1528 | 0.00034783 | 522.4637 | 0.021598 | 337.0681 | 0.00011931
| 336.8579 | 0 | 336.8579 | 0.00091317 | 337.1778 | 0 | 337.1778 | 0.00014558 | 225.86 | -0.0037184 | 336.8579 | 0.0098266 | 225.86 | -0.00047565 | 225.86 | 5.1009e-05 | 337.1778 | 0.00017643 | 337.1778 | 0.00013585 | 336.8579 | 0.08688 | 522.6186 | 0.0084933 | 522.6186 | 0.0098779 | 521.3089 | 0 | 522.6186 | 0.020767 | 337.1778 | 0.000106
| 336.9717 | 0 | 336.9717 | 0.0068328 | 337.2874 | 0.00024284 | 337.2874 | 0.00015298 | 226.06 | -0.027516 | 336.9717 | 0.0073347 | 226.06 | 0.0013882 | 226.06 | -0.0031625 | 337.2874 | 0.00016772 | 337.2874 | 0.00015055 | 336.9717 | 0.031572 | 522.7735 | 0.004869 | 522.7735 | 0.012975 | 521.4649 | 0.00034783 | 522.7735 | 0.021753 | 337.2874 | 8.9819e-05
| 337.0855 | 0 | 337.0855 | 0 | 337.397 | 0 | 337.397 | 0.00014918 | 226.27 | 0.025036 | 337.0855 | 0.00035596 | 226.27 | 0.0059312 | 226.27 | -0.0011732 | 337.397 | 0.00016345 | 337.397 | 0.00011381 | 337.0855 | 0.058304 | 522.9285 | 0.0095916 | 522.9285 | 0.013402 | 521.621 | 0 | 522.9285 | 0.020559 | 337.397 | 7.6588e-05
| 337.1994 | 0.0063405 | 337.1994 | 0.0034924 | 337.5067 | 0 | 337.5067 | 0.0001626 | 226.47 | -0.024542 | 337.1994 | 0.0071936 | 226.47 | -0.0065332 | 226.47 | 0.0049478 | 337.5067 | 0.00015366 | 337.5067 | 0.0001155 | 337.1994 | 0.096329 | 523.0834 | 0.0068459 | 523.0834 | 0.012227 | 521.7771 | 0.00034783 | 523.0834 | 0.021702 | 337.5067 | 6.623e-05
| 337.3132 | 0.0035903 | 337.3132 | 0.0027395 | 337.6164 | 0 | 337.6164 | 0.00015559 | 226.68 | 0.027516 | 337.3132 | 0.0012903 | 226.68 | -0.001524 | 226.68 | -0.010355 | 337.6164 | 0.00016398 | 337.6164 | 0.00011927 | 337.3132 | 0.070518 | 523.2384 | 0.0062601 | 523.2384 | 0.018101 | 521.9331 | 0 | 523.2384 | 0.020507 | 337.6164 | 6.2601e-05
| 337.427 | 0 | 337.427 | 0.0048589 | 337.726 | 0.00053406 | 337.726 | 0.00014998 | 226.88 | -0.0061972 | 337.427 | 0.0041147 | 226.88 | -0.0063001 | 226.88 | -0.0046928 | 337.726 | 0.00016149 | 337.726 | 0.00019257 | 337.427 | 0.023736 | 523.3934 | 0.0063334 | 523.3934 | 0.011373 | 522.0892 | 0.00034783 | 523.3934 | 0.021805 | 337.726 | 6.3281e-05
| 337.5408 | 0.0018531 | 337.5408 | 0 | 337.8357 | 0.00024284 | 337.8357 | 0.00015799 | 227.09 | -0.011155 | 337.5408 | 0.0034261 | 227.09 | 0.0033685 | 227.09 | -0.0077534 | 337.8357 | 0.00016736 | 337.8357 | 0.00017618 | 337.5408 | 0.041942 | 523.5483 | 0.01047 | 523.5483 | 0.011266 | 522.2453 | 0 | 523.5483 | 0.020767 | 337.8357 | 7.5832e-05
| 337.6546 | 0 | 337.6546 | 0 | 337.9454 | 0.00024284 | 337.9454 | 0.00017621 | 227.29 | -0.033961 | 337.6546 | 0.0034475 | 227.29 | -0.0042033 | 227.29 | -0.0030095 | 337.9454 | 0.00015331 | 337.9454 | 0.00017071 | 337.6546 | 0.047012 | 523.7033 | 0.0043565 | 523.7033 | 0.016606 | 522.4014 | 0.00011594 | 523.7033 | 0.021961 | 337.9454 | 7.3639e-05
| 337.7684 | 0 | 337.7684 | 0.0057833 | 338.0551 | 0.00024284 | 338.0551 | 0.00019664 | 227.5 | -0.028507 | 337.7684 | 0.0030256 | 227.5 | 0.0038344 | 227.5 | -0.0077534 | 338.0551 | 0.00014904 | 338.0551 | 0.00012662 | 337.7684 | 0.074436 | 523.8583 | 0.0098844 | 523.8583 | 0.01762 | 522.5576 | 0 | 523.8583 | 0.0203 | 338.0551 | 6.2601e-05
| 337.8822 | 0 | 337.8822 | 0.00030371 | 338.1648 | 0 | 338.1648 | 0.00017481 | 227.7 | 0.0012395 | 337.8822 | 0.0026468 | 227.7 | 0.0032519 | 227.7 | -0.0031625 | 338.1648 | 0.00013712 | 338.1648 | 0.00012116 | 337.8822 | 0.032724 | 524.0133 | 0.00060562 | 524.0133 | 0.01148 | 522.7137 | 0 | 524.0133 | 0.021702 | 338.1648 | 5.3755e-05
| 337.996 | 0.001274 | 337.996 | 0 | 338.2745 | 0.00024284 | 338.2745 | 0.00014217 | 227.91 | 0.03049 | 337.996 | 0.014387 | 227.91 | 0.0010387 | 227.91 | 0.0015813 | 338.2745 | 0.0001478 | 338.2745 | 0.00010646 | 337.996 | 0.035489 | 524.1684 | 0.0015511 | 524.1684 | 0.012975 | 522.8698 | 7.7296e-05 | 524.1684 | 0.020352 | 338.2745 | 5.5948e-05
| 338.1098 | 0 | 338.1098 | 0.0059217 | 338.3841 | 0.00024284 | 338.3841 | 0.00015839 | 228.11 | -0.022558 | 338.1098 | 0.0062533 | 228.11 | -0.0032714 | 228.11 | -0.0010202 | 338.3841 | 0.00014708 | 338.3841 | 0.00011381 | 338.1098 | 0.037103 | 524.3234 | 0.0043199 | 524.3234 | 0.0089168 | 523.026 | 0.00011594 | 524.3234 | 0.021909 | 338.3841 | 6.2601e-05
| 338.2236 | 0 | 338.2236 | 0.0071531 | 338.4939 | 0.00053406 | 338.4939 | 0.0001626 | 228.32 | -0.036936 | 338.2236 | 0.0011568 | 228.32 | 0.00092222 | 228.32 | -0.0034686 | 338.4939 | 0.00013624 | 338.4939 | 0.00010458 | 338.2236 | 0.038485 | 524.4784 | 0.0083835 | 524.4784 | 0.016819 | 523.1821 | 7.7296e-05 | 524.4784 | 0.020144 | 338.4939 | 5.814e-05
| 338.3374 | 0 | 338.3374 | 0.0025813 | 338.6036 | 0 | 338.6036 | 0.00017021 | 228.52 | -0.037926 | 338.3374 | 0.0046486 | 228.52 | -0.002223 | 228.52 | -0.0016323 | 338.6036 | 0.00013944 | 338.6036 | 0.00011004 | 338.3374 | 0.024658 | 524.6335 | 0.0056378 | 524.6335 | 0.0087566 | 523.3383 | 0.00034783 | 524.6335 | 0.021494 | 338.6036 | 5.5948e-05
| 338.4511 | 0.00069492 | 338.4511 | 0 | 338.7133 | 0 | 338.7133 | 0.00013016 | 228.73 | 0.006693 | 338.4511 | 0.016503 | 228.73 | -0.005368 | 228.73 | 0.0035706 | 338.7133 | 0.00014033 | 338.7133 | 0.00013209 | 338.4511 | 0.039638 | 524.7885 | 0.0018061 | 524.7885 | 0.017086 | 523.4944 | 7.7296e-05 | 524.7885 | 0.0203 | 338.7133 | 5.5192e-05
| 338.5649 | 0.0049529 | 338.5649 | 0.0085031 | 338.823 | 0 | 338.823 | 0.00015278 | 228.93 | -0.037926 | 338.5649 | 0.0053129 | 228.93 | -0.0083969 | 228.93 | -0.014334 | 338.823 | 0.00015064 | 338.823 | 0.00012116 | 338.5649 | 0.031111 | 524.9436 | 0.0044297 | 524.9436 | 0.0083295 | 523.6506 | 0.00034783 | 524.9436 | 0.021494 | 338.823 | 5.5192e-05
| 338.6787 | 0.001274 | 338.6787 | 0 | 338.9327 | 0.00053406 | 338.9327 | 0.00015419 | 229.14 | 0.025532 | 338.6787 | 0.003693 | 229.14 | -0.012474 | 229.14 | -0.0028565 | 338.9327 | 0.00014904 | 338.9327 | 0.00014678 | 338.6787 | 0.070518 | 525.0986 | 0.0066994 | 525.0986 | 0.014844 | 523.8068 | 7.7296e-05 | 525.0986 | 0.02004 | 338.9327 | 6.1089e-05
| 338.7925 | 0 | 338.7925 | 0.0036442 | 339.0425 | 0 | 339.0425 | 0.00017721 | 229.34 | -0.0037184 | 338.7925 | 0.0010454 | 229.34 | -0.0039703 | 229.34 | 0.0058659 | 339.0425 | 0.00015029 | 339.0425 | 0.00010646 | 338.7925 | 0.033646 | 525.2537 | 0.0043199 | 525.2537 | 0.0017839 | 523.9629 | 0.00011594 | 525.2537 | 0.021027 | 339.0425 | 5.3755e-05
| 338.9062 | 0 | 338.9062 | 0 | 339.1522 | 0.00024284 | 339.1522 | 0.00015479 | 229.55 | 0.012147 | 338.9062 | 0.0015573 | 229.55 | -0.00199 | 229.55 | 0.0031115 | 339.1522 | 0.0001421 | 339.1522 | 0.00011739 | 338.9062 | 0.034568 | 525.4088 | 0.0068459 | 525.4088 | 0.017193 | 524.1191 | 0 | 525.4088 | 0.019936 | 339.1522 | 5.6704e-05
| 339.02 | 0 | 339.02 | 0.0010629 | 339.262 | 0.00024284 | 339.262 | 0.00015839 | 229.75 | -0.033961 | 339.02 | 0.0014457 | 229.75 | -0.0030384 | 229.75 | -0.00025504 | 339.262 | 0.00015438 | 339.262 | 8.253e-05 | 339.02 | 0.040559 | 525.5639 | 0.0038073 | 525.5639 | 0.014844 | 524.2753 | 0.00011594 | 525.5639 | 0.020923 | 339.262 | 6.555e-05
| 339.1338 | 0.0026638 | 339.1338 | 0 | 339.3717 | 0 | 339.3717 | 0.00015979 | 229.96 | -0.0012395 | 339.1338 | 0.00075644 | 229.96 | -0.0074648 | 229.96 | 0.00051009 | 339.3717 | 0.00013695 | 339.3717 | 0.00013755 | 339.1338 | 0.030189 | 525.719 | 0.010543 | 525.719 | 0.013989 | 524.4315 | 0.00030918 | 525.719 | 0.019781 | 339.3717 | 5.746e-05
| 339.2475 | 0.0027559 | 339.2475 | 0.0048589 | 339.4815 | 0.00053406 | 339.4815 | 0.00017061 | 230.16 | -0.033465 | 339.2475 | 0.010673 | 230.16 | 0.0068633 | 230.16 | -0.0062227 | 339.4815 | 0.0001437 | 339.4815 | 0.00015225 | 339.2475 | 0.03065 | 525.8741 | 0.0041002 | 525.8741 | 0.013882 | 524.5877 | 0.00011594 | 525.8741 | 0.021078 | 339.4815 | 6.1089e-05
| 339.3613 | 0.0054434 | 339.3613 | 0 | 339.5913 | 0.00024284 | 339.5913 | 0.00015058 | 230.37 | -0.0032226 | 339.3613 | 0.0090273 | 230.37 | -0.0025725 | 230.37 | -0.0017853 | 339.5913 | 0.00013695 | 339.5913 | 0.00015036 | 339.3613 | 0.04102 | 526.0292 | 0.010873 | 526.0292 | 0.015591 | 524.744 | 7.7296e-05 | 526.0292 | 0.020455 | 339.5913 | 5.4511e-05
| 339.4751 | 0 | 339.4751 | 0.011208 | 339.701 | 0.00082547 | 339.701 | 0.00015519 | 230.57 | -0.015617 | 339.4751 | 0.0053129 | 230.57 | -0.0094454 | 230.57 | -0.0010202 | 339.701 | 0.00016185 | 339.701 | 0.00012474 | 339.4751 | 0.015118 | 526.1843 | 0.0063334 | 526.1843 | 0.017834 | 524.9002 | 0.00034783 | 526.1843 | 0.021909 | 339.701 | 5.5948e-05
| 339.5888 | 0.0016215 | 339.5888 | 0 | 339.8108 | 0 | 339.8108 | 0.00015719 | 230.78 | 0.016609 | 339.5888 | 0.0028921 | 230.78 | 0.0041839 | 230.78 | 0.0052539 | 339.8108 | 0.00016185 | 339.8108 | 0.0001449 | 339.5888 | 0.03572 | 526.3395 | 0.0090058 | 526.3395 | 0.010786 | 525.0564 | 0 | 526.3395 | 0.020715 | 339.8108 | 4.7858e-05
| 339.7026 | 0 | 339.7026 | 0 | 339.9206 | 0.00053406 | 339.9206 | 0.00018042 | 230.98 | -0.036439 | 339.7026 | 0.0097326 | 230.98 | 0.0052322 | 230.98 | 0.0084671 | 339.9206 | 0.00016594 | 339.9206 | 0.0001449 | 339.7026 | 0.039407 | 526.4946 | 0.0072852 | 526.4946 | 0.0074218 | 525.2127 | 0.00034783 | 526.4946 | 0.021546 | 339.9206 | 6.2601e-05
| 339.8163 | 0 | 339.8163 | 0 | 340.0304 | 0.00024284 | 340.0304 | 0.00015899 | 231.19 | 0.0027268 | 339.8163 | 0 | 231.19 | -0.00082513 | 231.19 | 0.0032646 | 340.0304 | 0.00014193 | 340.0304 | 0.00014132 | 339.8163 | 0.044477 | 526.6498 | 0.0046127 | 526.6498 | 0.014363 | 525.3689 | 7.7296e-05 | 526.6498 | 0.020352 | 340.0304 | 7.5832e-05
| 339.9301 | 0 | 339.9301 | 0.0080475 | 340.1402 | 0 | 340.1402 | 0.0001664 | 231.39 | 0.009172 | 339.9301 | 0.003314 | 231.39 | -0.0042033 | 231.39 | -0.0040807 | 340.1402 | 0.00014335 | 340.1402 | 0.00012851 | 339.9301 | 0.022462 | 526.8049 | 0.0069923 | 526.8049 | 0.0013145 | 525.5252 | 0 | 526.8049 | 0.021182 | 340.1402 | 7.6588e-05
| 340.0438 | 0.002548 | 340.0438 | 0.00030442 | 340.25 | 0 | 340.25 | 0.00014918 | 231.6 | -0.011651 | 340.0438 | 0.00062295 | 231.6 | 0.00033976 | 231.6 | 0.0028055 | 340.25 | 0.0001229 | 340.25 | 0.00016148 | 340.0438 | 0.031572 | 526.9601 | 0.0069191 | 526.9601 | 0.016232 | 525.6814 | 7.7296e-05 | 526.9601 | 0.020248 | 340.25 | 6.4794e-05
| 340.1576 | 0.0029872 | 340.1576 | 0.0074402 | 340.3598 | 0.00053406 | 340.3598 | 0.00015859 | 231.81 | -0.015617 | 340.1576 | 0.0019795 | 231.81 | -0.0044363 | 231.81 | -0.0039276 | 340.3598 | 0.00012841 | 340.3598 | 0.00016695 | 340.1576 | 0.031111 | 527.1153 | 0.0067361 | 527.1153 | 0.012494 | 525.8377 | 0 | 527.1153 | 0.021182 | 340.3598 | 5.6704e-05
| 340.2713 | 0.00011582 | 340.2713 | 0 | 340.4696 | 0 | 340.4696 | 0.00014137 | 232.01 | -0.012147 | 340.2713 | 0.0085101 | 232.01 | -0.0021065 | 232.01 | -0.0039276 | 340.4696 | 0.0001172 | 340.4696 | 0.00015771 | 340.2713 | 0.023736 | 527.2705 | 0.0065164 | 527.2705 | 0.013509 | 525.994 | 7.7296e-05 | 527.2705 | 0.020404 | 340.4696 | 6.1089e-05
| 340.385 | 0.0069505 | 340.385 | 0 | 340.5794 | 0 | 340.5794 | 0.00013576 | 232.22 | 0.013138 | 340.385 | 0.008134 | 232.22 | 0.00010678 | 232.22 | -0.0083652 | 340.5794 | 0.00013997 | 340.5794 | 0.00012662 | 340.385 | 0.01771 | 527.4257 | 0.0019443 | 527.4257 | 0.0099313 | 526.1503 | 0.00034783 | 527.4257 | 0.020819 | 340.5794 | 8.2485e-05
| 340.4987 | 0.0010424 | 340.4987 | 0 | 340.6893 | 0.00024284 | 340.6893 | 0.00013296 | 232.42 | -0.0032226 | 340.4987 | 0.013306 | 232.42 | 0.0011552 | 232.42 | -0.0054579 | 340.6893 | 0.00015491 | 340.6893 | 8.9879e-05 | 340.4987 | 0.021987 | 527.5809 | 0.0079808 | 527.5809 | 0.013242 | 526.3065 | 7.7296e-05 | 527.5809 | 0.019677 | 340.6893 | 0.00010305
| 340.6125 | 0.0019465 | 340.6125 | 0.012785 | 340.7991 | 0.00024284 | 340.7991 | 0.00015198 | 232.63 | 0.006693 | 340.6125 | 0.0037144 | 232.63 | 0.0010387 | 232.63 | -0.018006 | 340.7991 | 0.00016736 | 340.7991 | 9.3647e-05 | 340.6125 | 0.035029 | 527.7361 | 0.0051985 | 527.7361 | 0.0051638 | 526.4628 | 0.00011594 | 527.7361 | 0.020404 | 340.7991 | 0.00010237
| 340.7262 | 0 | 340.7262 | 0 | 340.9089 | 0.00053406 | 340.9089 | 0.00015899 | 232.83 | 0.031481 | 340.7262 | 0.005548 | 232.83 | -0.0011746 | 232.83 | -0.0017853 | 340.9089 | 0.00014495 | 340.9089 | 0.00013755 | 340.7262 | 0.046321 | 527.8913 | 0.0058208 | 527.8913 | 0.0091304 | 526.6191 | 0 | 527.8913 | 0.019677 | 340.9089 | 8.9063e-05
| 340.8399 | 0 | 340.8399 | 0.0080475 | 341.0188 | 0 | 341.0188 | 0.00016139 | 233.04 | 0.002231 | 340.8399 | 0.0058301 | 233.04 | -0.015619 | 233.04 | -0.0098958 | 341.0188 | 0.00016683 | 341.0188 | 0.00015225 | 340.8399 | 0.038946 | 528.0466 | 0.00054186 | 528.0466 | 0.007048 | 526.7755 | 0 | 528.0466 | 0.020975 | 341.0188 | 6.7742e-05
| 340.9536 | 0.0035903 | 340.9536 | 0 | 341.1286 | 0.00053406 | 341.1286 | 0.00014778 | 233.24 | 0.002231 | 340.9536 | 0.0014238 | 233.24 | -0.0032714 | 233.24 | 0.014129 | 341.1286 | 0.00015562 | 341.1286 | 0.00017806 | 340.9536 | 0.032724 | 528.2018 | 0.0066994 | 528.2018 | 0.016979 | 526.9318 | 7.7296e-05 | 528.2018 | 0.019988 | 341.1286 | 6.555e-05
| 341.0674 | 0 | 341.0674 | 0.0021258 | 341.2385 | 0 | 341.2385 | 0.00016079 | 233.45 | 0.0057014 | 341.0674 | 0.0078519 | 233.45 | 0.00045625 | 233.45 | 0.0014282 | 341.2385 | 0.000159 | 341.2385 | 0.00011927 | 341.0674 | 0.02203 | 528.3571 | 0.0046859 | 528.3571 | 0.0095041 | 527.0881 | 0.00057972 | 528.3571 | 0.020923 | 341.2385 | 6.4037e-05
| 341.1811 | 0.0031271 | 341.1811 | 0 | 341.3483 | 0 | 341.3483 | 0.00015298 | 233.65 | -0.0061972 | 341.1811 | 0.008087 | 233.65 | -0.0071154 | 233.65 | 0.0073959 | 341.3483 | 0.00012592 | 341.3483 | 0.00016336 | 341.1811 | 0.012472 | 528.5123 | 0.0010412 | 528.5123 | 0.020076 | 527.2445 | 0 | 528.5123 | 0.019573 | 341.3483 | 6.8498e-05
| 341.2948 | 0 | 341.2948 | 0.00577 | 341.4582 | 0.00053406 | 341.4582 | 0.0001636 | 233.86 | -0.041894 | 341.2948 | 0.010673 | 233.86 | -0.0040868 | 233.86 | -0.012803 | 341.4582 | 0.00013908 | 341.4582 | 0.00015771 | 341.2948 | 0.010799 | 528.6676 | 0.0056378 | 528.6676 | 0.01148 | 527.4008 | 0.00011594 | 528.6676 | 0.020507 | 341.4582 | 6.2601e-05
| 341.4085 | 0 | 341.4085 | 0.0024351 | 341.5681 | 0 | 341.5681 | 0.00015419 | 234.07 | -0.013138 | 341.4085 | 0 | 234.07 | -0.0099112 | 234.07 | 0.0017343 | 341.5681 | 0.00015527 | 341.5681 | 0.00016506 | 341.4085 | 0.048856 | 528.8229 | 0.0064432 | 528.8229 | 0.014523 | 527.5571 | 7.7296e-05 | 528.8229 | 0.019625 | 341.5681 | 5.4511e-05
| 341.5222 | 0.0032185 | 341.5222 | 0 | 341.678 | 0 | 341.678 | 0.00015619 | 234.27 | -0.013138 | 341.5222 | 0.013729 | 234.27 | -0.0080475 | 234.27 | 0.00096913 | 341.678 | 0.00017643 | 341.678 | 0.00017618 | 341.5222 | 0.029037 | 528.9782 | 0.0051253 | 528.9782 | 0.0020655 | 527.7135 | 0 | 528.9782 | 0.020507 | 341.678 | 6.0333e-05
| 341.6359 | 0 | 341.6359 | 0 | 341.7878 | 0.00053406 | 341.7878 | 0.00015198 | 234.48 | -0.0042142 | 341.6359 | 0.0023582 | 234.48 | 0.0097755 | 234.48 | 0.0044887 | 341.7878 | 0.00017056 | 341.7878 | 0.0001596 | 341.6359 | 0.0098761 | 529.1335 | 0.0037341 | 529.1335 | 0.017086 | 527.8699 | 7.7296e-05 | 529.1335 | 0.019469 | 341.7878 | 6.8498e-05
| 341.7496 | 0 | 341.7496 | 0.0045552 | 341.8977 | 0.00024284 | 341.8977 | 0.00016039 | 234.68 | 0.0017352 | 341.7496 | 0.0051719 | 234.68 | -0.0001262 | 234.68 | 5.1009e-05 | 341.8977 | 0.00015989 | 341.8977 | 0.00022385 | 341.7496 | 0.010367 | 529.2888 | 0.0076147 | 529.2888 | 0.0097711 | 528.0262 | 0.00034783 | 529.2888 | 0.0203 | 341.8977 | 7.0691e-05
| 341.8633 | 0 | 341.8633 | 0 | 342.0076 | 0 | 342.0076 | 0.0001618 | 234.89 | 0.023054 | 341.8633 | 0.0053129 | 234.89 | -0.002223 | 234.89 | -0.0007141 | 342.0076 | 0.00014442 | 342.0076 | 0.00016148 | 341.8633 | 0.023736 | 529.4441 | 0.00014874 | 529.4441 | 0.011426 | 528.1826 | 0 | 529.4441 | 0.019469 | 342.0076 | 6.3281e-05
| 341.977 | 0 | 341.977 | 0 | 342.1175 | 0.00024284 | 342.1175 | 0.00014818 | 235.09 | 0.013138 | 341.977 | 0.0053129 | 235.09 | 0.00068922 | 235.09 | -0.0016323 | 342.1175 | 0.00014708 | 342.1175 | 0.00014678 | 341.977 | 0.02203 | 529.5994 | 0.005711 | 529.5994 | 0.015324 | 528.339 | 0 | 529.5994 | 0.020559 | 342.1175 | 7.7269e-05
| 342.0907 | 0.00081074 | 342.0907 | 0 | 342.2274 | 0.00024284 | 342.2274 | 0.00014137 | 235.3 | 0.015121 | 342.0907 | 0.0087452 | 235.3 | -0.0043198 | 235.3 | 0.0031115 | 342.2274 | 0.00013339 | 342.2274 | 8.0646e-05 | 342.0907 | 0.033185 | 529.7547 | 0.0069191 | 529.7547 | 0.015377 | 528.4954 | 0 | 529.7547 | 0.019884 | 342.2274 | 6.6986e-05
| 342.2044 | 0 | 342.2044 | 0.0016702 | 342.3374 | 0.00024284 | 342.3374 | 0.00014137 | 235.51 | -0.028507 | 342.2044 | 0.0075698 | 235.51 | 0.0039509 | 235.51 | -0.0037746 | 342.3374 | 0.00012539 | 342.3374 | 0.00010458 | 342.2044 | 0.0017277 | 529.9101 | 0.0043565 | 529.9101 | 0.0059267 | 528.6518 | 0.00011594 | 529.9101 | 0.020923 | 342.3374 | 5.8896e-05
| 342.318 | 0 | 342.318 | 0.0019785 | 342.4473 | 0.00024284 | 342.4473 | 0.00014978 | 235.71 | -0.0176 | 342.318 | 0.0030256 | 235.71 | -0.0021065 | 235.71 | 0.010304 | 342.4473 | 0.00011685 | 342.4473 | 0.00014678 | 342.318 | 0.034568 | 530.0654 | 0.0036547 | 530.0654 | 0.019596 | 528.8082 | 7.7296e-05 | 530.0654 | 0.019988 | 342.4473 | 4.4909e-05
| 342.4317 | 0 | 342.4317 | 0.0010629 | 342.5572 | 0 | 342.5572 | 0.00014037 | 235.92 | -0.0017352 | 342.4317 | 0 | 235.92 | 0.00022327 | 235.92 | -0.013262 | 342.5572 | 0.00013873 | 342.5572 | 0.00014132 | 342.4317 | 0.020302 | 530.2208 | 0.0021993 | 530.2208 | 0.0060869 | 528.9646 | 0 | 530.2208 | 0.020819 | 342.5572 | 7.0691e-05
| 342.5454 | 0 | 342.5454 | 0 | 342.6671 | 0.00024284 | 342.6671 | 0.00013897 | 236.12 | -0.0032226 | 342.5454 | 0.0078519 | 236.12 | -0.0014076 | 236.12 | -0.0034686 | 342.6671 | 0.0001622 | 342.6671 | 0.00015225 | 342.5454 | 0.023736 | 530.3761 | 0.0094451 | 530.3761 | 0.018314 | 529.121 | 0 | 530.3761 | 0.019832 | 342.6671 | 8.0217e-05
| 342.6591 | 0 | 342.6591 | 0.0040997 | 342.7771 | 0 | 342.7771 | 0.00013857 | 236.33 | -0.015617 | 342.6591 | 0.0085101 | 236.33 | -0.0079311 | 236.33 | -0.00086717 | 342.7771 | 0.00016522 | 342.7771 | 0.00012662 | 342.6591 | 0.015118 | 530.5315 | 0.0053815 | 530.5315 | 0.0059267 | 529.2775 | 0.00011594 | 530.5315 | 0.020871 | 342.7771 | 8.8382e-05
| 342.7727 | 0 | 342.7727 | 0 | 342.887 | 0.00053406 | 342.887 | 0.000165 | 236.53 | -0.0295 | 342.7727 | 0.0051719 | 236.53 | -0.0016406 | 236.53 | 0.0021933 | 342.887 | 0.00014566 | 342.887 | 0.00013755 | 342.7727 | 0.031572 | 530.6869 | 0.0020611 | 530.6869 | 0.0099313 | 529.4339 | 7.7296e-05 | 530.6869 | 0.019677 | 342.887 | 6.3281e-05
| 342.8864 | 0 | 342.8864 | 0.0012147 | 342.997 | 0 | 342.997 | 0.00016981 | 236.74 | -0.0176 | 342.8864 | 0.00011123 | 236.74 | -0.0023395 | 236.74 | -0.0011732 | 342.997 | 0.00013286 | 342.997 | 9.5343e-05 | 342.8864 | 0.00043193 | 530.8423 | 0.0041734 | 530.8423 | 0.0046944 | 529.5903 | 0.00034783 | 530.8423 | 0.0203 | 342.997 | 5.8896e-05
| 343.0001 | 0 | 343.0001 | 0 | 343.1069 | 0.00024284 | 343.1069 | 0.0001664 | 236.95 | 0.009172 | 343.0001 | 0.0022247 | 236.95 | -0.005368 | 236.95 | -0.0034686 | 343.1069 | 0.00013054 | 343.1069 | 7.5182e-05 | 343.0001 | 0.0064159 | 530.9977 | 0.0060039 | 530.9977 | 0.016072 | 529.7468 | 7.7296e-05 | 530.9977 | 0.019365 | 343.1069 | 4.7102e-05
| 343.1138 | 0.00055887 | 343.1138 | 0.0094571 | 343.2169 | 0.00024284 | 343.2169 | 0.00014698 | 237.15 | 0.0071888 | 343.1138 | 0.005454 | 237.15 | -0.0059506 | 237.15 | -0.0079064 | 343.2169 | 0.00013695 | 343.2169 | 9.5343e-05 | 343.1138 | 0.0099349 | 531.1531 | 0.0073584 | 531.1531 | 0.0048822 | 529.9032 | 0.00011594 | 531.1531 | 0.020507 | 343.2169 | 4.9294e-05
| 343.2274 | 0.0015057 | 343.2274 | 0 | 343.3269 | 0 | 343.3269 | 0.00015098 | 237.36 | -0.009172 | 343.2274 | 0.0071466 | 237.36 | -0.010726 | 237.36 | -0.0065293 | 343.3269 | 0.00014833 | 343.3269 | 0.00016336 | 343.2274 | 0.028806 | 531.3085 | 0.005052 | 531.3085 | 0.015751 | 530.0597 | 0 | 531.3085 | 0.019729 | 343.3269 | 5.0807e-05
| 343.3411 | 0.0064356 | 343.3411 | 0.0024295 | 343.4368 | 0.00024284 | 343.4368 | 0.00015419 | 237.56 | 0.0081804 | 343.3411 | 0.0034475 | 237.56 | -0.002689 | 237.56 | -0.0010202 | 343.4368 | 0.00016096 | 343.4368 | 0.00018353 | 343.3411 | 0.0064792 | 531.4639 | 0.0028368 | 531.4639 | 0.014256 | 530.2162 | 0.00034783 | 531.4639 | 0.020819 | 343.4368 | 4.6346e-05
| 343.4547 | 0 | 343.4547 | 0.00076096 | 343.5468 | 0 | 343.5468 | 0.00014778 | 237.77 | -0.010659 | 343.4547 | 0.0018242 | 237.77 | -0.0043198 | 237.77 | -0.0043867 | 343.5468 | 0.00015189 | 343.5468 | 0.00016883 | 343.4547 | 0.013769 | 531.6194 | 0.0026986 | 531.6194 | 0.015858 | 530.3727 | 0 | 531.6194 | 0.019781 | 343.5468 | 5.9652e-05
| 343.5684 | 0 | 343.5684 | 0.0060736 | 343.6568 | 0.00024284 | 343.6568 | 0.00015379 | 237.98 | -0.0076846 | 343.5684 | 0 | 237.98 | -0.0090959 | 237.98 | -0.011732 | 343.6568 | 0.00013161 | 343.6568 | 0.0001596 | 343.5684 | 0.0047515 | 531.7748 | 0.0070289 | 531.7748 | 0.0093973 | 530.5292 | 0.00034783 | 531.7748 | 0.020663 | 343.6568 | 6.555e-05
| 343.682 | 0 | 343.682 | 0 | 343.7668 | 0.00024284 | 343.7668 | 0.00014818 | 238.18 | -0.0037184 | 343.682 | 0.0031591 | 238.18 | -0.001757 | 238.18 | -0.0049988 | 343.7668 | 0.00011418 | 343.7668 | 0.00012662 | 343.682 | 0.0038208 | 531.9303 | 0.0091889 | 531.9303 | 0.017567 | 530.6857 | 7.7296e-05 | 531.9303 | 0.019573 | 343.7668 | 6.6986e-05
| 343.7957 | 0 | 343.7957 | 0.0024295 | 343.8768 | 0.00024284 | 343.8768 | 0.00015859 | 238.39 | -0.0081804 | 343.7957 | 0.0086512 | 238.39 | -0.012591 | 238.39 | -0.0028565 | 343.8768 | 0.00013712 | 343.8768 | 0.00012474 | 343.7957 | 0 | 532.0857 | 0.0067727 | 532.0857 | 0.0084362 | 530.8421 | 0.00011594 | 532.0857 | 0.020559 | 343.8768 | 5.9652e-05
| 343.9093 | 0 | 343.9093 | 0.0013697 | 343.9868 | 0 | 343.9868 | 0.00014598 | 238.59 | -0.006693 | 343.9093 | 0.0047487 | 238.59 | 0.0033685 | 238.59 | 0.0066312 | 343.9868 | 0.0001494 | 343.9868 | 8.7995e-05 | 343.9093 | 0.023736 | 532.2412 | 0.0033997 | 532.2412 | 0.013028 | 530.9987 | 0 | 532.2412 | 0.019625 | 343.9868 | 5.6704e-05
| 344.023 | 0 | 344.023 | 0.0030368 | 344.0968 | 0.00024284 | 344.0968 | 0.00016119 | 238.8 | -0.019583 | 344.023 | 0.012789 | 238.8 | -0.011076 | 238.8 | 0.0084671 | 344.0968 | 0.00016434 | 344.0968 | 0.00014132 | 344.023 | 0 | 532.3967 | 0.0034105 | 532.3967 | 0.013028 | 531.1552 | 0.00034783 | 532.3967 | 0.020352 | 344.0968 | 5.6704e-05
| 344.1366 | 0.0023164 | 344.1366 | 0 | 344.2068 | 0.00024284 | 344.2068 | 0.00017021 | 239.01 | 0.03049 | 344.1366 | 0.0074287 | 239.01 | -0.0029219 | 239.01 | 0.0041827 | 344.2068 | 0.00016469 | 344.2068 | 0.0001449 | 344.1366 | 0.0098761 | 532.5522 | 0.0052351 | 532.5522 | 0.016499 | 531.3117 | 0 | 532.5522 | 0.019106 | 344.2068 | 5.4511e-05
| 344.2502 | 0 | 344.2502 | 0.00577 | 344.3169 | 0 | 344.3169 | 0.00016139 | 239.21 | -0.0012395 | 344.2502 | 0.0050308 | 239.21 | 0.0023201 | 239.21 | 0.0029585 | 344.3169 | 0.00016985 | 344.3169 | 0.00014678 | 344.2502 | 0.0086391 | 532.7077 | 0.0033468 | 532.7077 | 0.010999 | 531.4682 | 0.00011594 | 532.7077 | 0.020352 | 344.3169 | 5.8896e-05
| 344.3639 | 0.0015057 | 344.3639 | 0 | 344.4269 | 0.00024284 | 344.4269 | 0.00014678 | 239.42 | 0.0061972 | 344.3639 | 0 | 239.42 | -0.0066496 | 239.42 | -0.007141 | 344.4269 | 0.00016647 | 344.4269 | 0.00013943 | 344.3639 | 0 | 532.8632 | 0.0029535 | 532.8632 | 0.015698 | 531.6248 | 0 | 532.8632 | 0.019365 | 344.4269 | 7.1447e-05
| 344.4775 | 0 | 344.4775 | 0.010508 | 344.5369 | 0 | 344.5369 | 0.00015699 | 239.62 | -0.0012395 | 344.4775 | 0.0063943 | 239.62 | -0.0028054 | 239.62 | -0.0042337 | 344.5369 | 0.00014744 | 344.5369 | 0.00014867 | 344.4775 | 0 | 533.0187 | 0.0038439 | 533.0187 | 0.0076887 | 531.7813 | 0.00011594 | 533.0187 | 0.020663 | 344.5369 | 7.2127e-05
| 344.5911 | 0 | 344.5911 | 0.004718 | 344.647 | 0.00024284 | 344.647 | 0.00015759 | 239.83 | 0.0086762 | 344.5911 | 0.0051719 | 239.83 | -0.0037373 | 239.83 | 0.0029585 | 344.647 | 0.00013624 | 344.647 | 0.00015055 | 344.5911 | 0 | 533.1742 | 0.0049422 | 533.1742 | 0.018848 | 531.9379 | 0 | 533.1742 | 0.019469 | 344.647 | 7.6588e-05
| 344.7048 | 0.00090579 | 344.7048 | 0.006681 | 344.757 | 0 | 344.757 | 0.00017381 | 240.04 | 0.013138 | 344.7048 | 0.0061122 | 240.04 | -0.0075817 | 240.04 | -0.0094364 | 344.757 | 0.00014655 | 344.757 | 0.00013755 | 344.7048 | 0.02203 | 533.3297 | 0.0070289 | 533.3297 | 0.0077955 | 532.0944 | 0 | 533.3297 | 0.020611 | 344.757 | 6.8498e-05
| 344.8184 | 0 | 344.8184 | 0 | 344.8671 | 0.00024284 | 344.8671 | 0.00016039 | 240.24 | 0.037432 | 344.8184 | 0.00396 | 240.24 | -0.0083969 | 240.24 | -0.0066822 | 344.8671 | 0.00016398 | 344.8671 | 0.00010269 | 344.8184 | 0.014202 | 533.4853 | 0.0060039 | 533.4853 | 0.02045 | 532.251 | 0 | 533.4853 | 0.019521 | 344.8671 | 6.8498e-05
| 344.932 | 0.0032185 | 344.932 | 0.00577 | 344.9771 | 0.00024284 | 344.9771 | 0.0001622 | 240.45 | 0.012642 | 344.932 | 0.0043816 | 240.45 | -0.00059213 | 240.45 | -0.0080593 | 344.9771 | 0.0001606 | 344.9771 | 0.0001302 | 344.932 | 0 | 533.6408 | 0.0032193 | 533.6408 | 0.0096643 | 532.4076 | 0.00011594 | 533.6408 | 0.020663 | 344.9771 | 5.9652e-05
| 345.0456 | 0.00046328 | 345.0456 | 0 | 345.0872 | 0 | 345.0872 | 0.00014538 | 240.65 | 0.00074368 | 345.0456 | 0.0069115 | 240.65 | -0.0039703 | 240.65 | -0.0051518 | 345.0872 | 0.000159 | 345.0872 | 0.00015225 | 345.0456 | 0.017662 | 533.7964 | 0.003591 | 533.7964 | 0.015484 | 532.5642 | 0 | 533.7964 | 0.019573 | 345.0872 | 5.1563e-05
| 345.1592 | 0 | 345.1592 | 0.0019739 | 345.1972 | 0.00053406 | 345.1972 | 0.00013196 | 240.86 | -0.002231 | 345.1592 | 0.0045151 | 240.86 | -0.005368 | 240.86 | -0.0031625 | 345.1972 | 0.00016025 | 345.1972 | 0.00019822 | 345.1592 | 0 | 533.9519 | 0.0018806 | 533.9519 | 0.014577 | 532.7207 | 0.00011594 | 533.9519 | 0.020196 | 345.1972 | 6.3281e-05
| 345.2729 | 0 | 345.2729 | 0 | 345.3073 | 0 | 345.3073 | 0.00012255 | 241.07 | 0.018592 | 345.2729 | 0 | 241.07 | -0.0064164 | 241.07 | -0.0034686 | 345.3073 | 0.00015971 | 345.3073 | 0.00017618 | 345.2729 | 0.0033881 | 534.1075 | 0.0021886 | 534.1075 | 0.015591 | 532.8773 | 0.00030918 | 534.1075 | 0.019158 | 345.3073 | 6.1089e-05
| 345.3865 | 0 | 345.3865 | 0.00045556 | 345.4174 | 0.00024284 | 345.4174 | 0.00012175 | 241.27 | -0.022062 | 345.3865 | 0.0090743 | 241.27 | 0.0037179 | 241.27 | -0.0039276 | 345.4174 | 0.00016185 | 345.4174 | 0.00016506 | 345.3865 | 0 | 534.2631 | 0.0036609 | 534.2631 | 0.019649 | 533.0339 | 0.00011594 | 534.2631 | 0.020092 | 345.4174 | 8.0973e-05
| 345.5001 | 0 | 345.5001 | 0.0053268 | 345.5275 | 0.00024284 | 345.5275 | 0.00013236 | 241.48 | -0.0037184 | 345.5001 | 0.0077108 | 241.48 | -0.0045528 | 241.48 | 0.00096913 | 345.5275 | 0.00013837 | 345.5275 | 0.0001449 | 345.5001 | 0 | 534.4187 | 0.0055646 | 534.4187 | 0.0098779 | 533.1906 | 0 | 534.4187 | 0.019417 | 345.5275 | 6.1845e-05
| 345.6137 | 0 | 345.6137 | 0.0034924 | 345.6376 | 0 | 345.6376 | 0.00015839 | 241.69 | -0.019087 | 345.6137 | 0.0023799 | 241.69 | -0.0080475 | 241.69 | -0.0043867 | 345.6376 | 0.00015029 | 345.6376 | 0.00013755 | 345.6137 | 0.00043193 | 534.5743 | 0.0047592 | 534.5743 | 0.013722 | 533.3472 | 0.00034783 | 534.5743 | 0.020196 | 345.6376 | 5.9652e-05
| 345.7273 | 0.0005791 | 345.7273 | 0 | 345.7477 | 0 | 345.7477 | 0.0001642 | 241.89 | 0.0027268 | 345.7273 | 0.0010234 | 241.89 | 0.0059312 | 241.89 | -0.00607 | 345.7477 | 0.00015776 | 345.7477 | 0.00013397 | 345.7273 | 0 | 534.7299 | 0.01047 | 534.7299 | 0.0026281 | 533.5038 | 0.00030918 | 534.7299 | 0.019313 | 345.7477 | 3.682e-05
| 345.8409 | 0.00032764 | 345.8409 | 0.0060736 | 345.8578 | 0 | 345.8578 | 0.000165 | 242.1 | -0.018592 | 345.8409 | 0.0047957 | 242.1 | -0.0083969 | 242.1 | -0.0031625 | 345.8578 | 0.00017643 | 345.8578 | 0.00013397 | 345.8409 | 0.018574 | 534.8855 | 0.0025181 | 534.8855 | 0.0095575 | 533.6604 | 0.00034783 | 534.8855 | 0.020663 | 345.8578 | 6.3281e-05
| 345.9545 | 0.0015057 | 345.9545 | 0 | 345.9679 | 0.00024284 | 345.9679 | 0.00014137 | 242.3 | -0.0052058 | 345.9545 | 0.0086512 | 242.3 | -0.00082513 | 242.3 | 0.0058659 | 345.9679 | 0.00017892 | 345.9679 | 0.00012662 | 345.9545 | 0.0020906 | 535.0411 | 0.011312 | 535.0411 | 0.012227 | 533.8171 | 7.7296e-05 | 535.0411 | 0.019677 | 345.9679 | 5.9652e-05
| 346.0681 | 0.0015996 | 346.0681 | 0.0060736 | 346.078 | 0 | 346.078 | 0.00013056 | 242.51 | 0.018592 | 346.0681 | 0.0046486 | 242.51 | -0.00047565 | 242.51 | -0.0086717 | 346.078 | 0.00016434 | 346.078 | 0.00015771 | 346.0681 | 0.01555 | 535.1967 | 0.008054 | 535.1967 | 0.0043189 | 533.9737 | 0.00034783 | 535.1967 | 0.020663 | 346.078 | 8.687e-05
| 346.1816 | 0 | 346.1816 | 0.0025873 | 346.1881 | 0.00024284 | 346.1881 | 0.00011834 | 242.72 | -0.0002479 | 346.1816 | 0.0027586 | 242.72 | -0.00059213 | 242.72 | -0.005917 | 346.1881 | 0.00015402 | 346.1881 | 0.00014678 | 346.1816 | 0.0033881 | 535.3524 | 0.0064432 | 535.3524 | 0.011533 | 534.1304 | 7.7296e-05 | 535.3524 | 0.019417 | 346.1881 | 8.1729e-05
| 346.2952 | 0 | 346.2952 | 0.00060732 | 346.2983 | 0 | 346.2983 | 0.00014738 | 242.92 | -0.03049 | 346.2952 | 0.017208 | 242.92 | -0.0035044 | 242.92 | -0.010202 | 346.2983 | 0.00014619 | 346.2983 | 0.00016506 | 346.2952 | 0 | 535.508 | 0.0026455 | 535.508 | 0.01148 | 534.287 | 0 | 535.508 | 0.020507 | 346.2983 | 0.00010381
| 346.4088 | 0 | 346.4088 | 0 | 346.4084 | 0.00024284 | 346.4084 | 0.00015058 | 243.13 | 0.013634 | 346.4088 | 0.0069115 | 243.13 | 0.0017376 | 243.13 | 0.0029585 | 346.4084 | 0.00013837 | 346.4084 | 0.00012474 | 346.4088 | 0.018527 | 535.6637 | 0.0029535 | 535.6637 | 0.017086 | 534.4437 | 7.7296e-05 | 535.6637 | 0.019521 | 346.4084 | 9.6472e-05
| 346.5224 | 0 | 346.5224 | 0.0030368 | 346.5185 | 0 | 346.5185 | 0.00017121 | 243.34 | -0.025036 | 346.5224 | 0.0097326 | 243.34 | -0.014454 | 243.34 | -0.0062227 | 346.5185 | 0.00013161 | 346.5185 | 0.0001449 | 346.5224 | 0.0069114 | 535.8194 | 0.0056378 | 535.8194 | 0.01148 | 534.6004 | 0.00011594 | 535.8194 | 0.020611 | 346.5185 | 7.7269e-05
| 346.636 | 0.00011582 | 346.636 | 0 | 346.6287 | 0 | 346.6287 | 0.00015138 | 243.54 | 0.0042142 | 346.636 | 0.0019577 | 243.54 | -0.0042033 | 243.54 | 0.0057129 | 346.6287 | 0.00012307 | 346.6287 | 0.00013397 | 346.636 | 0.0020906 | 535.9751 | 0.0047958 | 535.9751 | 0.013242 | 534.7571 | 7.7296e-05 | 535.9751 | 0.019677 | 346.6287 | 5.0051e-05
| 346.7496 | 0 | 346.7496 | 0 | 346.7388 | 0 | 346.7388 | 0.00015979 | 243.75 | 0.006693 | 346.7496 | 0.0098736 | 243.75 | -0.0067659 | 243.75 | 0.0031115 | 346.7388 | 0.00012681 | 346.7388 | 0.00012662 | 346.7496 | 0 | 536.1307 | 0.011459 | 536.1307 | 0.011907 | 534.9137 | 0.00011594 | 536.1307 | 0.020507 | 346.7388 | 4.3473e-05
| 346.8631 | 0.0040536 | 346.8631 | 0 | 346.849 | 0 | 346.849 | 0.00014217 | 243.96 | -0.013634 | 346.8631 | 0.0012903 | 243.96 | 0.0015046 | 243.96 | -0.0057639 | 346.849 | 0.00013997 | 346.849 | 0.00012116 | 346.8631 | 0.0098761 | 536.2864 | 0.0075414 | 536.2864 | 0.011053 | 535.0704 | 7.7296e-05 | 536.2864 | 0.019209 | 346.849 | 4.9294e-05
| 346.9767 | 0 | 346.9767 | 0.011384 | 346.9592 | 0.00053406 | 346.9592 | 0.00014678 | 244.16 | -0.031481 | 346.9767 | 0 | 244.16 | -0.0050185 | 244.16 | -0.011732 | 346.9592 | 0.00014406 | 346.9592 | 8.4415e-05 | 346.9767 | 0 | 536.4421 | 0.0050154 | 536.4421 | 0.010305 | 535.2271 | 0.00011594 | 536.4421 | 0.019988 | 346.9592 | 6.8498e-05
| 347.0903 | 0 | 347.0903 | 0 | 347.0693 | 0 | 347.0693 | 0.00013656 | 244.37 | 0.0061972 | 347.0903 | 0.01119 | 244.37 | 0.002553 | 244.37 | -0.0076005 | 347.0693 | 0.00015117 | 347.0693 | 0.00010646 | 347.0903 | 0 | 536.5978 | 0.0099576 | 536.5978 | 0.018848 | 535.3839 | 0 | 536.5978 | 0.01869 | 347.0693 | 6.4037e-05
| 347.2038 | 0.00055887 | 347.2038 | 0.0015184 | 347.1795 | 0.00053406 | 347.1795 | 0.00014257 | 244.58 | 0.029003 | 347.2038 | 0.0073347 | 244.58 | -0.0075817 | 244.58 | -0.0017853 | 347.1795 | 0.00016113 | 347.1795 | 9.1763e-05 | 347.2038 | 0 | 536.7536 | 0.0081272 | 536.7536 | 0.016499 | 535.5406 | 0 | 536.7536 | 0.019884 | 347.1795 | 5.2243e-05
| 347.3174 | 0 | 347.3174 | 0 | 347.2897 | 0.00024284 | 347.2897 | 0.00013837 | 244.78 | 0.042884 | 347.3174 | 0.0028921 | 244.78 | -0.0042033 | 244.78 | 0.0024994 | 347.2897 | 0.00016345 | 347.2897 | 0.00012116 | 347.3174 | 0 | 536.9093 | 0.0049788 | 536.9093 | 0.015004 | 535.6973 | 7.7296e-05 | 536.9093 | 0.019054 | 347.2897 | 3.6064e-05
| 347.431 | 0.0056467 | 347.431 | 0.0013666 | 347.3999 | 0.00024284 | 347.3999 | 0.00015699 | 244.99 | -0.015617 | 347.431 | 0.0050308 | 244.99 | -0.011309 | 244.99 | -0.0023974 | 347.3999 | 0.000159 | 347.3999 | 0.00010646 | 347.431 | 0 | 537.065 | 0.0025181 | 537.065 | 0.012387 | 535.854 | 0.00011594 | 537.065 | 0.020352 | 347.3999 | 5.1563e-05
| 347.5445 | 0 | 347.5445 | 0 | 347.5101 | 0 | 347.5101 | 0.00015559 | 245.19 | 0.017104 | 347.5445 | 0 | 245.19 | -0.0021065 | 245.19 | 0.0031115 | 347.5101 | 0.0001357 | 347.5101 | 0.00012116 | 347.5445 | 0 | 537.2208 | 0.008054 | 537.2208 | 0.016125 | 536.0108 | 7.7296e-05 | 537.2208 | 0.019209 | 347.5101 | 5.1563e-05
| 347.6581 | 0 | 347.6581 | 0.00075918 | 347.6203 | 0.00053406 | 347.6203 | 0.00017121 | 245.4 | 0.0096677 | 347.6581 | 0.0059712 | 245.4 | -0.002456 | 245.4 | -0.011579 | 347.6203 | 0.00014335 | 347.6203 | 0.0001449 | 347.6581 | 0 | 537.3765 | 0 | 537.3765 | 0.010145 | 536.1675 | 0.00034783 | 537.3765 | 0.019832 | 347.6203 | 6.8498e-05
| 347.7716 | 0 | 347.7716 | 0.0016741 | 347.7305 | 0 | 347.7305 | 0.00015859 | 245.61 | -0.015617 | 347.7716 | 0.0044939 | 245.61 | -0.0057175 | 245.61 | -0.013874 | 347.7305 | 0.00014566 | 347.7305 | 0.00013585 | 347.7716 | 0.0081462 | 537.5323 | 0.0037707 | 537.5323 | 0.015217 | 536.3243 | 7.7296e-05 | 537.5323 | 0.018638 | 347.7305 | 4.7858e-05
| 347.8852 | 0 | 347.8852 | 0.00060732 | 347.8407 | 0 | 347.8407 | 0.00015579 | 245.81 | -0.023549 | 347.8852 | 0.0038478 | 245.81 | -0.0050185 | 245.81 | -0.014945 | 347.8407 | 0.00017056 | 347.8407 | 0.00011381 | 347.8852 | 0 | 537.688 | 0.0051985 | 537.688 | 0.011053 | 536.481 | 0.00011594 | 537.688 | 0.019417 | 347.8407 | 5.8896e-05
| 347.9987 | 0.0052118 | 347.9987 | 0.0025873 | 347.9509 | 0.00053406 | 347.9509 | 0.00014838 | 246.02 | -0.0071888 | 347.9987 | 0.005548 | 246.02 | -0.0058343 | 246.02 | -0.0025504 | 347.9509 | 0.00016718 | 347.9509 | 0.00013943 | 347.9987 | 0.0042533 | 537.8438 | 0.0049788 | 537.8438 | 0.021518 | 536.6378 | 0 | 537.8438 | 0.018586 | 347.9509 | 5.2999e-05
| 348.1123 | 0.002409 | 348.1123 | 0.0080475 | 348.0611 | 0 | 348.0611 | 0.00018142 | 246.23 | 0.010164 | 348.1123 | 0.0089333 | 246.23 | 0.002786 | 246.23 | 0.00035706 | 348.0611 | 0.00015811 | 348.0611 | 0.00017241 | 348.1123 | 0 | 537.9996 | 0.0066628 | 537.9996 | 0.0092906 | 536.7946 | 0.00034783 | 537.9996 | 0.019365 | 348.0611 | 6.4037e-05
| 348.2258 | 0 | 348.2258 | 0.0051746 | 348.1713 | 0.00024284 | 348.1713 | 0.00018883 | 246.43 | 0.0061972 | 348.2258 | 0.005407 | 246.43 | -0.0014076 | 246.43 | -0.0028565 | 348.1713 | 0.00014068 | 348.1713 | 0.00018541 | 348.2258 | 0 | 538.1554 | 0.0095183 | 538.1554 | 0.018101 | 536.9514 | 0 | 538.1554 | 0.018483 | 348.1713 | 5.8896e-05
| 348.3394 | 0 | 348.3394 | 0 | 348.2816 | 0 | 348.2816 | 0.00018923 | 246.64 | -0.006693 | 348.3394 | 0.0026468 | 246.64 | -0.011076 | 246.64 | -0.0068351 | 348.2816 | 0.00013659 | 348.2816 | 0.0001449 | 348.3394 | 0 | 538.3112 | 0.0059673 | 538.3112 | 0.00338 | 537.1081 | 0.00034783 | 538.3112 | 0.019729 | 348.2816 | 5.3755e-05
| 348.4529 | 0 | 348.4529 | 0.0028917 | 348.3918 | 0 | 348.3918 | 0.00015899 | 246.85 | -0.020079 | 348.4529 | 0 | 246.85 | -0.00035917 | 246.85 | 0.0047948 | 348.3918 | 0.00013837 | 348.3918 | 0.00012116 | 348.4529 | 0 | 538.467 | 0.0053815 | 538.467 | 0.018101 | 537.2649 | 7.7296e-05 | 538.467 | 0.018794 | 348.3918 | 5.1563e-05
| 348.5664 | 0 | 348.5664 | 0.00060732 | 348.502 | 0.00024284 | 348.502 | 0.00015298 | 247.05 | -0.042884 | 348.5664 | 0.0037144 | 247.05 | -0.013289 | 247.05 | -0.018924 | 348.502 | 0.00014282 | 348.502 | 0.00010834 | 348.5664 | 0 | 538.6228 | 0.0043199 | 538.6228 | 0.0065675 | 537.4217 | 0.00034783 | 538.6228 | 0.019469 | 348.502 | 5.8896e-05
| 348.68 | 0 | 348.68 | 0 | 348.6123 | 0.00053406 | 348.6123 | 0.00014638 | 247.26 | 0.0081804 | 348.68 | 0 | 247.26 | -0.0092122 | 247.26 | 0.006172 | 348.6123 | 0.00013499 | 348.6123 | 9.9112e-05 | 348.68 | 0.0064159 | 538.7787 | 0.0020611 | 538.7787 | 0.022532 | 537.5785 | 0.00030918 | 538.7787 | 0.018223 | 348.6123 | 5.746e-05
| 348.7935 | 0.003681 | 348.7935 | 0 | 348.7226 | 0 | 348.7226 | 0.00015339 | 247.47 | -0.015121 | 348.7935 | 0.0085101 | 247.47 | -0.0059506 | 247.47 | -0.00086717 | 348.7226 | 0.00013161 | 348.7226 | 8.9879e-05 | 348.7935 | 0 | 538.9345 | 0.0016256 | 538.9345 | 0.0089168 | 537.7354 | 0.00011594 | 538.9345 | 0.019261 | 348.7226 | 4.3473e-05
| 348.907 | 0 | 348.907 | 0.0024351 | 348.8328 | 0 | 348.8328 | 0.0001626 | 247.67 | -0.0076846 | 348.907 | 0.0056891 | 247.67 | -0.00094161 | 247.67 | -0.0033155 | 348.8328 | 0.00013624 | 348.8328 | 0.00013755 | 348.907 | 0.031572 | 539.0904 | 0.0079075 | 539.0904 | 0.018474 | 537.8922 | 0.00030918 | 539.0904 | 0.018794 | 348.8328 | 4.0524e-05
| 349.0205 | 0 | 349.0205 | 0.0050107 | 348.9431 | 0.00024284 | 348.9431 | 0.00014818 | 247.88 | -0.0071888 | 349.0205 | 0 | 247.88 | -0.0012911 | 247.88 | 5.1009e-05 | 348.9431 | 0.0001478 | 348.9431 | 0.00010458 | 349.0205 | 0 | 539.2462 | 0.0014343 | 539.2462 | 0.013242 | 538.049 | 0.00034783 | 539.2462 | 0.019417 | 348.9431 | 4.2717e-05
| 349.1341 | 0.0019689 | 349.1341 | 0.003957 | 349.0534 | 0 | 349.0534 | 0.00013196 | 248.09 | 0.010164 | 349.1341 | 0.0047487 | 248.09 | -9.7074e-06 | 248.09 | 0.0028055 | 349.0534 | 0.00014317 | 349.0534 | 0.00011927 | 349.1341 | 0 | 539.4021 | 0.0059673 | 539.4021 | 0.021571 | 538.2059 | 0 | 539.4021 | 0.018638 | 349.0534 | 5.5192e-05
| 349.2476 | 0 | 349.2476 | 0.0036442 | 349.1637 | 0 | 349.1637 | 0.00012435 | 248.3 | 0.0061972 | 349.2476 | 0.0015792 | 248.3 | -0.0001262 | 248.3 | -0.0082122 | 349.1637 | 0.00014655 | 349.1637 | 0.0001302 | 349.2476 | 0 | 539.558 | 0.00035061 | 539.558 | 0.01164 | 538.3627 | 0.00011594 | 539.558 | 0.019521 | 349.1637 | 6.6986e-05
| 349.3611 | 0.00092655 | 349.3611 | 0 | 349.2739 | 0 | 349.2739 | 0.00013717 | 248.5 | 0.006693 | 349.3611 | 0 | 248.5 | -0.002223 | 248.5 | 0.0093854 | 349.2739 | 0.00014495 | 349.2739 | 0.00016695 | 349.3611 | 0.010741 | 539.7138 | 0.0033997 | 539.7138 | 0.013882 | 538.5196 | 7.7296e-05 | 539.7138 | 0.018794 | 349.2739 | 8.5434e-05
| 349.4746 | 0.0068217 | 349.4746 | 0.0056181 | 349.3842 | 0.00024284 | 349.3842 | 0.00014558 | 248.71 | -0.018592 | 349.4746 | 0.0046486 | 248.71 | -0.0021065 | 248.71 | -0.0091305 | 349.3842 | 0.00015616 | 349.3842 | 0.00017806 | 349.4746 | 0 | 539.8697 | 0.0052717 | 539.8697 | 0.0076887 | 538.6764 | 0.00011594 | 539.8697 | 0.019729 | 349.3842 | 9.942e-05
| 349.5881 | 0 | 349.5881 | 0 | 349.4945 | 0.00024284 | 349.4945 | 0.00014638 | 248.92 | 0.04239 | 349.5881 | 0 | 248.92 | 0.0019706 | 248.92 | 0.0020403 | 349.4945 | 0.00014655 | 349.4945 | 0.00010458 | 349.5881 | 0.0038208 | 540.0256 | 0.0020611 | 540.0256 | 0.014737 | 538.8333 | 7.7296e-05 | 540.0256 | 0.018638 | 349.4945 | 7.8781e-05
| 349.7016 | 0.0015996 | 349.7016 | 0 | 349.6048 | 0.00024284 | 349.6048 | 0.00015559 | 249.12 | -0.022558 | 349.7016 | 0.0023799 | 249.12 | -0.001757 | 249.12 | -0.00025504 | 349.6048 | 0.00015082 | 349.6048 | 8.9879e-05 | 349.7016 | 0 | 540.1815 | 0.0059673 | 540.1815 | 0.0026289 | 538.9902 | 0.00011594 | 540.1815 | 0.019677 | 349.6048 | 6.3281e-05
| 349.8151 | 0.0011582 | 349.8151 | 0 | 349.7151 | 0.00024284 | 349.7151 | 0.00014878 | 249.33 | -0.018096 | 349.8151 | 0.012789 | 249.33 | 0.00033976 | 249.33 | 0.0017343 | 349.7151 | 0.00014282 | 349.7151 | 7.3486e-05 | 349.8151 | 0.0020906 | 540.3374 | 0.0049422 | 540.3374 | 0.021678 | 539.1471 | 7.7296e-05 | 540.3374 | 0.018483 | 349.7151 | 5.3755e-05
| 349.9286 | 0 | 349.9286 | 0 | 349.8254 | 0.00024284 | 349.8254 | 0.00015098 | 249.54 | -0.016113 | 349.9286 | 0.0031806 | 249.54 | -0.002689 | 249.54 | -0.0051518 | 349.8254 | 0.00015313 | 349.8254 | 0.00013209 | 349.9286 | 0.0034557 | 540.4934 | 0.0053083 | 540.4934 | 0.012601 | 539.3039 | 0.00011594 | 540.4934 | 0.019365 | 349.8254 | 5.746e-05
| 350.0421 | 0 | 350.0421 | 0 | 349.9358 | 0 | 349.9358 | 0.00013997 | 249.74 | 0.011651 | 350.0421 | 0.0012903 | 249.74 | 0.0010387 | 249.74 | 0.0029585 | 349.9358 | 0.00015082 | 349.9358 | 0.00013755 | 350.0421 | 0.0098761 | 540.6493 | 0.014314 | 540.6493 | 0.010999 | 539.4608 | 0 | 540.6493 | 0.018171 | 349.9358 | 6.8498e-05
| 350.1556 | 0.0040278 | 350.1556 | 0.0016702 | 350.0461 | 0 | 350.0461 | 0.00015899 | 249.95 | 0.0081804 | 350.1556 | 0.0013123 | 249.95 | -0.002456 | 249.95 | -0.0091305 | 350.0461 | 0.00016185 | 350.0461 | 0.00015225 | 350.1556 | 0.00086386 | 540.8053 | 0.0061503 | 540.8053 | 0.0095041 | 539.6178 | 0.00034783 | 540.8053 | 0.019365 | 350.0461 | 6.0333e-05
| 350.2691 | 0 | 350.2691 | 0 | 350.1564 | 0.00024284 | 350.1564 | 0.00015559 | 250.16 | 0.024045 | 350.2691 | 0.011989 | 250.16 | -0.0075817 | 250.16 | -0.00056109 | 350.1564 | 0.00014619 | 350.1564 | 0.00015413 | 350.2691 | 0.020257 | 540.9612 | 0.0060771 | 540.9612 | 0.012387 | 539.7747 | 0 | 540.9612 | 0.01869 | 350.1564 | 5.814e-05
| 350.3826 | 0.0019465 | 350.3826 | 0.0091069 | 350.2668 | 0 | 350.2668 | 0.0001646 | 250.36 | -0.023054 | 350.3826 | 0.0027803 | 250.36 | -0.011309 | 250.36 | -0.010813 | 350.2668 | 0.00014406 | 350.2668 | 0.00013585 | 350.3826 | 0 | 541.1172 | 0.0040636 | 541.1172 | 0.01447 | 539.9316 | 0.00034783 | 541.1172 | 0.019677 | 350.2668 | 7.4395e-05
| 350.4961 | 0.0060225 | 350.4961 | 0 | 350.3771 | 0.00024284 | 350.3771 | 0.00015439 | 250.57 | 0.012147 | 350.4961 | 0.0053129 | 250.57 | -0.0023395 | 250.57 | 0.0041827 | 350.3771 | 0.00013001 | 350.3771 | 0.00011381 | 350.4961 | 0 | 541.2731 | 0.0084933 | 541.2731 | 0.02045 | 540.0885 | 0 | 541.2731 | 0.018535 | 350.3771 | 7.8781e-05
| 350.6096 | 0.0027559 | 350.6096 | 0 | 350.4875 | 0 | 350.4875 | 0.00015559 | 250.78 | -0.018592 | 350.6096 | 0.0074287 | 250.78 | -0.010261 | 250.78 | -0.0079064 | 350.4875 | 0.00014566 | 350.4875 | 7.7066e-05 | 350.6096 | 0 | 541.4291 | 0.0088228 | 541.4291 | 0.013989 | 540.2454 | 0.00034783 | 541.4291 | 0.019417 | 350.4875 | 9.2011e-05
| 350.7231 | 0.0042853 | 350.7231 | 0 | 350.5978 | 0.00024284 | 350.5978 | 0.00014177 | 250.99 | 0.043877 | 350.7231 | 0.0027586 | 250.99 | -0.0060669 | 250.99 | -0.0065293 | 350.5978 | 0.00015776 | 350.5978 | 0.000101 | 350.7231 | 0.013337 | 541.5851 | 0.010287 | 541.5851 | 0.017567 | 540.4024 | 0.00030918 | 541.5851 | 0.018483 | 350.5978 | 6.0333e-05
| 350.8366 | 0.0069505 | 350.8366 | 0.0050107 | 350.7082 | 0.00024284 | 350.7082 | 0.00014838 | 251.19 | -0.017104 | 350.8366 | 0 | 251.19 | -0.0011746 | 251.19 | -0.0086717 | 350.7082 | 0.00018674 | 350.7082 | 8.253e-05 | 350.8366 | 0.024658 | 541.7411 | 0.0054547 | 541.7411 | 0.018421 | 540.5593 | 0.00011594 | 541.7411 | 0.019521 | 350.7082 | 4.9294e-05
| 350.9501 | 0 | 350.9501 | 0 | 350.8186 | 0 | 350.8186 | 0.00015339 | 251.4 | -0.00074368 | 350.9501 | 0.0012903 | 251.4 | -0.00024269 | 251.4 | 0.0092325 | 350.8186 | 0.00017803 | 350.8186 | 0.000101 | 350.9501 | 0.0042533 | 541.8971 | 0.0055646 | 541.8971 | 0.013989 | 540.7163 | 0 | 541.8971 | 0.018483 | 350.8186 | 5.0051e-05
| 351.0635 | 0.0021778 | 351.0635 | 0.0028849 | 350.9289 | 0.00024284 | 350.9289 | 0.00015339 | 251.61 | -0.020079 | 351.0635 | 0.0077108 | 251.61 | -0.001757 | 251.61 | -0.0016323 | 350.9289 | 0.0001727 | 350.9289 | 0.00011004 | 351.0635 | 0 | 542.0531 | 0.0097746 | 542.0531 | 0.0096643 | 540.8732 | 0 | 542.0531 | 0.019781 | 350.9289 | 5.746e-05
| 351.177 | 0.0045169 | 351.177 | 0.0012176 | 351.0393 | 0.00024284 | 351.0393 | 0.00014397 | 251.81 | 0.021071 | 351.177 | 0.0022247 | 251.81 | 0.0051159 | 251.81 | 0.0084671 | 351.0393 | 0.00014335 | 351.0393 | 0.00011927 | 351.177 | 0.010741 | 542.2091 | 0.0096648 | 542.2091 | 0.021945 | 541.0302 | 0.00030918 | 542.2091 | 0.01869 | 351.0393 | 7.2127e-05
| 351.2905 | 0.0028715 | 351.2905 | 0.007592 | 351.1497 | 0.00024284 | 351.1497 | 0.00014277 | 252.02 | -0.012642 | 351.2905 | 0.0030471 | 252.02 | -0.00059213 | 252.02 | -0.0054579 | 351.1497 | 0.00015313 | 351.1497 | 0.00011004 | 351.2905 | 0 | 542.3651 | 0.0081272 | 542.3651 | 0.014844 | 541.1872 | 0 | 542.3651 | 0.019313 | 351.1497 | 8.0973e-05
| 351.404 | 0.00637 | 351.404 | 0.012522 | 351.2601 | 0 | 351.2601 | 0.00015238 | 252.23 | -0.010164 | 351.404 | 0.010626 | 252.23 | 0.0069796 | 252.23 | 0.0093854 | 351.2601 | 0.00014815 | 351.2601 | 9.9112e-05 | 351.404 | 0 | 542.5212 | 0.0046127 | 542.5212 | 0.011533 | 541.3442 | 7.7296e-05 | 542.5212 | 0.01786 | 351.2601 | 8.6114e-05
| 351.5174 | 0.0057624 | 351.5174 | 0.0036442 | 351.3705 | 0.00053406 | 351.3705 | 0.000165 | 252.44 | 0.0032226 | 351.5174 | 0.0030471 | 252.44 | -0.0050185 | 252.44 | 0.0057129 | 351.3705 | 0.00016896 | 351.3705 | 0.00011004 | 351.5174 | 0 | 542.6772 | 0.0070289 | 542.6772 | 0.008543 | 541.5012 | 0.00011594 | 542.6772 | 0.018431 | 351.3705 | 8.9063e-05
| 351.6309 | 0.0037062 | 351.6309 | 0 | 351.4809 | 0 | 351.4809 | 0.0001646 | 252.64 | 0.0081804 | 351.6309 | 0.0044939 | 252.64 | -0.0037373 | 252.64 | 0.00081613 | 351.4809 | 0.00014655 | 351.4809 | 8.7995e-05 | 351.6309 | 0 | 542.8333 | 0.0064432 | 542.8333 | 0.011373 | 541.6581 | 0.00054107 | 542.8333 | 0.017704 | 351.4809 | 6.9934e-05
| 351.7444 | 0.0054154 | 351.7444 | 0 | 351.5913 | 0 | 351.5913 | 0.00015579 | 252.85 | -0.018592 | 351.7444 | 0.0022464 | 252.85 | -0.010261 | 252.85 | 0.0012752 | 351.5913 | 0.00015206 | 351.5913 | 9.3647e-05 | 351.7444 | 0 | 542.9893 | 0.0045761 | 542.9893 | 0.0087566 | 541.8152 | 0 | 542.9893 | 0.01895 | 351.5913 | 5.746e-05
| 351.8578 | 0.0035903 | 351.8578 | 0.0016741 | 351.7017 | 0.00024284 | 351.7017 | 0.00012575 | 253.06 | 0.002231 | 351.8578 | 0.005407 | 253.06 | -0.0030384 | 253.06 | -0.00086717 | 351.7017 | 0.00015153 | 351.7017 | 8.4415e-05 | 351.8578 | 0 | 543.1454 | 0.005711 | 543.1454 | 0.015698 | 541.9722 | 0 | 543.1454 | 0.018483 | 351.7017 | 5.2999e-05
| 351.9713 | 0.0040278 | 351.9713 | 0.0033405 | 351.8121 | 0.00024284 | 351.8121 | 0.00012395 | 253.26 | 0.038919 | 351.9713 | 0.0057361 | 253.26 | -0.0001262 | 253.26 | -0.0076005 | 351.8121 | 0.00015064 | 351.8121 | 0.00011004 | 351.9713 | 0 | 543.3015 | 0.0082004 | 543.3015 | 0.015698 | 542.1292 | 0 | 543.3015 | 0.019625 | 351.8121 | 7.1447e-05
| 352.0847 | 0.0033587 | 352.0847 | 0 | 351.9225 | 0.00024284 | 351.9225 | 0.00013576 | 253.47 | 0.011155 | 352.0847 | 0 | 253.47 | 0.0053486 | 253.47 | 0.0020403 | 351.9225 | 0.00014708 | 351.9225 | 0.00013397 | 352.0847 | 0 | 543.4575 | 0.010726 | 543.4575 | 0.024508 | 542.2862 | 0.00030918 | 543.4575 | 0.018483 | 351.9225 | 8.3166e-05
| 352.1982 | 0.0061092 | 352.1982 | 0 | 352.033 | 0.00024284 | 352.033 | 0.00015619 | 253.68 | -0.0057014 | 352.1982 | 0.0026468 | 253.68 | -0.0060669 | 253.68 | -0.0077534 | 352.033 | 0.00014157 | 352.033 | 0.00015413 | 352.1982 | 0 | 543.6136 | 0.0054547 | 543.6136 | 0.01212 | 542.4432 | 0.00011594 | 543.6136 | 0.019106 | 352.033 | 9.942e-05
| 352.3116 | 0.0076584 | 352.3116 | 0.003196 | 352.1434 | 0.00053406 | 352.1434 | 0.00017441 | 253.89 | 0.025036 | 352.3116 | 0.00075644 | 253.89 | 0.0047664 | 253.89 | -0.0027035 | 352.1434 | 0.00015455 | 352.1434 | 0.00014132 | 352.3116 | 0 | 543.7697 | 0.0071754 | 543.7697 | 0.013242 | 542.6003 | 0 | 543.7697 | 0.018067 | 352.1434 | 8.6114e-05
| 352.4251 | 0.0071435 | 352.4251 | 0.0021258 | 352.2539 | 0.00053406 | 352.2539 | 0.00017101 | 254.09 | -0.012147 | 352.4251 | 0.00024465 | 254.09 | -0.01061 | 254.09 | -0.010049 | 352.2539 | 0.00013659 | 352.2539 | 0.00012662 | 352.4251 | 0.0047515 | 543.9258 | 0.0037341 | 543.9258 | 0.015484 | 542.7573 | 0.00011594 | 543.9258 | 0.019054 | 352.2539 | 8.4678e-05
| 352.5385 | 0.016089 | 352.5385 | 0.0079141 | 352.3643 | 0 | 352.3643 | 0.0001678 | 254.3 | 0.028012 | 352.5385 | 0.0028921 | 254.3 | -0.0028054 | 254.3 | -0.0028565 | 352.3643 | 0.00012343 | 352.3643 | 0.00014132 | 352.5385 | 0 | 544.082 | 0.009079 | 544.082 | 0.014844 | 542.9144 | 0 | 544.082 | 0.018327 | 352.3643 | 6.0333e-05
| 352.652 | 0.012678 | 352.652 | 0.0045552 | 352.4748 | 0 | 352.4748 | 0.0001696 | 254.51 | -0.028507 | 352.652 | 0.0013123 | 254.51 | 0.0033685 | 254.51 | -0.00010202 | 352.4748 | 0.00012681 | 352.4748 | 0.00012116 | 352.652 | 0 | 544.2381 | 0.0060771 | 544.2381 | 0.014363 | 543.0714 | 0 | 544.2381 | 0.01895 | 352.4748 | 4.4153e-05
| 352.7654 | 0.013064 | 352.7654 | 0 | 352.5852 | 0 | 352.5852 | 0.0001682 | 254.72 | 0.0096677 | 352.7654 | 0.0047487 | 254.72 | 0.003485 | 254.72 | 0.0078554 | 352.5852 | 0.00013339 | 352.5852 | 0.00011927 | 352.7654 | 0.017662 | 544.3942 | 0.002571 | 544.3942 | 0.023013 | 543.2285 | 0.00030918 | 544.3942 | 0.018015 | 352.5852 | 4.9294e-05
| 352.8789 | 0.020208 | 352.8789 | 0.00075918 | 352.6957 | 0.00053406 | 352.6957 | 0.0001682 | 254.92 | -0.0096677 | 352.8789 | 0.0062533 | 254.92 | -0.0072322 | 254.92 | -0.0048458 | 352.6957 | 0.00016345 | 352.6957 | 9.7228e-05 | 352.8789 | 0 | 544.5504 | 0.0038439 | 544.5504 | 0.014203 | 543.3856 | 0.00011594 | 544.5504 | 0.018794 | 352.6957 | 6.4037e-05
| 352.9923 | 0.022332 | 352.9923 | 0.0053268 | 352.8062 | 0.00024284 | 352.8062 | 0.00015439 | 255.13 | -0.0086762 | 352.9923 | 0.0014238 | 255.13 | -0.002689 | 255.13 | 0.0047948 | 352.8062 | 0.00014442 | 352.8062 | 0.0001449 | 352.9923 | 0 | 544.7065 | 0.0044297 | 544.7065 | 0.016606 | 543.5427 | 7.7296e-05 | 544.7065 | 0.018119 | 352.8062 | 8.2485e-05
| 353.1057 | 0.024391 | 353.1057 | 0.0080475 | 352.9166 | 0.00024284 | 352.9166 | 0.00015659 | 255.34 | 0.0086762 | 353.1057 | 0.011989 | 255.34 | -0.00094161 | 255.34 | -0.0080593 | 352.9166 | 0.00015402 | 352.9166 | 0.00018541 | 353.1057 | 0 | 544.8627 | 0.0090058 | 544.8627 | 0.015965 | 543.6997 | 0.00011594 | 544.8627 | 0.019002 | 352.9166 | 6.9934e-05
| 353.2192 | 0.027223 | 353.2192 | 0 | 353.0271 | 0.00053406 | 353.0271 | 0.00014778 | 255.54 | 0.009172 | 353.2192 | 0.0020912 | 255.54 | -0.0043198 | 255.54 | -0.0030095 | 353.0271 | 0.00013339 | 353.0271 | 0.00016883 | 353.2192 | 0.0077135 | 545.0189 | 0.0041002 | 545.0189 | 0.016232 | 543.8568 | 7.7296e-05 | 545.0189 | 0.017756 | 353.0271 | 6.623e-05
| 353.3326 | 0.022074 | 353.3326 | 0.0010629 | 353.1376 | 0.00053406 | 353.1376 | 0.00014117 | 255.75 | -0.025036 | 353.3326 | 0.0078519 | 255.75 | 0.003019 | 255.75 | 0.0087736 | 353.1376 | 0.00015811 | 353.1376 | 0.00013585 | 353.3326 | 0 | 545.175 | 0.0050154 | 545.175 | 0.017193 | 544.014 | 0 | 545.175 | 0.018794 | 353.1376 | 6.6986e-05
| 353.446 | 0.029089 | 353.446 | 0 | 353.2481 | 0 | 353.2481 | 0.00013096 | 255.96 | 0.016113 | 353.446 | 0.005407 | 255.96 | 0.00057274 | 255.96 | 0.0011222 | 353.2481 | 0.00014459 | 353.2481 | 0.00012474 | 353.446 | 0 | 545.3312 | 0.0038439 | 545.3312 | 0.017834 | 544.1711 | 0 | 545.3312 | 0.017496 | 353.2481 | 7.2883e-05
| 353.5594 | 0.03295 | 353.5594 | 0.0050107 | 353.3586 | 0.00024284 | 353.3586 | 0.00012876 | 256.17 | 0.010164 | 353.5594 | 0.005454 | 256.17 | -0.0060669 | 256.17 | -0.0025504 | 353.3586 | 0.00015704 | 353.3586 | 0.00011739 | 353.5594 | 0 | 545.4874 | 0.0017531 | 545.4874 | 0.0096643 | 544.3282 | 0.00011594 | 545.4874 | 0.018846 | 353.3586 | 6.7742e-05
| 353.6729 | 0.040544 | 353.6729 | 0 | 353.4691 | 0.00024284 | 353.4691 | 0.00014357 | 256.37 | 0.0096677 | 353.6729 | 0.0014238 | 256.37 | -0.001524 | 256.37 | 0.0073959 | 353.4691 | 0.00014904 | 353.4691 | 0.00017071 | 353.6729 | 0.007281 | 545.6436 | 0.0054913 | 545.6436 | 0.022799 | 544.4853 | 0 | 545.6436 | 0.017704 | 353.4691 | 6.1089e-05
| 353.7863 | 0.048203 | 353.7863 | 0.0059217 | 353.5796 | 0 | 353.5796 | 0.00016981 | 256.58 | -0.019583 | 353.7863 | 0.0038478 | 256.58 | -0.00199 | 256.58 | 5.1009e-05 | 353.5796 | 0.00016807 | 353.5796 | 0.00017241 | 353.7863 | 0 | 545.7998 | 0.0087495 | 545.7998 | 0.013882 | 544.6424 | 0.00011594 | 545.7998 | 0.01895 | 353.5796 | 6.555e-05
| 353.8997 | 0.043891 | 353.8997 | 0.0028917 | 353.6901 | 0.00053406 | 353.6901 | 0.00019303 | 256.79 | -0.013138 | 353.8997 | 0.01119 | 256.79 | 0.00092222 | 256.79 | 0.0047948 | 353.6901 | 0.00016558 | 353.6901 | 0.00018711 | 353.8997 | 0.0016581 | 545.9561 | 0.0022523 | 545.9561 | 0.0077955 | 544.7996 | 7.7296e-05 | 545.9561 | 0.017548 | 353.6901 | 6.6986e-05
| 354.0131 | 0.065643 | 354.0131 | 0.0083512 | 353.8007 | 0 | 353.8007 | 0.00017301 | 257 | -0.019583 | 354.0131 | 0.005595 | 257 | 0.0012716 | 257 | 0.0047948 | 353.8007 | 0.00015438 | 353.8007 | 0.00016148 | 354.0131 | 0 | 546.1123 | 0.010617 | 546.1123 | 0.010038 | 544.9567 | 0 | 546.1123 | 0.018223 | 353.8007 | 7.6588e-05
| 354.1265 | 0.077742 | 354.1265 | 0 | 353.9112 | 0.00024284 | 353.9112 | 0.00014077 | 257.2 | -0.018592 | 354.1265 | 0 | 257.2 | 0.0038344 | 257.2 | 0.0044887 | 353.9112 | 0.00013873 | 353.9112 | 0.00015055 | 354.1265 | 0 | 546.2685 | 0.0073584 | 546.2685 | 0.011159 | 545.1139 | 7.7296e-05 | 546.2685 | 0.017185 | 353.9112 | 6.8498e-05
| 354.2399 | 0.089004 | 354.2399 | 0 | 354.0217 | 0.00024284 | 354.0217 | 0.00012956 | 257.41 | -0.041894 | 354.2399 | 0 | 257.41 | -0.0029219 | 257.41 | -0.0057639 | 354.0217 | 0.00013179 | 354.0217 | 0.00012662 | 354.2399 | 0 | 546.4248 | 0.0046859 | 546.4248 | 0.013348 | 545.271 | 0.00034783 | 546.4248 | 0.018223 | 354.0217 | 6.555e-05
| 354.3533 | 0.091128 | 354.3533 | 0 | 354.1323 | 0.00024284 | 354.1323 | 0.00013997 | 257.62 | -0.0081804 | 354.3533 | 0 | 257.62 | -0.0042033 | 257.62 | 0.0063253 | 354.1323 | 0.00014157 | 354.1323 | 0.000101 | 354.3533 | 0 | 546.581 | 0.0039904 | 546.581 | 0.016979 | 545.4282 | 0 | 546.581 | 0.017808 | 354.1323 | 6.623e-05
| 354.4667 | 0.1022 | 354.4667 | 0.0048589 | 354.2428 | 0.00024284 | 354.2428 | 0.00015799 | 257.83 | -0.0295 | 354.4667 | 0.0011788 | 257.83 | -0.0063001 | 257.83 | -0.0027035 | 354.2428 | 0.00015402 | 354.2428 | 3.6743e-05 | 354.4667 | 0.0064792 | 546.7373 | 0.0050154 | 546.7373 | 0.016232 | 545.5854 | 0.00034783 | 546.7373 | 0.019054 | 354.2428 | 6.7742e-05
| 354.5802 | 0.11874 | 354.5802 | 0.00045654 | 354.3534 | 0 | 354.3534 | 0.00014918 | 258.04 | -0.013634 | 354.5802 | 0.0024917 | 258.04 | -0.0044363 | 258.04 | -0.0040807 | 354.3534 | 0.00016238 | 354.3534 | 5.502e-05 | 354.5802 | 0 | 546.8936 | 0.0037341 | 546.8936 | 0.018314 | 545.7426 | 0 | 546.8936 | 0.018223 | 354.3534 | 5.746e-05
| 354.6936 | 0.15201 | 354.6936 | 0.0024295 | 354.4639 | 0.00024284 | 354.4639 | 0.00013376 | 258.24 | -0.04239 | 354.6936 | 0 | 258.24 | -0.0081638 | 258.24 | 0.0014282 | 354.4639 | 0.00017145 | 354.4639 | 8.7995e-05 | 354.6936 | 0 | 547.0498 | 0.0053815 | 547.0498 | 0.011053 | 545.8997 | 0.00034783 | 547.0498 | 0.018794 | 354.4639 | 5.0807e-05
| 354.8069 | 0.15947 | 354.8069 | 0 | 354.5745 | 0 | 354.5745 | 0.00013656 | 258.45 | 0.02702 | 354.8069 | 0.008228 | 258.45 | -0.0042033 | 258.45 | -0.0027035 | 354.5745 | 0.00015278 | 354.5745 | 0.00013943 | 354.8069 | 0.007281 | 547.2061 | 0.010104 | 547.2061 | 0.020183 | 546.0569 | 0.00054107 | 547.2061 | 0.017548 | 354.5745 | 5.2243e-05
| 354.9203 | 0.19345 | 354.9203 | 0.003796 | 354.6851 | 0 | 354.6851 | 0.00014878 | 258.66 | -0.025036 | 354.9203 | 0.0079929 | 258.66 | -0.0051353 | 258.66 | 0.0020403 | 354.6851 | 0.00016149 | 354.6851 | 0.0001449 | 354.9203 | 0 | 547.3624 | 0.0065164 | 547.3624 | 0.015484 | 546.2141 | 0.00034783 | 547.3624 | 0.018379 | 354.6851 | 5.5192e-05
| 355.0337 | 0.20304 | 355.0337 | 0 | 354.7956 | 0.00024284 | 354.7956 | 0.00015899 | 258.87 | -0.00074368 | 355.0337 | 0.0023582 | 258.87 | -0.0029219 | 258.87 | 0.0086207 | 354.7956 | 0.00014282 | 354.7956 | 0.00012116 | 355.0337 | 0.0038208 | 547.5187 | 0.012081 | 547.5187 | 0.020557 | 546.3713 | 0 | 547.5187 | 0.017392 | 354.7956 | 6.1089e-05
| 355.1471 | 0.22711 | 355.1471 | 0.012172 | 354.9062 | 0.00024284 | 354.9062 | 0.00015158 | 259.07 | -0.0037184 | 355.1471 | 0.0070526 | 259.07 | -0.0023395 | 259.07 | -0.0033155 | 354.9062 | 0.0001686 | 354.9062 | 8.9879e-05 | 355.1471 | 0 | 547.675 | 0.0041734 | 547.675 | 0.01746 | 546.5286 | 0 | 547.675 | 0.018535 | 354.9062 | 6.555e-05
| 355.2605 | 0.26676 | 355.2605 | 0.00091317 | 355.0168 | 0.00024284 | 355.0168 | 0.00015278 | 259.28 | 0.042884 | 355.2605 | 0.0062063 | 259.28 | -0.00199 | 259.28 | -0.0092835 | 355.0168 | 0.00014815 | 355.0168 | 0.0001302 | 355.2605 | 0 | 547.8314 | 0.0060039 | 547.8314 | 0.017086 | 546.6858 | 7.7296e-05 | 547.8314 | 0.01734 | 355.0168 | 5.9652e-05
| 355.3739 | 0.27821 | 355.3739 | 0.007592 | 355.1274 | 0.00024284 | 355.1274 | 0.00015999 | 259.49 | -0.0096677 | 355.3739 | 0 | 259.49 | -0.0079311 | 259.49 | -0.0094364 | 355.1274 | 0.00016113 | 355.1274 | 0.00014132 | 355.3739 | 0 | 547.9877 | 0.0073584 | 547.9877 | 0.010145 | 546.843 | 0.00034783 | 547.9877 | 0.018067 | 355.1274 | 6.6986e-05
| 355.4873 | 0.30724 | 355.4873 | 0.0035005 | 355.238 | 0 | 355.238 | 0.0001654 | 259.7 | 0.032968 | 355.4873 | 0 | 259.7 | -0.00199 | 259.7 | -0.0011732 | 355.238 | 0.00013997 | 355.238 | 0.0001449 | 355.4873 | 0 | 548.144 | 0.0091889 | 548.144 | 0.01511 | 547.0003 | 0.00030918 | 548.144 | 0.016873 | 355.238 | 6.6986e-05
| 355.6007 | 0.34791 | 355.6007 | 0.0044034 | 355.3486 | 0.00024284 | 355.3486 | 0.000164 | 259.9 | 0.00074368 | 355.6007 | 0.005595 | 259.9 | -0.0081638 | 259.9 | -0.0014792 | 355.3486 | 0.00014193 | 355.3486 | 0.00010269 | 355.6007 | 0 | 548.3004 | 0.0082004 | 548.3004 | 0.011373 | 547.1575 | 0.00057972 | 548.3004 | 0.018275 | 355.3486 | 9.5716e-05
| 355.714 | 0.37481 | 355.714 | 0 | 355.4592 | 0 | 355.4592 | 0.00015278 | 260.11 | -0.010659 | 355.714 | 0.008228 | 260.11 | -0.0016406 | 260.11 | -0.0077534 | 355.4592 | 0.0001574 | 355.4592 | 7.1602e-05 | 355.714 | 0.0033881 | 548.4567 | 0.0039172 | 548.4567 | 0.021678 | 547.3147 | 7.7296e-05 | 548.4567 | 0.017652 | 355.4592 | 7.6588e-05
| 355.8274 | 0.39669 | 355.8274 | 0.0088442 | 355.5698 | 0 | 355.5698 | 0.00015519 | 260.32 | -0.0052058 | 355.8274 | 0 | 260.32 | -0.0028054 | 260.32 | -0.0023974 | 355.5698 | 0.00016736 | 355.5698 | 0.00011381 | 355.8274 | 0 | 548.6131 | 0.0098478 | 548.6131 | 0.01148 | 547.472 | 0.00011594 | 548.6131 | 0.01869 | 355.5698 | 7.9537e-05
| 355.9408 | 0.42771 | 355.9408 | 0 | 355.6805 | 0 | 355.6805 | 0.00014738 | 260.53 | -0.0002479 | 355.9408 | 0.0048898 | 260.53 | -0.00094161 | 260.53 | -0.00010202 | 355.6805 | 0.00016113 | 355.6805 | 0.00012285 | 355.9408 | 0 | 548.7694 | 0.0058208 | 548.7694 | 0.010679 | 547.6293 | 0 | 548.7694 | 0.017756 | 355.6805 | 5.814e-05
| 356.0542 | 0.46562 | 356.0542 | 0.0099825 | 355.7911 | 0 | 355.7911 | 0.00014778 | 260.74 | -0.0176 | 356.0542 | 0.0027803 | 260.74 | -0.013755 | 260.74 | -0.0037746 | 355.7911 | 0.0001421 | 355.7911 | 0.00013397 | 356.0542 | 0 | 548.9258 | 0.0073584 | 548.9258 | 0.012387 | 547.7865 | 0.00034783 | 548.9258 | 0.018483 | 355.7911 | 5.9652e-05
| 356.1675 | 0.48376 | 356.1675 | 0.0030438 | 355.9017 | 0.00024284 | 355.9017 | 0.00015018 | 260.94 | 0.010659 | 356.1675 | 0.0027586 | 260.94 | 0.00022327 | 260.94 | -0.0042337 | 355.9017 | 0.00013624 | 355.9017 | 0.00011927 | 356.1675 | 0 | 549.0822 | 0.012191 | 549.0822 | 0.011907 | 547.9438 | 7.7296e-05 | 549.0822 | 0.01734 | 355.9017 | 4.0524e-05
| 356.2809 | 0.52753 | 356.2809 | 0.0071365 | 356.0124 | 0.00024284 | 356.0124 | 0.00017101 | 261.15 | -0.0081804 | 356.2809 | 0.005454 | 261.15 | 0.0015046 | 261.15 | -0.0085181 | 356.0124 | 0.00013463 | 356.0124 | 0.00013397 | 356.2809 | 0 | 549.2386 | 0.0055646 | 549.2386 | 0.017086 | 548.1011 | 0.00011594 | 549.2386 | 0.018067 | 356.0124 | 7.2127e-05
| 356.3943 | 0.55185 | 356.3943 | 0 | 356.123 | 0.00024284 | 356.123 | 0.00017401 | 261.36 | 0.02702 | 356.3943 | 0.0066294 | 261.36 | -0.0082806 | 261.36 | 0.0046418 | 356.123 | 0.0001421 | 356.123 | 0.00013209 | 356.3943 | 0 | 549.395 | 0.0092621 | 549.395 | 0.016445 | 548.2584 | 0 | 549.395 | 0.017133 | 356.123 | 5.746e-05
| 356.5076 | 0.58101 | 356.5076 | 0.00577 | 356.2336 | 0.00024284 | 356.2336 | 0.00017521 | 261.57 | -0.0528 | 356.5076 | 0.0049368 | 261.57 | -0.0071154 | 261.57 | -0.0092835 | 356.2336 | 0.00017554 | 356.2336 | 0.0001449 | 356.5076 | 0.0082071 | 549.5514 | 0.0051985 | 549.5514 | 0.019168 | 548.4157 | 0.00011594 | 549.5514 | 0.018223 | 356.2336 | 6.623e-05
| 356.621 | 0.60282 | 356.621 | 0.004718 | 356.3443 | 0.00053406 | 356.3443 | 0.00015619 | 261.78 | 0.0061972 | 356.621 | 0 | 261.78 | -0.00199 | 261.78 | 0.0011222 | 356.3443 | 0.00016487 | 356.3443 | 0.00014867 | 356.621 | 0 | 549.7078 | 0.0063334 | 549.7078 | 0.019435 | 548.573 | 7.7296e-05 | 549.7078 | 0.017289 | 356.3443 | 2.873e-05
| 356.7344 | 0.63423 | 356.7344 | 0.0045552 | 356.455 | 0 | 356.455 | 0.00017721 | 261.98 | -0.013634 | 356.7344 | 0.0021129 | 261.98 | -0.0056011 | 261.98 | 0.0032646 | 356.455 | 0.00016113 | 356.455 | 0.00017806 | 356.7344 | 0 | 549.8643 | 0.0053083 | 549.8643 | 0.014203 | 548.7303 | 0 | 549.8643 | 0.018379 | 356.455 | 3.8256e-05
| 356.8477 | 0.69376 | 356.8477 | 0 | 356.5656 | 0 | 356.5656 | 0.00015999 | 262.19 | 0.0176 | 356.8477 | 0.0046274 | 262.19 | -0.0014076 | 262.19 | 0.00051009 | 356.5656 | 0.0001213 | 356.5656 | 0.0001432 | 356.8477 | 0 | 550.0207 | 0.0036547 | 550.0207 | 0.015965 | 548.8876 | 7.7296e-05 | 550.0207 | 0.017444 | 356.5656 | 3.3871e-05
| 356.9611 | 0.70129 | 356.9611 | 0.015762 | 356.6763 | 0 | 356.6763 | 0.00016981 | 262.4 | 0.0037184 | 356.9611 | 0 | 262.4 | -0.0031549 | 262.4 | -0.01112 | 356.6763 | 0.00014317 | 356.6763 | 0.00014678 | 356.9611 | 0 | 550.1772 | 0.0064798 | 550.1772 | 0.016979 | 549.045 | 0 | 550.1772 | 0.018535 | 356.6763 | 5.4511e-05
| 357.0744 | 0.75271 | 357.0744 | 0 | 356.787 | 0.00053406 | 356.787 | 0.00014878 | 262.61 | 0.016113 | 357.0744 | 0.0088862 | 262.61 | -0.0067659 | 262.61 | -0.00086717 | 356.787 | 0.00013463 | 356.787 | 0.00014867 | 357.0744 | 0.0090113 | 550.3336 | 0.00033999 | 550.3336 | 0.017353 | 549.2023 | 7.7296e-05 | 550.3336 | 0.01734 | 356.787 | 5.814e-05
| 357.1878 | 0.76706 | 357.1878 | 0 | 356.8977 | 0 | 356.8977 | 0.00014878 | 262.82 | -0.029003 | 357.1878 | 0 | 262.82 | -0.0078143 | 262.82 | -0.0083652 | 356.8977 | 0.00014566 | 356.8977 | 0.00016148 | 357.1878 | 0.0021596 | 550.4901 | 0.0053815 | 550.4901 | 0.017353 | 549.3596 | 0.00034783 | 550.4901 | 0.018119 | 356.8977 | 6.1845e-05
| 357.3011 | 0.82556 | 357.3011 | 0 | 357.0084 | 0.00024284 | 357.0084 | 0.00013717 | 263.02 | 0.0052058 | 357.3011 | 0.0066294 | 263.02 | -0.0071154 | 263.02 | -0.0019383 | 357.0084 | 0.00014495 | 357.0084 | 0.00013755 | 357.3011 | 0 | 550.6465 | 0.0036547 | 550.6465 | 0.022052 | 549.517 | 0 | 550.6465 | 0.016977 | 357.0084 | 5.2999e-05
| 357.4145 | 0.85298 | 357.4145 | 0.0083512 | 357.1191 | 0.00024284 | 357.1191 | 0.00014357 | 263.23 | -0.009172 | 357.4145 | 0.0069115 | 263.23 | -0.0058343 | 263.23 | -0.0068351 | 357.1191 | 0.00015438 | 357.1191 | 0.00012285 | 357.4145 | 0 | 550.803 | 0.0049422 | 550.803 | 0.016712 | 549.6744 | 0 | 550.803 | 0.017963 | 357.1191 | 6.623e-05
| 357.5278 | 0.91418 | 357.5278 | 0.00030442 | 357.2298 | 0 | 357.2298 | 0.00013837 | 263.44 | 0.043877 | 357.5278 | 0 | 263.44 | 0.0051159 | 263.44 | 0.011681 | 357.2298 | 0.00017145 | 357.2298 | 0.00015413 | 357.5278 | 0 | 550.9595 | 0.0017424 | 550.9595 | 0.019168 | 549.8317 | 7.7296e-05 | 550.9595 | 0.017133 | 357.2298 | 6.0333e-05
| 357.6411 | 0.94179 | 357.6411 | 0 | 357.3405 | 0.00024284 | 357.3405 | 0.00014257 | 263.65 | -0.019583 | 357.6411 | 0 | 263.65 | -0.0078143 | 263.65 | -0.0037746 | 357.3405 | 0.00017963 | 357.3405 | 0.00013585 | 357.6411 | 0 | 551.116 | 0.0072852 | 551.116 | 0.010305 | 549.9891 | 0.00011594 | 551.116 | 0.018327 | 357.3405 | 5.4511e-05
| 357.7545 | 0.97416 | 357.7545 | 0.0036527 | 357.4512 | 0.00053406 | 357.4512 | 0.00013997 | 263.86 | -0.0295 | 357.7545 | 0.0093094 | 263.86 | -0.00059213 | 263.86 | 0.00035706 | 357.4512 | 0.00017803 | 357.4512 | 0.00010458 | 357.7545 | 0.019825 | 551.2725 | 0.004869 | 551.2725 | 0.019329 | 550.1465 | 7.7296e-05 | 551.2725 | 0.017496 | 357.4512 | 4.1961e-05
| 357.8678 | 1.0287 | 357.8678 | 0.0060736 | 357.5619 | 0.00053406 | 357.5619 | 0.00015719 | 264.06 | -0.012642 | 357.8678 | 0 | 264.06 | -0.0049022 | 264.06 | -0.00025504 | 357.5619 | 0.00016772 | 357.5619 | 0.000101 | 357.8678 | 0 | 551.429 | 0.0074316 | 551.429 | 0.015217 | 550.3039 | 0.00011594 | 551.429 | 0.018586 | 357.5619 | 5.4511e-05
| 357.9812 | 1.0812 | 357.9812 | 0 | 357.6726 | 0.00053406 | 357.6726 | 0.00015198 | 264.27 | 0.012147 | 357.9812 | 0.00048945 | 264.27 | -0.002456 | 264.27 | 0.0038766 | 357.6726 | 0.00015936 | 357.6726 | 0.00013943 | 357.9812 | 0.0020906 | 551.5855 | 0.0088228 | 551.5855 | 0.018955 | 550.4612 | 7.7296e-05 | 551.5855 | 0.017444 | 357.6726 | 5.4511e-05
| 358.0945 | 1.1183 | 358.0945 | 0.0031887 | 357.7833 | 0.00024284 | 357.7833 | 0.00013056 | 264.48 | 0.0061972 | 358.0945 | 0.0087922 | 264.48 | 0.0041839 | 264.48 | -0.0016323 | 357.7833 | 0.00015527 | 357.7833 | 0.00016336 | 358.0945 | 0 | 551.7421 | 0.0051253 | 551.7421 | 0.019062 | 550.6186 | 0.00011594 | 551.7421 | 0.018223 | 357.7833 | 5.8896e-05
| 358.2078 | 1.1594 | 358.2078 | 0.0059356 | 357.8941 | 0 | 357.8941 | 0.00013136 | 264.69 | 0.013634 | 358.2078 | 0.0093094 | 264.69 | 0.0029025 | 264.69 | -0.0022444 | 357.8941 | 0.00014442 | 357.8941 | 0.00010834 | 358.2078 | 0 | 551.8986 | 0.0059673 | 551.8986 | 0.021197 | 550.7761 | 0 | 551.8986 | 0.01734 | 357.8941 | 5.4511e-05
| 358.3211 | 1.2053 | 358.3211 | 0.0033405 | 358.0048 | 0.00024284 | 358.0048 | 0.00014277 | 264.9 | 0.00074368 | 358.3211 | 0.0051719 | 264.9 | -0.014221 | 264.9 | 0.0052539 | 358.0048 | 0.0001341 | 358.0048 | 8.4415e-05 | 358.3211 | 0 | 552.0552 | 0.0011793 | 552.0552 | 0.014256 | 550.9335 | 0 | 552.0552 | 0.018171 | 358.0048 | 5.0051e-05
| 358.4345 | 1.2768 | 358.4345 | 0 | 358.1156 | 0 | 358.1156 | 0.00015699 | 265.11 | 0.0057014 | 358.4345 | 0 | 265.11 | -0.0087464 | 265.11 | 0.0099978 | 358.1156 | 0.00014068 | 358.1156 | 9.3647e-05 | 358.4345 | 0 | 552.2117 | 0.0077245 | 552.2117 | 0.018795 | 551.0909 | 0 | 552.2117 | 0.017081 | 358.1156 | 4.7102e-05
| 358.5478 | 1.3512 | 358.5478 | 0.0056181 | 358.2263 | 0.00024284 | 358.2263 | 0.00014277 | 265.31 | 0.011651 | 358.5478 | 0.0089333 | 265.31 | -0.0033879 | 265.31 | 0.0014282 | 358.2263 | 0.00015936 | 358.2263 | 0.00015225 | 358.5478 | 0 | 552.3683 | 0.009079 | 552.3683 | 0.0056598 | 551.2483 | 0.00011594 | 552.3683 | 0.017444 | 358.2263 | 4.0524e-05
| 358.6611 | 1.4057 | 358.6611 | 0.0025873 | 358.3371 | 0.00024284 | 358.3371 | 0.00014417 | 265.52 | -0.011155 | 358.6611 | 0.00062295 | 265.52 | -0.0010581 | 265.52 | -0.0053048 | 358.3371 | 0.00015278 | 358.3371 | 0.00016695 | 358.6611 | 0.020257 | 552.5248 | 0.0079075 | 552.5248 | 0.013028 | 551.4057 | 0 | 552.5248 | 0.016354 | 358.3371 | 4.9294e-05
| 358.7744 | 1.4423 | 358.7744 | 0.0019739 | 358.4479 | 0.00024284 | 358.4479 | 0.0001678 | 265.73 | -0.034458 | 358.7744 | 0 | 265.73 | -0.002223 | 265.73 | -0.0074475 | 358.4479 | 0.00015189 | 358.4479 | 0.00015602 | 358.7744 | 0 | 552.6814 | 0.0074316 | 552.6814 | 0.015858 | 551.5632 | 0.00057972 | 552.6814 | 0.017548 | 358.4479 | 4.7858e-05
| 358.8877 | 1.5241 | 358.8877 | 0 | 358.5586 | 0.00024284 | 358.5586 | 0.00019163 | 265.94 | -0.0052058 | 358.8877 | 0.004227 | 265.94 | 0.0066302 | 265.94 | 0.00051009 | 358.5586 | 0.00012414 | 358.5586 | 0.00013943 | 358.8877 | 0.0085786 | 552.838 | 0.0075414 | 552.838 | 0.012761 | 551.7206 | 7.7296e-05 | 552.838 | 0.016769 | 358.5586 | 5.3755e-05
| 359.0011 | 1.5886 | 359.0011 | 0.009895 | 358.6694 | 0 | 358.6694 | 0.00018222 | 266.15 | 0.0017352 | 359.0011 | 0.005595 | 266.15 | -0.010028 | 266.15 | 0.0038766 | 358.6694 | 0.00013179 | 358.6694 | 0.00019445 | 359.0011 | 0.010799 | 552.9946 | 0.004869 | 552.9946 | 0.014203 | 551.8781 | 0.00034783 | 552.9946 | 0.017963 | 358.6694 | 5.5192e-05
| 359.1144 | 1.6431 | 359.1144 | 0 | 358.7802 | 0 | 358.7802 | 0.000166 | 266.35 | -0.012642 | 359.1144 | 0.0026252 | 266.35 | -0.00199 | 266.35 | 0.00066312 | 358.7802 | 0.00012877 | 358.7802 | 0.00020557 | 359.1144 | 0 | 553.1512 | 0.0043565 | 553.1512 | 0.023013 | 552.0355 | 0 | 553.1512 | 0.016821 | 358.7802 | 5.2243e-05
| 359.2277 | 1.751 | 359.2277 | 0.0083512 | 358.891 | 0.00024284 | 358.891 | 0.00015799 | 266.56 | -0.013634 | 359.2277 | 0.0050308 | 266.56 | -0.0087464 | 266.56 | -0.014792 | 358.891 | 0.00014708 | 358.891 | 0.00020727 | 359.2277 | 0 | 553.3078 | 0.003538 | 553.3078 | 0.024882 | 552.193 | 0 | 553.3078 | 0.0176 | 358.891 | 5.9652e-05
| 359.341 | 1.8164 | 359.341 | 0.0022829 | 359.0018 | 0 | 359.0018 | 0.00017481 | 266.77 | 0.016113 | 359.341 | 0.0078519 | 266.77 | -0.0018735 | 266.77 | -0.00040807 | 359.0018 | 0.00015366 | 359.0018 | 0.00013943 | 359.341 | 0 | 553.4644 | 0.0042466 | 553.4644 | 0.023013 | 552.3505 | 0 | 553.4644 | 0.016302 | 359.0018 | 5.2999e-05
| 359.4543 | 1.8826 | 359.4543 | 0.0016702 | 359.1126 | 0.00024284 | 359.1126 | 0.000166 | 266.98 | -0.020574 | 359.4543 | 0.016268 | 266.98 | -0.0044363 | 266.98 | 0.00081613 | 359.1126 | 0.00015366 | 359.1126 | 0.0001449 | 359.4543 | 0 | 553.6211 | 0.0074316 | 553.6211 | 0.0066742 | 552.508 | 0.00011594 | 553.6211 | 0.017548 | 359.1126 | 4.4909e-05
| 359.5676 | 1.9952 | 359.5676 | 0.0010654 | 359.2234 | 0.00024284 | 359.2234 | 0.00015379 | 267.19 | 0.0017352 | 359.5676 | 0.00022246 | 267.19 | 0.00022327 | 267.19 | -0.0007141 | 359.2234 | 0.00015242 | 359.2234 | 9.3647e-05 | 359.5676 | 0.0020906 | 553.7777 | 0.0069191 | 553.7777 | 0.016232 | 552.6655 | 0 | 553.7777 | 0.016769 | 359.2234 | 2.5025e-05
| 359.6809 | 2.0861 | 359.6809 | 0.0083512 | 359.3342 | 0.00024284 | 359.3342 | 0.0001618 | 267.4 | -0.028507 | 359.6809 | 0.011848 | 267.4 | -0.0090959 | 267.4 | -0.005917 | 359.3342 | 0.00015082 | 359.3342 | 0.00012285 | 359.6809 | 0 | 553.9343 | 0.0056378 | 553.9343 | 0.015965 | 552.823 | 0.00034783 | 553.9343 | 0.01786 | 359.3342 | 3.7576e-05
| 359.7942 | 2.1704 | 359.7942 | 0 | 359.445 | 0.00024284 | 359.445 | 0.000165 | 267.61 | 0.0042142 | 359.7942 | 0.0011568 | 267.61 | -0.00199 | 267.61 | -0.0011732 | 359.445 | 0.00014246 | 359.445 | 9.3647e-05 | 359.7942 | 0 | 554.091 | 0.0077245 | 554.091 | 0.01794 | 552.9805 | 7.7296e-05 | 554.091 | 0.016614 | 359.445 | 5.8896e-05
| 359.9075 | 2.2635 | 359.9075 | 0 | 359.5558 | 0.00024284 | 359.5558 | 0.0001696 | 267.81 | 0.002231 | 359.9075 | 0.0047957 | 267.81 | -0.0079311 | 267.81 | -0.010813 | 359.5558 | 0.00015082 | 359.5558 | 0.00011927 | 359.9075 | 0 | 554.2477 | 0.0092621 | 554.2477 | 0.018688 | 553.138 | 0.00011594 | 554.2477 | 0.017444 | 359.5558 | 7.7269e-05
| 360.0208 | 2.3576 | 360.0208 | 0 | 359.6666 | 0.00053406 | 359.6666 | 0.00013937 | 268.02 | 0.0042142 | 360.0208 | 0.0047487 | 268.02 | 0.00022327 | 268.02 | -0.00056109 | 359.6666 | 0.00015206 | 359.6666 | 8.4415e-05 | 360.0208 | 0 | 554.4043 | 0.0062601 | 554.4043 | 0.021144 | 553.2955 | 0 | 554.4043 | 0.016666 | 359.6666 | 6.9178e-05
| 360.1341 | 2.4989 | 360.1341 | 0 | 359.7775 | 0 | 359.7775 | 0.00014818 | 268.23 | -0.028012 | 360.1341 | 0.0030471 | 268.23 | 0.0038344 | 268.23 | -0.0039276 | 359.7775 | 0.00018354 | 359.7775 | 0.00011381 | 360.1341 | 0 | 554.561 | 0.0060771 | 554.561 | 0.0089168 | 553.453 | 0.00011594 | 554.561 | 0.01786 | 359.7775 | 6.1089e-05
| 360.2474 | 2.6007 | 360.2474 | 0 | 359.8883 | 0 | 359.8883 | 0.00014397 | 268.44 | 0.029003 | 360.2474 | 0.0058301 | 268.44 | 0.0026695 | 268.44 | 0.0049478 | 359.8883 | 0.00016932 | 359.8883 | 0.00011192 | 360.2474 | 0.019825 | 554.7177 | 0.0066628 | 554.7177 | 0.013776 | 553.6105 | 7.7296e-05 | 554.7177 | 0.016873 | 359.8883 | 4.7858e-05
| 360.3607 | 2.6765 | 360.3607 | 0.0018221 | 359.9992 | 0 | 359.9992 | 0.00015979 | 268.65 | 0.013634 | 360.3607 | 0.010908 | 268.65 | -0.010261 | 268.65 | -0.0042337 | 359.9992 | 0.00017607 | 359.9992 | 0.00011739 | 360.3607 | 0 | 554.8744 | 0.0084933 | 554.8744 | 0.018688 | 553.7681 | 0.00034783 | 554.8744 | 0.017444 | 359.9992 | 5.4511e-05
| 360.4739 | 2.8161 | 360.4739 | 0.0036527 | 360.11 | 0 | 360.11 | 0.00017441 | 268.86 | 0.0081804 | 360.4739 | 0.00075644 | 268.86 | -0.001524 | 268.86 | 0.0080083 | 360.11 | 0.00015313 | 360.11 | 0.000101 | 360.4739 | 0 | 555.0311 | 0.0064066 | 555.0311 | 0.01447 | 553.9256 | 0 | 555.0311 | 0.016146 | 360.11 | 5.5948e-05
| 360.5872 | 2.9438 | 360.5872 | 0 | 360.2209 | 0.00053406 | 360.2209 | 0.00019944 | 269.06 | -0.0086762 | 360.5872 | 0.003314 | 269.06 | -0.0065332 | 269.06 | -0.0066822 | 360.2209 | 0.00016594 | 360.2209 | 0.00012662 | 360.5872 | 0 | 555.1878 | 0.0061503 | 555.1878 | 0.013028 | 554.0832 | 0.00011594 | 555.1878 | 0.017133 | 360.2209 | 6.1845e-05
| 360.7005 | 3.0223 | 360.7005 | 0 | 360.3317 | 0.00024284 | 360.3317 | 0.00020285 | 269.27 | -0.0176 | 360.7005 | 0.0059712 | 269.27 | 0.010707 | 269.27 | 0.0063253 | 360.3317 | 0.00015242 | 360.3317 | 0.00011381 | 360.7005 | 0.0029557 | 555.3445 | 0.0039172 | 555.3445 | 0.026857 | 554.2407 | 7.7296e-05 | 555.3445 | 0.016406 | 360.3317 | 6.8498e-05
| 360.8138 | 3.1047 | 360.8138 | 0 | 360.4426 | 0.00024284 | 360.4426 | 0.00018122 | 269.48 | -0.044372 | 360.8138 | 0.0043816 | 269.48 | -0.0086301 | 269.48 | -0.0063763 | 360.4426 | 0.00015811 | 360.4426 | 0.0001302 | 360.8138 | 0.0099349 | 555.5013 | 0.003283 | 555.5013 | 0.015004 | 554.3983 | 0.00011594 | 555.5013 | 0.017548 | 360.4426 | 6.8498e-05
| 360.9271 | 3.221 | 360.9271 | 0 | 360.5535 | 0.00024284 | 360.5535 | 0.00015859 | 269.69 | 0.027516 | 360.9271 | 0.0077108 | 269.69 | 0.0019706 | 269.69 | 0.0046418 | 360.5535 | 0.00014317 | 360.5535 | 0.0001302 | 360.9271 | 0 | 555.658 | 0.005052 | 555.658 | 0.020183 | 554.5559 | 7.7296e-05 | 555.658 | 0.016354 | 360.5535 | 9.1255e-05
| 361.0403 | 3.2731 | 361.0403 | 0.00045556 | 360.6643 | 0.00024284 | 360.6643 | 0.00014778 | 269.9 | -0.0076846 | 361.0403 | 0.0013123 | 269.9 | -0.0040868 | 269.9 | -0.0053048 | 360.6643 | 0.00015366 | 360.6643 | 0.00016883 | 361.0403 | 0 | 555.8147 | 0.0033468 | 555.8147 | 0.0051638 | 554.7135 | 0.00034783 | 555.8147 | 0.017133 | 360.6643 | 7.5076e-05
| 361.1536 | 3.3537 | 361.1536 | 0 | 360.7752 | 0 | 360.7752 | 0.00014778 | 270.11 | 0.038423 | 361.1536 | 0.0099676 | 270.11 | -0.0001262 | 270.11 | -0.0068351 | 360.7752 | 0.00015242 | 360.7752 | 0.00013585 | 361.1536 | 0.011606 | 555.9715 | 0.010617 | 555.9715 | 0.016499 | 554.871 | 7.7296e-05 | 555.9715 | 0.015887 | 360.7752 | 6.9178e-05
| 361.2669 | 3.4914 | 361.2669 | 0.0047071 | 360.8861 | 0.00024284 | 360.8861 | 0.000164 | 270.32 | -0.036439 | 361.2669 | 0.0034475 | 270.32 | -0.001524 | 270.32 | -0.012038 | 360.8861 | 0.00017305 | 360.8861 | 9.3647e-05 | 361.2669 | 0 | 556.1282 | 0.0030918 | 556.1282 | 0.023654 | 555.0286 | 0 | 556.1282 | 0.016925 | 360.8861 | 4.7858e-05
| 361.3801 | 3.571 | 361.3801 | 0.0038048 | 360.997 | 0 | 360.997 | 0.00016139 | 270.52 | 0.0012395 | 361.3801 | 0.0058301 | 270.52 | -0.010028 | 270.52 | 0.0064783 | 360.997 | 0.00017839 | 360.997 | 0.000101 | 361.3801 | 0 | 556.285 | 0.0060771 | 556.285 | 0.021892 | 555.1862 | 0 | 556.285 | 0.016302 | 360.997 | 4.7858e-05
| 361.4934 | 3.6559 | 361.4934 | 0 | 361.1079 | 0 | 361.1079 | 0.00017061 | 270.73 | 0.016113 | 361.4934 | 0.0058301 | 270.73 | -0.012823 | 270.73 | -0.0065293 | 361.1079 | 0.00015278 | 361.1079 | 0.00013755 | 361.4934 | 0 | 556.4418 | 0.005711 | 556.4418 | 0.017567 | 555.3438 | 0.00034783 | 556.4418 | 0.017444 | 361.1079 | 5.4511e-05
| 361.6067 | 3.782 | 361.6067 | 0 | 361.2188 | 0.00024284 | 361.2188 | 0.0001646 | 270.94 | -0.0037184 | 361.6067 | 0.0040935 | 270.94 | 0.00057274 | 270.94 | -0.00607 | 361.2188 | 0.00013463 | 361.2188 | 0.00018164 | 361.6067 | 0 | 556.5986 | 0.0068459 | 556.5986 | 0.014256 | 555.5015 | 7.7296e-05 | 556.5986 | 0.01651 | 361.2188 | 4.3473e-05
| 361.7199 | 3.9103 | 361.7199 | 0.0078957 | 361.3297 | 0.00024284 | 361.3297 | 0.00016981 | 271.15 | 0.022062 | 361.7199 | 0.0015792 | 271.15 | -0.0012911 | 271.15 | -0.0033155 | 361.3297 | 0.00012628 | 361.3297 | 0.00019088 | 361.7199 | 0 | 556.7554 | 0.0070289 | 556.7554 | 0.011053 | 555.6591 | 0.00034783 | 556.7554 | 0.017496 | 361.3297 | 6.4037e-05
| 361.8332 | 4.0026 | 361.8332 | 0 | 361.4407 | 0.00024284 | 361.4407 | 0.00017021 | 271.36 | 0.002231 | 361.8332 | 0 | 271.36 | -0.0028054 | 271.36 | -0.0028565 | 361.4407 | 0.0001293 | 361.4407 | 0.00018711 | 361.8332 | 0 | 556.9122 | 0.0049788 | 556.9122 | 0.019435 | 555.8167 | 0 | 556.9122 | 0.01651 | 361.4407 | 8.1729e-05
| 361.9465 | 4.1124 | 361.9465 | 0 | 361.5516 | 0 | 361.5516 | 0.0001682 | 271.57 | -0.002231 | 361.9465 | 0.003314 | 271.57 | -0.0039703 | 271.57 | 0.00081613 | 361.5516 | 0.00012788 | 361.5516 | 0.00016506 | 361.9465 | 0 | 557.069 | 0.0070289 | 557.069 | 0.0095041 | 555.9743 | 0.00011594 | 557.069 | 0.017808 | 361.5516 | 0.00010524
| 362.0597 | 4.2226 | 362.0597 | 0 | 361.6625 | 0 | 361.6625 | 0.00018182 | 271.78 | -0.013634 | 362.0597 | 0.005548 | 271.78 | 0.0016211 | 271.78 | 0.00020403 | 361.6625 | 0.00013748 | 361.6625 | 0.00015225 | 362.0597 | 0.015932 | 557.2258 | 0.0062601 | 557.2258 | 0.015377 | 556.132 | 7.7296e-05 | 557.2258 | 0.016614 | 361.6625 | 0.00010675
| 362.173 | 4.316 | 362.173 | 0.0080475 | 361.7734 | 0 | 361.7734 | 0.00018402 | 271.99 | 0.01413 | 362.173 | 0.00024465 | 271.99 | -0.002456 | 271.99 | 0.0012752 | 361.7734 | 0.00017803 | 361.7734 | 0.00017241 | 362.173 | 0 | 557.3826 | 0.0051253 | 557.3826 | 0.014256 | 556.2897 | 0.00011594 | 557.3826 | 0.017444 | 361.7734 | 8.2485e-05
| 362.2862 | 4.4251 | 362.2862 | 0 | 361.8844 | 0.00024284 | 361.8844 | 0.00017761 | 272.19 | -0.0002479 | 362.2862 | 0.0020912 | 272.19 | 0.0041839 | 272.19 | 0.00709 | 361.8844 | 0.00017839 | 361.8844 | 0.00016336 | 362.2862 | 0 | 557.5394 | 0.0077245 | 557.5394 | 0.024988 | 556.4473 | 7.7296e-05 | 557.5394 | 0.016146 | 361.8844 | 6.4037e-05
| 362.3995 | 4.5363 | 362.3995 | 0.0051626 | 361.9953 | 0 | 361.9953 | 0.00015759 | 272.4 | 0.0071888 | 362.3995 | 0.00064498 | 272.4 | -0.0068827 | 272.4 | -0.0042337 | 361.9953 | 0.00016967 | 361.9953 | 0.0001596 | 362.3995 | 0 | 557.6963 | 0.0092255 | 557.6963 | 0.01148 | 556.605 | 0 | 557.6963 | 0.016925 | 361.9953 | 5.3755e-05
| 362.5127 | 4.597 | 362.5127 | 0.004718 | 362.1063 | 0 | 362.1063 | 0.00014598 | 272.61 | -0.0086762 | 362.5127 | 0 | 272.61 | 0.0017376 | 272.61 | 0.0046418 | 362.1063 | 0.00014157 | 362.1063 | 0.00011192 | 362.5127 | 0 | 557.8532 | 0.0064066 | 557.8532 | 0.018101 | 556.7626 | 7.7296e-05 | 557.8532 | 0.016043 | 362.1063 | 6.6986e-05
| 362.626 | 4.699 | 362.626 | 0.0031887 | 362.2172 | 0.00053406 | 362.2172 | 0.00015439 | 272.82 | -0.0086762 | 362.626 | 0.0059712 | 272.82 | -0.0016406 | 272.82 | -0.0030095 | 362.2172 | 0.00014406 | 362.2172 | 8.9879e-05 | 362.626 | 0.0056153 | 558.01 | 0.0043199 | 558.01 | 0.017673 | 556.9203 | 0.00034783 | 558.01 | 0.016614 | 362.2172 | 7.3639e-05
| 362.7392 | 4.7711 | 362.7392 | 0.0022829 | 362.3282 | 0.00024284 | 362.3282 | 0.00016039 | 273.03 | 0.0002479 | 362.7392 | 0.0032926 | 273.03 | -0.0057175 | 273.03 | -0.0074475 | 362.3282 | 0.00014122 | 362.3282 | 0.00012662 | 362.7392 | 0 | 558.1669 | 0.0047958 | 558.1669 | 0.026003 | 557.078 | 7.7296e-05 | 558.1669 | 0.016094 | 362.3282 | 6.2601e-05
| 362.8524 | 4.8881 | 362.8524 | 0.00015185 | 362.4392 | 0 | 362.4392 | 0.00017101 | 273.24 | -0.0012395 | 362.8524 | 0.0066294 | 273.24 | -0.0071154 | 273.24 | -0.00025504 | 362.4392 | 0.00016718 | 362.4392 | 0.00014867 | 362.8524 | 0.0034557 | 558.3238 | 0.010177 | 558.3238 | 0.012494 | 557.2357 | 0.00011594 | 558.3238 | 0.016925 | 362.4392 | 6.4037e-05
| 362.9657 | 4.9636 | 362.9657 | 0.00624 | 362.5501 | 0.00024284 | 362.5501 | 0.0001642 | 273.45 | 0.013138 | 362.9657 | 0.0031591 | 273.45 | 0.0056981 | 273.45 | 0.0051009 | 362.5501 | 0.00015704 | 362.5501 | 0.00018164 | 362.9657 | 0 | 558.4806 | 0.0081638 | 558.4806 | 0.016712 | 557.3934 | 0 | 558.4806 | 0.016406 | 362.5501 | 5.814e-05
| 363.0789 | 5.0782 | 363.0789 | 0.0051626 | 362.6611 | 0 | 362.6611 | 0.0001664 | 273.66 | -0.025036 | 363.0789 | 0.0074287 | 273.66 | 0.0013882 | 273.66 | -0.00086717 | 362.6611 | 0.00015989 | 362.6611 | 0.00012285 | 363.0789 | 0.0056153 | 558.6375 | 0.0053815 | 558.6375 | 0.012601 | 557.5511 | 0.00034783 | 558.6375 | 0.016821 | 362.6611 | 6.9934e-05
| 363.1922 | 5.1989 | 363.1922 | 0 | 362.7721 | 0.00024284 | 362.7721 | 0.00013857 | 273.87 | -0.009172 | 363.1922 | 0.0046274 | 273.87 | -0.0054848 | 273.87 | -0.0013262 | 362.7721 | 0.00013784 | 362.7721 | 0.0001155 | 363.1922 | 0.0064159 | 558.7944 | 0.002571 | 558.7944 | 0.01746 | 557.7088 | 7.7296e-05 | 558.7944 | 0.016043 | 362.7721 | 6.0333e-05
| 363.3054 | 5.291 | 363.3054 | 0.0034924 | 362.8831 | 0 | 362.8831 | 0.00013977 | 274.07 | -0.023054 | 363.3054 | 0.0074287 | 274.07 | -0.01096 | 274.07 | -0.0085181 | 362.8831 | 0.00014335 | 362.8831 | 0.00012851 | 363.3054 | 0 | 558.9513 | 0.0049422 | 558.9513 | 0.014737 | 557.8665 | 0 | 558.9513 | 0.017029 | 362.8831 | 5.6704e-05
| 363.4186 | 5.3961 | 363.4186 | 0.003196 | 362.9941 | 0.00024284 | 362.9941 | 0.00013576 | 274.28 | -0.0096677 | 363.4186 | 0.00088986 | 274.28 | 0.0010387 | 274.28 | 0.0028055 | 362.9941 | 0.00013214 | 362.9941 | 0.00011192 | 363.4186 | 0.013769 | 559.1082 | 0.012703 | 559.1082 | 0.021144 | 558.0243 | 0 | 559.1082 | 0.016666 | 362.9941 | 3.0922e-05
| 363.5319 | 5.5328 | 363.5319 | 0.0045552 | 363.1051 | 0.00024284 | 363.1051 | 0.0001646 | 274.49 | -0.031481 | 363.5319 | 0.001846 | 274.49 | -0.0079311 | 274.49 | -0.0033155 | 363.1051 | 0.00013214 | 363.1051 | 0.00011927 | 363.5319 | 0 | 559.2652 | 0.0046859 | 559.2652 | 0.019649 | 558.182 | 0.00034783 | 559.2652 | 0.017548 | 363.1051 | 3.9768e-05
| 363.6451 | 5.6283 | 363.6451 | 0.00091317 | 363.2161 | 0.00053406 | 363.2161 | 0.00017401 | 274.7 | -0.028012 | 363.6451 | 0.0071466 | 274.7 | 0.0020871 | 274.7 | -0.0045398 | 363.2161 | 0.0001421 | 363.2161 | 0.00010834 | 363.6451 | 0 | 559.4221 | 0.01285 | 559.4221 | 0.024988 | 558.3397 | 7.7296e-05 | 559.4221 | 0.016406 | 363.2161 | 4.3473e-05
| 363.7583 | 5.6967 | 363.7583 | 0.00060732 | 363.3271 | 0.00024284 | 363.3271 | 0.00017201 | 274.91 | -0.00074368 | 363.7583 | 0.0031806 | 274.91 | -0.011425 | 274.91 | 0.0026524 | 363.3271 | 0.00014744 | 363.3271 | 0.00012851 | 363.7583 | 0.011231 | 559.579 | 0.0025818 | 559.579 | 0.015965 | 558.4975 | 0 | 559.579 | 0.017185 | 363.3271 | 6.1845e-05
| 363.8715 | 5.8445 | 363.8715 | 0 | 363.4381 | 0.00024284 | 363.4381 | 0.0001664 | 275.12 | -0.0076846 | 363.8715 | 0.0032926 | 275.12 | -0.0068827 | 275.12 | -0.0056109 | 363.4381 | 0.00013944 | 363.4381 | 0.00013209 | 363.8715 | 0 | 559.736 | 0.0065164 | 559.736 | 0.015965 | 558.6552 | 0 | 559.736 | 0.015887 | 363.4381 | 5.1563e-05
| 363.9848 | 5.9243 | 363.9848 | 0 | 363.5492 | 0 | 363.5492 | 0.00015859 | 275.33 | -0.028012 | 363.9848 | 0.0035809 | 275.33 | -0.0074648 | 275.33 | -0.01112 | 363.5492 | 0.0001437 | 363.5492 | 0.00013397 | 363.9848 | 0 | 559.893 | 0.0069923 | 559.893 | 0.015484 | 558.813 | 0.00011594 | 559.893 | 0.016769 | 363.5492 | 5.0807e-05
| 364.098 | 5.9937 | 364.098 | 0 | 363.6602 | 0 | 363.6602 | 0.00014317 | 275.54 | 0.017104 | 364.098 | 0.0023582 | 275.54 | -0.0068827 | 275.54 | 0.0011222 | 363.6602 | 0.0001357 | 363.6602 | 0.00016506 | 364.098 | 0 | 560.0499 | 0.011385 | 560.0499 | 0.022159 | 558.9707 | 0 | 560.0499 | 0.015627 | 363.6602 | 5.5948e-05
| 364.2112 | 6.0877 | 364.2112 | 0.0016702 | 363.7712 | 0 | 363.7712 | 0.00012876 | 275.75 | -0.023549 | 364.2112 | 0.0066294 | 275.75 | -0.0071154 | 275.75 | -0.010967 | 363.7712 | 0.00015189 | 363.7712 | 0.0001449 | 364.2112 | 0.0077752 | 560.2069 | 0.0080174 | 560.2069 | 0.0066742 | 559.1285 | 0 | 560.2069 | 0.017081 | 363.7712 | 5.2243e-05
| 364.3244 | 6.1887 | 364.3244 | 0 | 363.8823 | 0 | 363.8823 | 0.00013797 | 275.96 | -0.020574 | 364.3244 | 0.0098266 | 275.96 | 0.0060475 | 275.96 | -0.0037746 | 363.8823 | 0.00011934 | 363.8823 | 0.00012662 | 364.3244 | 0.0077135 | 560.3639 | 0.010726 | 560.3639 | 0.018581 | 559.2863 | 7.7296e-05 | 560.3639 | 0.016146 | 363.8823 | 5.5948e-05
| 364.4376 | 6.2539 | 364.4376 | 0.0022776 | 363.9933 | 0.00053406 | 363.9933 | 0.0001656 | 276.17 | -0.026523 | 364.4376 | 0.00077847 | 276.17 | -0.0047858 | 276.17 | -0.0069881 | 363.9933 | 0.0001421 | 363.9933 | 9.1763e-05 | 364.4376 | 0 | 560.5209 | 0.0083102 | 560.5209 | 0.0066742 | 559.4441 | 0.00034783 | 560.5209 | 0.01734 | 363.9933 | 6.1089e-05
| 364.5508 | 6.3194 | 364.5508 | 0.0053268 | 364.1044 | 0.00024284 | 364.1044 | 0.0001656 | 276.37 | 0.0017352 | 364.5508 | 0 | 276.37 | -0.002456 | 276.37 | -0.0011732 | 364.1044 | 0.00012592 | 364.1044 | 0.00015055 | 364.5508 | 0.011606 | 560.6779 | 0.011239 | 560.6779 | 0.015004 | 559.6019 | 7.7296e-05 | 560.6779 | 0.015991 | 364.1044 | 7.8025e-05
| 364.664 | 6.368 | 364.664 | 0.0051626 | 364.2154 | 0.00024284 | 364.2154 | 0.00015098 | 276.58 | -0.027516 | 364.664 | 0.0061122 | 276.58 | -0.00082513 | 276.58 | -0.0051518 | 364.2154 | 0.00015491 | 364.2154 | 0.00014132 | 364.664 | 0 | 560.8349 | 0.0054547 | 560.8349 | 0.013242 | 559.7597 | 0.00034783 | 560.8349 | 0.016977 | 364.2154 | 9.7153e-05
| 364.7772 | 6.3893 | 364.7772 | 0 | 364.3265 | 0.00024284 | 364.3265 | 0.00013436 | 276.79 | 0.013634 | 364.7772 | 0.0074287 | 276.79 | -0.0036209 | 276.79 | -0.0046928 | 364.3265 | 0.00014317 | 364.3265 | 0.00013755 | 364.7772 | 0.0029557 | 560.9919 | 0.01036 | 560.9919 | 0.022906 | 559.9175 | 7.7296e-05 | 560.9919 | 0.015835 | 364.3265 | 8.4678e-05
| 364.8904 | 6.4356 | 364.8904 | 0.012172 | 364.4376 | 0 | 364.4376 | 0.00014818 | 277 | -0.026523 | 364.8904 | 0.0095915 | 277 | -0.0001262 | 277 | -0.0048458 | 364.4376 | 0.00017145 | 364.4376 | 7.5182e-05 | 364.8904 | 0 | 561.1489 | 0.0083102 | 561.1489 | 0.013882 | 560.0753 | 0.00057972 | 561.1489 | 0.016717 | 364.4376 | 6.9178e-05
| 365.0036 | 6.4214 | 365.0036 | 0.0033483 | 364.5487 | 0 | 364.5487 | 0.00015479 | 277.21 | 0.018096 | 365.0036 | 0.00022246 | 277.21 | 0.0096587 | 277.21 | -0.0079064 | 364.5487 | 0.00017056 | 364.5487 | 8.4415e-05 | 365.0036 | 0.00079301 | 561.3059 | 0.0064432 | 561.3059 | 0.018047 | 560.2331 | 0 | 561.3059 | 0.015783 | 364.5487 | 6.0333e-05
| 365.1168 | 6.3942 | 365.1168 | 0.0039478 | 364.6597 | 0.00024284 | 364.6597 | 0.00015238 | 277.42 | -0.032968 | 365.1168 | 0.0035809 | 277.42 | 0.0019706 | 277.42 | -0.0086717 | 364.6597 | 0.0001727 | 364.6597 | 9.3647e-05 | 365.1168 | 0 | 561.463 | 0.0046127 | 561.463 | 0.017086 | 560.391 | 0.00011594 | 561.463 | 0.016717 | 364.6597 | 6.2601e-05
| 365.2301 | 6.3944 | 365.2301 | 0 | 364.7708 | 0.00024284 | 364.7708 | 0.00014177 | 277.63 | 0.002231 | 365.2301 | 0.0020912 | 277.63 | 0.002786 | 277.63 | 0.0034176 | 364.7708 | 0.0001622 | 364.7708 | 0.00010646 | 365.2301 | 0 | 561.62 | 0.0077977 | 561.62 | 0.016499 | 560.5488 | 0 | 561.62 | 0.016043 | 364.7708 | 5.5948e-05
| 365.3433 | 6.4175 | 365.3433 | 0.013222 | 364.8819 | 0.00024284 | 364.8819 | 0.00014678 | 277.84 | -0.020079 | 365.3433 | 0.013071 | 277.84 | -0.00094161 | 277.84 | 0.0075495 | 364.8819 | 0.00015082 | 364.8819 | 0.00011381 | 365.3433 | 0 | 561.7771 | 0.0075414 | 561.7771 | 0.015591 | 560.7066 | 0.00034783 | 561.7771 | 0.016821 | 364.8819 | 3.2359e-05
| 365.4564 | 6.3194 | 365.4564 | 0 | 364.993 | 0.00082547 | 364.993 | 0.00013516 | 278.05 | 0.0176 | 365.4564 | 0.0069115 | 278.05 | -0.0043198 | 278.05 | 0.0024994 | 364.993 | 0.00014993 | 364.993 | 0.0001449 | 365.4564 | 0.0029557 | 561.9341 | 0.0071021 | 561.9341 | 0.023654 | 560.8645 | 0 | 561.9341 | 0.015731 | 364.993 | 3.4627e-05
| 365.5696 | 6.2536 | 365.5696 | 0.0024295 | 365.1041 | 0.00024284 | 365.1041 | 0.00012635 | 278.26 | 0.0076846 | 365.5696 | 0.0059712 | 278.26 | 0.0017376 | 278.26 | 0.00020403 | 365.1041 | 0.00014531 | 365.1041 | 0.00016336 | 365.5696 | 0 | 562.0912 | 0.0018168 | 562.0912 | 0.00881 | 561.0223 | 0.00034783 | 562.0912 | 0.016198 | 365.1041 | 4.4153e-05
| 365.6828 | 6.21 | 365.6828 | 0.0036527 | 365.2152 | 0.00024284 | 365.2152 | 0.00011374 | 278.47 | 0.012147 | 365.6828 | 0.0026252 | 278.47 | -0.0056011 | 278.47 | 0.0023464 | 365.2152 | 0.00014335 | 365.2152 | 0.00016695 | 365.6828 | 0 | 562.2483 | 0.0071021 | 562.2483 | 0.022639 | 561.1802 | 0.00030918 | 562.2483 | 0.015471 | 365.2152 | 5.9652e-05
| 365.796 | 6.1277 | 365.796 | 0.0045552 | 365.3263 | 0.00053406 | 365.3263 | 0.00014778 | 278.68 | -0.0002479 | 365.796 | 0.0013123 | 278.68 | -0.001524 | 278.68 | 0.0046418 | 365.3263 | 0.00014246 | 365.3263 | 0.00013397 | 365.796 | 0.0051834 | 562.4054 | 0.0064798 | 562.4054 | 0.013989 | 561.3381 | 0 | 562.4054 | 0.01625 | 365.3263 | 5.9652e-05
| 365.9092 | 6.0164 | 365.9092 | 0 | 365.4375 | 0.00024284 | 365.4375 | 0.00015899 | 278.89 | 0.0295 | 365.9092 | 0.0026252 | 278.89 | -0.00035917 | 278.89 | 0.0055599 | 365.4375 | 0.00013748 | 365.4375 | 0.00010458 | 365.9092 | 0 | 562.5625 | 0.0094451 | 562.5625 | 0.012227 | 561.496 | 7.7296e-05 | 562.5625 | 0.015419 | 365.4375 | 5.2243e-05
| 366.0224 | 5.8629 | 366.0224 | 0.012172 | 365.5486 | 0 | 365.5486 | 0.0001622 | 279.09 | -0.013138 | 366.0224 | 0.008134 | 279.09 | 0.00080569 | 279.09 | -0.0039276 | 365.5486 | 0.00015331 | 365.5486 | 0.000101 | 366.0224 | 0.026732 | 562.7196 | 0.0029643 | 562.7196 | 0.013882 | 561.6539 | 0.00011594 | 562.7196 | 0.016302 | 365.5486 | 4.0524e-05
| 366.1356 | 5.7512 | 366.1356 | 0 | 365.6597 | 0 | 365.6597 | 0.00014638 | 279.3 | -0.0076846 | 366.1356 | 0.0083691 | 279.3 | 0.00092222 | 279.3 | 0.0063253 | 365.6597 | 0.00015402 | 365.6597 | 0.00011192 | 366.1356 | 0 | 562.8767 | 0.0053083 | 562.8767 | 0.021785 | 561.8117 | 0 | 562.8767 | 0.015419 | 365.6597 | 4.5665e-05
| 366.2488 | 5.5782 | 366.2488 | 0.0019739 | 365.7709 | 0 | 365.7709 | 0.00015619 | 279.51 | 0.013634 | 366.2488 | 0.0069115 | 279.51 | -0.007698 | 279.51 | 0.011528 | 365.7709 | 0.000159 | 365.7709 | 0.0001432 | 366.2488 | 0 | 563.0338 | 0.0024543 | 563.0338 | 0.01164 | 561.9696 | 0.00011594 | 563.0338 | 0.016458 | 365.7709 | 5.3755e-05
| 366.3619 | 5.4679 | 366.3619 | 0 | 365.882 | 0.00053406 | 365.882 | 0.00015158 | 279.72 | -0.0057014 | 366.3619 | 0 | 279.72 | 0.0029025 | 279.72 | 0.0032646 | 365.882 | 0.00014122 | 365.882 | 0.00018541 | 366.3619 | 0 | 563.1909 | 0.00046747 | 563.1909 | 0.023013 | 562.1276 | 7.7296e-05 | 563.1909 | 0.015575 | 365.882 | 6.7742e-05
| 366.4751 | 5.31 | 366.4751 | 0 | 365.9932 | 0.00024284 | 365.9932 | 0.00014778 | 279.93 | 0.0052058 | 366.4751 | 0.0038478 | 279.93 | -0.006999 | 279.93 | -0.0092835 | 365.9932 | 0.00015117 | 365.9932 | 0.00017429 | 366.4751 | 0 | 563.348 | 0.0069191 | 563.348 | 0.01495 | 562.2855 | 0.00011594 | 563.348 | 0.016302 | 365.9932 | 6.9934e-05
| 366.5883 | 5.1774 | 366.5883 | 0.003196 | 366.1043 | 0.00024284 | 366.1043 | 0.00013436 | 280.14 | 0.0012395 | 366.5883 | 0.0053129 | 280.14 | -0.0073485 | 280.14 | 0.0035706 | 366.1043 | 0.00013944 | 366.1043 | 0.00015771 | 366.5883 | 0 | 563.5052 | 0.012008 | 563.5052 | 0.01794 | 562.4434 | 0 | 563.5052 | 0.015368 | 366.1043 | 6.555e-05
| 366.7015 | 5.0034 | 366.7015 | 0.0099825 | 366.2155 | 0.00024284 | 366.2155 | 0.00013196 | 280.35 | 0.0032226 | 366.7015 | 0.003314 | 280.35 | 0.0032519 | 280.35 | 0.0034176 | 366.2155 | 0.00015064 | 366.2155 | 0.00012116 | 366.7015 | 0 | 563.6623 | 0.0070289 | 563.6623 | 0.016339 | 562.6013 | 0.00011594 | 563.6623 | 0.015679 | 366.2155 | 7.2883e-05
| 366.8146 | 4.8658 | 366.8146 | 0.0013697 | 366.3266 | 0 | 366.3266 | 0.00013656 | 280.56 | 0.0052058 | 366.8146 | 0.010344 | 280.56 | 0.0010387 | 280.56 | 0.0063253 | 366.3266 | 0.00015491 | 366.3266 | 0.00015602 | 366.8146 | 0 | 563.8195 | 0.0061869 | 563.8195 | 0.027338 | 562.7592 | 0 | 563.8195 | 0.015056 | 366.3266 | 6.1089e-05
| 366.9278 | 4.7354 | 366.9278 | 0.00075918 | 366.4378 | 0.00024284 | 366.4378 | 0.00013757 | 280.77 | 0.024045 | 366.9278 | 0.0097326 | 280.77 | 0.0010387 | 280.77 | 0.0044887 | 366.4378 | 0.00016736 | 366.4378 | 0.0001432 | 366.9278 | 0.00086386 | 563.9767 | 0.0055646 | 563.9767 | 0.0173 | 562.9172 | 0 | 563.9767 | 0.015991 | 366.4378 | 6.9934e-05
| 367.041 | 4.5228 | 367.041 | 0.0071531 | 366.549 | 0.00024284 | 366.549 | 0.00013857 | 280.98 | -0.002231 | 367.041 | 0.0019577 | 280.98 | 0.0026695 | 280.98 | -0.0027035 | 366.549 | 0.00015864 | 366.549 | 0.0001596 | 367.041 | 0.014202 | 564.1339 | 0.0079075 | 564.1339 | 0.019542 | 563.0751 | 7.7296e-05 | 564.1339 | 0.015575 | 366.549 | 5.6704e-05
| 367.1542 | 4.3617 | 367.1542 | 0 | 366.6602 | 0 | 366.6602 | 0.00014838 | 281.19 | -0.006693 | 367.1542 | 0 | 281.19 | 0.00080569 | 281.19 | -0.0028565 | 366.6602 | 0.00012343 | 366.6602 | 0.00011927 | 367.1542 | 0 | 564.291 | 0.010031 | 564.291 | 0.021197 | 563.2331 | 0 | 564.291 | 0.016198 | 366.6602 | 7.0691e-05
| 367.2673 | 4.3125 | 367.2673 | 0.0024351 | 366.7713 | 0.00024284 | 366.7713 | 0.00015238 | 281.4 | -0.029003 | 367.2673 | 0.01025 | 281.4 | -9.7074e-06 | 281.4 | 0.0089266 | 366.7713 | 0.00012094 | 366.7713 | 0.00014867 | 367.2673 | 0 | 564.4482 | 0.0076879 | 564.4482 | 0.028085 | 563.391 | 7.7296e-05 | 564.4482 | 0.015264 | 366.7713 | 5.5192e-05
| 367.3805 | 4.1536 | 367.3805 | 0.0051626 | 366.8825 | 0.00024284 | 366.8825 | 0.00015899 | 281.61 | 0.010164 | 367.3805 | 0.0017126 | 281.61 | -0.010726 | 281.61 | -0.020454 | 366.8825 | 0.00011169 | 366.8825 | 0.00013585 | 367.3805 | 0 | 564.6054 | 0.0067727 | 564.6054 | 0.017834 | 563.549 | 0.00057972 | 564.6054 | 0.01625 | 366.8825 | 6.0408e-05
| 367.4936 | 4.0297 | 367.4936 | 0.0035005 | 366.9937 | 0 | 366.9937 | 0.00013857 | 281.82 | 0.018096 | 367.4936 | 0 | 281.82 | -0.00082513 | 281.82 | -0.0011732 | 366.9937 | 0.00012379 | 366.9937 | 0.00013209 | 367.4936 | 0.00036057 | 564.7626 | 0.0032085 | 564.7626 | 0.018581 | 563.707 | 0 | 564.7626 | 0.015627 | 366.9937 | 4.3473e-05
| 367.6068 | 3.8918 | 367.6068 | 0 | 367.1049 | 0 | 367.1049 | 0.00015619 | 282.03 | -0.018096 | 367.6068 | 0.0069115 | 282.03 | -0.0030384 | 282.03 | 0.0031115 | 367.1049 | 0.0001309 | 367.1049 | 0.00013585 | 367.6068 | 0 | 564.9198 | 0.0071021 | 564.9198 | 0.016125 | 563.865 | 0.00011594 | 564.9198 | 0.016354 | 367.1049 | 4.7858e-05
| 367.7199 | 3.7714 | 367.7199 | 0 | 367.2162 | 0 | 367.2162 | 0.00014257 | 282.24 | -0.018096 | 367.7199 | 0.012224 | 282.24 | 0.0026695 | 282.24 | -0.0013262 | 367.2162 | 0.0001478 | 367.2162 | 0.00014132 | 367.7199 | 0.0029557 | 565.0771 | 0.0077245 | 565.0771 | 0.020717 | 564.0229 | 7.7296e-05 | 565.0771 | 0.015419 | 367.2162 | 4.1205e-05
| 367.8331 | 3.6616 | 367.8331 | 0.0024295 | 367.3274 | 0 | 367.3274 | 0.0001654 | 282.45 | -0.00471 | 367.8331 | 0.00037814 | 282.45 | -0.010843 | 282.45 | -0.0031625 | 367.3274 | 0.00016434 | 367.3274 | 0.00014132 | 367.8331 | 0 | 565.2343 | 0.0053815 | 565.2343 | 0.015751 | 564.1809 | 0 | 565.2343 | 0.015939 | 367.3274 | 6.1089e-05
| 367.9463 | 3.6005 | 367.9463 | 0 | 367.4386 | 0 | 367.4386 | 0.00014498 | 282.66 | 0.028507 | 367.9463 | 0.0010234 | 282.66 | -0.012008 | 282.66 | 0.0058659 | 367.4386 | 0.00014033 | 367.4386 | 0.0001449 | 367.9463 | 0 | 565.3916 | 0.0094085 | 565.3916 | 0.017246 | 564.3389 | 7.7296e-05 | 565.3916 | 0.014952 | 367.4386 | 6.6986e-05
| 368.0594 | 3.5102 | 368.0594 | 0.0063773 | 367.5498 | 0.00024284 | 367.5498 | 0.00016119 | 282.87 | -0.0096677 | 368.0594 | 0.012366 | 282.87 | -0.0075817 | 282.87 | -0.007141 | 367.5498 | 0.000159 | 367.5498 | 0.00016148 | 368.0594 | 0 | 565.5488 | 0.0047958 | 565.5488 | 0.011053 | 564.4969 | 0.00034783 | 565.5488 | 0.015887 | 367.5498 | 7.8781e-05
| 368.1726 | 3.4112 | 368.1726 | 0 | 367.661 | 0.00024284 | 367.661 | 0.000165 | 283.08 | -0.018096 | 368.1726 | 0.0071466 | 283.08 | -0.0032714 | 283.08 | 0.0015813 | 367.661 | 0.00015527 | 367.661 | 0.00019822 | 368.1726 | 0.013337 | 565.7061 | 0.0046127 | 565.7061 | 0.0291 | 564.655 | 7.7296e-05 | 565.7061 | 0.015316 | 367.661 | 6.555e-05
| 368.2857 | 3.3064 | 368.2857 | 0.012785 | 367.7723 | 0.00024284 | 367.7723 | 0.0001684 | 283.29 | 0.018096 | 368.2857 | 0.0079929 | 283.29 | -0.0032714 | 283.29 | 0.00096913 | 367.7723 | 0.0001702 | 367.7723 | 0.00018541 | 368.2857 | 0 | 565.8633 | 0.0031555 | 565.8633 | 0.008543 | 564.813 | 0.00034783 | 565.8633 | 0.016302 | 367.7723 | 7.6588e-05
| 368.3989 | 3.2588 | 368.3989 | 0.0012176 | 367.8835 | 0 | 367.8835 | 0.0001628 | 283.5 | 0.024045 | 368.3989 | 0.0074287 | 283.5 | -0.0036209 | 283.5 | 0.0089266 | 367.8835 | 0.0001437 | 367.8835 | 0.00017618 | 368.3989 | 0 | 566.0206 | 0.005052 | 566.0206 | 0.017193 | 564.971 | 0 | 566.0206 | 0.015316 | 367.8835 | 6.2601e-05
| 368.512 | 3.2135 | 368.512 | 0.0063773 | 367.9948 | 0.00053406 | 367.9948 | 0.00015098 | 283.7 | -0.011651 | 368.512 | 0.0041147 | 283.7 | 0.00022327 | 283.7 | -0.011885 | 367.9948 | 0.00013659 | 367.9948 | 0.00015602 | 368.512 | 0 | 566.1779 | 0.0034743 | 566.1779 | 0.013882 | 565.1291 | 0.00034783 | 566.1779 | 0.015939 | 367.9948 | 5.2243e-05
| 368.6252 | 3.1626 | 368.6252 | 0.0042614 | 368.106 | 0 | 368.106 | 0.00014678 | 283.91 | -0.011651 | 368.6252 | 0.0090273 | 283.91 | -0.0094454 | 283.91 | -0.0051518 | 368.106 | 0.00013463 | 368.106 | 0.00013397 | 368.6252 | 0 | 566.3352 | 0.0039172 | 566.3352 | 0.021037 | 565.2871 | 0 | 566.3352 | 0.014952 | 368.106 | 4.7102e-05
| 368.7383 | 3.0886 | 368.7383 | 0.0044034 | 368.2173 | 0.00024284 | 368.2173 | 0.00014638 | 284.12 | 0.024542 | 368.7383 | 0.0038478 | 284.12 | 0.0066302 | 284.12 | -0.0053048 | 368.2173 | 0.00016238 | 368.2173 | 9.7228e-05 | 368.7383 | 0 | 566.4924 | 0.0051985 | 566.4924 | 0.010519 | 565.4451 | 0 | 566.4924 | 0.015783 | 368.2173 | 7.0691e-05
| 368.8514 | 3.0468 | 368.8514 | 0.0083706 | 368.3286 | 0 | 368.3286 | 0.00012876 | 284.33 | 0.024045 | 368.8514 | 0.0031591 | 284.33 | 0.00022327 | 284.33 | -0.00010202 | 368.3286 | 0.0001727 | 368.3286 | 0.00010834 | 368.8514 | 0.02242 | 566.6498 | 0.0075414 | 566.6498 | 0.020076 | 565.6032 | 0 | 566.6498 | 0.015056 | 368.3286 | 9.4204e-05
| 368.9646 | 2.982 | 368.9646 | 0.014011 | 368.4398 | 0 | 368.4398 | 0.00013236 | 284.54 | -0.0057014 | 368.9646 | 0.0039813 | 284.54 | -0.0044363 | 284.54 | 0.00066312 | 368.4398 | 0.00017803 | 368.4398 | 0.00013755 | 368.9646 | 0 | 566.8071 | 0.0073584 | 566.8071 | 0.015965 | 565.7613 | 0.00034783 | 566.8071 | 0.016406 | 368.4398 | 9.4204e-05
| 369.0777 | 2.94 | 369.0777 | 0.0090193 | 368.5511 | 0.00024284 | 368.5511 | 0.00012295 | 284.75 | -0.009172 | 369.0777 | 0.0050308 | 284.75 | 0.0056981 | 284.75 | -0.0034686 | 368.5511 | 0.00015811 | 368.5511 | 0.00018353 | 369.0777 | 0.0077135 | 566.9644 | 0.0096648 | 566.9644 | 0.022532 | 565.9193 | 7.7296e-05 | 566.9644 | 0.015419 | 368.5511 | 6.1089e-05
| 369.1908 | 2.9066 | 369.1908 | 0 | 368.6624 | 0 | 368.6624 | 0.00013937 | 284.96 | 0.023549 | 369.1908 | 0.0073347 | 284.96 | 0.0024366 | 284.96 | -0.0040807 | 368.6624 | 0.0001759 | 368.6624 | 0.00015602 | 369.1908 | 0.0030237 | 567.1217 | 0.0087495 | 567.1217 | 0.017086 | 566.0774 | 0.00034783 | 567.1217 | 0.016458 | 368.6624 | 5.2999e-05
| 369.304 | 2.8664 | 369.304 | 0.0050224 | 368.7737 | 0.00053406 | 368.7737 | 0.00012455 | 285.17 | 0.021071 | 369.304 | 0.0047487 | 285.17 | 0.00022327 | 285.17 | 0.010304 | 368.7737 | 0.00017305 | 368.7737 | 0.00017241 | 369.304 | 0.0081462 | 567.2791 | 0.010031 | 567.2791 | 0.023066 | 566.2355 | 0 | 567.2791 | 0.014796 | 368.7737 | 5.0807e-05
| 369.4171 | 2.812 | 369.4171 | 0.0028849 | 368.885 | 0.00024284 | 368.885 | 0.00013476 | 285.38 | -0.040903 | 369.4171 | 0.0026468 | 285.38 | -0.013406 | 285.38 | -0.0076005 | 368.885 | 0.00016469 | 368.885 | 0.00015225 | 369.4171 | 0 | 567.4364 | 0.0084567 | 567.4364 | 0.010412 | 566.3936 | 0.00011594 | 567.4364 | 0.015679 | 368.885 | 7.5832e-05
| 369.5302 | 2.7985 | 369.5302 | 0.0036527 | 368.9963 | 0 | 368.9963 | 0.00013236 | 285.59 | 0.018096 | 369.5302 | 0 | 285.59 | -0.0064164 | 285.59 | -0.0014792 | 368.9963 | 0.00013588 | 368.9963 | 0.00017429 | 369.5302 | 0 | 567.5938 | 0.010397 | 567.5938 | 0.020717 | 566.5517 | 7.7296e-05 | 567.5938 | 0.014693 | 368.9963 | 5.6704e-05
| 369.6433 | 2.7598 | 369.6433 | 0.0080475 | 369.1076 | 0.00024284 | 369.1076 | 0.00015278 | 285.8 | -0.0081804 | 369.6433 | 0.0090743 | 285.8 | -0.012823 | 285.8 | -0.0085181 | 369.1076 | 0.00012752 | 369.1076 | 0.00015055 | 369.6433 | 0.015118 | 567.7511 | 0.0071021 | 567.7511 | 0.011853 | 566.7098 | 0.00034783 | 567.7511 | 0.016043 | 369.1076 | 5.2999e-05
| 369.7565 | 2.7568 | 369.7565 | 0.0057833 | 369.2189 | 0 | 369.2189 | 0.00014738 | 286.01 | 0.011155 | 369.7565 | 0.0095445 | 286.01 | 0.00057274 | 286.01 | -0.0007141 | 369.2189 | 0.00012058 | 369.2189 | 0.00017429 | 369.7565 | 0 | 567.9085 | 0.0074682 | 567.9085 | 0.019542 | 566.8679 | 0 | 567.9085 | 0.014952 | 369.2189 | 5.4511e-05
| 369.8696 | 2.6844 | 369.8696 | 0.011208 | 369.3302 | 0 | 369.3302 | 0.00015238 | 286.22 | 0.0057014 | 369.8696 | 0.0074287 | 286.22 | -0.0010581 | 286.22 | -0.00025504 | 369.3302 | 0.00012628 | 369.3302 | 0.00015225 | 369.8696 | 0 | 568.0659 | 0.0084567 | 568.0659 | 0.01495 | 567.026 | 0.00057972 | 568.0659 | 0.015991 | 369.3302 | 7.2127e-05
| 369.9827 | 2.6824 | 369.9827 | 0.0050224 | 369.4415 | 0.00024284 | 369.4415 | 0.00014818 | 286.43 | -0.006693 | 369.9827 | 0.0010234 | 286.43 | 0.0015046 | 286.43 | 0.0034176 | 369.4415 | 0.00011792 | 369.4415 | 0.00012116 | 369.9827 | 0.0064159 | 568.2232 | 0.011422 | 568.2232 | 0.021518 | 567.1841 | 0 | 568.2232 | 0.014745 | 369.4415 | 7.2127e-05
| 370.0958 | 2.6154 | 370.0958 | 0.009282 | 369.5529 | 0 | 369.5529 | 0.00017761 | 286.64 | -0.0057014 | 370.0958 | 0 | 286.64 | -0.0014076 | 286.64 | -0.0034686 | 369.5529 | 0.0001309 | 369.5529 | 0.0001155 | 370.0958 | 0 | 568.3806 | 0.004869 | 568.3806 | 0.018581 | 567.3423 | 0.00011594 | 568.3806 | 0.015731 | 369.5529 | 6.9934e-05
| 370.209 | 2.572 | 370.209 | 0.0035005 | 369.6642 | 0.00024284 | 369.6642 | 0.00017121 | 286.85 | 0.031481 | 370.209 | 0.0031591 | 286.85 | 0.0038344 | 286.85 | -0.0033155 | 369.6642 | 0.00011881 | 369.6642 | 0.00011739 | 370.209 | 0 | 568.538 | 0.0061503 | 568.538 | 0.015751 | 567.5004 | 0 | 568.538 | 0.014745 | 369.6642 | 6.7742e-05
| 370.3221 | 2.5639 | 370.3221 | 0.013835 | 369.7755 | 0 | 369.7755 | 0.000166 | 287.06 | -0.010659 | 370.3221 | 0 | 287.06 | -0.0025725 | 287.06 | -0.0077534 | 369.7755 | 0.00014157 | 369.7755 | 0.00017429 | 370.3221 | 0 | 568.6955 | 0.0028368 | 568.6955 | 0.017567 | 567.6585 | 0.00034783 | 568.6955 | 0.015783 | 369.7755 | 5.8896e-05
| 370.4352 | 2.5305 | 370.4352 | 0.0097198 | 369.8869 | 0.00024284 | 369.8869 | 0.00014978 | 287.27 | -0.011651 | 370.4352 | 0.0079459 | 287.27 | -0.0066496 | 287.27 | -0.0034686 | 369.8869 | 0.00014815 | 369.8869 | 0.00013209 | 370.4352 | 0 | 568.8529 | 0.0064066 | 568.8529 | 0.026003 | 567.8167 | 0.00054107 | 568.8529 | 0.015004 | 369.8869 | 6.9934e-05
| 370.5483 | 2.4818 | 370.5483 | 0.016375 | 369.9982 | 0.00053406 | 369.9982 | 0.00015098 | 287.48 | 0.020079 | 370.5483 | 0.0025133 | 287.48 | -0.0016406 | 287.48 | -0.010049 | 369.9982 | 0.00017963 | 369.9982 | 0.00014678 | 370.5483 | 0.011663 | 569.0103 | 0.0068459 | 569.0103 | 0.010519 | 567.9748 | 0.00011594 | 569.0103 | 0.015419 | 369.9982 | 6.8498e-05
| 370.6614 | 2.4518 | 370.6614 | 0.014011 | 370.1096 | 0 | 370.1096 | 0.00015699 | 287.69 | 0.020079 | 370.6614 | 0.010485 | 287.69 | 0.0012716 | 287.69 | 0.0012752 | 370.1096 | 0.00015366 | 370.1096 | 0.00010458 | 370.6614 | 0 | 569.1677 | 0.0073584 | 569.1677 | 0.022799 | 568.133 | 7.7296e-05 | 569.1677 | 0.014796 | 370.1096 | 8.0973e-05
| 370.7745 | 2.4078 | 370.7745 | 0.016725 | 370.2209 | 0.00024284 | 370.2209 | 0.00015999 | 287.9 | -0.0037184 | 370.7745 | 0.0087922 | 287.9 | -0.0066496 | 287.9 | -0.0033155 | 370.2209 | 0.00014068 | 370.2209 | 0.00017241 | 370.7745 | 0 | 569.3252 | 0.003538 | 569.3252 | 0.018955 | 568.2912 | 0.00011594 | 569.3252 | 0.015679 | 370.2209 | 8.3166e-05
| 370.8876 | 2.3804 | 370.8876 | 0.016287 | 370.3323 | 0 | 370.3323 | 0.00014778 | 288.11 | 0.018096 | 370.8876 | 0.0087452 | 288.11 | -0.0059506 | 288.11 | 0.0012752 | 370.3323 | 0.00012254 | 370.3323 | 0.00015225 | 370.8876 | 0 | 569.4826 | 0.0086397 | 569.4826 | 0.018047 | 568.4494 | 0 | 569.4826 | 0.015108 | 370.3323 | 9.496e-05
| 371.0007 | 2.3021 | 371.0007 | 0.010946 | 370.4437 | 0 | 370.4437 | 0.00012735 | 288.32 | -0.031481 | 371.0007 | 0.01025 | 288.32 | -0.0042033 | 288.32 | 0.006019 | 370.4437 | 0.00013944 | 370.4437 | 0.00012851 | 371.0007 | 0 | 569.6401 | 0.0047592 | 569.6401 | 0.01511 | 568.6075 | 0.00034783 | 569.6401 | 0.016094 | 370.4437 | 0.00010381
| 371.1138 | 2.263 | 371.1138 | 0.016462 | 370.5551 | 0.00024284 | 370.5551 | 0.00012775 | 288.53 | 0.0071888 | 371.1138 | 0.0040935 | 288.53 | 0.0016211 | 288.53 | -0.0054579 | 370.5551 | 0.00015064 | 370.5551 | 7.5182e-05 | 371.1138 | 0.0033881 | 569.7975 | 0.004027 | 569.7975 | 0.026644 | 568.7657 | 0 | 569.7975 | 0.015368 | 370.5551 | 7.9537e-05
| 371.2269 | 2.1994 | 371.2269 | 0.021279 | 370.6664 | 0.00024284 | 370.6664 | 0.00013997 | 288.74 | -0.0057014 | 371.2269 | 0.0021129 | 288.74 | -0.00082513 | 288.74 | -0.007141 | 370.6664 | 0.00013001 | 370.6664 | 0.00011192 | 371.2269 | 0 | 569.955 | 0.0081272 | 569.955 | 0.0091838 | 568.9239 | 0.00011594 | 569.955 | 0.016354 | 370.6664 | 5.746e-05
| 371.34 | 2.163 | 371.34 | 0.020228 | 370.7778 | 0.00053406 | 370.7778 | 0.0001626 | 288.95 | 0.012642 | 371.34 | 0.0012903 | 288.95 | 0.0056981 | 288.95 | 0.0043357 | 370.7778 | 0.00013499 | 370.7778 | 0.00013209 | 371.34 | 0.0064159 | 570.1125 | 0.0039172 | 570.1125 | 0.020343 | 569.0821 | 0 | 570.1125 | 0.015056 | 370.7778 | 3.9012e-05
| 371.4531 | 2.1437 | 371.4531 | 0.029335 | 370.8892 | 0 | 370.8892 | 0.0001656 | 289.16 | 0.024045 | 371.4531 | 0.0017126 | 289.16 | 0.002786 | 289.16 | -0.0042337 | 370.8892 | 0.00012094 | 370.8892 | 0.00012662 | 371.4531 | 0 | 570.27 | 0.0076879 | 570.27 | 0.014203 | 569.2404 | 0 | 570.27 | 0.015627 | 370.8892 | 4.6346e-05
| 371.5662 | 2.0619 | 371.5662 | 0.021804 | 371.0006 | 0.00024284 | 371.0006 | 0.000165 | 289.37 | 0.0042142 | 371.5662 | 0.0048898 | 289.37 | 0.00045625 | 289.37 | 0.0035706 | 371.0006 | 0.00015064 | 371.0006 | 0.00010834 | 371.5662 | 0 | 570.4275 | 0.0090058 | 570.4275 | 0.021144 | 569.3986 | 7.7296e-05 | 570.4275 | 0.014329 | 371.0006 | 6.6986e-05
| 371.6793 | 2.0031 | 371.6793 | 0.028371 | 371.112 | 0 | 371.112 | 0.00015559 | 289.58 | -0.011155 | 371.6793 | 0.011049 | 289.58 | -0.0061837 | 289.58 | -0.0051518 | 371.112 | 0.00017714 | 371.112 | 0.00012116 | 371.6793 | 0.0082071 | 570.585 | 0.0071021 | 570.585 | 0.015965 | 569.5568 | 0.00011594 | 570.585 | 0.015575 | 371.112 | 7.5832e-05
| 371.7924 | 1.9748 | 371.7924 | 0.023555 | 371.2234 | 0.00024284 | 371.2234 | 0.00014037 | 289.79 | 0.020574 | 371.7924 | 0 | 289.79 | 0.0012716 | 289.79 | -0.0048458 | 371.2234 | 0.00017518 | 371.2234 | 0.00015413 | 371.7924 | 0 | 570.7425 | 0.005052 | 570.7425 | 0.028726 | 569.715 | 7.7296e-05 | 570.7425 | 0.014589 | 371.2234 | 6.8498e-05
| 371.9055 | 1.9057 | 371.9055 | 0.038529 | 371.3349 | 0.00053406 | 371.3349 | 0.00014457 | 290 | -0.01413 | 371.9055 | 0.0053129 | 290 | -0.0046693 | 290 | -0.0036216 | 371.3349 | 0.00015864 | 371.3349 | 0.0001449 | 371.9055 | 0 | 570.9 | 0.002773 | 570.9 | 0.00881 | 569.8733 | 0.00011594 | 570.9 | 0.015419 | 371.3349 | 6.1089e-05
| 372.0186 | 1.8813 | 372.0186 | 0.034676 | 371.4463 | 0 | 371.4463 | 0.00015859 | 290.21 | 0.0017352 | 372.0186 | 0.0019577 | 290.21 | -0.0083969 | 290.21 | -0.0043867 | 371.4463 | 0.00011667 | 371.4463 | 0.0001302 | 372.0186 | 0 | 571.0575 | 0.0060039 | 571.0575 | 0.019809 | 570.0315 | 0 | 571.0575 | 0.014641 | 371.4463 | 5.4511e-05
| 372.1317 | 1.843 | 372.1317 | 0.037653 | 371.5577 | 0 | 371.5577 | 0.00017201 | 290.43 | -0.021071 | 372.1317 | 0.010767 | 290.43 | -0.0016406 | 290.43 | -0.0036216 | 371.5577 | 0.00012628 | 371.5577 | 0.00012285 | 372.1317 | 0 | 571.2151 | 0.0060771 | 571.2151 | 0.021518 | 570.1898 | 0 | 571.2151 | 0.015627 | 371.5577 | 5.746e-05
| 372.2448 | 1.7876 | 372.2448 | 0.046147 | 371.6691 | 0 | 371.6691 | 0.00017942 | 290.64 | -0.0086762 | 372.2448 | 0.0062063 | 290.64 | -0.0079311 | 290.64 | 0.0031115 | 371.6691 | 0.00013588 | 371.6691 | 0.0001449 | 372.2448 | 0.012904 | 571.3726 | 0.011239 | 571.3726 | 0.022425 | 570.348 | 0.00030918 | 571.3726 | 0.014745 | 371.6691 | 5.5192e-05
| 372.3579 | 1.7522 | 372.3579 | 0.051751 | 371.7806 | 0.00053406 | 371.7806 | 0.00019243 | 290.85 | -0.026523 | 372.3579 | 0.0013123 | 290.85 | -0.0037373 | 290.85 | -0.0046928 | 371.7806 | 0.00015366 | 371.7806 | 0.00012116 | 372.3579 | 0 | 571.5302 | 0.0045761 | 571.5302 | 0.015858 | 570.5063 | 0.00011594 | 571.5302 | 0.014952 | 371.7806 | 6.6986e-05
| 372.471 | 1.7101 | 372.471 | 0.057356 | 371.892 | 0 | 371.892 | 0.00018843 | 291.06 | -0.031978 | 372.471 | 0.00396 | 291.06 | -0.0068827 | 291.06 | -0.0065293 | 371.892 | 0.00017145 | 371.892 | 8.7995e-05 | 372.471 | 0.018094 | 571.6877 | 0.013033 | 571.6877 | 0.020824 | 570.6646 | 7.7296e-05 | 571.6877 | 0.014173 | 371.892 | 6.9934e-05
| 372.584 | 1.6841 | 372.584 | 0.062259 | 372.0035 | 0 | 372.0035 | 0.00016079 | 291.27 | -0.012147 | 372.584 | 0.0053129 | 291.27 | -0.0082806 | 291.27 | -0.0020913 | 372.0035 | 0.00017483 | 372.0035 | 8.6299e-05 | 372.584 | 0 | 571.8453 | 0.0017531 | 571.8453 | 0.01148 | 570.8229 | 0.00011594 | 571.8453 | 0.015419 | 372.0035 | 6.623e-05
| 372.6971 | 1.6304 | 372.6971 | 0.068914 | 372.1149 | 0.00024284 | 372.1149 | 0.00013757 | 291.48 | 0.0176 | 372.6971 | 0.0098266 | 291.48 | -0.0016406 | 291.48 | -0.00025504 | 372.1149 | 0.00018266 | 372.1149 | 0.00011739 | 372.6971 | 0.015499 | 572.0029 | 0.0099576 | 572.0029 | 0.021571 | 570.9811 | 0 | 572.0029 | 0.014745 | 372.1149 | 7.1447e-05
| 372.8102 | 1.606 | 372.8102 | 0.081524 | 372.2264 | 0 | 372.2264 | 0.00012455 | 291.69 | -0.0017352 | 372.8102 | 0.0029137 | 291.69 | -0.0093286 | 291.69 | -0.007141 | 372.2264 | 0.00016683 | 372.2264 | 0.00013397 | 372.8102 | 0.00086386 | 572.1604 | 0.0077977 | 572.1604 | 0.016232 | 571.1394 | 0.00011594 | 572.1604 | 0.015316 | 372.2264 | 7.5832e-05
| 372.9233 | 1.5903 | 372.9233 | 0.074431 | 372.3378 | 0 | 372.3378 | 0.00012956 | 291.9 | -0.00471 | 372.9233 | 0.0016908 | 291.9 | -0.01061 | 291.9 | 0.00096913 | 372.3378 | 0.00016718 | 372.3378 | 9.9112e-05 | 372.9233 | 0 | 572.318 | 0.008237 | 572.318 | 0.024134 | 571.2977 | 0 | 572.318 | 0.014122 | 372.3378 | 8.687e-05
| 373.0364 | 1.5324 | 373.0364 | 0.10201 | 372.4493 | 0 | 372.4493 | 0.00013857 | 292.11 | -0.045364 | 373.0364 | 0.0078519 | 292.11 | -0.0088628 | 292.11 | -0.0068351 | 372.4493 | 0.0001437 | 372.4493 | 0.00011004 | 373.0364 | 0 | 572.4756 | 0.0067727 | 572.4756 | 0.0092906 | 571.4561 | 0.00011594 | 572.4756 | 0.015368 | 372.4493 | 8.0217e-05
| 373.1494 | 1.5046 | 373.1494 | 0.097373 | 372.5608 | 0 | 372.5608 | 0.00014998 | 292.32 | 0.006693 | 373.1494 | 0.0083691 | 292.32 | -0.0050185 | 292.32 | -0.0007141 | 372.5608 | 0.00013944 | 372.5608 | 0.00010269 | 373.1494 | 0 | 572.6332 | 0.0064432 | 572.6332 | 0.023547 | 571.6144 | 0 | 572.6332 | 0.014796 | 372.5608 | 7.3639e-05
| 373.2625 | 1.4716 | 373.2625 | 0.11997 | 372.6723 | 0.00024284 | 372.6723 | 0.000165 | 292.53 | -0.014626 | 373.2625 | 0 | 292.53 | -0.011659 | 292.53 | -0.0010202 | 372.6723 | 0.00012183 | 372.6723 | 0.00010646 | 373.2625 | 0 | 572.7909 | 0.0043565 | 572.7909 | 0.016072 | 571.7727 | 0 | 572.7909 | 0.015835 | 372.6723 | 5.9652e-05
| 373.3756 | 1.443 | 373.3756 | 0.12452 | 372.7838 | 0 | 372.7838 | 0.00015619 | 292.74 | 0.0295 | 373.3756 | 0.0090273 | 292.74 | 0.0056981 | 292.74 | 0.0084671 | 372.7838 | 0.0001325 | 372.7838 | 6.0485e-05 | 373.3756 | 0.0046859 | 572.9485 | 0.0069557 | 572.9485 | 0.019168 | 571.931 | 0.00030918 | 572.9485 | 0.014485 | 372.7838 | 5.5948e-05
| 373.4886 | 1.4171 | 373.4886 | 0.15552 | 372.8952 | 0 | 372.8952 | 0.00015559 | 292.95 | -0.0017352 | 373.4886 | 0.01119 | 292.95 | -0.0040868 | 292.95 | -0.0007141 | 372.8952 | 0.00014655 | 372.8952 | 0.00010458 | 373.4886 | 0.0064792 | 573.1061 | 0.0108 | 573.1061 | 0.013028 | 572.0893 | 0.00011594 | 573.1061 | 0.015471 | 372.8952 | 6.0333e-05
| 373.6017 | 1.3844 | 373.6017 | 0.17461 | 373.0068 | 0.00024284 | 373.0068 | 0.00014277 | 293.16 | 0.031978 | 373.6017 | 0.0031591 | 293.16 | 0.0038344 | 293.16 | -0.014027 | 373.0068 | 0.00013375 | 373.0068 | 0.00012851 | 373.6017 | 0 | 573.2638 | 0.011056 | 573.2638 | 0.018101 | 572.2477 | 7.7296e-05 | 573.2638 | 0.014537 | 373.0068 | 6.4037e-05
| 373.7148 | 1.3611 | 373.7148 | 0.18783 | 373.1182 | 0.00024284 | 373.1182 | 0.00013556 | 293.37 | -0.006693 | 373.7148 | 0.0069115 | 293.37 | 0.0012716 | 293.37 | -0.005917 | 373.1182 | 0.00015082 | 373.1182 | 0.00019257 | 373.7148 | 0 | 573.4214 | 0.0063334 | 573.4214 | 0.010625 | 572.406 | 0.00011594 | 573.4214 | 0.015368 | 373.1182 | 8.0973e-05
| 373.8278 | 1.3559 | 373.8278 | 0.21322 | 373.2298 | 0.00024284 | 373.2298 | 0.00013436 | 293.58 | 0.025532 | 373.8278 | 0.011989 | 293.58 | 0.00022327 | 293.58 | -0.011426 | 373.2298 | 0.00013321 | 373.2298 | 0.00014678 | 373.8278 | 0 | 573.5791 | 0.0083835 | 573.5791 | 0.016712 | 572.5644 | 0 | 573.5791 | 0.014277 | 373.2298 | 8.6114e-05
| 373.9409 | 1.2984 | 373.9409 | 0.25219 | 373.3413 | 0 | 373.3413 | 0.00015298 | 293.79 | -0.011651 | 373.9409 | 0.0078519 | 293.79 | -0.0057175 | 293.79 | 0.00081613 | 373.3413 | 0.000159 | 373.3413 | 0.00010646 | 373.9409 | 0 | 573.7367 | 0.0051253 | 573.7367 | 0.021197 | 572.7228 | 0.00034783 | 573.7367 | 0.014796 | 373.3413 | 0.00010161
| 374.0539 | 1.2952 | 374.0539 | 0.25035 | 373.4528 | 0 | 373.4528 | 0.00017681 | 294 | 0.0002479 | 374.0539 | 0.0047487 | 294 | 0.00045625 | 294 | 0.006172 | 373.4528 | 0.00013446 | 373.4528 | 9.5343e-05 | 374.0539 | 0 | 573.8944 | 0.0046127 | 573.8944 | 0.018101 | 572.8811 | 7.7296e-05 | 573.8944 | 0.013966 | 373.4528 | 7.8781e-05
| 374.167 | 1.2737 | 374.167 | 0.31944 | 373.5643 | 0.00024284 | 373.5643 | 0.00017301 | 294.21 | -0.015617 | 374.167 | 0.0086512 | 294.21 | -0.0080475 | 294.21 | -0.014792 | 373.5643 | 0.0001478 | 373.5643 | 8.253e-05 | 374.167 | 0 | 574.0521 | 0.0055646 | 574.0521 | 0.014737 | 573.0395 | 0 | 574.0521 | 0.015212 | 373.5643 | 7.7269e-05
| 374.2801 | 1.235 | 374.2801 | 0.331 | 373.6759 | 0 | 373.6759 | 0.0001626 | 294.42 | -0.0052058 | 374.2801 | 0.005407 | 294.42 | 0.002553 | 294.42 | -0.0007141 | 373.6759 | 0.00013499 | 373.6759 | 0.00015036 | 374.2801 | 0.0016581 | 574.2098 | 0.0085665 | 574.2098 | 0.018581 | 573.1979 | 0.00030918 | 574.2098 | 0.014641 | 373.6759 | 6.3281e-05
| 374.3931 | 1.2075 | 374.3931 | 0.35473 | 373.7874 | 0.00024284 | 373.7874 | 0.00012575 | 294.63 | -0.0037184 | 374.3931 | 0.012789 | 294.63 | -0.0001262 | 294.63 | 0.0028055 | 373.7874 | 0.00014584 | 373.7874 | 0.0001302 | 374.3931 | 0 | 574.3675 | 0.0016893 | 574.3675 | 0.012281 | 573.3563 | 0.00011594 | 574.3675 | 0.015523 | 373.7874 | 6.8498e-05
| 374.5062 | 1.1715 | 374.5062 | 0.37443 | 373.8989 | 0.00024284 | 373.8989 | 0.00011994 | 294.84 | 0.0076846 | 374.5062 | 0.012507 | 294.84 | -0.0021065 | 294.84 | 0.0077024 | 373.8989 | 0.00013286 | 373.8989 | 0.00015602 | 374.5062 | 0.020257 | 574.5252 | 0.011056 | 574.5252 | 0.022159 | 573.5147 | 7.7296e-05 | 574.5252 | 0.01407 | 373.8989 | 5.8896e-05
| 374.6192 | 1.1349 | 374.6192 | 0.43792 | 374.0105 | 0 | 374.0105 | 0.00012395 | 295.06 | -0.035945 | 374.6192 | 0 | 295.06 | -0.00199 | 295.06 | -0.010355 | 374.0105 | 0.00013624 | 374.0105 | 9.9112e-05 | 374.6192 | 0.0060472 | 574.6829 | 0.0063334 | 574.6829 | 0.023387 | 573.6731 | 0 | 574.6829 | 0.014537 | 374.0105 | 6.9178e-05
| 374.7323 | 1.1115 | 374.7323 | 0.46331 | 374.122 | 0 | 374.122 | 0.00014978 | 295.27 | 0.0032226 | 374.7323 | 0.0030256 | 295.27 | -0.00094161 | 295.27 | -0.0017853 | 374.122 | 0.00012058 | 374.122 | 0.00010646 | 374.7323 | 0.00036057 | 574.8406 | 0.0031447 | 574.8406 | 0.023013 | 573.8315 | 0 | 574.8406 | 0.013395 | 374.122 | 7.8025e-05
| 374.8453 | 1.1108 | 374.8453 | 0.49072 | 374.2336 | 0.00024284 | 374.2336 | 0.00015859 | 295.48 | -0.0176 | 374.8453 | 0.0021129 | 295.48 | -0.0068827 | 295.48 | -0.0025504 | 374.2336 | 0.00012041 | 374.2336 | 0.00011927 | 374.8453 | 0 | 574.9983 | 0.0063334 | 574.9983 | 0.014256 | 573.9899 | 0.00034783 | 574.9983 | 0.014485 | 374.2336 | 7.1447e-05
| 374.9584 | 1.0634 | 374.9584 | 0.54195 | 374.3452 | 0 | 374.3452 | 0.00017301 | 295.69 | -0.019087 | 374.9584 | 0.01025 | 295.69 | 0.00022327 | 295.69 | 0.0047948 | 374.3452 | 0.00012432 | 374.3452 | 0.00016883 | 374.9584 | 0 | 575.1561 | 0.0042832 | 575.1561 | 0.018207 | 574.1483 | 7.7296e-05 | 575.1561 | 0.013966 | 374.3452 | 6.7742e-05
| 375.0714 | 1.0373 | 375.0714 | 0.5697 | 374.4567 | 0.00053406 | 374.4567 | 0.00017261 | 295.9 | 0.025036 | 375.0714 | 0.0059712 | 295.9 | 0.0051159 | 295.9 | 0.0095384 | 374.4567 | 0.00013997 | 374.4567 | 0.00016883 | 375.0714 | 0 | 575.3138 | 0.0060405 | 575.3138 | 0.012494 | 574.3067 | 0.00011594 | 575.3138 | 0.015004 | 374.4567 | 5.4511e-05
| 375.1845 | 1.0325 | 375.1845 | 0.64606 | 374.5683 | 0.00053406 | 374.5683 | 0.00018402 | 296.11 | 0.0027268 | 375.1845 | 0.0071466 | 296.11 | -0.002223 | 296.11 | -0.0076005 | 374.5683 | 0.0001437 | 374.5683 | 0.00015413 | 375.1845 | 0 | 575.4715 | 0.0053083 | 575.4715 | 0.013348 | 574.4652 | 0 | 575.4715 | 0.01407 | 374.5683 | 6.1845e-05
| 375.2975 | 1.011 | 375.2975 | 0.68555 | 374.6799 | 0.00024284 | 374.6799 | 0.00018142 | 296.32 | -0.014626 | 375.2975 | 0.0019795 | 296.32 | -0.0067659 | 296.32 | 0.0093854 | 374.6799 | 0.00014619 | 374.6799 | 0.00011739 | 375.2975 | 0 | 575.6293 | 0.005528 | 575.6293 | 0.021785 | 574.6236 | 0.00034783 | 575.6293 | 0.015316 | 374.6799 | 4.6346e-05
| 375.4106 | 0.96811 | 375.4106 | 0.73538 | 374.7915 | 0.00053406 | 374.7915 | 0.00017802 | 296.53 | -0.011651 | 375.4106 | 0.010626 | 296.53 | 0.0055817 | 296.53 | 0.0089266 | 374.7915 | 0.00014531 | 374.7915 | 0.00011739 | 375.4106 | 0 | 575.7871 | 0.0073584 | 575.7871 | 0.019168 | 574.7821 | 7.7296e-05 | 575.7871 | 0.014381 | 374.7915 | 4.0524e-05
| 375.5236 | 0.93767 | 375.5236 | 0.81401 | 374.9031 | 0.00024284 | 374.9031 | 0.0001618 | 296.74 | -0.0176 | 375.5236 | 0.0067705 | 296.74 | -0.006999 | 296.74 | -0.0027035 | 374.9031 | 0.00015562 | 374.9031 | 9.9112e-05 | 375.5236 | 0 | 575.9448 | 0.0026455 | 575.9448 | 0.016339 | 574.9405 | 0.00034783 | 575.9448 | 0.015056 | 374.9031 | 4.1961e-05
| 375.6366 | 0.91463 | 375.6366 | 0.81988 | 375.0147 | 0.00024284 | 375.0147 | 0.00016039 | 296.95 | 0.018096 | 375.6366 | 0.0083691 | 296.95 | 0.0084939 | 296.95 | 0.006172 | 375.0147 | 0.00013624 | 375.0147 | 0.00011004 | 375.6366 | 0.0012254 | 576.1026 | 0.0088228 | 576.1026 | 0.010786 | 575.099 | 7.7296e-05 | 576.1026 | 0.014018 | 375.0147 | 4.2717e-05
| 375.7497 | 0.89461 | 375.7497 | 0.86454 | 375.1263 | 0.00024284 | 375.1263 | 0.00015979 | 297.16 | -0.038423 | 375.7497 | 0.011472 | 297.16 | -0.002689 | 297.16 | -0.0086717 | 375.1263 | 0.00014708 | 375.1263 | 0.00011192 | 375.7497 | 0 | 576.2604 | 0.0092621 | 576.2604 | 0.015484 | 575.2574 | 0.00034783 | 576.2604 | 0.01516 | 375.1263 | 4.5665e-05
| 375.8627 | 0.8477 | 375.8627 | 0.88687 | 375.2379 | 0 | 375.2379 | 0.00015058 | 297.37 | -0.024045 | 375.8627 | 0.0079459 | 297.37 | -0.0035044 | 297.37 | 0.0023464 | 375.2379 | 0.00013339 | 375.2379 | 0.00015413 | 375.8627 | 0.0085786 | 576.4182 | 0.011129 | 576.4182 | 0.019222 | 575.4159 | 0 | 576.4182 | 0.014485 | 375.2379 | 4.5665e-05
| 375.9757 | 0.82903 | 375.9757 | 0.98048 | 375.3495 | 0 | 375.3495 | 0.00013857 | 297.58 | -0.018592 | 375.9757 | 0.0017126 | 297.58 | -0.00082513 | 297.58 | 0.0029585 | 375.3495 | 0.00016469 | 375.3495 | 0.00013755 | 375.9757 | 0.0012958 | 576.576 | 0.0084933 | 576.576 | 0.012654 | 575.5744 | 0.00034783 | 576.576 | 0.014693 | 375.3495 | 4.3473e-05
| 376.0888 | 0.81616 | 376.0888 | 1.0257 | 375.4611 | 0 | 375.4611 | 0.00014918 | 297.79 | -0.011651 | 376.0888 | 0 | 297.79 | -0.002223 | 297.79 | -0.0043867 | 375.4611 | 0.000159 | 375.4611 | 0.00012662 | 376.0888 | 0 | 576.7338 | 0.010214 | 576.7338 | 0.0093973 | 575.7329 | 0 | 576.7338 | 0.013239 | 375.4611 | 4.9294e-05
| 376.2018 | 0.78283 | 376.2018 | 1.0769 | 375.5727 | 0.00024284 | 375.5727 | 0.0001626 | 298.01 | -0.012147 | 376.2018 | 0.011707 | 298.01 | -0.002223 | 298.01 | -0.007294 | 375.5727 | 0.00018497 | 375.5727 | 7.5182e-05 | 376.2018 | 0 | 576.8916 | 0.0061503 | 576.8916 | 0.016819 | 575.8914 | 0.00034783 | 576.8916 | 0.014018 | 375.5727 | 4.5665e-05
| 376.3148 | 0.7511 | 376.3148 | 1.1094 | 375.6844 | 0.00024284 | 375.6844 | 0.0001668 | 298.22 | -0.00074368 | 376.3148 | 0.01119 | 298.22 | -0.0089791 | 298.22 | -0.013262 | 375.6844 | 0.00017732 | 375.6844 | 9.1763e-05 | 376.3148 | 0 | 577.0495 | 0.0096648 | 577.0495 | 0.019809 | 576.0499 | 0 | 577.0495 | 0.01355 | 375.6844 | 5.2999e-05
| 376.4279 | 0.72729 | 376.4279 | 1.1774 | 375.796 | 0 | 375.796 | 0.00015138 | 298.43 | -0.022558 | 376.4279 | 0.0017126 | 298.43 | -0.00024269 | 298.43 | 0.0051009 | 375.796 | 0.00017145 | 375.796 | 0.00015055 | 376.4279 | 0 | 577.2073 | 0.0081272 | 577.2073 | 0.02029 | 576.2084 | 0 | 577.2073 | 0.014537 | 375.796 | 6.623e-05
| 376.5409 | 0.69389 | 376.5409 | 1.2241 | 375.9076 | 0 | 375.9076 | 0.00013997 | 298.64 | -0.0027268 | 376.5409 | 0.0034261 | 298.64 | 0.0041839 | 298.64 | 0.0044887 | 375.9076 | 0.0001606 | 375.9076 | 0.00019634 | 376.5409 | 0 | 577.3651 | 0.0061503 | 577.3651 | 0.019222 | 576.3669 | 0 | 577.3651 | 0.013499 | 375.9076 | 7.6588e-05
| 376.6539 | 0.6592 | 376.6539 | 1.2567 | 376.0193 | 0 | 376.0193 | 0.00012595 | 298.85 | -0.010659 | 376.6539 | 0.0070526 | 298.85 | 0.0013882 | 298.85 | 0.0063253 | 376.0193 | 0.00016558 | 376.0193 | 0.00018541 | 376.6539 | 0 | 577.523 | 0.0060771 | 577.523 | 0.016926 | 576.5254 | 0.00034783 | 577.523 | 0.014173 | 376.0193 | 9.5716e-05
| 376.7669 | 0.64337 | 376.7669 | 1.3095 | 376.1309 | 0 | 376.1309 | 0.00012815 | 299.06 | 0.03991 | 376.7669 | 0.011425 | 299.06 | -0.0075817 | 299.06 | -0.0027035 | 376.1309 | 0.00014744 | 376.1309 | 0.00013209 | 376.7669 | 0 | 577.6809 | 0.011751 | 577.6809 | 0.024241 | 576.684 | 7.7296e-05 | 577.6809 | 0.013499 | 376.1309 | 8.2485e-05
| 376.88 | 0.61061 | 376.88 | 1.3767 | 376.2426 | 0 | 376.2426 | 0.00012575 | 299.27 | 0.0012395 | 376.88 | 0.012271 | 299.27 | -0.0028054 | 299.27 | 0.0034176 | 376.2426 | 0.00013321 | 376.2426 | 9.9112e-05 | 376.88 | 0 | 577.8387 | 0.0067727 | 577.8387 | 0.015751 | 576.8425 | 0.00011594 | 577.8387 | 0.014329 | 376.2426 | 7.9537e-05
| 376.993 | 0.5581 | 376.993 | 1.4464 | 376.3543 | 0.00024284 | 376.3543 | 0.00014317 | 299.48 | 0.0081804 | 376.993 | 0.00075644 | 299.48 | 0.014551 | 299.48 | 0.015047 | 376.3543 | 0.00011471 | 376.3543 | 0.00010834 | 376.993 | 0 | 577.9966 | 0.0064432 | 577.9966 | 0.019809 | 577.001 | 0 | 577.9966 | 0.013654 | 376.3543 | 6.1845e-05
| 377.106 | 0.55662 | 377.106 | 1.4811 | 376.4659 | 0 | 376.4659 | 0.0001628 | 299.69 | -0.0096677 | 377.106 | 0.0015792 | 299.69 | -0.001524 | 299.69 | -0.0034686 | 376.4659 | 0.00012788 | 376.4659 | 0.00013585 | 377.106 | 0.0064792 | 578.1545 | 0.0044297 | 578.1545 | 0.016979 | 577.1596 | 0.00034783 | 578.1545 | 0.014225 | 376.4659 | 6.6986e-05
| 377.219 | 0.54008 | 377.219 | 1.5548 | 376.5776 | 0 | 376.5776 | 0.00018562 | 299.9 | -0.0017352 | 377.219 | 0.0075698 | 299.9 | 0.00092222 | 299.9 | -0.0022444 | 376.5776 | 0.00015082 | 376.5776 | 0.00015055 | 377.219 | 0.0094437 | 578.3124 | 0.012008 | 578.3124 | 0.016979 | 577.3182 | 0 | 578.3124 | 0.013654 | 376.5776 | 7.3639e-05
| 377.332 | 0.52103 | 377.332 | 1.6011 | 376.6893 | 0 | 376.6893 | 0.00020425 | 300.12 | -0.038919 | 377.332 | 0.01119 | 300.12 | -0.0063001 | 300.12 | -0.010967 | 376.6893 | 0.00016932 | 376.6893 | 0.00013943 | 377.332 | 0 | 578.4703 | 0.0036017 | 578.4703 | 0.013028 | 577.4767 | 0 | 578.4703 | 0.014693 | 376.6893 | 6.9934e-05
| 377.445 | 0.50082 | 377.445 | 1.6728 | 376.801 | 0.00024284 | 376.801 | 0.00019203 | 300.33 | 0.024045 | 377.445 | 0.0022247 | 300.33 | -0.0057175 | 300.33 | 0.0031115 | 376.801 | 0.0001622 | 376.801 | 0.00011381 | 377.445 | 0 | 578.6282 | 0.012374 | 578.6282 | 0.02045 | 577.6353 | 0 | 578.6282 | 0.014122 | 376.801 | 5.6704e-05
| 377.5581 | 0.48029 | 377.5581 | 1.7339 | 376.9126 | 0 | 376.9126 | 0.00018643 | 300.54 | -0.016609 | 377.5581 | 0.0049368 | 300.54 | -0.01061 | 300.54 | -0.0095893 | 376.9126 | 0.00014708 | 376.9126 | 0.00012285 | 377.5581 | 0 | 578.7861 | 0.0029005 | 578.7861 | 0.018047 | 577.7939 | 0.00011594 | 578.7861 | 0.015212 | 376.9126 | 4.0524e-05
| 377.6711 | 0.46871 | 377.6711 | 1.8432 | 377.0244 | 0 | 377.0244 | 0.0001678 | 300.75 | -0.032968 | 377.6711 | 0.0074287 | 300.75 | -0.0043198 | 300.75 | 0.0034176 | 377.0244 | 0.0001213 | 377.0244 | 0.00012285 | 377.6711 | 0 | 578.944 | 0.0055646 | 578.944 | 0.022319 | 577.9524 | 0 | 578.944 | 0.014122 | 377.0244 | 6.1089e-05
| 377.7841 | 0.44908 | 377.7841 | 1.8632 | 377.1361 | 0 | 377.1361 | 0.00017581 | 300.96 | 0.014626 | 377.7841 | 0.0061122 | 300.96 | 0.0023201 | 300.96 | 0.0023464 | 377.1361 | 0.00014122 | 377.1361 | 0.00011004 | 377.7841 | 0 | 579.1019 | 0.0059673 | 579.1019 | 0.018047 | 578.111 | 0.00034783 | 579.1019 | 0.014693 | 377.1361 | 7.1447e-05
| 377.8971 | 0.43814 | 377.8971 | 1.9553 | 377.2478 | 0.00024284 | 377.2478 | 0.0001696 | 301.17 | 0.022062 | 377.8971 | 0.0012903 | 301.17 | -0.00094161 | 301.17 | 0.0054069 | 377.2478 | 0.00014904 | 377.2478 | 0.00010646 | 377.8971 | 0.018094 | 579.2599 | 0.010983 | 579.2599 | 0.019809 | 578.2696 | 0 | 579.2599 | 0.013602 | 377.2478 | 8.0217e-05
| 378.0101 | 0.41658 | 378.0101 | 2.0103 | 377.3595 | 0.00024284 | 377.3595 | 0.0001682 | 301.38 | 0.0086762 | 378.0101 | 0.008134 | 301.38 | -0.0047858 | 301.38 | -0.0013262 | 377.3595 | 0.00015527 | 377.3595 | 0.00010458 | 378.0101 | 0 | 579.4178 | 0.0038073 | 579.4178 | 0.015324 | 578.4282 | 0.00011594 | 579.4178 | 0.014018 | 377.3595 | 6.9934e-05
| 378.1231 | 0.39959 | 378.1231 | 2.1265 | 377.4712 | 0 | 377.4712 | 0.00015719 | 301.59 | 0.026523 | 378.1231 | 0.013588 | 301.59 | -0.0054848 | 301.59 | 0.00020403 | 377.4712 | 0.00014619 | 377.4712 | 0.0001449 | 378.1231 | 0 | 579.5758 | 0.0084933 | 579.5758 | 0.024134 | 578.5869 | 0.00030918 | 579.5758 | 0.013395 | 377.4712 | 7.4395e-05
| 378.2361 | 0.38446 | 378.2361 | 2.2391 | 377.5829 | 0.00053406 | 377.5829 | 0.00015198 | 301.8 | -0.044868 | 378.2361 | 0.0066294 | 301.8 | -0.00070865 | 301.8 | -0.0042337 | 377.5829 | 0.00014708 | 377.5829 | 0.00012662 | 378.2361 | 0 | 579.7337 | 0.0083835 | 579.7337 | 0.019809 | 578.7455 | 0.00011594 | 579.7337 | 0.013914 | 377.5829 | 5.746e-05
| 378.3491 | 0.37603 | 378.3491 | 2.2914 | 377.6946 | 0 | 377.6946 | 0.00014417 | 302.02 | 0.019583 | 378.3491 | 0.0035596 | 302.02 | 0.0019706 | 302.02 | 0.00096913 | 377.6946 | 0.00016807 | 377.6946 | 0.0001449 | 378.3491 | 0.013337 | 579.8917 | 0.0095916 | 579.8917 | 0.027765 | 578.9041 | 7.7296e-05 | 579.8917 | 0.013602 | 377.6946 | 6.2601e-05
| 378.4621 | 0.36252 | 378.4621 | 2.4021 | 377.8064 | 0 | 377.8064 | 0.0001628 | 302.23 | 0.0042142 | 378.4621 | 0 | 302.23 | -0.0043198 | 302.23 | -0.0017853 | 377.8064 | 0.00017981 | 377.8064 | 0.00012116 | 378.4621 | 0.0038876 | 580.0497 | 0.00060562 | 580.0497 | 0.018688 | 579.0627 | 0.00011594 | 580.0497 | 0.014537 | 377.8064 | 5.5192e-05
| 378.5751 | 0.33877 | 378.5751 | 2.4399 | 377.9181 | 0 | 377.9181 | 0.00017101 | 302.44 | -0.0002479 | 378.5751 | 0.0062063 | 302.44 | 0.0017376 | 302.44 | -0.0063763 | 377.9181 | 0.00016487 | 377.9181 | 0.00015413 | 378.5751 | 0 | 580.2077 | 0.0063334 | 580.2077 | 0.028139 | 579.2214 | 7.7296e-05 | 580.2077 | 0.013862 | 377.9181 | 6.9934e-05
| 378.6881 | 0.33407 | 378.6881 | 2.545 | 378.0299 | 0 | 378.0299 | 0.00017241 | 302.65 | -0.0176 | 378.6881 | 0.0090743 | 302.65 | 0.0036014 | 302.65 | -0.0030095 | 378.0299 | 0.0001478 | 378.0299 | 0.00015413 | 378.6881 | 0 | 580.3657 | 0.0044297 | 580.3657 | 0.014363 | 579.38 | 0.00011594 | 580.3657 | 0.014433 | 378.0299 | 6.2601e-05
| 378.8011 | 0.32744 | 378.8011 | 2.6247 | 378.1416 | 0.00024284 | 378.1416 | 0.00014838 | 302.86 | 0.0012395 | 378.8011 | 0.0044939 | 302.86 | 0.0033685 | 302.86 | -0.0016323 | 378.1416 | 0.00013054 | 378.1416 | 0.0001596 | 378.8011 | 0 | 580.5237 | 0.007212 | 580.5237 | 0.025255 | 579.5386 | 7.7296e-05 | 580.5237 | 0.013447 | 378.1416 | 5.6704e-05
| 378.9141 | 0.29623 | 378.9141 | 2.7672 | 378.2534 | 0 | 378.2534 | 0.0001618 | 303.07 | -0.03049 | 378.9141 | 0.0034475 | 303.07 | -0.010843 | 303.07 | -0.0066822 | 378.2534 | 0.00013339 | 378.2534 | 0.00017429 | 378.9141 | 0 | 580.6817 | 0.0064066 | 580.6817 | 0.01794 | 579.6973 | 0 | 580.6817 | 0.014381 | 378.2534 | 5.814e-05
| 379.0271 | 0.28645 | 379.0271 | 2.8822 | 378.3651 | 0.00053406 | 378.3651 | 0.00014778 | 303.28 | 0.013634 | 379.0271 | 0 | 303.28 | -0.0023395 | 303.28 | 5.1009e-05 | 378.3651 | 0.00013463 | 378.3651 | 0.00022931 | 379.0271 | 0 | 580.8397 | 0.0032085 | 580.8397 | 0.021571 | 579.856 | 7.7296e-05 | 580.8397 | 0.01355 | 378.3651 | 5.5948e-05
| 379.1401 | 0.28638 | 379.1401 | 2.997 | 378.4769 | 0 | 378.4769 | 0.00017121 | 303.49 | -0.0002479 | 379.1401 | 0.0089333 | 303.49 | -0.0075817 | 303.49 | 0.0038766 | 378.4769 | 0.00012539 | 378.4769 | 0.00022027 | 379.1401 | 0 | 580.9977 | 0.0069191 | 580.9977 | 0.019435 | 580.0146 | 0.00011594 | 580.9977 | 0.014122 | 378.4769 | 6.9934e-05
| 379.2531 | 0.26972 | 379.2531 | 3.1144 | 378.5887 | 0 | 378.5887 | 0.00015439 | 303.71 | 0.021567 | 379.2531 | 0.0014238 | 303.71 | 0.011406 | 303.71 | 0.012599 | 378.5887 | 0.00013997 | 378.5887 | 0.00016883 | 379.2531 | 0 | 581.1558 | 0.0033997 | 581.1558 | 0.023547 | 580.1733 | 0 | 581.1558 | 0.012927 | 378.5887 | 6.555e-05
| 379.3661 | 0.26894 | 379.3661 | 3.2033 | 378.7004 | 0.00024284 | 378.7004 | 0.0001622 | 303.92 | -0.00471 | 379.3661 | 0.0079929 | 303.92 | 0.00022327 | 303.92 | -0.0085181 | 378.7004 | 0.00015029 | 378.7004 | 0.00010269 | 379.3661 | 0 | 581.3138 | 0.0037341 | 581.3138 | 0.016445 | 580.332 | 0.00011594 | 581.3138 | 0.013758 | 378.7004 | 7.8025e-05
| 379.4791 | 0.25305 | 379.4791 | 3.379 | 378.8122 | 0 | 378.8122 | 0.00015579 | 304.13 | 0.038423 | 379.4791 | 0.00022246 | 304.13 | -0.0068827 | 304.13 | 0.0080083 | 378.8122 | 0.00014744 | 378.8122 | 0.00010269 | 379.4791 | 0.0042533 | 581.4718 | 0.0049788 | 581.4718 | 0.027978 | 580.4907 | 7.7296e-05 | 581.4718 | 0.013135 | 378.8122 | 7.7269e-05
| 379.592 | 0.23541 | 379.592 | 3.4923 | 378.924 | 0 | 378.924 | 0.0001682 | 304.34 | -0.020079 | 379.592 | 0.0059712 | 304.34 | 0.00033976 | 304.34 | 0.0043357 | 378.924 | 0.00015082 | 378.924 | 0.00012851 | 379.592 | 0 | 581.6299 | 0.0062967 | 581.6299 | 0.018421 | 580.6494 | 0.00011594 | 581.6299 | 0.013914 | 378.924 | 8.2485e-05
| 379.705 | 0.2284 | 379.705 | 3.6835 | 379.0358 | 0 | 379.0358 | 0.00017341 | 304.55 | 0.021071 | 379.705 | 0.010485 | 304.55 | 0.0037179 | 304.55 | -0.0065293 | 379.0358 | 0.00014691 | 379.0358 | 0.00012474 | 379.705 | 0.0033881 | 581.788 | 0.012008 | 581.788 | 0.021678 | 580.8081 | 0 | 581.788 | 0.013187 | 379.0358 | 6.623e-05
| 379.818 | 0.21064 | 379.818 | 3.7626 | 379.1476 | 0 | 379.1476 | 0.00016079 | 304.76 | -0.0081804 | 379.818 | 0.014105 | 304.76 | -0.0059506 | 304.76 | -0.010202 | 379.1476 | 0.00017607 | 379.1476 | 0.000101 | 379.818 | 0 | 581.946 | 0.0074316 | 581.946 | 0.019062 | 580.9668 | 0 | 581.946 | 0.014122 | 379.1476 | 6.4037e-05
| 379.931 | 0.21482 | 379.931 | 3.8986 | 379.2594 | 0 | 379.2594 | 0.00014878 | 304.97 | -0.020574 | 379.931 | 0.012366 | 304.97 | -0.013406 | 304.97 | 0.0054069 | 379.2594 | 0.00015651 | 379.2594 | 9.3647e-05 | 379.931 | 0 | 582.1041 | 0.012337 | 582.1041 | 0.026483 | 581.1255 | 0 | 582.1041 | 0.013499 | 379.2594 | 6.4794e-05
| 380.044 | 0.20987 | 380.044 | 4.0432 | 379.3712 | 0 | 379.3712 | 0.00015519 | 305.18 | -0.042884 | 380.044 | 0.0090743 | 305.18 | 0.00068922 | 305.18 | -0.0046928 | 379.3712 | 0.00016647 | 379.3712 | 8.0646e-05 | 380.044 | 0 | 582.2622 | 0.0054547 | 582.2622 | 0.022265 | 581.2842 | 0 | 582.2622 | 0.014225 | 379.3712 | 6.2601e-05
| 380.157 | 0.20176 | 380.157 | 4.2096 | 379.483 | 0 | 379.483 | 0.00015719 | 305.4 | 0.024542 | 380.157 | 0.0050308 | 305.4 | 0.002553 | 305.4 | 0.0038766 | 379.483 | 0.0001494 | 379.483 | 7.7066e-05 | 380.157 | 0.0055508 | 582.4203 | 0.010543 | 582.4203 | 0.022319 | 581.443 | 0 | 582.4203 | 0.013291 | 379.483 | 4.7858e-05
| 380.2699 | 0.19133 | 380.2699 | 4.3524 | 379.5949 | 0 | 379.5949 | 0.00015579 | 305.61 | -0.019087 | 380.2699 | 0.011331 | 305.61 | -0.01096 | 305.61 | -0.015251 | 379.5949 | 0.00013944 | 379.5949 | 6.4253e-05 | 380.2699 | 0 | 582.5784 | 0.0039172 | 582.5784 | 0.023547 | 581.6017 | 0.00034783 | 582.5784 | 0.014018 | 379.5949 | 5.2999e-05
| 380.3829 | 0.1847 | 380.3829 | 4.5041 | 379.7067 | 0 | 379.7067 | 0.00014918 | 305.82 | 0.0002479 | 380.3829 | 0.0032926 | 305.82 | -0.00047565 | 305.82 | 0.0011222 | 379.7067 | 0.00012503 | 379.7067 | 0.00010646 | 380.3829 | 0 | 582.7365 | 0.0089326 | 582.7365 | 0.015591 | 581.7604 | 7.7296e-05 | 582.7365 | 0.013187 | 379.7067 | 5.8896e-05
| 380.4959 | 0.16881 | 380.4959 | 4.6843 | 379.8185 | 0 | 379.8185 | 0.00015158 | 306.03 | -0.0037184 | 380.4959 | 0.0034475 | 306.03 | -0.0039703 | 306.03 | -0.0049988 | 379.8185 | 0.00012681 | 379.8185 | 0.0001302 | 380.4959 | 0.0069114 | 582.8946 | 0.0027093 | 582.8946 | 0.014844 | 581.9192 | 0.00034783 | 582.8946 | 0.014018 | 379.8185 | 8.3922e-05
| 380.6089 | 0.18644 | 380.6089 | 4.8758 | 379.9303 | 0 | 379.9303 | 0.0001688 | 306.24 | 0.0002479 | 380.6089 | 0.010908 | 306.24 | -0.0010581 | 306.24 | -0.0033155 | 379.9303 | 0.00012877 | 379.9303 | 0.0001155 | 380.6089 | 0 | 583.0527 | 0.0074316 | 583.0527 | 0.028726 | 582.0779 | 0 | 583.0527 | 0.013187 | 379.9303 | 8.8382e-05
| 380.7218 | 0.16964 | 380.7218 | 5.0615 | 380.0422 | 0 | 380.0422 | 0.00017621 | 306.45 | -0.014626 | 380.7218 | 0.001846 | 306.45 | -0.0045528 | 306.45 | -0.0013262 | 380.0422 | 0.00013161 | 380.0422 | 9.5343e-05 | 380.7218 | 0 | 583.2109 | 0.0064066 | 583.2109 | 0.01495 | 582.2367 | 0.00081146 | 583.2109 | 0.013914 | 380.0422 | 0.00010819
| 380.8348 | 0.16585 | 380.8348 | 5.1842 | 380.154 | 0 | 380.154 | 0.0001692 | 306.67 | 0.040406 | 380.8348 | 0.00075644 | 306.67 | 0.0029025 | 306.67 | 0.0032646 | 380.154 | 0.00014655 | 380.154 | 9.7228e-05 | 380.8348 | 0.0042533 | 583.369 | 0.0067727 | 583.369 | 0.021304 | 582.3955 | 0 | 583.369 | 0.012824 | 380.154 | 9.496e-05
| 380.9478 | 0.17144 | 380.9478 | 5.3727 | 380.2659 | 0 | 380.2659 | 0.00015379 | 306.88 | -0.012147 | 380.9478 | 0.0078519 | 306.88 | -0.0089791 | 306.88 | -0.0056109 | 380.2659 | 0.00016398 | 380.2659 | 0.00015413 | 380.9478 | 0 | 583.5272 | 0.00092435 | 583.5272 | 0.022265 | 582.5543 | 0.00011594 | 583.5272 | 0.013395 | 380.2659 | 8.4678e-05
| 381.0607 | 0.15413 | 381.0607 | 5.5307 | 380.3777 | 0 | 380.3777 | 0.00013516 | 307.09 | 0.022062 | 381.0607 | 0.0096855 | 307.09 | -0.0018735 | 307.09 | 0.0080083 | 380.3777 | 0.00016309 | 380.3777 | 0.00015602 | 381.0607 | 0.0033881 | 583.6853 | 0.0094085 | 583.6853 | 0.017834 | 582.713 | 0 | 583.6853 | 0.012772 | 380.3777 | 6.4794e-05
| 381.1737 | 0.14345 | 381.1737 | 5.7338 | 380.4896 | 0 | 380.4896 | 0.00013837 | 307.3 | -0.010164 | 381.1737 | 0.014011 | 307.3 | -0.010144 | 307.3 | -0.01617 | 380.4896 | 0.0001494 | 380.4896 | 0.00016148 | 381.1737 | 0 | 583.8435 | 0.0066628 | 583.8435 | 0.020183 | 582.8718 | 0 | 583.8435 | 0.01381 | 380.4896 | 6.555e-05
| 381.2867 | 0.1495 | 381.2867 | 5.8486 | 380.6015 | 0 | 380.6015 | 0.00013276 | 307.51 | 0.012642 | 381.2867 | 0.0093094 | 307.51 | 0.0038344 | 307.51 | -0.0023974 | 380.6015 | 0.00014033 | 380.6015 | 0.00012116 | 381.2867 | 0 | 584.0016 | 0.0073584 | 584.0016 | 0.016979 | 583.0306 | 0 | 584.0016 | 0.013083 | 380.6015 | 5.2999e-05
| 381.3997 | 0.12614 | 381.3997 | 6.0189 | 380.7133 | 0 | 380.7133 | 0.00015439 | 307.72 | -0.0057014 | 381.3997 | 0.0057361 | 307.72 | -0.00094161 | 307.72 | 0.0014282 | 380.7133 | 0.00014993 | 380.7133 | 0.00013585 | 381.3997 | 0 | 584.1598 | 0.010214 | 584.1598 | 0.012387 | 583.1894 | 0.00057972 | 584.1598 | 0.013602 | 380.7133 | 5.8896e-05
| 381.5126 | 0.14049 | 381.5126 | 6.081 | 380.8252 | 0 | 380.8252 | 0.00014277 | 307.93 | 0.0096677 | 381.5126 | 0 | 307.93 | 0.0010387 | 307.93 | 5.1009e-05 | 380.8252 | 0.0001437 | 380.8252 | 0.0001449 | 381.5126 | 0.017229 | 584.318 | 0.009079 | 584.318 | 0.023066 | 583.3482 | 0 | 584.318 | 0.012772 | 380.8252 | 6.3281e-05
| 381.6256 | 0.12311 | 381.6256 | 6.2959 | 380.9371 | 0 | 380.9371 | 0.00014918 | 308.15 | -0.014626 | 381.6256 | 0.0053129 | 308.15 | -0.002456 | 308.15 | -0.0022444 | 380.9371 | 0.00014246 | 380.9371 | 0.00013585 | 381.6256 | 0 | 584.4762 | 0.0096648 | 584.4762 | 0.012868 | 583.5071 | 0.00011594 | 584.4762 | 0.013654 | 380.9371 | 7.7269e-05
| 381.7385 | 0.1215 | 381.7385 | 6.4189 | 381.049 | 0 | 381.049 | 0.00013717 | 308.36 | 0.012642 | 381.7385 | 0.003693 | 308.36 | -0.0080475 | 308.36 | -0.0076005 | 381.049 | 0.00012254 | 381.049 | 0.00013943 | 381.7385 | 0 | 584.6344 | 0.0071021 | 584.6344 | 0.016712 | 583.6659 | 7.7296e-05 | 584.6344 | 0.013135 | 381.049 | 6.3281e-05
| 381.8515 | 0.12105 | 381.8515 | 6.572 | 381.1609 | 0 | 381.1609 | 0.00012715 | 308.57 | -0.0057014 | 381.8515 | 0.015704 | 308.57 | 0.0076786 | 308.57 | 0.00051009 | 381.1609 | 0.00013819 | 381.1609 | 0.0001449 | 381.8515 | 0.0060472 | 584.7926 | 0.0065896 | 584.7926 | 0.018207 | 583.8247 | 0.00034783 | 584.7926 | 0.014277 | 381.1609 | 6.9934e-05
| 381.9645 | 0.10889 | 381.9645 | 6.6405 | 381.2728 | 0 | 381.2728 | 0.00012255 | 308.78 | -0.010659 | 381.9645 | 0.0015573 | 308.78 | 0.0012716 | 308.78 | -0.00025504 | 381.2728 | 0.00015651 | 381.2728 | 0.00016883 | 381.9645 | 0.0012254 | 584.9508 | 0.0086763 | 584.9508 | 0.022265 | 583.9836 | 0 | 584.9508 | 0.013343 | 381.2728 | 6.3281e-05
| 382.0774 | 0.10651 | 382.0774 | 6.8219 | 381.3847 | 0 | 381.3847 | 0.00012856 | 308.99 | 0.0002479 | 382.0774 | 0 | 308.99 | -0.010726 | 308.99 | -0.0034686 | 381.3847 | 0.00015527 | 381.3847 | 0.0001432 | 382.0774 | 0 | 585.109 | 0.0098478 | 585.109 | 0.01511 | 584.1424 | 0.00034783 | 585.109 | 0.013966 | 381.3847 | 7.2127e-05
| 382.1904 | 0.10458 | 382.1904 | 6.9425 | 381.4966 | 0 | 381.4966 | 0.00014818 | 309.21 | -0.0086762 | 382.1904 | 0.0069115 | 309.21 | -0.0036209 | 309.21 | -0.00010202 | 381.4966 | 0.00015402 | 381.4966 | 0.00012285 | 382.1904 | 0 | 585.2673 | 0.0076879 | 585.2673 | 0.023066 | 584.3012 | 7.7296e-05 | 585.2673 | 0.012512 | 381.4966 | 5.6704e-05
| 382.3033 | 0.090742 | 382.3033 | 7.1037 | 381.6085 | 0 | 381.6085 | 0.0001622 | 309.42 | -0.013634 | 382.3033 | 0.0023799 | 309.42 | -0.00047565 | 309.42 | 5.1009e-05 | 381.6085 | 0.0001341 | 381.6085 | 0.00013943 | 382.3033 | 0 | 585.4255 | 0.0089692 | 585.4255 | 0.012761 | 584.4601 | 0.00011594 | 585.4255 | 0.013187 | 381.6085 | 5.0051e-05
| 382.4163 | 0.070663 | 382.4163 | 7.1469 | 381.7205 | 0 | 381.7205 | 0.00014958 | 309.63 | -0.0057014 | 382.4163 | 0.0083691 | 309.63 | 0.0013882 | 309.63 | -0.00010202 | 381.7205 | 0.00015029 | 381.7205 | 0.00015413 | 382.4163 | 0.0038208 | 585.5838 | 0.0087495 | 585.5838 | 0.015217 | 584.619 | 0 | 585.5838 | 0.012356 | 381.7205 | 5.0807e-05
| 382.5292 | 0.085658 | 382.5292 | 7.2868 | 381.8324 | 0 | 381.8324 | 0.00015339 | 309.84 | -0.034952 | 382.5292 | 0 | 309.84 | -0.0043198 | 309.84 | -0.012191 | 381.8324 | 0.00013961 | 381.8324 | 0.00014132 | 382.5292 | 0.0073433 | 585.742 | 0.0067727 | 585.742 | 0.01746 | 584.7778 | 0.00011594 | 585.742 | 0.013395 | 381.8324 | 5.0051e-05
| 382.6422 | 0.075168 | 382.6422 | 7.3564 | 381.9443 | 0 | 381.9443 | 0.00014638 | 310.05 | 0.027516 | 382.6422 | 0.0053129 | 310.05 | 0.0059312 | 310.05 | -0.0036216 | 381.9443 | 0.00013588 | 381.9443 | 0.00011739 | 382.6422 | 0 | 585.9003 | 0.0036547 | 585.9003 | 0.027338 | 584.9367 | 7.7296e-05 | 585.9003 | 0.013135 | 381.9443 | 4.5665e-05
| 382.7551 | 0.072014 | 382.7551 | 7.4572 | 382.0563 | 0 | 382.0563 | 0.0001684 | 310.26 | 0.00074368 | 382.7551 | 0.0075698 | 310.26 | -0.0046693 | 310.26 | 0.0031115 | 382.0563 | 0.00011792 | 382.0563 | 0.00010269 | 382.7551 | 0 | 586.0585 | 0.0037341 | 586.0585 | 0.016712 | 585.0956 | 0.00011594 | 586.0585 | 0.01381 | 382.0563 | 4.7102e-05
| 382.8681 | 0.062876 | 382.8681 | 7.6167 | 382.1682 | 0 | 382.1682 | 0.000165 | 310.48 | 0.023054 | 382.8681 | 0.0078519 | 310.48 | -0.0018735 | 310.48 | 0.0028055 | 382.1682 | 0.0001229 | 382.1682 | 9.3647e-05 | 382.8681 | 0.010741 | 586.2168 | 0.0066628 | 586.2168 | 0.016445 | 585.2545 | 7.7296e-05 | 586.2168 | 0.013135 | 382.1682 | 5.1563e-05
| 382.981 | 0.055732 | 382.981 | 7.6953 | 382.2802 | 0 | 382.2802 | 0.00018282 | 310.69 | 0.00074368 | 382.981 | 0.0039813 | 310.69 | -0.005368 | 310.69 | -0.0080593 | 382.2802 | 0.00016238 | 382.2802 | 9.9112e-05 | 382.981 | 0.012095 | 586.3751 | 0.0098478 | 586.3751 | 0.019702 | 585.4134 | 0 | 586.3751 | 0.013135 | 382.2802 | 6.2601e-05
| 383.094 | 0.050391 | 383.094 | 7.7759 | 382.3921 | 0 | 382.3921 | 0.00018082 | 310.9 | -0.0057014 | 383.094 | 0.010109 | 310.9 | -0.0001262 | 310.9 | 0.0028055 | 382.3921 | 0.00016469 | 382.3921 | 9.5343e-05 | 383.094 | 0 | 586.5334 | 0.0044297 | 586.5334 | 0.02376 | 585.5723 | 0 | 586.5334 | 0.01246 | 382.3921 | 7.2883e-05
| 383.2069 | 0.056762 | 383.2069 | 7.8793 | 382.5041 | 0 | 382.5041 | 0.00018002 | 311.11 | 0.0061972 | 383.2069 | 0.003314 | 311.11 | -0.00070865 | 311.11 | 0.006172 | 382.5041 | 0.00016522 | 382.5041 | 0.00011739 | 383.2069 | 0 | 586.6917 | 0.0084567 | 586.6917 | 0.022906 | 585.7312 | 0.00034783 | 586.6917 | 0.013343 | 382.5041 | 6.9178e-05
| 383.3199 | 0.043633 | 383.3199 | 7.94 | 382.616 | 0 | 382.616 | 0.0001618 | 311.32 | 0.051313 | 383.3199 | 0.0016908 | 311.32 | 0.0010387 | 311.32 | 0.0098449 | 382.616 | 0.00012503 | 382.616 | 8.253e-05 | 383.3199 | 0 | 586.85 | 0.0058208 | 586.85 | 0.021144 | 585.8901 | 0.00030918 | 586.85 | 0.012824 | 382.616 | 6.2601e-05
| 383.4328 | 0.043312 | 383.4328 | 7.9537 | 382.728 | 0 | 382.728 | 0.000166 | 311.54 | -0.017104 | 383.4328 | 0.0015792 | 311.54 | -0.0037373 | 311.54 | -0.011426 | 382.728 | 0.0001357 | 382.728 | 8.9879e-05 | 383.4328 | 0 | 587.0083 | 0.0054547 | 587.0083 | 0.01511 | 586.049 | 0 | 587.0083 | 0.013395 | 382.728 | 4.3473e-05
| 383.5457 | 0.047623 | 383.5457 | 8.0501 | 382.84 | 0 | 382.84 | 0.00015439 | 311.75 | 0.021071 | 383.5457 | 0.0023582 | 311.75 | 0.0013882 | 311.75 | 0.0037236 | 382.84 | 0.00012218 | 382.84 | 0.00010834 | 383.5457 | 0 | 587.1667 | 0.0084933 | 587.1667 | 0.027017 | 586.2079 | 0.00030918 | 587.1667 | 0.012408 | 382.84 | 4.9294e-05
| 383.6587 | 0.039772 | 383.6587 | 8.0081 | 382.952 | 0 | 382.952 | 0.00015979 | 311.96 | 0.0052058 | 383.6587 | 0.0066294 | 311.96 | -0.002689 | 311.96 | 0.0083142 | 382.952 | 0.00013286 | 382.952 | 0.00013397 | 383.6587 | 0 | 587.325 | 0.0050154 | 587.325 | 0.026857 | 586.3669 | 0.00011594 | 587.325 | 0.013291 | 382.952 | 4.5665e-05
| 383.7716 | 0.039965 | 383.7716 | 8.1489 | 383.064 | 0 | 383.064 | 0.00014958 | 312.17 | 0.025532 | 383.7716 | 0.010485 | 312.17 | 0.0039509 | 312.17 | -0.0025504 | 383.064 | 0.00012877 | 383.064 | 0.0001449 | 383.7716 | 0 | 587.4833 | 0.0055646 | 587.4833 | 0.023654 | 586.5258 | 7.7296e-05 | 587.4833 | 0.012772 | 383.064 | 4.6346e-05
| 383.8846 | 0.026836 | 383.8846 | 8.125 | 383.176 | 0 | 383.176 | 0.000166 | 312.38 | 0.017104 | 383.8846 | 0.016268 | 312.38 | -0.014221 | 312.38 | -0.0033155 | 383.176 | 0.00013054 | 383.176 | 9.9112e-05 | 383.8846 | 0.0095029 | 587.6417 | 0.0061503 | 587.6417 | 0.024401 | 586.6848 | 0 | 587.6417 | 0.01355 | 383.176 | 5.2999e-05
| 383.9975 | 0.03797 | 383.9975 | 8.2027 | 383.288 | 0 | 383.288 | 0.00015439 | 312.6 | 0.029994 | 383.9975 | 0.011989 | 312.6 | 0.003019 | 312.6 | 0.00081613 | 383.288 | 0.00013748 | 383.288 | 8.7995e-05 | 383.9975 | 0.01896 | 587.8 | 0.0064066 | 587.8 | 0.02958 | 586.8437 | 0.00030918 | 587.8 | 0.012876 | 383.288 | 6.555e-05
| 384.1104 | 0.031663 | 384.1104 | 8.2164 | 383.3999 | 0 | 383.3999 | 0.00015859 | 312.81 | -0.0057014 | 384.1104 | 0.0057361 | 312.81 | 0.002786 | 312.81 | -0.0019383 | 383.3999 | 0.00015651 | 383.3999 | 7.895e-05 | 384.1104 | 0.0095029 | 587.9584 | 0.0075048 | 587.9584 | 0.015858 | 587.0027 | 0.00011594 | 587.9584 | 0.013187 | 383.3999 | 8.2485e-05
| 384.2234 | 0.026772 | 384.2234 | 8.2367 | 383.512 | 0.045155 | 383.512 | 0.00015379 | 313.02 | 0.0037184 | 384.2234 | 0.0074287 | 313.02 | 0.0023201 | 313.02 | 0.0051009 | 383.512 | 0.00017181 | 383.512 | 0.00010458 | 384.2234 | 0 | 588.1168 | 0.0091889 | 588.1168 | 0.019435 | 587.1617 | 0.00030918 | 588.1168 | 0.01246 | 383.512 | 7.0691e-05
| 384.3363 | 0.021688 | 384.3363 | 8.3415 | 383.624 | 0.030269 | 383.624 | 0.0001626 | 313.23 | -0.04239 | 384.3363 | 0.0077108 | 313.23 | -0.001524 | 313.23 | -0.00607 | 383.624 | 0.00015491 | 383.624 | 0.00013585 | 384.3363 | 0.012527 | 588.2751 | 0.0069923 | 588.2751 | 0.02029 | 587.3206 | 0.00011594 | 588.2751 | 0.012927 | 383.624 | 7.2883e-05
| 384.4492 | 0.025935 | 384.4492 | 8.3612 | 383.736 | 0.05144 | 383.736 | 0.00015439 | 313.44 | -0.0086762 | 384.4492 | 0.0015573 | 313.44 | 0.0026695 | 313.44 | 0.011834 | 383.736 | 0.0001325 | 383.736 | 0.0001449 | 384.4492 | 0 | 588.4335 | 0.0094085 | 588.4335 | 0.024668 | 587.4796 | 0 | 588.4335 | 0.01246 | 383.736 | 6.4037e-05
| 384.5622 | 0.029025 | 384.5622 | 8.401 | 383.848 | 0.04135 | 383.848 | 0.0001682 | 313.66 | -0.028507 | 384.5622 | 0.0051719 | 313.66 | -0.0063001 | 313.66 | -0.0022444 | 383.848 | 0.00013339 | 383.848 | 0.00013755 | 384.5622 | 0 | 588.5919 | 0.0030918 | 588.5919 | 0.017086 | 587.6386 | 0 | 588.5919 | 0.013291 | 383.848 | 6.4794e-05
| 384.6751 | 0.021173 | 384.6751 | 8.3055 | 383.9601 | 0.054748 | 383.9601 | 0.00017521 | 313.87 | 0.019087 | 384.6751 | 0.0020912 | 313.87 | -0.0016406 | 313.87 | 0.010916 | 383.9601 | 0.00014815 | 383.9601 | 8.9879e-05 | 384.6751 | 0.0090113 | 588.7503 | 0.0064066 | 588.7503 | 0.018795 | 587.7976 | 7.7296e-05 | 588.7503 | 0.012876 | 383.9601 | 6.0333e-05
| 384.788 | 0.023426 | 384.788 | 8.3974 | 384.0721 | 0.072777 | 384.0721 | 0.0001656 | 314.08 | -0.0012395 | 384.788 | 0.0037144 | 314.08 | -0.0033879 | 314.08 | -0.0046928 | 384.0721 | 0.00016362 | 384.0721 | 0.00011381 | 384.788 | 0 | 588.9087 | 0.0056378 | 588.9087 | 0.019062 | 587.9566 | 0 | 588.9087 | 0.013291 | 384.0721 | 5.5948e-05
| 384.901 | 0.019371 | 384.901 | 8.3863 | 384.1841 | 0.1004 | 384.1841 | 0.00014277 | 314.29 | 0.066681 | 384.901 | 0.005407 | 314.29 | 0.0023201 | 314.29 | -0.0028565 | 384.1841 | 0.00015189 | 384.1841 | 0.00013397 | 384.901 | 0 | 589.0671 | 0.008054 | 589.0671 | 0.013989 | 588.1156 | 7.7296e-05 | 589.0671 | 0.012616 | 384.1841 | 4.5665e-05
| 385.0139 | 0.018599 | 385.0139 | 8.4181 | 384.2962 | 0.094941 | 384.2962 | 0.00012155 | 314.5 | 0.00471 | 385.0139 | 0.0029137 | 314.5 | -0.00035917 | 314.5 | -0.010049 | 384.2962 | 0.0001622 | 384.2962 | 0.00015225 | 385.0139 | 0 | 589.2256 | 0.0025818 | 589.2256 | 0.022265 | 588.2746 | 0.00034783 | 589.2256 | 0.013239 | 384.2962 | 5.0807e-05
| 385.1268 | 0.020594 | 385.1268 | 8.4413 | 384.4082 | 0.11132 | 384.4082 | 0.00012455 | 314.72 | -0.0052058 | 385.1268 | 0.010344 | 314.72 | -0.002223 | 314.72 | -0.00025504 | 384.4082 | 0.00014957 | 384.4082 | 0.00013209 | 385.1268 | 0 | 589.384 | 0.0071021 | 589.384 | 0.025522 | 588.4336 | 7.7296e-05 | 589.384 | 0.013083 | 384.4082 | 6.4037e-05
| 385.2397 | 0.016411 | 385.2397 | 8.4739 | 384.5203 | 0.1482 | 384.5203 | 0.00014538 | 314.93 | -0.029994 | 385.2397 | 0.0067705 | 314.93 | -0.0045528 | 314.93 | -0.0030095 | 384.5203 | 0.00016398 | 384.5203 | 0.00013209 | 385.2397 | 0 | 589.5424 | 0.008896 | 589.5424 | 0.016606 | 588.5927 | 0.00034783 | 589.5424 | 0.013447 | 384.5203 | 6.623e-05
| 385.3526 | 0.015317 | 385.3526 | 8.4945 | 384.6323 | 0.21254 | 384.6323 | 0.00014818 | 315.14 | 0.0061972 | 385.3526 | 0.0047487 | 315.14 | 0.00045625 | 315.14 | 0.0018873 | 384.6323 | 0.00014993 | 384.6323 | 0.00014132 | 385.3526 | 0 | 589.7009 | 0.0079075 | 589.7009 | 0.019542 | 588.7517 | 0 | 589.7009 | 0.012876 | 384.6323 | 5.4511e-05
| 385.4656 | 0.011906 | 385.4656 | 8.5031 | 384.7444 | 0.18938 | 384.7444 | 0.00015018 | 315.35 | -0.011651 | 385.4656 | 0.012789 | 315.35 | 0.0065138 | 315.35 | -0.00010202 | 384.7444 | 0.00016594 | 384.7444 | 0.00011739 | 385.4656 | 0 | 589.8593 | 0.0054547 | 589.8593 | 0.018101 | 588.9107 | 0.00034783 | 589.8593 | 0.013187 | 384.7444 | 5.1563e-05
| 385.5785 | 0.010297 | 385.5785 | 8.4485 | 384.8565 | 0.22462 | 384.8565 | 0.00014958 | 315.56 | 0.019583 | 385.5785 | 0.00075644 | 315.56 | 0.003485 | 315.56 | 0.00020403 | 384.8565 | 0.00015153 | 384.8565 | 0.00010458 | 385.5785 | 0 | 590.0178 | 0.010214 | 590.0178 | 0.017086 | 589.0698 | 0 | 590.0178 | 0.012408 | 384.8565 | 5.8896e-05
| 385.6914 | 0.0086237 | 385.6914 | 8.5371 | 384.9686 | 0.2959 | 384.9686 | 0.00014177 | 315.78 | -0.016609 | 385.6914 | 0.0059712 | 315.78 | -0.0014076 | 315.78 | -0.010202 | 384.9686 | 0.00017483 | 384.9686 | 9.1763e-05 | 385.6914 | 0 | 590.1763 | 0.0023905 | 590.1763 | 0.014256 | 589.2288 | 0.00034783 | 590.1763 | 0.012876 | 384.9686 | 7.8781e-05
| 385.8043 | 0.011262 | 385.8043 | 8.5423 | 385.0806 | 0.37083 | 385.0806 | 0.00014457 | 315.99 | -0.024542 | 385.8043 | 0.0079459 | 315.99 | 0.002553 | 315.99 | -0.0077534 | 385.0806 | 0.00017305 | 385.0806 | 0.00013585 | 385.8043 | 0 | 590.3347 | 0.008896 | 590.3347 | 0.029367 | 589.3879 | 0 | 590.3347 | 0.012149 | 385.0806 | 7.8025e-05
| 385.9172 | 0.0065643 | 385.9172 | 8.5596 | 385.1927 | 0.29789 | 385.1927 | 0.00014177 | 316.2 | -0.028507 | 385.9172 | 0.010767 | 316.2 | -0.0074648 | 316.2 | -0.0016323 | 385.1927 | 0.00017145 | 385.1927 | 0.0001449 | 385.9172 | 0 | 590.4932 | 0.0045761 | 590.4932 | 0.012761 | 589.547 | 0.00011594 | 590.4932 | 0.012979 | 385.1927 | 7.0691e-05
| 386.0301 | 0.017119 | 386.0301 | 8.6047 | 385.3048 | 0.36587 | 385.3048 | 0.00017101 | 316.41 | 0.040406 | 386.0301 | 0.0046274 | 316.41 | -0.0021065 | 316.41 | 0.0037236 | 385.3048 | 0.0001494 | 385.3048 | 0.00014678 | 386.0301 | 0 | 590.6517 | 0.010397 | 590.6517 | 0.016872 | 589.706 | 0 | 590.6517 | 0.012253 | 385.3048 | 6.9934e-05
| 386.1431 | 0.010747 | 386.1431 | 8.6595 | 385.4169 | 0.38241 | 385.4169 | 0.00015439 | 316.63 | -0.019087 | 386.1431 | 0.014387 | 316.63 | -0.0012911 | 316.63 | -0.0045398 | 385.4169 | 0.00014904 | 385.4169 | 0.00012851 | 386.1431 | 0 | 590.8102 | 0.0083835 | 590.8102 | 0.017673 | 589.8651 | 0 | 590.8102 | 0.012772 | 385.4169 | 4.9294e-05
| 386.256 | 0.012614 | 386.256 | 8.6488 | 385.529 | 0.34056 | 385.529 | 0.00014417 | 316.84 | 0.034458 | 386.256 | 0.004227 | 316.84 | -0.001524 | 316.84 | -0.0039276 | 385.529 | 0.00015864 | 385.529 | 0.00010458 | 386.256 | 0 | 590.9687 | 0.0060771 | 590.9687 | 0.022532 | 590.0242 | 7.7296e-05 | 590.9687 | 0.012149 | 385.529 | 6.6986e-05
| 386.3689 | 0.012807 | 386.3689 | 8.7096 | 385.6411 | 0.4102 | 385.6411 | 0.00013196 | 317.05 | -0.041894 | 386.3689 | 0.014246 | 317.05 | 0.0013882 | 317.05 | 0.00096913 | 385.6411 | 0.00016274 | 385.6411 | 0.00012116 | 386.3689 | 0 | 591.1272 | 0.0064066 | 591.1272 | 0.016232 | 590.1833 | 0.00011594 | 591.1272 | 0.012668 | 385.6411 | 4.2717e-05
| 386.4818 | 0.0054434 | 386.4818 | 8.6908 | 385.7533 | 0.34784 | 385.7533 | 0.0001696 | 317.26 | -0.00471 | 386.4818 | 0.0079459 | 317.26 | 0.0019706 | 317.26 | -0.0017853 | 385.7533 | 0.00014335 | 385.7533 | 0.00011381 | 386.4818 | 0 | 591.2858 | 0.0047226 | 591.2858 | 0.025362 | 590.3424 | 0 | 591.2858 | 0.012408 | 385.7533 | 6.555e-05
| 386.5947 | 0.0095891 | 386.5947 | 8.7396 | 385.8654 | 0.41681 | 385.8654 | 0.00017942 | 317.48 | -0.0086762 | 386.5947 | 0.0089333 | 317.48 | 0.0020871 | 317.48 | 0.0055599 | 385.8654 | 0.00014282 | 385.8654 | 0.00015602 | 386.5947 | 0 | 591.4443 | 0.0041734 | 591.4443 | 0.017086 | 590.5015 | 0.00011594 | 591.4443 | 0.012927 | 385.8654 | 5.746e-05
| 386.7076 | 0.0055593 | 386.7076 | 8.7566 | 385.9775 | 0.42591 | 385.9775 | 0.00018122 | 317.69 | 0.02702 | 386.7076 | 0.0072877 | 317.69 | -0.00024269 | 317.69 | -0.0022444 | 385.9775 | 0.00013695 | 385.9775 | 0.00016506 | 386.7076 | 0 | 591.6028 | 0.011568 | 591.6028 | 0.011053 | 590.6606 | 7.7296e-05 | 591.6028 | 0.012304 | 385.9775 | 5.8896e-05
| 386.8205 | 0.0087524 | 386.8205 | 8.651 | 386.0896 | 0.36008 | 386.0896 | 0.00017521 | 317.9 | -0.0071888 | 386.8205 | 0.0059712 | 317.9 | -0.0025725 | 317.9 | -0.0016323 | 386.0896 | 0.00014584 | 386.0896 | 0.00019257 | 386.8205 | 0.011663 | 591.7614 | 0.0029005 | 591.7614 | 0.019542 | 590.8197 | 0.00034783 | 591.7614 | 0.012356 | 386.0896 | 4.7858e-05
| 386.9334 | 0.0053276 | 386.9334 | 8.6337 | 386.2018 | 0.39448 | 386.2018 | 0.00017822 | 318.11 | 0.023054 | 386.9334 | 0.0069115 | 318.11 | -0.0067659 | 318.11 | -0.0088246 | 386.2018 | 0.00014531 | 386.2018 | 0.00015055 | 386.9334 | 0.0016581 | 591.9199 | 0.009079 | 591.9199 | 0.028833 | 590.9789 | 0.00030918 | 591.9199 | 0.011422 | 386.2018 | 4.7102e-05
| 387.0463 | 0.0043748 | 387.0463 | 8.6291 | 386.3139 | 0.43286 | 386.3139 | 0.00018042 | 318.33 | -0.028507 | 387.0463 | 0.0059712 | 318.33 | -0.0071154 | 318.33 | -0.016475 | 386.3139 | 0.000159 | 386.3139 | 0.00012851 | 387.0463 | 0 | 592.0785 | 0.0046127 | 592.0785 | 0.019222 | 591.138 | 0.00011594 | 592.0785 | 0.012097 | 386.3139 | 6.2601e-05
| 387.1592 | 0 | 387.1592 | 8.5604 | 386.4261 | 0.56683 | 386.4261 | 0.00017301 | 318.54 | -0.0017352 | 387.1592 | 0.00396 | 318.54 | 0.0041839 | 318.54 | -0.0022444 | 386.4261 | 0.00015704 | 386.4261 | 0.00011192 | 387.1592 | 0.0051184 | 592.2371 | 0.0079075 | 592.2371 | 0.024988 | 591.2971 | 7.7296e-05 | 592.2371 | 0.01163 | 386.4261 | 6.4794e-05
| 387.2721 | 0.006693 | 387.2721 | 8.5055 | 386.5382 | 0.46511 | 386.5382 | 0.0001628 | 318.75 | 0.0081804 | 387.2721 | 0.0087922 | 318.75 | 0.0012716 | 318.75 | -0.0076005 | 386.5382 | 0.0001727 | 386.5382 | 0.00011739 | 387.2721 | 0 | 592.3956 | 0.0060405 | 592.3956 | 0.011853 | 591.4563 | 0.00034783 | 592.3956 | 0.012097 | 386.5382 | 7.7269e-05
| 387.385 | 0.011262 | 387.385 | 8.4547 | 386.6504 | 0.59015 | 386.6504 | 0.00014978 | 318.96 | 0.011651 | 387.385 | 0.0066294 | 318.96 | -0.0056011 | 318.96 | -0.00010202 | 386.6504 | 0.00015527 | 386.6504 | 0.00011927 | 387.385 | 0 | 592.5542 | 0.012081 | 592.5542 | 0.023387 | 591.6154 | 7.7296e-05 | 592.5542 | 0.011318 | 386.6504 | 8.0973e-05
| 387.498 | 0.0042591 | 387.498 | 8.268 | 386.7625 | 0.72181 | 386.7625 | 0.00012495 | 319.17 | -0.012642 | 387.498 | 0.00077847 | 319.17 | 0.0024366 | 319.17 | 0.0049478 | 386.7625 | 0.00016772 | 386.7625 | 8.9879e-05 | 387.498 | 0 | 592.7128 | 0.0064066 | 592.7128 | 0.017193 | 591.7746 | 0 | 592.7128 | 0.011837 | 386.7625 | 7.4395e-05
| 387.6109 | 0.0046327 | 387.6109 | 8.2343 | 386.8747 | 0.75804 | 386.8747 | 0.00012635 | 319.39 | 0.0076846 | 387.6109 | 0.0050308 | 319.39 | -0.00094161 | 319.39 | 0.0087736 | 386.8747 | 0.00014495 | 386.8747 | 0.00011927 | 387.6109 | 0 | 592.8714 | 0.0088228 | 592.8714 | 0.016445 | 591.9338 | 0 | 592.8714 | 0.011526 | 386.8747 | 5.3755e-05
| 387.7237 | 0.006693 | 387.7237 | 8.1295 | 386.9869 | 0.76118 | 386.9869 | 0.00012435 | 319.6 | -0.025532 | 387.7237 | 0.0047957 | 319.6 | -0.002689 | 319.6 | -0.0082122 | 386.9869 | 0.00015438 | 386.9869 | 0.00012851 | 387.7237 | 0.0095029 | 593.03 | 0.010617 | 593.03 | 0.028566 | 592.0929 | 0 | 593.03 | 0.012149 | 386.9869 | 6.4794e-05
| 387.8366 | 0 | 387.8366 | 7.9591 | 387.0991 | 0.76697 | 387.0991 | 0.00015439 | 319.81 | -0.016609 | 387.8366 | 0.00396 | 319.81 | -0.0032714 | 319.81 | 0.0029585 | 387.0991 | 0.00014335 | 387.0991 | 0.00013397 | 387.8366 | 0 | 593.1886 | 0.013582 | 593.1886 | 0.021678 | 592.2521 | 0 | 593.1886 | 0.01163 | 387.0991 | 6.9934e-05
| 387.9495 | 0.0028715 | 387.9495 | 7.8265 | 387.2113 | 0.73438 | 387.2113 | 0.000164 | 320.03 | -0.011155 | 387.9495 | 0.0049368 | 320.03 | -0.0021065 | 320.03 | 0.0089266 | 387.2113 | 0.00014744 | 387.2113 | 0.00010834 | 387.9495 | 0 | 593.3472 | 0.0043565 | 593.3472 | 0.022052 | 592.4113 | 0.00011594 | 593.3472 | 0.012253 | 387.2113 | 9.7153e-05
| 388.0624 | 0.003822 | 388.0624 | 7.6462 | 387.3234 | 0.83693 | 387.3234 | 0.00018462 | 320.24 | 0.036439 | 388.0624 | 0.0094504 | 320.24 | -0.0028054 | 320.24 | 0.0047948 | 387.3234 | 0.00013321 | 387.3234 | 0.0001302 | 388.0624 | 0 | 593.5059 | 0.0097746 | 593.5059 | 0.022159 | 592.5705 | 0 | 593.5059 | 0.011889 | 387.3234 | 7.4395e-05
| 388.1753 | 0.00090579 | 388.1753 | 7.5683 | 387.4356 | 0.82784 | 387.4356 | 0.00018683 | 320.45 | -0.0042142 | 388.1753 | 0.012366 | 320.45 | 0.003019 | 320.45 | -0.0007141 | 387.4356 | 0.00012343 | 387.4356 | 0.00013585 | 388.1753 | 0 | 593.6645 | 0.0073584 | 593.6645 | 0.017834 | 592.7297 | 0.00011594 | 593.6645 | 0.012408 | 387.4356 | 6.4794e-05
| 388.2882 | 0.0013898 | 388.2882 | 7.3337 | 387.5478 | 0.93303 | 387.5478 | 0.000167 | 320.66 | -0.013634 | 388.2882 | 0.0061122 | 320.66 | 0.0013882 | 320.66 | -0.0013262 | 387.5478 | 0.00012343 | 387.5478 | 0.00013209 | 388.2882 | 0 | 593.8232 | 0.0071754 | 593.8232 | 0.024615 | 592.8889 | 0 | 593.8232 | 0.011681 | 387.5478 | 5.8896e-05
| 388.4011 | 0.0079802 | 388.4011 | 7.1885 | 387.66 | 0.9499 | 387.66 | 0.00017521 | 320.88 | -0.018096 | 388.4011 | 0.014387 | 320.88 | -0.0011746 | 320.88 | 0.0032646 | 387.66 | 0.00013321 | 387.66 | 0.00012116 | 388.4011 | 0 | 593.9818 | 0.011642 | 593.9818 | 0.013989 | 593.0481 | 0 | 593.9818 | 0.011993 | 387.66 | 6.4794e-05
| 388.514 | 0.0040536 | 388.514 | 7.052 | 387.7722 | 1.0971 | 387.7722 | 0.00015138 | 321.09 | 0.0081804 | 388.514 | 0.0066294 | 321.09 | -0.0050185 | 321.09 | -0.0007141 | 387.7722 | 0.00014957 | 387.7722 | 0.00012662 | 388.514 | 0 | 594.1405 | 0.0075414 | 594.1405 | 0.020663 | 593.2073 | 0 | 594.1405 | 0.011578 | 387.7722 | 7.5832e-05
| 388.6269 | 0.00079017 | 388.6269 | 6.8638 | 387.8845 | 1.0887 | 387.8845 | 0.00015939 | 321.3 | -0.006693 | 388.6269 | 0.011707 | 321.3 | -0.0078143 | 321.3 | -0.014487 | 387.8845 | 0.00017714 | 387.8845 | 0.00011927 | 388.6269 | 0 | 594.2991 | 0.0033468 | 594.2991 | 0.02093 | 593.3665 | 0.00011594 | 594.2991 | 0.012097 | 387.8845 | 7.2127e-05
| 388.7398 | 0.0046327 | 388.7398 | 6.6731 | 387.9967 | 1.1687 | 387.9967 | 0.00013516 | 321.51 | 0.035945 | 388.7398 | 0.0018242 | 321.51 | 0.0015046 | 321.51 | -0.0010202 | 387.9967 | 0.0001759 | 387.9967 | 0.00013209 | 388.7398 | 0 | 594.4578 | 0.0073584 | 594.4578 | 0.027605 | 593.5258 | 7.7296e-05 | 594.4578 | 0.01163 | 387.9967 | 6.6986e-05
| 388.8527 | 0.002409 | 388.8527 | 6.5218 | 388.1089 | 1.1507 | 388.1089 | 0.00015479 | 321.73 | -0.00471 | 388.8527 | 0.0097326 | 321.73 | -0.0099112 | 321.73 | -0.021373 | 388.1089 | 0.00018514 | 388.1089 | 0.00012116 | 388.8527 | 0 | 594.6165 | 0.0049422 | 594.6165 | 0.019435 | 593.685 | 0 | 594.6165 | 0.012097 | 388.1089 | 6.0333e-05
| 388.9656 | 0.00092655 | 388.9656 | 6.3839 | 388.2212 | 1.2575 | 388.2212 | 0.00014538 | 321.94 | 0.0081804 | 388.9656 | 0.005548 | 321.94 | -0.00024269 | 321.94 | -0.0020913 | 388.2212 | 0.00014655 | 388.2212 | 0.00012285 | 388.9656 | 0.0012254 | 594.7752 | 0.0064432 | 594.7752 | 0.021678 | 593.8442 | 0 | 594.7752 | 0.011318 | 388.2212 | 5.9652e-05
| 389.0784 | 0 | 389.0784 | 6.1842 | 388.3334 | 1.2643 | 388.3334 | 0.000166 | 322.15 | -0.028507 | 389.0784 | 0.01387 | 322.15 | -0.0052516 | 322.15 | -0.0042337 | 388.3334 | 0.000159 | 388.3334 | 8.253e-05 | 389.0784 | 0 | 594.9339 | 0.0074316 | 594.9339 | 0.019168 | 594.0035 | 0.00011594 | 594.9339 | 0.012149 | 388.3334 | 4.5665e-05
| 389.1913 | 0 | 389.1913 | 6.0632 | 388.4456 | 1.3922 | 388.4456 | 0.000166 | 322.36 | 0.002231 | 389.1913 | 0.010344 | 322.36 | -0.002223 | 322.36 | 0.0018873 | 388.4456 | 0.00013961 | 388.4456 | 8.6299e-05 | 389.1913 | 0 | 595.0926 | 0.0074682 | 595.0926 | 0.024401 | 594.1627 | 7.7296e-05 | 595.0926 | 0.011578 | 388.4456 | 4.2717e-05
| 389.3042 | 0 | 389.3042 | 5.8294 | 388.5579 | 1.3945 | 388.5579 | 0.0001646 | 322.58 | -0.025532 | 389.3042 | 0.010109 | 322.58 | -0.002223 | 322.58 | -0.012191 | 388.5579 | 0.00016345 | 388.5579 | 8.0646e-05 | 389.3042 | 0 | 595.2513 | 0.0083102 | 595.2513 | 0.018581 | 594.322 | 0 | 595.2513 | 0.012564 | 388.5579 | 3.8256e-05
| 389.4171 | 0.0040536 | 389.4171 | 5.678 | 388.6701 | 1.4749 | 388.6701 | 0.00014257 | 322.79 | 0.021071 | 389.4171 | 0.0027586 | 322.79 | 0.0074455 | 322.79 | -0.0017853 | 388.6701 | 0.00014691 | 388.6701 | 9.9112e-05 | 389.4171 | 0.0059835 | 595.41 | 0.011129 | 595.41 | 0.024508 | 594.4813 | 0.00030918 | 595.41 | 0.011422 | 388.6701 | 6.1845e-05
| 389.53 | 0 | 389.53 | 5.4959 | 388.7824 | 1.5066 | 388.7824 | 0.00013296 | 323 | 0.0052058 | 389.53 | 0 | 323 | -0.0065332 | 323 | -0.0036216 | 388.7824 | 0.00015331 | 388.7824 | 9.9112e-05 | 389.53 | 0 | 595.5687 | 0.0087495 | 595.5687 | 0.01447 | 594.6405 | 0.00057972 | 595.5687 | 0.011889 | 388.7824 | 6.9178e-05
| 389.6429 | 0.0070792 | 389.6429 | 5.3364 | 388.8947 | 1.608 | 388.8947 | 0.00014137 | 323.22 | 0.0071888 | 389.6429 | 0.0047487 | 323.22 | 0.0041839 | 323.22 | 0.0066312 | 388.8947 | 0.00015029 | 388.8947 | 0.00012662 | 389.6429 | 0 | 595.7275 | 0.0057476 | 595.7275 | 0.018688 | 594.7998 | 0 | 595.7275 | 0.01111 | 388.8947 | 5.2999e-05
| 389.7557 | 0.00021202 | 389.7557 | 5.2382 | 389.0069 | 1.6659 | 389.0069 | 0.00015939 | 323.43 | -0.035945 | 389.7557 | 0.012271 | 323.43 | 0.00022327 | 323.43 | -0.005917 | 389.0069 | 0.00015082 | 389.0069 | 0.00012474 | 389.7557 | 0 | 595.8862 | 0.0036609 | 595.8862 | 0.019542 | 594.9591 | 0.00034783 | 595.8862 | 0.011837 | 389.0069 | 5.0807e-05
| 389.8686 | 0 | 389.8686 | 4.9948 | 389.1192 | 1.7587 | 389.1192 | 0.00015298 | 323.64 | 0.015121 | 389.8686 | 0.0061122 | 323.64 | -0.0047858 | 323.64 | -0.0025504 | 389.1192 | 0.00014459 | 389.1192 | 0.00012285 | 389.8686 | 0 | 596.0449 | 0.0069191 | 596.0449 | 0.027231 | 595.1184 | 0 | 596.0449 | 0.011526 | 389.1192 | 5.2999e-05
| 389.9815 | 0.0074653 | 389.9815 | 4.8704 | 389.2315 | 1.7938 | 389.2315 | 0.00014818 | 323.85 | -0.0061972 | 389.9815 | 0.0042482 | 323.85 | -0.0047858 | 323.85 | -0.0049988 | 389.2315 | 0.00013214 | 389.2315 | 0.00011381 | 389.9815 | 0 | 596.2037 | 0.0044297 | 596.2037 | 0.021197 | 595.2777 | 0 | 596.2037 | 0.012045 | 389.2315 | 8.5434e-05
| 390.0944 | 0.0049802 | 390.0944 | 4.6559 | 389.3438 | 1.8327 | 389.3438 | 0.00013997 | 324.07 | 0.019087 | 390.0944 | 0.012366 | 324.07 | 0.0040674 | 324.07 | 0.0081613 | 389.3438 | 0.00013997 | 389.3438 | 0.00011004 | 390.0944 | 0 | 596.3625 | 0.0072852 | 596.3625 | 0.027391 | 595.437 | 0 | 596.3625 | 0.011578 | 389.3438 | 6.9934e-05
| 390.2072 | 0.0012527 | 390.2072 | 4.6205 | 389.4561 | 1.9049 | 389.4561 | 0.0001618 | 324.28 | -0.0076846 | 390.2072 | 0.013306 | 324.28 | -0.0071154 | 324.28 | -0.0097429 | 389.4561 | 0.00014655 | 389.4561 | 0.00012116 | 390.2072 | 0 | 596.5212 | 0.0087495 | 596.5212 | 0.021785 | 595.5963 | 0 | 596.5212 | 0.011941 | 389.4561 | 7.7269e-05
| 390.3201 | 0.0015057 | 390.3201 | 4.4191 | 389.5684 | 2.0189 | 389.5684 | 0.00018042 | 324.49 | -0.013138 | 390.3201 | 0.01782 | 324.49 | -0.0037373 | 324.49 | -0.00040807 | 389.5684 | 0.00015687 | 389.5684 | 0.00015771 | 390.3201 | 0 | 596.68 | 0.0098844 | 596.68 | 0.025629 | 595.7557 | 7.7296e-05 | 596.68 | 0.011526 | 389.5684 | 6.0333e-05
| 390.433 | 0 | 390.433 | 4.274 | 389.6807 | 2.0869 | 389.6807 | 0.00017982 | 324.71 | -0.01413 | 390.433 | 0.013071 | 324.71 | -0.0051353 | 324.71 | -0.011732 | 389.6807 | 0.00015455 | 389.6807 | 0.00013943 | 390.433 | 0 | 596.8388 | 0.0081272 | 596.8388 | 0.016232 | 595.915 | 0 | 596.8388 | 0.011681 | 389.6807 | 8.0217e-05
| 390.5459 | 0.0049802 | 390.5459 | 4.1829 | 389.793 | 2.1143 | 389.793 | 0.00015339 | 324.92 | -0.034458 | 390.5459 | 0.0047487 | 324.92 | 0.0026695 | 324.92 | -0.0054579 | 389.793 | 0.00014868 | 389.793 | 0.00014678 | 390.5459 | 0 | 596.9976 | 0.011422 | 596.9976 | 0.02328 | 596.0743 | 7.7296e-05 | 596.9976 | 0.011214 | 389.793 | 5.6704e-05
| 390.6587 | 0.0018309 | 390.6587 | 4.0253 | 389.9053 | 2.2253 | 389.9053 | 0.00015238 | 325.13 | 0.009172 | 390.6587 | 0.0063943 | 325.13 | -0.010726 | 325.13 | -0.0085181 | 389.9053 | 0.00014993 | 389.9053 | 0.00015602 | 390.6587 | 0 | 597.1564 | 0.0088228 | 597.1564 | 0.019542 | 596.2337 | 0.00011594 | 597.1564 | 0.011785 | 389.9053 | 3.9012e-05
| 390.7716 | 0.0016215 | 390.7716 | 3.9724 | 390.0176 | 2.2999 | 390.0176 | 0.00015479 | 325.34 | 0.00074368 | 390.7716 | 0.012224 | 325.34 | 0.002786 | 325.34 | 0.00035706 | 390.0176 | 0.00015029 | 390.0176 | 0.00019634 | 390.7716 | 0.0012254 | 597.3152 | 0.0064432 | 597.3152 | 0.015484 | 596.393 | 7.7296e-05 | 597.3152 | 0.011526 | 390.0176 | 4.4153e-05
| 390.8845 | 0.0034497 | 390.8845 | 3.861 | 390.1299 | 2.3765 | 390.1299 | 0.000164 | 325.56 | -0.018592 | 390.8845 | 0.0042482 | 325.56 | -0.0037373 | 325.56 | -0.0025504 | 390.1299 | 0.00014815 | 390.1299 | 0.00017071 | 390.8845 | 0 | 597.474 | 0.0067727 | 597.474 | 0.02312 | 596.5524 | 0.00011594 | 597.474 | 0.011941 | 390.1299 | 5.9652e-05
| 390.9973 | 0.0034745 | 390.9973 | 3.7615 | 390.2422 | 2.5019 | 390.2422 | 0.00015138 | 325.77 | -0.00074368 | 390.9973 | 0.020264 | 325.77 | -0.0075817 | 325.77 | -0.0030095 | 390.2422 | 0.00012218 | 390.2422 | 0.00013943 | 390.9973 | 0 | 597.6328 | 0.011678 | 597.6328 | 0.025416 | 596.7117 | 7.7296e-05 | 597.6328 | 0.011162 | 390.2422 | 7.8025e-05
| 391.1102 | 0 | 391.1102 | 3.6867 | 390.3546 | 2.5222 | 390.3546 | 0.00015238 | 325.98 | -0.037432 | 391.1102 | 0.0045151 | 325.98 | -0.0075817 | 325.98 | -0.01418 | 390.3546 | 0.00011418 | 390.3546 | 8.6299e-05 | 391.1102 | 0.009071 | 597.7917 | 0.0073584 | 597.7917 | 0.016926 | 596.8711 | 0.00034783 | 597.7917 | 0.011889 | 390.3546 | 6.3281e-05
| 391.2231 | 0.0026638 | 391.2231 | 3.621 | 390.4669 | 2.6658 | 390.4669 | 0.0001642 | 326.2 | 0.0096677 | 391.2231 | 0.0083691 | 326.2 | -0.0028054 | 326.2 | 0.0032646 | 390.4669 | 0.00011969 | 390.4669 | 9.9112e-05 | 391.2231 | 0 | 597.9505 | 0.013838 | 597.9505 | 0.026377 | 597.0305 | 0 | 597.9505 | 0.011318 | 390.4669 | 5.8896e-05
| 391.336 | 0.0074653 | 391.336 | 3.5057 | 390.5793 | 2.6899 | 390.5793 | 0.0001646 | 326.41 | -0.019087 | 391.336 | 0.012507 | 326.41 | -0.005368 | 326.41 | -0.0011732 | 390.5793 | 0.00013214 | 390.5793 | 8.9879e-05 | 391.336 | 0 | 598.1094 | 0.0074316 | 598.1094 | 0.023387 | 597.1898 | 0.00011594 | 598.1094 | 0.012045 | 390.5793 | 6.1845e-05
| 391.4488 | 0 | 391.4488 | 3.4341 | 390.6916 | 2.8123 | 390.6916 | 0.00014357 | 326.62 | -0.0061972 | 391.4488 | 0.011848 | 326.62 | -0.00094161 | 326.62 | -0.0019383 | 390.6916 | 0.00016096 | 390.6916 | 0.00011739 | 391.4488 | 0 | 598.2682 | 0.0056378 | 598.2682 | 0.028139 | 597.3492 | 7.7296e-05 | 598.2682 | 0.01137 | 390.6916 | 7.0691e-05
| 391.5617 | 0.002409 | 391.5617 | 3.3481 | 390.8039 | 2.8492 | 390.8039 | 0.00013576 | 326.84 | -0.047842 | 391.5617 | 0.008134 | 326.84 | -0.0031549 | 326.84 | -0.018771 | 390.8039 | 0.00016611 | 390.8039 | 0.00011004 | 391.5617 | 0 | 598.4271 | 0.010434 | 598.4271 | 0.021411 | 597.5086 | 0.00034783 | 598.4271 | 0.01163 | 390.8039 | 8.0973e-05
| 391.6746 | 0 | 391.6746 | 3.3236 | 390.9163 | 3.0143 | 390.9163 | 0.00014838 | 327.05 | 0.031978 | 391.6746 | 0.0044939 | 327.05 | -0.001524 | 327.05 | 0.0031115 | 390.9163 | 0.00016469 | 390.9163 | 0.00011381 | 391.6746 | 0 | 598.5859 | 0.014314 | 598.5859 | 0.01762 | 597.668 | 0 | 598.5859 | 0.011007 | 390.9163 | 8.0217e-05
| 391.7874 | 0.0015996 | 391.7874 | 3.2434 | 391.0287 | 3.0884 | 391.0287 | 0.0001654 | 327.26 | -0.03049 | 391.7874 | 0 | 327.26 | -0.00024269 | 327.26 | -0.0074475 | 391.0287 | 0.00015455 | 391.0287 | 0.000101 | 391.7874 | 0.00086386 | 598.7448 | 0.0091522 | 598.7448 | 0.021678 | 597.8274 | 0 | 598.7448 | 0.011214 | 391.0287 | 6.7742e-05
| 391.9003 | 0.0057909 | 391.9003 | 3.1699 | 391.141 | 3.199 | 391.141 | 0.0001692 | 327.47 | -0.0061972 | 391.9003 | 0.0034261 | 327.47 | -0.0025725 | 327.47 | 0.0023464 | 391.141 | 0.0001325 | 391.141 | 9.7228e-05 | 391.9003 | 0 | 598.9037 | 0.012703 | 598.9037 | 0.02344 | 597.9868 | 0 | 598.9037 | 0.010903 | 391.141 | 5.3755e-05
| 392.0131 | 0 | 392.0131 | 3.1468 | 391.2534 | 3.2467 | 391.2534 | 0.00013937 | 327.69 | -0.023054 | 392.0131 | 0.0047957 | 327.69 | 0.00033976 | 327.69 | -0.0048458 | 391.2534 | 0.00015117 | 391.2534 | 7.5182e-05 | 392.0131 | 0 | 599.0626 | 0.008054 | 599.0626 | 0.018955 | 598.1463 | 0.00011594 | 599.0626 | 0.011474 | 391.2534 | 6.7742e-05
| 392.126 | 0.001274 | 392.126 | 3.1499 | 391.3658 | 3.3798 | 391.3658 | 0.00013616 | 327.9 | -0.002231 | 392.126 | 0.0058301 | 327.9 | -0.0080475 | 327.9 | 0.0049478 | 391.3658 | 0.00012716 | 391.3658 | 8.0646e-05 | 392.126 | 0 | 599.2215 | 0.004869 | 599.2215 | 0.027711 | 598.3057 | 0 | 599.2215 | 0.01137 | 391.3658 | 6.623e-05
| 392.2389 | 0.0031028 | 392.2389 | 3.0678 | 391.4782 | 3.4951 | 391.4782 | 0.00012916 | 328.11 | -0.010659 | 392.2389 | 0.014904 | 328.11 | -0.0083969 | 328.11 | -0.0020913 | 391.4782 | 0.00015064 | 391.4782 | 7.895e-05 | 392.2389 | 0 | 599.3804 | 0.010104 | 599.3804 | 0.018795 | 598.4651 | 0.00034783 | 599.3804 | 0.011578 | 391.4782 | 6.8498e-05
| 392.3517 | 0.0049802 | 392.3517 | 3.0641 | 391.5906 | 3.6756 | 391.5906 | 0.00014978 | 328.33 | 0.00471 | 392.3517 | 0.0066294 | 328.33 | 0.00010678 | 328.33 | -0.0062227 | 391.5906 | 0.00014566 | 391.5906 | 0.0001302 | 392.3517 | 0 | 599.5393 | 0.010141 | 599.5393 | 0.019596 | 598.6245 | 0 | 599.5393 | 0.010799 | 391.5906 | 5.2999e-05
| 392.4646 | 0.0025246 | 392.4646 | 3.0338 | 391.703 | 3.7063 | 391.703 | 0.00014778 | 328.54 | -0.024542 | 392.4646 | 0.010109 | 328.54 | -0.0059506 | 328.54 | -0.0033155 | 391.703 | 0.0001871 | 391.703 | 0.00013585 | 392.4646 | 0.00043193 | 599.6982 | 0.0047958 | 599.6982 | 0.014737 | 598.784 | 0.00034783 | 599.6982 | 0.01111 | 391.703 | 4.8614e-05
| 392.5774 | 0.0026638 | 392.5774 | 3.0157 | 391.8154 | 3.8297 | 391.8154 | 0.00017061 | 328.75 | 0.014626 | 392.5774 | 0.0099676 | 328.75 | 0.00057274 | 328.75 | 0.0032646 | 391.8154 | 0.00017928 | 391.8154 | 0.00015771 | 392.5774 | 0 | 599.8572 | 0.0039172 | 599.8572 | 0.027124 | 598.9434 | 7.7296e-05 | 599.8572 | 0.011058 | 391.8154 | 4.7102e-05
| 392.6903 | 0.0017152 | 392.6903 | 2.9521 | 391.9278 | 3.9462 | 391.9278 | 0.00017401 | 328.97 | -0.023054 | 392.6903 | 0.010532 | 328.97 | -0.0057175 | 328.97 | -0.0065293 | 391.9278 | 0.00017607 | 391.9278 | 0.00013943 | 392.6903 | 0 | 600.0161 | 0.0071021 | 600.0161 | 0.013989 | 599.1029 | 0.00011594 | 600.0161 | 0.011889 | 391.9278 | 6.1089e-05
| 392.8031 | 0.00011582 | 392.8031 | 2.9098 | 392.0402 | 4.0095 | 392.0402 | 0.00018282 | 329.18 | -0.0027268 | 392.8031 | 0.0061122 | 329.18 | -0.0047858 | 329.18 | -0.0065293 | 392.0402 | 0.00013748 | 392.0402 | 0.00018541 | 392.8031 | 0 | 600.175 | 0.0074682 | 600.175 | 0.026857 | 599.2623 | 7.7296e-05 | 600.175 | 0.011526 | 392.0402 | 6.3281e-05
| 392.916 | 0 | 392.916 | 2.9559 | 392.1526 | 4.2045 | 392.1526 | 0.00016119 | 329.39 | -0.0027268 | 392.916 | 0.015469 | 329.39 | -0.0035044 | 329.39 | -0.0066822 | 392.1526 | 0.00014122 | 392.1526 | 0.00017806 | 392.916 | 0 | 600.334 | 0.011129 | 600.334 | 0.027605 | 599.4218 | 0 | 600.334 | 0.012149 | 392.1526 | 7.2883e-05
| 393.0288 | 0.0059067 | 393.0288 | 2.8927 | 392.265 | 4.361 | 392.265 | 0.0001692 | 329.61 | -0.0002479 | 393.0288 | 0.0088862 | 329.61 | 0.002553 | 329.61 | 0.0098449 | 392.265 | 0.00013784 | 392.265 | 0.00013585 | 393.0288 | 0 | 600.4929 | 0.0091889 | 600.4929 | 0.025736 | 599.5813 | 7.7296e-05 | 600.4929 | 0.01163 | 392.265 | 5.0807e-05
| 393.1417 | 0.00067455 | 393.1417 | 2.8423 | 392.3775 | 4.5049 | 392.3775 | 0.00016079 | 329.82 | -0.009172 | 393.1417 | 0.0063943 | 329.82 | 0.0016211 | 329.82 | -0.0017853 | 392.3775 | 0.0001558 | 392.3775 | 0.00011004 | 393.1417 | 0 | 600.6519 | 0.0099942 | 600.6519 | 0.018314 | 599.7408 | 0.00034783 | 600.6519 | 0.012149 | 392.3775 | 6.4037e-05
| 393.2545 | 0.0026638 | 393.2545 | 2.7983 | 392.4899 | 4.5414 | 392.4899 | 0.00016119 | 330.03 | 0.012642 | 393.2545 | 0.0079459 | 330.03 | 0.0010387 | 330.03 | -0.0027035 | 392.4899 | 0.00016647 | 392.4899 | 8.7995e-05 | 393.2545 | 0 | 600.8109 | 0.0019336 | 600.8109 | 0.015484 | 599.9003 | 7.7296e-05 | 600.8109 | 0.011266 | 392.4899 | 6.4037e-05
| 393.3674 | 0.0049529 | 393.3674 | 2.8005 | 392.6023 | 4.6703 | 392.6023 | 0.00015238 | 330.25 | 0.0176 | 393.3674 | 0 | 330.25 | -0.0040868 | 330.25 | 0.0081613 | 392.6023 | 0.000159 | 392.6023 | 0.00012116 | 393.3674 | 0 | 600.9698 | 0.0067727 | 600.9698 | 0.019702 | 600.0598 | 0.00011594 | 600.9698 | 0.011681 | 392.6023 | 7.6588e-05
| 393.4802 | 0 | 393.4802 | 2.7845 | 392.7148 | 4.9111 | 392.7148 | 0.00016079 | 330.46 | 0.028012 | 393.4802 | 0.0056891 | 330.46 | -0.0001262 | 330.46 | 0.0017343 | 392.7148 | 0.00015491 | 392.7148 | 0.00015413 | 393.4802 | 0 | 601.1288 | 0.0079075 | 601.1288 | 0.027872 | 600.2193 | 0 | 601.1288 | 0.011058 | 392.7148 | 6.4037e-05
| 393.5931 | 0 | 393.5931 | 2.7449 | 392.8272 | 4.8868 | 392.8272 | 0.00015939 | 330.67 | 0.0037184 | 393.5931 | 0.014528 | 330.67 | -0.0056011 | 330.67 | -0.0036216 | 392.8272 | 0.00015651 | 392.8272 | 0.0001432 | 393.5931 | 0.010799 | 601.2878 | 0.0065164 | 601.2878 | 0.019062 | 600.3788 | 0 | 601.2878 | 0.011422 | 392.8272 | 6.623e-05
| 393.7059 | 0 | 393.7059 | 2.6853 | 392.9397 | 5.0314 | 392.9397 | 0.00014878 | 330.89 | 0.016113 | 393.7059 | 0.0015573 | 330.89 | 0.00080569 | 330.89 | 0.0023464 | 392.9397 | 0.00016522 | 392.9397 | 0.00011192 | 393.7059 | 0 | 601.4468 | 0.0059673 | 601.4468 | 0.022052 | 600.5383 | 0 | 601.4468 | 0.010747 | 392.9397 | 6.2601e-05
| 393.8188 | 0 | 393.8188 | 2.6692 | 393.0521 | 5.1807 | 393.0521 | 0.00015238 | 331.1 | 0.011651 | 393.8188 | 0.0061122 | 331.1 | -0.0064164 | 331.1 | 0.0051009 | 393.0521 | 0.00015776 | 393.0521 | 0.000101 | 393.8188 | 0 | 601.6059 | 0.0052717 | 601.6059 | 0.022159 | 600.6978 | 0.00011594 | 601.6059 | 0.011214 | 393.0521 | 6.4794e-05
| 393.9316 | 0 | 393.9316 | 2.6133 | 393.1646 | 5.3838 | 393.1646 | 0.00015298 | 331.31 | -0.012147 | 393.9316 | 0.0093094 | 331.31 | -0.0036209 | 331.31 | -0.0048458 | 393.1646 | 0.00013712 | 393.1646 | 0.00015413 | 393.9316 | 0 | 601.7649 | 0.0065164 | 601.7649 | 0.025042 | 600.8573 | 0 | 601.7649 | 0.010851 | 393.1646 | 7.0691e-05
| 394.0445 | 0.0039122 | 394.0445 | 2.5521 | 393.2771 | 5.4984 | 393.2771 | 0.00018042 | 331.53 | -0.021071 | 394.0445 | 0.0063943 | 331.53 | -0.011775 | 331.53 | -0.0037746 | 393.2771 | 0.0001341 | 393.2771 | 0.00018899 | 394.0445 | 0 | 601.9239 | 0.0015618 | 601.9239 | 0.014203 | 601.0169 | 0.00011594 | 601.9239 | 0.01137 | 393.2771 | 7.4395e-05
| 394.1573 | 0 | 394.1573 | 2.5162 | 393.3895 | 5.6268 | 393.3895 | 0.00016139 | 331.74 | 0.012642 | 394.1573 | 0.0094504 | 331.74 | 0.0048828 | 331.74 | 0.007243 | 393.3895 | 0.00013321 | 393.3895 | 0.00012474 | 394.1573 | 0.0029557 | 602.0829 | 0.0061869 | 602.0829 | 0.022052 | 601.1764 | 7.7296e-05 | 602.0829 | 0.010851 | 393.3895 | 7.5076e-05
| 394.2702 | 0 | 394.2702 | 2.475 | 393.502 | 5.7861 | 393.502 | 0.00015579 | 331.95 | -0.027516 | 394.2702 | 0.0093094 | 331.95 | -0.0021065 | 331.95 | 0.0075495 | 393.502 | 0.00015402 | 393.502 | 9.5343e-05 | 394.2702 | 0 | 602.242 | 0.011312 | 602.242 | 0.024241 | 601.336 | 0.00011594 | 602.242 | 0.011162 | 393.502 | 8.8382e-05
| 394.383 | 0.0020847 | 394.383 | 2.4447 | 393.6145 | 5.9298 | 393.6145 | 0.00014397 | 332.17 | -0.0076846 | 394.383 | 0.011707 | 332.17 | 0.0056981 | 332.17 | -0.0010202 | 393.6145 | 0.00015064 | 393.6145 | 9.5343e-05 | 394.383 | 0 | 602.401 | 0.015083 | 602.401 | 0.0354 | 601.4955 | 0.00054107 | 602.401 | 0.010591 | 393.6145 | 8.7626e-05
| 394.4959 | 0 | 394.4959 | 2.3957 | 393.727 | 5.9839 | 393.727 | 0.00016079 | 332.38 | 0.01413 | 394.4959 | 0.0087922 | 332.38 | -0.0057175 | 332.38 | -0.0049988 | 393.727 | 0.00014708 | 393.727 | 0.00013755 | 394.4959 | 0 | 602.5601 | 0.0052717 | 602.5601 | 0.01164 | 601.6551 | 0 | 602.5601 | 0.011422 | 393.727 | 0.0001001
| 394.6087 | 0.001274 | 394.6087 | 2.3193 | 393.8395 | 6.1771 | 393.8395 | 0.00016119 | 332.59 | 0.040406 | 394.6087 | 0.0083691 | 332.59 | 0.0047664 | 332.59 | 0.0081613 | 393.8395 | 0.00012183 | 393.8395 | 0.00013397 | 394.6087 | 0.010741 | 602.7191 | 0.0083102 | 602.7191 | 0.025789 | 601.8146 | 7.7296e-05 | 602.7191 | 0.011058 | 393.8395 | 7.9537e-05
| 394.7215 | 0 | 394.7215 | 2.2949 | 393.952 | 6.2902 | 393.952 | 0.00015278 | 332.81 | 0.01413 | 394.7215 | 0.01387 | 332.81 | -0.0011746 | 332.81 | -0.011273 | 393.952 | 0.00012379 | 393.952 | 0.00012662 | 394.7215 | 0 | 602.8782 | 0.0073584 | 602.8782 | 0.025896 | 601.9742 | 0 | 602.8782 | 0.01163 | 393.952 | 5.6704e-05
| 394.8344 | 0 | 394.8344 | 2.2372 | 394.0645 | 6.5099 | 394.0645 | 0.00015138 | 333.02 | -0.0012395 | 394.8344 | 0.0059712 | 333.02 | -0.0064164 | 333.02 | 0.00096913 | 394.0645 | 0.00013179 | 394.0645 | 9.5343e-05 | 394.8344 | 0.02069 | 603.0373 | 0.0045395 | 603.0373 | 0.035881 | 602.1338 | 7.7296e-05 | 603.0373 | 0.010643 | 394.0645 | 6.4037e-05
| 394.9472 | 0.00044325 | 394.9472 | 2.202 | 394.177 | 6.5752 | 394.177 | 0.0001626 | 333.24 | -0.033961 | 394.9472 | 0.008275 | 333.24 | 0.0067465 | 333.24 | 0.0040296 | 394.177 | 0.00014157 | 394.177 | 9.3647e-05 | 394.9472 | 0 | 603.1963 | 0.0090058 | 603.1963 | 0.018581 | 602.2934 | 0 | 603.1963 | 0.011266 | 394.177 | 4.8614e-05
| 395.06 | 0 | 395.06 | 2.1453 | 394.2895 | 6.8544 | 394.2895 | 0.00015859 | 333.45 | 0.011155 | 395.06 | 0.0083691 | 333.45 | 0.0074455 | 333.45 | 0.0012752 | 394.2895 | 0.00014317 | 394.2895 | 6.9717e-05 | 395.06 | 0.0025233 | 603.3554 | 0.013033 | 603.3554 | 0.028993 | 602.453 | 0 | 603.3554 | 0.010851 | 394.2895 | 6.1089e-05
| 395.1729 | 0 | 395.1729 | 2.0793 | 394.402 | 6.9067 | 394.402 | 0.00015999 | 333.66 | 0.011155 | 395.1729 | 0.005595 | 333.66 | -0.0039703 | 333.66 | -0.0010202 | 394.402 | 0.00013819 | 394.402 | 7.895e-05 | 395.1729 | 0.0064792 | 603.5145 | 0.0059673 | 603.5145 | 0.015858 | 602.6126 | 0 | 603.5145 | 0.011733 | 394.402 | 5.9652e-05
| 395.2857 | 0 | 395.2857 | 2.065 | 394.5146 | 7.1253 | 394.5146 | 0.00014217 | 333.88 | -0.0086762 | 395.2857 | 0.0094504 | 333.88 | -0.0021065 | 333.88 | 0.0054069 | 394.5146 | 0.00013819 | 394.5146 | 6.2369e-05 | 395.2857 | 0 | 603.6736 | 0.007212 | 603.6736 | 0.027711 | 602.7722 | 7.7296e-05 | 603.6736 | 0.011214 | 394.5146 | 8.1729e-05
| 395.3986 | 0.0025246 | 395.3986 | 2.0169 | 394.6271 | 7.1669 | 394.6271 | 0.0001618 | 334.09 | 0.002231 | 395.3986 | 0.011331 | 334.09 | 0.0088434 | 334.09 | -0.0042337 | 394.6271 | 0.00015438 | 394.6271 | 6.9717e-05 | 395.3986 | 0 | 603.8328 | 0.0056378 | 603.8328 | 0.018101 | 602.9318 | 0.00034783 | 603.8328 | 0.011733 | 394.6271 | 9.942e-05
| 395.5114 | 0.0016215 | 395.5114 | 1.9528 | 394.7396 | 7.4141 | 394.7396 | 0.0001674 | 334.3 | 0.012642 | 395.5114 | 0.010908 | 334.3 | -0.0036209 | 334.3 | -0.0010202 | 394.7396 | 0.00015331 | 394.7396 | 0.00011004 | 395.5114 | 0 | 603.9919 | 0.0069191 | 603.9919 | 0.021411 | 603.0914 | 0 | 603.9919 | 0.010955 | 394.7396 | 8.3922e-05
| 395.6242 | 0 | 395.6242 | 1.9064 | 394.8522 | 7.4565 | 394.8522 | 0.0001632 | 334.52 | -0.015121 | 395.6242 | 0.008275 | 334.52 | 0.0048828 | 334.52 | -0.012038 | 394.8522 | 0.00015455 | 394.8522 | 0.00013755 | 395.6242 | 0 | 604.151 | 0.0070289 | 604.151 | 0.017193 | 603.251 | 0.00011594 | 604.151 | 0.01163 | 394.8522 | 9.1255e-05
| 395.7371 | 0 | 395.7371 | 1.8525 | 394.9647 | 7.7699 | 394.9647 | 0.00014457 | 334.73 | 0.01413 | 395.7371 | 0.0050308 | 334.73 | 0.0056981 | 334.73 | 0.006019 | 394.9647 | 0.00013997 | 394.9647 | 0.00016506 | 395.7371 | 0.0033881 | 604.3101 | 0.0074682 | 604.3101 | 0.025416 | 603.4107 | 0 | 604.3101 | 0.010955 | 394.9647 | 7.0691e-05
| 395.8499 | 0.0061092 | 395.8499 | 1.8338 | 395.0773 | 7.8529 | 395.0773 | 0.00013616 | 334.94 | 0.012642 | 395.8499 | 0.0026468 | 334.94 | -0.0012911 | 334.94 | -0.011273 | 395.0773 | 0.00014957 | 395.0773 | 0.0001302 | 395.8499 | 0 | 604.4693 | 0.011751 | 604.4693 | 0.021197 | 603.5703 | 0.00011594 | 604.4693 | 0.011733 | 395.0773 | 8.2485e-05
| 395.9627 | 0.0024322 | 395.9627 | 1.7363 | 395.1898 | 8.0597 | 395.1898 | 0.00013837 | 335.16 | 0.002231 | 395.9627 | 0.012789 | 335.16 | 0.00033976 | 335.16 | -0.0027035 | 395.1898 | 0.00015331 | 395.1898 | 0.00011381 | 395.9627 | 0.0038208 | 604.6284 | 0.0060771 | 604.6284 | 0.029473 | 603.7299 | 0 | 604.6284 | 0.010851 | 395.1898 | 4.7858e-05
| 396.0756 | 0 | 396.0756 | 1.7138 | 395.3024 | 8.1335 | 395.3024 | 0.00013556 | 335.37 | -0.0061972 | 396.0756 | 0.01387 | 335.37 | -0.012823 | 335.37 | -0.010508 | 395.3024 | 0.0001574 | 395.3024 | 8.4415e-05 | 396.0756 | 0 | 604.7876 | 0.011202 | 604.7876 | 0.023921 | 603.8896 | 0.00011594 | 604.7876 | 0.011007 | 395.3024 | 7.1447e-05
| 396.1884 | 0 | 396.1884 | 1.6608 | 395.415 | 8.3053 | 395.415 | 0.00013476 | 335.59 | 0.002231 | 396.1884 | 0.0095445 | 335.59 | 0.0037179 | 335.59 | 0.00035706 | 395.415 | 0.00015331 | 395.415 | 7.895e-05 | 396.1884 | 0 | 604.9467 | 0.0091889 | 604.9467 | 0.033798 | 604.0492 | 0 | 604.9467 | 0.010383 | 395.415 | 5.8896e-05
| 396.3012 | 0 | 396.3012 | 1.6443 | 395.5275 | 8.2549 | 395.5275 | 0.0001618 | 335.8 | 0.015121 | 396.3012 | 0.0029137 | 335.8 | -0.0067659 | 335.8 | -0.0036216 | 395.5275 | 0.00015651 | 395.5275 | 7.895e-05 | 396.3012 | 0 | 605.1059 | 0.0076879 | 605.1059 | 0.016926 | 604.2089 | 0.00034783 | 605.1059 | 0.010955 | 395.5275 | 9.2767e-05
| 396.414 | 0 | 396.414 | 1.5877 | 395.6401 | 8.5992 | 395.6401 | 0.00018422 | 336.01 | -0.0076846 | 396.414 | 0.0087452 | 336.01 | 0.0089597 | 336.01 | 0.0034176 | 395.6401 | 0.00015278 | 395.6401 | 9.5343e-05 | 396.414 | 0.0051184 | 605.2651 | 0.0060771 | 605.2651 | 0.031182 | 604.3686 | 0 | 605.2651 | 0.011058 | 395.6401 | 6.555e-05
| 396.5269 | 0 | 396.5269 | 1.567 | 395.7527 | 8.6444 | 395.7527 | 0.00018983 | 336.23 | 0.010164 | 396.5269 | 0.021346 | 336.23 | -0.0050185 | 336.23 | -0.0034686 | 395.7527 | 0.00015651 | 395.7527 | 0.000101 | 396.5269 | 0 | 605.4243 | 0.0084933 | 605.4243 | 0.021945 | 604.5282 | 0.00034783 | 605.4243 | 0.011526 | 395.7527 | 5.5948e-05
| 396.6397 | 0 | 396.6397 | 1.5279 | 395.8653 | 8.6907 | 395.8653 | 0.00017942 | 336.44 | -0.027516 | 396.6397 | 0.011425 | 336.44 | 0.0043004 | 336.44 | 0.00035706 | 395.8653 | 0.00013908 | 395.8653 | 0.00016883 | 396.6397 | 0.0046859 | 605.5835 | 0.010397 | 605.5835 | 0.029847 | 604.6879 | 0 | 605.5835 | 0.01111 | 395.8653 | 3.1679e-05
| 396.7525 | 0.00032764 | 396.7525 | 1.5016 | 395.9779 | 8.8809 | 395.9779 | 0.00016119 | 336.65 | -0.044372 | 396.7525 | 0.0070526 | 336.65 | 0.0062807 | 336.65 | 0.0051009 | 395.9779 | 0.00014193 | 395.9779 | 0.0001449 | 396.7525 | 0.0073433 | 605.7427 | 0.0058208 | 605.7427 | 0.019062 | 604.8476 | 0.00011594 | 605.7427 | 0.011214 | 395.9779 | 4.4909e-05
| 396.8654 | 0 | 396.8654 | 1.4428 | 396.0905 | 9.0683 | 396.0905 | 0.00014277 | 336.87 | -0.0017352 | 396.8654 | 0.010109 | 336.87 | -0.0044363 | 336.87 | -0.0062227 | 396.0905 | 0.00013712 | 396.0905 | 0.00015036 | 396.8654 | 0 | 605.9019 | 0.0053815 | 605.9019 | 0.027391 | 605.0073 | 7.7296e-05 | 605.9019 | 0.010539 | 396.0905 | 6.0333e-05
| 396.9782 | 0.0062249 | 396.9782 | 1.4042 | 396.2031 | 9.3019 | 396.2031 | 0.00014457 | 337.08 | 0.0061972 | 396.9782 | 0.0069115 | 337.08 | 0.0011552 | 337.08 | 0.0040296 | 396.2031 | 0.00016611 | 396.2031 | 8.6299e-05 | 396.9782 | 0 | 606.0611 | 0.011056 | 606.0611 | 0.019542 | 605.167 | 0.00057972 | 606.0611 | 0.01111 | 396.2031 | 6.1845e-05
| 397.091 | 0.005096 | 397.091 | 1.3595 | 396.3157 | 9.4334 | 396.3157 | 0.00014137 | 337.3 | -0.0002479 | 397.091 | 0.0063473 | 337.3 | -0.0049022 | 337.3 | -0.0025504 | 396.3157 | 0.00017714 | 396.3157 | 0.00012116 | 397.091 | 0 | 606.2203 | 0.008237 | 606.2203 | 0.021144 | 605.3267 | 0 | 606.2203 | 0.010539 | 396.3157 | 5.1563e-05
| 397.2038 | 0.00021202 | 397.2038 | 1.3611 | 396.4283 | 9.5364 | 396.4283 | 0.00014457 | 337.51 | -0.023549 | 397.2038 | 0.0087922 | 337.51 | -0.010144 | 337.51 | 5.1009e-05 | 396.4283 | 0.00018995 | 396.4283 | 0.000101 | 397.2038 | 0 | 606.3795 | 0.0064066 | 606.3795 | 0.024294 | 605.4864 | 0.00034783 | 606.3795 | 0.011318 | 396.4283 | 5.9652e-05
| 397.3166 | 0 | 397.3166 | 1.3026 | 396.5409 | 9.8647 | 396.5409 | 0.00013757 | 337.72 | 0.019583 | 397.3166 | 0.013964 | 337.72 | 0.010358 | 337.72 | 0.0055599 | 396.5409 | 0.00017145 | 396.5409 | 0.000101 | 397.3166 | 0.0098761 | 606.5388 | 0.0053083 | 606.5388 | 0.01495 | 605.6461 | 7.7296e-05 | 606.5388 | 0.010539 | 396.5409 | 6.4037e-05
| 397.4295 | 0 | 397.4295 | 1.2687 | 396.6535 | 9.8586 | 396.6535 | 0.00013997 | 337.94 | -0.031481 | 397.4295 | 0.0037144 | 337.94 | 0.0017376 | 337.94 | 0.00051009 | 396.6535 | 0.00014744 | 396.6535 | 8.6299e-05 | 397.4295 | 0 | 606.698 | 0.0078709 | 606.698 | 0.025042 | 605.8059 | 0.00034783 | 606.698 | 0.011578 | 396.6535 | 6.2601e-05
| 397.5423 | 0.0059067 | 397.5423 | 1.2173 | 396.7662 | 9.9719 | 396.7662 | 0.00013376 | 338.15 | 0.0096677 | 397.5423 | 0.004227 | 338.15 | -0.0025725 | 338.15 | -0.005917 | 396.7662 | 0.00012539 | 396.7662 | 0.00010646 | 397.5423 | 0.007281 | 606.8573 | 0.0044663 | 606.8573 | 0.030435 | 605.9656 | 0 | 606.8573 | 0.010643 | 396.7662 | 4.7858e-05
| 397.6551 | 0.0074653 | 397.6551 | 1.2369 | 396.8788 | 9.9979 | 396.8788 | 0.00012395 | 338.37 | 0.017104 | 397.6551 | 0.0075698 | 338.37 | -0.0051353 | 338.37 | -0.0077534 | 396.8788 | 0.00012307 | 396.8788 | 0.00012851 | 397.6551 | 0 | 607.0165 | 0.0065164 | 607.0165 | 0.016606 | 606.1253 | 0 | 607.0165 | 0.01163 | 396.8788 | 5.2243e-05
| 397.7679 | 0.00046328 | 397.7679 | 1.1837 | 396.9915 | 10.3171 | 396.9915 | 0.00011614 | 338.58 | 0.010164 | 397.7679 | 0.0090273 | 338.58 | 0.002786 | 338.58 | 0.0051009 | 396.9915 | 0.00012432 | 396.9915 | 0.00010646 | 397.7679 | 0 | 607.1758 | 0.0092621 | 607.1758 | 0.025896 | 606.2851 | 0 | 607.1758 | 0.010383 | 396.9915 | 5.6704e-05
| 397.8808 | 0 | 397.8808 | 1.1648 | 397.1041 | 10.4173 | 397.1041 | 0.00015198 | 338.79 | -0.040903 | 397.8808 | 0.01025 | 338.79 | -0.0074648 | 338.79 | -0.0010202 | 397.1041 | 0.00012681 | 397.1041 | 8.6299e-05 | 397.8808 | 0 | 607.3351 | 0.0094817 | 607.3351 | 0.020824 | 606.4448 | 0.00011594 | 607.3351 | 0.010903 | 397.1041 | 6.4037e-05
| 397.9936 | 0.0035903 | 397.9936 | 1.1547 | 397.2167 | 10.6767 | 397.2167 | 0.00017481 | 339.01 | 0.033465 | 397.9936 | 0.0058301 | 339.01 | -0.0014076 | 339.01 | 0.00051009 | 397.2167 | 0.00012254 | 397.2167 | 6.6137e-05 | 397.9936 | 0 | 607.4944 | 0.012337 | 607.4944 | 0.016819 | 606.6046 | 0 | 607.4944 | 0.010072 | 397.2167 | 5.5192e-05
| 398.1064 | 0 | 398.1064 | 1.1117 | 397.3294 | 10.5631 | 397.3294 | 0.00018142 | 339.22 | 0.0071888 | 398.1064 | 0.0031806 | 339.22 | -0.0086301 | 339.22 | -0.0049988 | 397.3294 | 0.00013873 | 397.3294 | 6.7833e-05 | 398.1064 | 0 | 607.6536 | 0.0065164 | 607.6536 | 0.02328 | 606.7644 | 0.00057972 | 607.6536 | 0.010747 | 397.3294 | 7.1447e-05
| 398.2192 | 0.0022006 | 398.2192 | 1.0635 | 397.4421 | 10.875 | 397.4421 | 0.00015339 | 339.44 | -0.0012395 | 398.2192 | 0.0063473 | 339.44 | -0.0040868 | 339.44 | 0.0023464 | 397.4421 | 0.00015189 | 397.4421 | 9.1763e-05 | 398.2192 | 0 | 607.8129 | 0.0085665 | 607.8129 | 0.02376 | 606.9241 | 0 | 607.8129 | 0.010228 | 397.4421 | 8.2485e-05
| 398.332 | 0 | 398.332 | 1.0864 | 397.5547 | 10.9673 | 397.5547 | 0.00014598 | 339.65 | -0.0037184 | 398.332 | 0.0073347 | 339.65 | -0.0073485 | 339.65 | -0.0043867 | 397.5547 | 0.00015864 | 397.5547 | 0.0001449 | 398.332 | 0 | 607.9723 | 0.011129 | 607.9723 | 0.018207 | 607.0839 | 0.00011594 | 607.9723 | 0.010799 | 397.5547 | 8.3166e-05
| 398.4448 | 0.0045169 | 398.4448 | 1.0403 | 397.6674 | 11.16 | 397.6674 | 0.00014277 | 339.86 | 0.021567 | 398.4448 | 0.0070526 | 339.86 | 0.0026695 | 339.86 | 0.0096913 | 397.6674 | 0.00015616 | 397.6674 | 0.00018711 | 398.4448 | 0 | 608.1316 | 0.0077245 | 608.1316 | 0.02328 | 607.2437 | 7.7296e-05 | 608.1316 | 0.0098124 | 397.6674 | 5.8896e-05
| 398.5577 | 0.0033341 | 398.5577 | 1.0407 | 397.7801 | 11.2599 | 397.7801 | 0.00015799 | 340.08 | -0.026029 | 398.5577 | 0.0083691 | 340.08 | -0.0093286 | 340.08 | -0.0076005 | 397.7801 | 0.00015064 | 397.7801 | 0.00017806 | 398.5577 | 0 | 608.2909 | 0.0071754 | 608.2909 | 0.01463 | 607.4035 | 0.00011594 | 608.2909 | 0.010332 | 397.7801 | 4.1205e-05
| 398.6705 | 0 | 398.6705 | 1.0032 | 397.8928 | 11.5856 | 397.8928 | 0.00015439 | 340.29 | 0.0081804 | 398.6705 | 0.0098266 | 340.29 | 0.0022036 | 340.29 | -0.0049988 | 397.8928 | 0.00014406 | 397.8928 | 0.00014132 | 398.6705 | 0 | 608.4502 | 0.0086763 | 608.4502 | 0.019702 | 607.5633 | 0 | 608.4502 | 0.0093971 | 397.8928 | 3.3871e-05
| 398.7833 | 0.0010214 | 398.7833 | 1.0062 | 398.0054 | 11.5356 | 398.0054 | 0.000167 | 340.51 | -0.020574 | 398.7833 | 0.00091188 | 340.51 | -0.0046693 | 340.51 | -0.0040807 | 398.0054 | 0.00015082 | 398.0054 | 0.000101 | 398.7833 | 0 | 608.6095 | 0.0087129 | 608.6095 | 0.023654 | 607.7231 | 0.00011594 | 608.6095 | 0.010383 | 398.0054 | 4.4909e-05
| 398.8961 | 0.0030112 | 398.8961 | 0.96533 | 398.1181 | 11.724 | 398.1181 | 0.00016119 | 340.72 | 0.012147 | 398.8961 | 0.012366 | 340.72 | -0.0045528 | 340.72 | -0.0089776 | 398.1181 | 0.00014122 | 398.1181 | 7.1602e-05 | 398.8961 | 0 | 608.7689 | 0.01285 | 608.7689 | 0.026163 | 607.8829 | 7.7296e-05 | 608.7689 | 0.010383 | 398.1181 | 4.0524e-05
| 399.0089 | 0 | 399.0089 | 0.96463 | 398.2308 | 11.8259 | 398.2308 | 0.00015419 | 340.93 | -0.016113 | 399.0089 | 0.0025133 | 340.93 | -0.010144 | 340.93 | -0.016475 | 398.2308 | 0.00013873 | 398.2308 | 5.144e-05 | 399.0089 | 0 | 608.9282 | 0.0080174 | 608.9282 | 0.028459 | 608.0427 | 0.00057972 | 608.9282 | 0.011162 | 398.2308 | 5.5948e-05
| 399.1217 | 0 | 399.1217 | 0.93004 | 398.3435 | 11.9632 | 398.3435 | 0.00014818 | 341.15 | 0.0081804 | 399.1217 | 0.013964 | 341.15 | 0.0037179 | 341.15 | -0.0010202 | 398.3435 | 0.00013446 | 398.3435 | 6.0485e-05 | 399.1217 | 0 | 609.0876 | 0.0044297 | 609.0876 | 0.027498 | 608.2025 | 7.7296e-05 | 609.0876 | 0.010643 | 398.3435 | 5.5192e-05
| 399.2346 | 0.0037966 | 399.2346 | 0.94037 | 398.4563 | 12.0981 | 398.4563 | 0.00015158 | 341.36 | -0.016609 | 399.2346 | 0.0070526 | 341.36 | -0.0016406 | 341.36 | -0.0039276 | 398.4563 | 0.00015704 | 398.4563 | 9.1763e-05 | 399.2346 | 0 | 609.2469 | 0.008896 | 609.2469 | 0.025629 | 608.3623 | 0 | 609.2469 | 0.011007 | 398.4563 | 6.555e-05
| 399.3474 | 0 | 399.3474 | 0.92181 | 398.569 | 12.2854 | 398.569 | 0.00015098 | 341.58 | 0.0002479 | 399.3474 | 0.0086512 | 341.58 | -0.0033879 | 341.58 | -0.0037746 | 398.569 | 0.00015936 | 398.569 | 0.00010458 | 399.3474 | 0.015932 | 609.4063 | 0.0069557 | 609.4063 | 0.029954 | 608.5222 | 0.00030918 | 609.4063 | 0.010435 | 398.569 | 7.8025e-05
| 399.4602 | 0.0033341 | 399.4602 | 0.93897 | 398.6817 | 12.2457 | 398.6817 | 0.00013997 | 341.79 | -0.015617 | 399.4602 | 0.0083691 | 341.79 | 0.0023201 | 341.79 | -0.00086717 | 398.6817 | 0.00014335 | 398.6817 | 9.7228e-05 | 399.4602 | 0 | 609.5657 | 0.0064066 | 609.5657 | 0.026964 | 608.682 | 0.00034783 | 609.5657 | 0.010955 | 398.6817 | 7.6588e-05
| 399.573 | 0 | 399.573 | 0.89037 | 398.7944 | 12.5274 | 398.7944 | 0.00012675 | 342 | 0.002231 | 399.573 | 0.0051719 | 342 | -0.0036209 | 342 | -0.0051518 | 398.7944 | 0.00013375 | 398.7944 | 6.7833e-05 | 399.573 | 0 | 609.7251 | 0.0091889 | 609.7251 | 0.033211 | 608.8419 | 7.7296e-05 | 609.7251 | 0.010072 | 398.7944 | 7.2883e-05
| 399.6858 | 0 | 399.6858 | 0.89098 | 398.9071 | 12.68 | 398.9071 | 0.00014738 | 342.22 | -0.012642 | 399.6858 | 0.020264 | 342.22 | -0.0054848 | 342.22 | -0.011426 | 398.9071 | 0.00015829 | 398.9071 | 6.0485e-05 | 399.6858 | 0 | 609.8845 | 0.009738 | 609.8845 | 0.018795 | 609.0017 | 0.00011594 | 609.8845 | 0.010435 | 398.9071 | 4.0524e-05
| 399.7986 | 0.0017373 | 399.7986 | 0.86795 | 399.0199 | 12.8534 | 399.0199 | 0.00015198 | 342.43 | 0.018592 | 399.7986 | 0.016785 | 342.43 | 0.0026695 | 342.43 | -0.00040807 | 399.0199 | 0.00016398 | 399.0199 | 6.7833e-05 | 399.7986 | 0 | 610.0438 | 0.0075414 | 610.0438 | 0.021037 | 609.1616 | 0 | 610.0438 | 0.009449 | 399.0199 | 3.7576e-05
| 399.9114 | 0.0085594 | 399.9114 | 0.84685 | 399.1326 | 12.9253 | 399.1326 | 0.00015759 | 342.65 | -0.019583 | 399.9114 | 0.01025 | 342.65 | 0.0038344 | 342.65 | 0.00035706 | 399.1326 | 0.00017839 | 399.1326 | 0.00012285 | 399.9114 | 0.00086386 | 610.2033 | 0.0093353 | 610.2033 | 0.020824 | 609.3214 | 0.00011594 | 610.2033 | 0.0098643 | 399.1326 | 4.3473e-05
| 400.0242 | 0.0044011 | 400.0242 | 0.85149 | 399.2453 | 12.9167 | 399.2453 | 0.00013997 | 342.86 | -0.031978 | 400.0242 | 0.0074287 | 342.86 | 0.0037179 | 342.86 | 0.00066312 | 399.2453 | 0.00015278 | 399.2453 | 0.00013585 | 400.0242 | 0.021987 | 610.3627 | 0.010653 | 610.3627 | 0.028886 | 609.4813 | 7.7296e-05 | 610.3627 | 0.0091894 | 399.2453 | 6.4037e-05
| 400.137 | 0 | 400.137 | 0.83013 | 399.3581 | 13.1195 | 399.3581 | 0.00015519 | 343.08 | -0.0057014 | 400.137 | 0.012366 | 343.08 | 0.0032519 | 343.08 | 0.0041827 | 399.3581 | 0.00015189 | 399.3581 | 0.0001155 | 400.137 | 0 | 610.5221 | 0.0055646 | 610.5221 | 0.018101 | 609.6412 | 0.00034783 | 610.5221 | 0.0099682 | 399.3581 | 9.1255e-05
| 400.2498 | 0.0041694 | 400.2498 | 0.78713 | 399.4708 | 13.0841 | 399.4708 | 0.00015138 | 343.29 | 0.0042142 | 400.2498 | 0.014246 | 343.29 | 0.0047664 | 343.29 | 0.0031115 | 399.4708 | 0.00012094 | 399.4708 | 9.5343e-05 | 400.2498 | 0 | 610.6815 | 0.011495 | 610.6815 | 0.02926 | 609.8011 | 7.7296e-05 | 610.6815 | 0.0093971 | 399.4708 | 9.6472e-05
| 400.3626 | 0.0035653 | 400.3626 | 0.79142 | 399.5836 | 13.2988 | 399.5836 | 0.00017341 | 343.5 | -0.0057014 | 400.3626 | 0.013212 | 343.5 | 0.00010678 | 343.5 | 0.0041827 | 399.5836 | 0.00012663 | 399.5836 | 0.00014678 | 400.3626 | 0 | 610.8409 | 0.0069191 | 610.8409 | 0.019062 | 609.961 | 0.00011594 | 610.8409 | 0.0097605 | 399.5836 | 9.5716e-05
| 400.4754 | 0.0042853 | 400.4754 | 0.77592 | 399.6964 | 13.4243 | 399.6964 | 0.00014878 | 343.72 | 0.00471 | 400.4754 | 0.014763 | 343.72 | -0.0038538 | 343.72 | 0.0064783 | 399.6964 | 0.00012663 | 399.6964 | 0.0001596 | 400.4754 | 0 | 611.0004 | 0.011312 | 611.0004 | 0.03193 | 610.1209 | 0 | 611.0004 | 0.0090336 | 399.6964 | 6.9178e-05
| 400.5882 | 0.002409 | 400.5882 | 0.77969 | 399.8091 | 13.4366 | 399.8091 | 0.00014878 | 343.93 | -0.038423 | 400.5882 | 0.011989 | 343.93 | -0.0080475 | 343.93 | -0.0080593 | 399.8091 | 0.00013837 | 399.8091 | 0.00012662 | 400.5882 | 0 | 611.1598 | 0.0077611 | 611.1598 | 0.019916 | 610.2808 | 0 | 611.1598 | 0.0097605 | 399.8091 | 5.1563e-05
| 400.7011 | 0 | 400.7011 | 0.74028 | 399.9219 | 13.5524 | 399.9219 | 0.00013436 | 344.15 | 0.009172 | 400.7011 | 0.0085101 | 344.15 | -0.0086301 | 344.15 | -0.0068351 | 399.9219 | 0.00014033 | 399.9219 | 6.9717e-05 | 400.7011 | 0 | 611.3193 | 0.0069191 | 611.3193 | 0.022799 | 610.4407 | 7.7296e-05 | 611.3193 | 0.0098643 | 399.9219 | 4.1205e-05
| 400.8139 | 0 | 400.8139 | 0.73065 | 400.0347 | 13.6662 | 400.0347 | 0.00014457 | 344.36 | -0.032474 | 400.8139 | 0.010767 | 344.36 | -0.0043198 | 344.36 | -0.0097429 | 400.0347 | 0.0001478 | 400.0347 | 5.6905e-05 | 400.8139 | 0 | 611.4787 | 0.0075048 | 611.4787 | 0.024775 | 610.6006 | 0 | 611.4787 | 0.010435 | 400.0347 | 3.6064e-05
| 400.9267 | 0 | 400.9267 | 0.70788 | 400.1475 | 13.7166 | 400.1475 | 0.00013196 | 344.58 | 0.029003 | 400.9267 | 0.011284 | 344.58 | -0.0036209 | 344.58 | -0.0017853 | 400.1475 | 0.00015864 | 400.1475 | 6.2369e-05 | 400.9267 | 0.0012254 | 611.6382 | 0.0108 | 611.6382 | 0.021197 | 610.7605 | 0 | 611.6382 | 0.010072 | 400.1475 | 4.6346e-05
| 401.0395 | 0 | 401.0395 | 0.70272 | 400.2603 | 13.8699 | 400.2603 | 0.00014457 | 344.79 | -0.043381 | 401.0395 | 0.01025 | 344.79 | -0.0033879 | 344.79 | -0.0051518 | 400.2603 | 0.00014833 | 400.2603 | 5.144e-05 | 401.0395 | 0 | 611.7977 | 0.0092255 | 611.7977 | 0.018047 | 610.9204 | 0 | 611.7977 | 0.010435 | 400.2603 | 4.7102e-05
| 401.1523 | 0.0023164 | 401.1523 | 0.65946 | 400.3731 | 13.9267 | 400.3731 | 0.0001692 | 345 | 0.00074368 | 401.1523 | 0.011049 | 345 | -0.0057175 | 345 | 0.0058659 | 400.3731 | 0.00014619 | 400.3731 | 4.5787e-05 | 401.1523 | 0 | 611.9572 | 0.01047 | 611.9572 | 0.024988 | 611.0804 | 7.7296e-05 | 611.9572 | 0.0099162 | 400.3731 | 5.6704e-05
| 401.2651 | 0 | 401.2651 | 0.65228 | 400.4859 | 13.8951 | 400.4859 | 0.00018683 | 345.22 | 0.011651 | 401.2651 | 0.0077108 | 345.22 | -0.0047858 | 345.22 | 0.00066312 | 400.4859 | 0.00013321 | 400.4859 | 5.502e-05 | 401.2651 | 0 | 612.1167 | 0.0049422 | 612.1167 | 0.015004 | 611.2403 | 0.00034783 | 612.1167 | 0.010487 | 400.4859 | 4.9294e-05
| 401.3779 | 0.0018531 | 401.3779 | 0.62338 | 400.5987 | 14.0507 | 400.5987 | 0.0001618 | 345.43 | -0.0052058 | 401.3779 | 0.014622 | 345.43 | -0.0083969 | 345.43 | 0.0014282 | 400.5987 | 0.00012716 | 400.5987 | 0.00012851 | 401.3779 | 0.015499 | 612.2762 | 0.011605 | 612.2762 | 0.020076 | 611.4003 | 7.7296e-05 | 612.2762 | 0.0097605 | 400.5987 | 5.2243e-05
| 401.4907 | 0 | 401.4907 | 0.60858 | 400.7115 | 14.0233 | 400.7115 | 0.00014417 | 345.65 | 0.0081804 | 401.4907 | 0.011707 | 345.65 | -0.0045528 | 345.65 | -0.0011732 | 400.7115 | 0.00012965 | 400.7115 | 0.00015413 | 401.4907 | 0 | 612.4357 | 0.0049422 | 612.4357 | 0.020023 | 611.5602 | 0 | 612.4357 | 0.010487 | 400.7115 | 4.6346e-05
| 401.6035 | 0.0022006 | 401.6035 | 0.58809 | 400.8243 | 14.1958 | 400.8243 | 0.00013236 | 345.86 | 0.014626 | 401.6035 | 0.010109 | 345.86 | -0.00070865 | 345.86 | -0.0098958 | 400.8243 | 0.00013126 | 400.8243 | 0.00016336 | 401.6035 | 0 | 612.5952 | 0.011568 | 612.5952 | 0.028512 | 611.7202 | 7.7296e-05 | 612.5952 | 0.0096047 | 400.8243 | 4.4909e-05
| 401.7163 | 0 | 401.7163 | 0.58914 | 400.9371 | 14.2857 | 400.9371 | 0.00013897 | 346.08 | -0.023054 | 401.7163 | 0.010391 | 346.08 | -9.7074e-06 | 346.08 | 0.0032646 | 400.9371 | 0.000159 | 400.9371 | 8.0646e-05 | 401.7163 | 0 | 612.7547 | 0.0069923 | 612.7547 | 0.018688 | 611.8801 | 0.00011594 | 612.7547 | 0.010228 | 400.9371 | 4.7858e-05
| 401.8291 | 0.0037062 | 401.8291 | 0.55657 | 401.0499 | 14.3989 | 401.0499 | 0.00012035 | 346.29 | -0.0057014 | 401.8291 | 0.01119 | 346.29 | -0.0029219 | 346.29 | 0.0037236 | 401.0499 | 0.00014619 | 401.0499 | 6.0485e-05 | 401.8291 | 0 | 612.9142 | 0.0025073 | 612.9142 | 0.030702 | 612.0401 | 7.7296e-05 | 612.9142 | 0.0093971 | 401.0499 | 5.8896e-05
| 401.9419 | 0 | 401.9419 | 0.55026 | 401.1628 | 14.5234 | 401.1628 | 0.00013516 | 346.51 | -0.013138 | 401.9419 | 0.0043816 | 346.51 | -0.0037373 | 346.51 | -0.0036216 | 401.1628 | 0.00015278 | 401.1628 | 3.4859e-05 | 401.9419 | 0 | 613.0738 | 0.005052 | 613.0738 | 0.023867 | 612.2001 | 0.00034783 | 613.0738 | 0.010124 | 401.1628 | 6.8498e-05
| 402.0547 | 0.0028954 | 402.0547 | 0.51489 | 401.2756 | 14.6655 | 401.2756 | 0.00012115 | 346.72 | -0.0081804 | 402.0547 | 0.0064884 | 346.72 | 0.0052322 | 346.72 | -0.0010202 | 401.2756 | 0.00012716 | 401.2756 | 5.144e-05 | 402.0547 | 0 | 613.2333 | 0.008237 | 613.2333 | 0.022319 | 612.3601 | 7.7296e-05 | 613.2333 | 0.0097086 | 401.2756 | 6.8498e-05
| 402.1675 | 0.0017152 | 402.1675 | 0.50245 | 401.3884 | 14.67 | 401.3884 | 0.00014958 | 346.94 | -0.016609 | 402.1675 | 0.017584 | 346.94 | -0.0065332 | 346.94 | -0.010355 | 401.3884 | 0.00013784 | 401.3884 | 5.3136e-05 | 402.1675 | 0 | 613.3928 | 0.01069 | 613.3928 | 0.015591 | 612.5201 | 0.00011594 | 613.3928 | 0.010695 | 401.3884 | 6.4037e-05
| 402.2803 | 0 | 402.2803 | 0.49054 | 401.5013 | 14.6786 | 401.5013 | 0.00014417 | 347.15 | -0.0032226 | 402.2803 | 0.017302 | 347.15 | -0.002223 | 347.15 | 0.010763 | 401.5013 | 0.00013339 | 401.5013 | 7.3486e-05 | 402.2803 | 0.0029557 | 613.5524 | 0.0079075 | 613.5524 | 0.023066 | 612.6801 | 0 | 613.5524 | 0.010176 | 401.5013 | 6.6986e-05
| 402.3931 | 0 | 402.3931 | 0.46279 | 401.6141 | 14.7788 | 401.6141 | 0.0001632 | 347.36 | -0.010164 | 402.3931 | 0.010673 | 347.36 | 0.0015046 | 347.36 | -0.01112 | 401.6141 | 0.00016611 | 401.6141 | 6.7833e-05 | 402.3931 | 0 | 613.712 | 0.0072852 | 613.712 | 0.030435 | 612.8401 | 0.00011594 | 613.712 | 0.010747 | 401.6141 | 5.5948e-05
| 402.5059 | 0 | 402.5059 | 0.46174 | 401.727 | 14.8478 | 401.727 | 0.00015018 | 347.58 | 0.016113 | 402.5059 | 0.01025 | 347.58 | -0.0001262 | 347.58 | -0.0076005 | 401.727 | 0.00015936 | 401.727 | 9.5343e-05 | 402.5059 | 0 | 613.8715 | 0.0094451 | 613.8715 | 0.027391 | 613.0001 | 7.7296e-05 | 613.8715 | 0.0096047 | 401.727 | 5.6704e-05
| 402.6186 | 0.004606 | 402.6186 | 0.44107 | 401.8399 | 14.9823 | 401.8399 | 0.00014498 | 347.79 | -0.010164 | 402.6186 | 0.018149 | 347.79 | -0.0036209 | 347.79 | -0.012497 | 401.8399 | 0.00016185 | 401.8399 | 8.253e-05 | 402.6186 | 0 | 614.0311 | 0.0082004 | 614.0311 | 0.025896 | 613.1601 | 0.00034783 | 614.0311 | 0.010539 | 401.8399 | 5.3755e-05
| 402.7314 | 0 | 402.7314 | 0.40499 | 401.9527 | 15.0524 | 401.9527 | 0.00012355 | 348.01 | 0.050817 | 402.7314 | 0.015986 | 348.01 | 0.00057274 | 348.01 | 0.0055599 | 401.9527 | 0.00014495 | 401.9527 | 6.6137e-05 | 402.7314 | 0 | 614.1907 | 0.0049422 | 614.1907 | 0.026377 | 613.3201 | 7.7296e-05 | 614.1907 | 0.0099162 | 401.9527 | 5.2999e-05
| 402.8442 | 0 | 402.8442 | 0.41454 | 402.0656 | 15.0987 | 402.0656 | 0.00013937 | 348.22 | -0.006693 | 402.8442 | 0.021581 | 348.22 | -0.0081638 | 348.22 | -0.011579 | 402.0656 | 0.00015082 | 402.0656 | 5.502e-05 | 402.8442 | 0.014686 | 614.3503 | 0.0078709 | 614.3503 | 0.022639 | 613.4802 | 0.00011594 | 614.3503 | 0.01002 | 402.0656 | 4.6346e-05
| 402.957 | 0.006693 | 402.957 | 0.3866 | 402.1785 | 15.2026 | 402.1785 | 0.00014457 | 348.44 | -0.0032226 | 402.957 | 0.012083 | 348.44 | -0.0074648 | 348.44 | -0.00040807 | 402.1785 | 0.00013961 | 402.1785 | 7.3486e-05 | 402.957 | 0.0081462 | 614.5099 | 0.0098478 | 614.5099 | 0.025362 | 613.6402 | 0 | 614.5099 | 0.0089298 | 402.1785 | 4.5665e-05
| 403.0698 | 0 | 403.0698 | 0.3873 | 402.2914 | 15.2363 | 402.2914 | 0.00017121 | 348.65 | -0.030987 | 403.0698 | 0.021863 | 348.65 | -0.0083969 | 348.65 | -0.0063763 | 402.2914 | 0.00012628 | 402.2914 | 7.5182e-05 | 403.0698 | 0 | 614.6695 | 0.013033 | 614.6695 | 0.024027 | 613.8002 | 0.00034783 | 614.6695 | 0.0097086 | 402.2914 | 5.5192e-05
| 403.1826 | 0 | 403.1826 | 0.35779 | 402.4042 | 15.2959 | 402.4042 | 0.00015419 | 348.87 | 0.0032226 | 403.1826 | 0.0091683 | 348.87 | -0.00047565 | 348.87 | 0.0037236 | 402.4042 | 0.00011098 | 402.4042 | 8.0646e-05 | 403.1826 | 0 | 614.8291 | 0.012447 | 614.8291 | 0.023387 | 613.9603 | 0 | 614.8291 | 0.0095528 | 402.4042 | 9.1255e-05
| 403.2954 | 0.0048373 | 403.2954 | 0.34851 | 402.5171 | 15.3321 | 402.5171 | 0.0001664 | 349.08 | 0.0042142 | 403.2954 | 0.022521 | 349.08 | -0.0016406 | 349.08 | -0.0033155 | 402.5171 | 0.00010796 | 402.5171 | 6.0485e-05 | 403.2954 | 0 | 614.9887 | 0.0074316 | 614.9887 | 0.021892 | 614.1203 | 0.00034783 | 614.9887 | 0.010124 | 402.5171 | 9.2011e-05
| 403.4082 | 0.0017373 | 403.4082 | 0.31655 | 402.63 | 15.436 | 402.63 | 0.00015198 | 349.3 | -0.0081804 | 403.4082 | 0.024261 | 349.3 | -0.0031549 | 349.3 | 0.0038766 | 402.63 | 0.00010689 | 402.63 | 6.2369e-05 | 403.4082 | 0 | 615.1484 | 0.013033 | 615.1484 | 0.027872 | 614.2804 | 0.00054107 | 615.1484 | 0.0090856 | 402.63 | 9.0575e-05
| 403.521 | 0.0020621 | 403.521 | 0.32058 | 402.7429 | 15.4297 | 402.7429 | 0.00017721 | 349.51 | -0.020079 | 403.521 | 0.0086512 | 349.51 | 0.00033976 | 349.51 | -0.01112 | 402.7429 | 0.00011667 | 402.7429 | 8.253e-05 | 403.521 | 0 | 615.308 | 0.0084567 | 615.308 | 0.018795 | 614.4405 | 0.00034783 | 615.308 | 0.0098643 | 402.7429 | 5.6704e-05
| 403.6338 | 0 | 403.6338 | 0.29589 | 402.8558 | 15.4894 | 402.8558 | 0.00017301 | 349.73 | -0.0057014 | 403.6338 | 0.018666 | 349.73 | -0.0032714 | 349.73 | 0.0031115 | 402.8558 | 0.00012503 | 402.8558 | 8.6299e-05 | 403.6338 | 0.0012254 | 615.4676 | 0.01512 | 615.4676 | 0.026003 | 614.6005 | 0 | 615.4676 | 0.0093451 | 402.8558 | 5.9652e-05
| 403.7466 | 0 | 403.7466 | 0.27662 | 402.9688 | 15.6869 | 402.9688 | 0.00018002 | 349.94 | -0.027516 | 403.7466 | 0.014105 | 349.94 | -0.0018735 | 349.94 | -0.0088246 | 402.9688 | 0.00014442 | 402.9688 | 8.9879e-05 | 403.7466 | 0 | 615.6273 | 0.0066628 | 615.6273 | 0.021571 | 614.7606 | 0.00011594 | 615.6273 | 0.0097605 | 402.9688 | 6.6986e-05
| 403.8594 | 0.00046328 | 403.8594 | 0.27198 | 403.0817 | 15.6367 | 403.0817 | 0.00015619 | 350.16 | 0.016609 | 403.8594 | 0.011707 | 350.16 | 0.0010387 | 350.16 | 0.0040296 | 403.0817 | 0.00013748 | 403.0817 | 6.4253e-05 | 403.8594 | 0 | 615.7869 | 0.01036 | 615.7869 | 0.033211 | 614.9207 | 7.7296e-05 | 615.7869 | 0.0091894 | 403.0817 | 6.1089e-05
| 403.9721 | 0.0014839 | 403.9721 | 0.27032 | 403.1946 | 15.6455 | 403.1946 | 0.0001632 | 350.37 | 0.014626 | 403.9721 | 0.016268 | 350.37 | 0.0012716 | 350.37 | 0.0090795 | 403.1946 | 0.00013375 | 403.1946 | 5.6905e-05 | 403.9721 | 0 | 615.9466 | 0.009738 | 615.9466 | 0.019809 | 615.0808 | 0.00034783 | 615.9466 | 0.010072 | 403.1946 | 5.0807e-05
| 404.0849 | 0.00034746 | 404.0849 | 0.25657 | 403.3075 | 15.7861 | 403.3075 | 0.0001696 | 350.59 | -0.016609 | 404.0849 | 0.016926 | 350.59 | 0.0022036 | 350.59 | -0.0042337 | 403.3075 | 0.0001156 | 403.3075 | 8.253e-05 | 404.0849 | 0 | 616.1063 | 0.0094451 | 616.1063 | 0.027498 | 615.2409 | 0.00030918 | 616.1063 | 0.0098124 | 403.3075 | 4.4153e-05
| 404.1977 | 0 | 404.1977 | 0.24186 | 403.4205 | 15.7868 | 403.4205 | 0.00017661 | 350.8 | -0.009172 | 404.1977 | 0.013212 | 350.8 | -0.010726 | 350.8 | -0.0049988 | 403.4205 | 0.00013375 | 403.4205 | 0.00011004 | 404.1977 | 0.0073433 | 616.2659 | 0.010983 | 616.2659 | 0.019916 | 615.401 | 0 | 616.2659 | 0.010955 | 403.4205 | 6.4037e-05
| 404.3105 | 0.0016215 | 404.3105 | 0.24256 | 403.5334 | 15.8518 | 403.5334 | 0.00015899 | 351.01 | 0.01413 | 404.3105 | 0.00396 | 351.01 | 0.0047664 | 351.01 | 0.011069 | 403.5334 | 0.0001309 | 403.5334 | 0.00011381 | 404.3105 | 0 | 616.4256 | 0.013655 | 616.4256 | 0.025362 | 615.5611 | 0.00030918 | 616.4256 | 0.01028 | 403.5334 | 6.3281e-05
| 404.4233 | 0 | 404.4233 | 0.22863 | 403.6463 | 15.9447 | 403.6463 | 0.00013797 | 351.23 | -0.042884 | 404.4233 | 0.0094504 | 351.23 | -0.0088628 | 351.23 | -0.0074475 | 403.6463 | 0.00012912 | 403.6463 | 6.7833e-05 | 404.4233 | 0 | 616.5853 | 0.011568 | 616.5853 | 0.019542 | 615.7212 | 0.00011594 | 616.5853 | 0.010903 | 403.6463 | 6.8498e-05
| 404.5361 | 0 | 404.5361 | 0.22172 | 403.7593 | 15.9861 | 403.7593 | 0.00012455 | 351.44 | -0.013138 | 404.5361 | 0.010908 | 351.44 | 0.0080281 | 351.44 | -0.0031625 | 403.7593 | 0.00011596 | 403.7593 | 4.2207e-05 | 404.5361 | 0 | 616.745 | 0.0086763 | 616.745 | 0.024988 | 615.8814 | 0.00030918 | 616.745 | 0.009449 | 403.7593 | 6.2601e-05
| 404.6489 | 0 | 404.6489 | 0.21261 | 403.8722 | 15.927 | 403.8722 | 0.00010593 | 351.66 | -0.0295 | 404.6489 | 0.014528 | 351.66 | -0.0060669 | 351.66 | -0.0007141 | 403.8722 | 0.00013659 | 403.8722 | 4.5787e-05 | 404.6489 | 0.0095029 | 616.9047 | 0.0082736 | 616.9047 | 0.018047 | 616.0415 | 0.00011594 | 616.9047 | 0.0097605 | 403.8722 | 5.2999e-05
| 404.7617 | 0 | 404.7617 | 0.20272 | 403.9852 | 15.9456 | 403.9852 | 9.7318e-05 | 351.87 | 0.036936 | 404.7617 | 0.0058301 | 351.87 | -0.0052516 | 351.87 | -0.0046928 | 403.9852 | 0.00014584 | 403.9852 | 6.4253e-05 | 404.7617 | 0.0051184 | 617.0644 | 0.011751 | 617.0644 | 0.03791 | 616.2016 | 0.00030918 | 617.0644 | 0.0092932 | 403.9852 | 5.2999e-05
| 404.8745 | 0.0031028 | 404.8745 | 0.2218 | 404.0982 | 15.9937 | 404.0982 | 0.00012115 | 352.09 | -0.0086762 | 404.8745 | 0.016644 | 352.09 | -0.0086301 | 352.09 | -0.0043867 | 404.0982 | 0.0001478 | 404.0982 | 8.6299e-05 | 404.8745 | 0 | 617.2242 | 0.0097746 | 617.2242 | 0.018474 | 616.3618 | 0 | 617.2242 | 0.010072 | 404.0982 | 3.7576e-05
| 404.9872 | 0.0026638 | 404.9872 | 0.17399 | 404.2111 | 16.0582 | 404.2111 | 0.00014778 | 352.3 | 0.0037184 | 404.9872 | 0.018901 | 352.3 | 0.0011552 | 352.3 | 0.00035706 | 404.2111 | 0.0001357 | 404.2111 | 8.4415e-05 | 404.9872 | 0.0038208 | 617.3839 | 0.013143 | 617.3839 | 0.025896 | 616.5219 | 7.7296e-05 | 617.3839 | 0.009449 | 404.2111 | 6.3281e-05
| 405.1 | 0 | 405.1 | 0.18371 | 404.3241 | 16.2692 | 404.3241 | 0.00017021 | 352.52 | 0.021567 | 405.1 | 0.0090743 | 352.52 | -0.0079311 | 352.52 | -0.005917 | 404.3241 | 0.00012912 | 404.3241 | 0.00011927 | 405.1 | 0 | 617.5436 | 0.0067361 | 617.5436 | 0.017834 | 616.6821 | 0.00011594 | 617.5436 | 0.0097605 | 404.3241 | 6.0333e-05
| 405.2128 | 0.005096 | 405.2128 | 0.17399 | 404.4371 | 16.1985 | 404.4371 | 0.00016139 | 352.73 | 0.00074368 | 405.2128 | 0.0030256 | 352.73 | 0.00080569 | 352.73 | -0.0056109 | 404.4371 | 0.00012681 | 404.4371 | 0.00015413 | 405.2128 | 0 | 617.7034 | 0.0086763 | 617.7034 | 0.029954 | 616.8422 | 0.00030918 | 617.7034 | 0.0092932 | 404.4371 | 6.0333e-05
| 405.3256 | 0 | 405.3256 | 0.18266 | 404.5501 | 16.0868 | 404.5501 | 0.0001632 | 352.95 | 0.014626 | 405.3256 | 0.011989 | 352.95 | -0.0093286 | 352.95 | -0.00607 | 404.5501 | 0.00010404 | 404.5501 | 0.00015225 | 405.3256 | 0 | 617.8631 | 0.009738 | 617.8631 | 0.018314 | 617.0024 | 0 | 617.8631 | 0.0098643 | 404.5501 | 4.7102e-05
| 405.4384 | 0 | 405.4384 | 0.181 | 404.6631 | 16.2132 | 404.6631 | 0.00015238 | 353.16 | -0.0052058 | 405.4384 | 0.017302 | 353.16 | 0.0032519 | 353.16 | -0.0030095 | 404.6631 | 0.00011294 | 404.6631 | 0.00010834 | 405.4384 | 0 | 618.0229 | 0.0096648 | 618.0229 | 0.030061 | 617.1626 | 7.7296e-05 | 618.0229 | 0.0095009 | 404.6631 | 5.1563e-05
| 405.5512 | 0 | 405.5512 | 0.1655 | 404.776 | 16.2678 | 404.776 | 0.00014137 | 353.38 | -0.028012 | 405.5512 | 0.013447 | 353.38 | 0.0010387 | 353.38 | -0.0048458 | 404.776 | 0.00012539 | 404.776 | 4.5787e-05 | 405.5512 | 0.010799 | 618.1826 | 0.0059673 | 618.1826 | 0.018848 | 617.3228 | 0.00034783 | 618.1826 | 0.01002 | 404.776 | 4.7858e-05
| 405.6639 | 0 | 405.6639 | 0.16699 | 404.889 | 16.2727 | 404.889 | 0.00012295 | 353.59 | 0.0295 | 405.6639 | 0.014246 | 353.59 | 0.0022036 | 353.59 | -0.0025504 | 404.889 | 0.0001325 | 404.889 | 5.6905e-05 | 405.6639 | 0.007281 | 618.3424 | 0.0076879 | 618.3424 | 0.033425 | 617.4829 | 0 | 618.3424 | 0.0096567 | 404.889 | 3.9768e-05
| 405.7767 | 0 | 405.7767 | 0.16051 | 405.002 | 16.2517 | 405.002 | 0.00013276 | 353.81 | -0.061725 | 405.7767 | 0.019465 | 353.81 | -0.0029219 | 353.81 | 0.0041827 | 405.002 | 0.00014406 | 405.002 | 7.1602e-05 | 405.7767 | 0 | 618.5022 | 0.0084567 | 618.5022 | 0.019062 | 617.6431 | 0 | 618.5022 | 0.010176 | 405.002 | 3.3115e-05
| 405.8895 | 0 | 405.8895 | 0.12461 | 405.1151 | 16.4641 | 405.1151 | 0.00012635 | 354.02 | -0.0027268 | 405.8895 | 0.013024 | 354.02 | -0.0028054 | 354.02 | -0.0011732 | 405.1151 | 0.00011916 | 405.1151 | 7.5182e-05 | 405.8895 | 0 | 618.662 | 0.013216 | 618.662 | 0.02376 | 617.8033 | 0 | 618.662 | 0.0096567 | 405.1151 | 3.7576e-05
| 406.0023 | 0.003681 | 406.0023 | 0.14247 | 405.2281 | 16.2967 | 405.2281 | 0.00013136 | 354.24 | -0.010164 | 406.0023 | 0.019183 | 354.24 | -0.0096781 | 354.24 | -0.01112 | 405.2281 | 0.00012005 | 405.2281 | 6.9717e-05 | 406.0023 | 0 | 618.8218 | 0.01047 | 618.8218 | 0.025843 | 617.9635 | 0.00011594 | 618.8218 | 0.01028 | 405.2281 | 6.8498e-05
| 406.1151 | 0.0031271 | 406.1151 | 0.15814 | 405.3411 | 16.3792 | 405.3411 | 0.00012315 | 354.45 | 0.002231 | 406.1151 | 0.0090273 | 354.45 | -0.00059213 | 354.45 | 0.0018873 | 405.3411 | 8.8926e-05 | 405.3411 | 6.0485e-05 | 406.1151 | 0.014202 | 618.9816 | 0.01047 | 618.9816 | 0.022532 | 618.1237 | 0 | 618.9816 | 0.0095528 | 405.3411 | 7.7269e-05
| 406.2279 | 0 | 406.2279 | 0.14028 | 405.4541 | 16.5245 | 405.4541 | 0.00013616 | 354.67 | -0.032968 | 406.2279 | 0.016926 | 354.67 | -0.0092122 | 354.67 | -0.0095893 | 405.4541 | 9.9775e-05 | 405.4541 | 8.6299e-05 | 406.2279 | 0 | 619.1414 | 0.0057842 | 619.1414 | 0.016819 | 618.284 | 0.00034783 | 619.1414 | 0.0097605 | 405.4541 | 0.00010237
| 406.3406 | 0 | 406.3406 | 0.14501 | 405.5672 | 16.5291 | 405.5672 | 0.00015098 | 354.88 | -0.027516 | 406.3406 | 0.011707 | 354.88 | -0.00082513 | 354.88 | -0.0054579 | 405.5672 | 0.00010476 | 405.5672 | 9.5343e-05 | 406.3406 | 0.0042533 | 619.3012 | 0.0041002 | 619.3012 | 0.016606 | 618.4442 | 0 | 619.3012 | 0.0088779 | 405.5672 | 7.7269e-05
| 406.4534 | 0.003681 | 406.4534 | 0.15552 | 405.6802 | 16.5402 | 405.6802 | 0.00013757 | 355.1 | -0.015617 | 406.4534 | 0.020782 | 355.1 | -0.0045528 | 355.1 | 0.0046418 | 405.6802 | 0.00010387 | 405.6802 | 9.1763e-05 | 406.4534 | 0 | 619.461 | 0.0085665 | 619.461 | 0.024615 | 618.6044 | 0.00034783 | 619.461 | 0.0095009 | 405.6802 | 8.0973e-05
| 406.5662 | 0 | 406.5662 | 0.12347 | 405.7932 | 16.4122 | 405.7932 | 0.00011834 | 355.32 | 0.023549 | 406.5662 | 0.024402 | 355.32 | -0.002223 | 355.32 | -0.0036216 | 405.7932 | 0.00010066 | 405.7932 | 7.5182e-05 | 406.5662 | 0 | 619.6208 | 0.010909 | 619.6208 | 0.025896 | 618.7646 | 7.7296e-05 | 619.6208 | 0.0097605 | 405.7932 | 4.9294e-05
| 406.679 | 0.0037966 | 406.679 | 0.12758 | 405.9063 | 16.4418 | 405.9063 | 0.00010813 | 355.53 | 0.013634 | 406.679 | 0.025342 | 355.53 | 0.00057274 | 355.53 | -0.0013262 | 405.9063 | 0.00010689 | 405.9063 | 7.1602e-05 | 406.679 | 0 | 619.7807 | 0.011239 | 619.7807 | 0.016606 | 618.9249 | 0.00011594 | 619.7807 | 0.010383 | 405.9063 | 6.1845e-05
| 406.7918 | 0 | 406.7918 | 0.11445 | 406.0193 | 16.4729 | 406.0193 | 0.00013556 | 355.75 | 0.00074368 | 406.7918 | 0.014246 | 355.75 | -0.0014076 | 355.75 | 0.0034176 | 406.0193 | 0.00010671 | 406.0193 | 0.00010269 | 406.7918 | 0.0012254 | 619.9405 | 0.007212 | 619.9405 | 0.01463 | 619.0851 | 0 | 619.9405 | 0.0099682 | 406.0193 | 5.2243e-05
| 406.9045 | 0 | 406.9045 | 0.12583 | 406.1324 | 16.4426 | 406.1324 | 0.00014678 | 355.96 | -0.030987 | 406.9045 | 0.012789 | 355.96 | 0.0013882 | 355.96 | -0.012038 | 406.1324 | 8.5369e-05 | 406.1324 | 8.6299e-05 | 406.9045 | 0 | 620.1004 | 0.0083835 | 620.1004 | 0.024775 | 619.2454 | 0.00057972 | 620.1004 | 0.010072 | 406.1324 | 8.7626e-05
| 407.0173 | 0 | 407.0173 | 0.09317 | 406.2454 | 16.4373 | 406.2454 | 0.00014978 | 356.18 | -0.0037184 | 407.0173 | 0.017584 | 356.18 | 0.00022327 | 356.18 | 0.0028055 | 406.2454 | 7.203e-05 | 406.2454 | 8.0646e-05 | 407.0173 | 0.00079301 | 620.2602 | 0.0077245 | 620.2602 | 0.02328 | 619.4057 | 7.7296e-05 | 620.2602 | 0.0093451 | 406.2454 | 7.9537e-05
| 407.1301 | 0 | 407.1301 | 0.11541 | 406.3585 | 16.3963 | 406.3585 | 0.00013376 | 356.39 | 0.0032226 | 407.1301 | 0.014246 | 356.39 | 0.0045333 | 356.39 | 0.0028055 | 406.3585 | 7.8789e-05 | 406.3585 | 6.4253e-05 | 407.1301 | 0 | 620.4201 | 0.0051985 | 620.4201 | 0.025736 | 619.5659 | 0.00011594 | 620.4201 | 0.0093451 | 406.3585 | 9.2767e-05
| 407.2429 | 0 | 407.2429 | 0.092382 | 406.4716 | 16.4389 | 406.4716 | 0.00012595 | 356.61 | 0.027516 | 407.2429 | 0.0090273 | 356.61 | -0.0036209 | 356.61 | -0.0049988 | 406.4716 | 9.3195e-05 | 406.4716 | 9.3647e-05 | 407.2429 | 0 | 620.5799 | 0.012886 | 620.5799 | 0.024882 | 619.7262 | 0 | 620.5799 | 0.0087221 | 406.4716 | 7.2883e-05
| 407.3557 | 0.0086237 | 407.3557 | 0.11112 | 406.5846 | 16.4307 | 406.5846 | 0.00013136 | 356.82 | -0.024045 | 407.3557 | 0.022286 | 356.82 | -0.0060669 | 356.82 | -0.007141 | 406.5846 | 9.0171e-05 | 406.5846 | 0.00011004 | 407.3557 | 0 | 620.7398 | 0.0047958 | 620.7398 | 0.022372 | 619.8865 | 0.00011594 | 620.7398 | 0.0091375 | 406.5846 | 6.623e-05
| 407.4684 | 0 | 407.4684 | 0.0831 | 406.6977 | 16.4518 | 406.6977 | 0.00013697 | 357.04 | 0.016609 | 407.4684 | 0.0044939 | 357.04 | -0.0057175 | 357.04 | 0.0014282 | 406.6977 | 8.3946e-05 | 406.6977 | 0.0001432 | 407.4684 | 0.0025233 | 620.8997 | 0.0086397 | 620.8997 | 0.02376 | 620.0468 | 7.7296e-05 | 620.8997 | 0.0087741 | 406.6977 | 5.4511e-05
| 407.5812 | 0.0097178 | 407.5812 | 0.10359 | 406.8108 | 16.4074 | 406.8108 | 0.00013757 | 357.25 | -0.011651 | 407.5812 | 0.016785 | 357.25 | -0.0088628 | 357.25 | -0.0017853 | 406.8108 | 8.2879e-05 | 406.8108 | 0.00013943 | 407.5812 | 0.0073433 | 621.0596 | 0.0096648 | 621.0596 | 0.024134 | 620.207 | 0.00011594 | 621.0596 | 0.0092413 | 406.8108 | 4.8614e-05
| 407.694 | 0 | 407.694 | 0.086778 | 406.9239 | 16.3111 | 406.9239 | 0.00012535 | 357.47 | 0.015617 | 407.694 | 0.017725 | 357.47 | 0.0013882 | 357.47 | 5.1009e-05 | 406.9239 | 8.6436e-05 | 406.9239 | 0.00010646 | 407.694 | 0 | 621.2195 | 0.011825 | 621.2195 | 0.028245 | 620.3673 | 0 | 621.2195 | 0.0089298 | 406.9239 | 4.0524e-05
| 407.8068 | 0.0063405 | 407.8068 | 0.087916 | 407.037 | 16.2749 | 407.037 | 0.00011854 | 357.68 | -0.0096677 | 407.8068 | 0.012366 | 357.68 | -0.0090959 | 357.68 | -0.0042337 | 407.037 | 9.0349e-05 | 407.037 | 7.3486e-05 | 407.8068 | 0.0069114 | 621.3794 | 0.0062967 | 621.3794 | 0.021197 | 620.5276 | 0.00011594 | 621.3794 | 0.0096567 | 407.037 | 3.7576e-05
| 407.9196 | 0 | 407.9196 | 0.069878 | 407.1501 | 16.2537 | 407.1501 | 0.00012856 | 357.9 | -0.0076846 | 407.9196 | 0.018901 | 357.9 | -0.0058343 | 357.9 | -0.0040807 | 407.1501 | 9.6574e-05 | 407.1501 | 5.502e-05 | 407.9196 | 0 | 621.5393 | 0.014314 | 621.5393 | 0.031342 | 620.688 | 0 | 621.5393 | 0.0092413 | 407.1501 | 5.0807e-05
| 408.0323 | 0.0048373 | 408.0323 | 0.081699 | 407.2632 | 16.2299 | 407.2632 | 0.00010873 | 358.11 | -0.039414 | 408.0323 | 0.010908 | 358.11 | -0.002689 | 358.11 | -0.0086717 | 407.2632 | 0.00010476 | 407.2632 | 9.3647e-05 | 408.0323 | 0 | 621.6992 | 0.010031 | 621.6992 | 0.021037 | 620.8483 | 0.00034783 | 621.6992 | 0.0098124 | 407.2632 | 7.4395e-05
| 408.1451 | 0 | 408.1451 | 0.072942 | 407.3763 | 16.2595 | 407.3763 | 0.00011794 | 358.33 | -0.017104 | 408.1451 | 0.017302 | 358.33 | 0.0020871 | 358.33 | -0.0053048 | 407.3763 | 0.00010155 | 407.3763 | 9.3647e-05 | 408.1451 | 0 | 621.8591 | 0.013985 | 621.8591 | 0.02611 | 621.0086 | 0 | 621.8591 | 0.0089817 | 407.3763 | 7.2883e-05
| 408.2579 | 0.007594 | 408.2579 | 0.068652 | 407.4894 | 16.1067 | 407.4894 | 0.00011153 | 358.54 | -0.0096677 | 408.2579 | 0.024261 | 358.54 | -0.0039703 | 358.54 | -0.00025504 | 407.4894 | 0.00011347 | 407.4894 | 9.5343e-05 | 408.2579 | 0 | 622.0191 | 0.0045029 | 622.0191 | 0.022746 | 621.1689 | 0.00034783 | 622.0191 | 0.0095009 | 407.4894 | 5.9652e-05
| 408.3707 | 0 | 408.3707 | 0.043258 | 407.6025 | 16.2415 | 407.6025 | 0.00012916 | 358.76 | 0.00471 | 408.3707 | 0.014904 | 358.76 | -0.0044363 | 358.76 | -0.0098958 | 407.6025 | 0.0001156 | 407.6025 | 6.9717e-05 | 408.3707 | 0 | 622.179 | 0.0049422 | 622.179 | 0.024775 | 621.3293 | 7.7296e-05 | 622.179 | 0.0092413 | 407.6025 | 4.0524e-05
| 408.4834 | 0.0029872 | 408.4834 | 0.067688 | 407.7157 | 16.0408 | 407.7157 | 0.00012295 | 358.98 | -0.0086762 | 408.4834 | 0.014528 | 358.98 | -0.0054848 | 358.98 | -0.0036216 | 407.7157 | 0.00012805 | 407.7157 | 4.4092e-05 | 408.4834 | 0.019438 | 622.339 | 0.0069191 | 622.339 | 0.023493 | 621.4896 | 0.00057972 | 622.339 | 0.010176 | 407.7157 | 4.5665e-05
| 408.5962 | 0 | 408.5962 | 0.041506 | 407.8288 | 16.109 | 407.8288 | 0.00011133 | 359.19 | 0.024045 | 408.5962 | 0.014622 | 359.19 | -0.0038538 | 359.19 | -0.0019383 | 407.8288 | 0.00011294 | 407.8288 | 3.1279e-05 | 408.5962 | 0 | 622.4989 | 0.005711 | 622.4989 | 0.026163 | 621.65 | 7.7296e-05 | 622.4989 | 0.0096567 | 407.8288 | 4.4153e-05
| 408.709 | 0.0074009 | 408.709 | 0.062872 | 407.9419 | 15.9662 | 407.9419 | 0.00010453 | 359.41 | -0.019583 | 408.709 | 0.016503 | 359.41 | 0.0017376 | 359.41 | 0.0018873 | 407.9419 | 0.0001044 | 407.9419 | 4.0323e-05 | 408.709 | 0.0073433 | 622.6589 | 0.0042466 | 622.6589 | 0.02093 | 621.8103 | 0.00011594 | 622.6589 | 0.010072 | 407.9419 | 3.8256e-05
| 408.8218 | 0 | 408.8218 | 0.047899 | 408.0551 | 15.9009 | 408.0551 | 0.00010673 | 359.62 | -0.0071888 | 408.8218 | 0.015845 | 359.62 | -0.00094161 | 359.62 | -0.01617 | 408.0551 | 8.4124e-05 | 408.0551 | 5.502e-05 | 408.8218 | 0 | 622.8188 | 0.016328 | 622.8188 | 0.021197 | 621.9707 | 0 | 622.8188 | 0.0091894 | 408.0551 | 3.0166e-05
| 408.9345 | 0.0078514 | 408.9345 | 0.061209 | 408.1682 | 15.8835 | 408.1682 | 0.00010633 | 359.84 | -0.016609 | 408.9345 | 0.018948 | 359.84 | -0.00035917 | 359.84 | -0.013874 | 408.1682 | 7.6299e-05 | 408.1682 | 7.3486e-05 | 408.9345 | 0 | 622.9788 | 0.0062967 | 622.9788 | 0.017834 | 622.131 | 0.00011594 | 622.9788 | 0.0095009 | 408.1682 | 4.4909e-05
| 409.0473 | 0 | 409.0473 | 0.025744 | 408.2813 | 15.796 | 408.2813 | 0.00010533 | 360.05 | 0.022062 | 409.0473 | 0.010485 | 360.05 | 0.0032519 | 360.05 | 0.00020403 | 408.2813 | 7.6121e-05 | 408.2813 | 8.9879e-05 | 409.0473 | 0.0033881 | 623.1388 | 0.014863 | 623.1388 | 0.026003 | 622.2914 | 7.7296e-05 | 623.1388 | 0.0089817 | 408.2813 | 6.3281e-05
| 409.1601 | 0.0037966 | 409.1601 | 0.042207 | 408.3945 | 15.7305 | 408.3945 | 9.932e-05 | 360.27 | -0.034458 | 409.1601 | 0.015328 | 360.27 | -0.002689 | 360.27 | -0.011732 | 408.3945 | 7.6655e-05 | 408.3945 | 7.5182e-05 | 409.1601 | 0 | 623.2988 | 0.0073584 | 623.2988 | 0.016606 | 622.4518 | 0.00011594 | 623.2988 | 0.0091894 | 408.3945 | 7.9537e-05
| 409.2729 | 0 | 409.2729 | 0.024694 | 408.5077 | 15.6678 | 408.5077 | 0.00010913 | 360.48 | 0.034952 | 409.2729 | 0.015045 | 360.48 | 0.00033976 | 360.48 | -0.0063763 | 408.5077 | 7.292e-05 | 408.5077 | 8.7995e-05 | 409.2729 | 0 | 623.4588 | 0.0094085 | 623.4588 | 0.028139 | 622.6122 | 0 | 623.4588 | 0.0089298 | 408.5077 | 6.4037e-05
| 409.3856 | 0.0048373 | 409.3856 | 0.047198 | 408.6208 | 15.5195 | 408.6208 | 0.00010773 | 360.7 | -0.021071 | 409.3856 | 0.019747 | 360.7 | -0.0092122 | 360.7 | 0.0015813 | 408.6208 | 8.4124e-05 | 408.6208 | 6.6137e-05 | 409.3856 | 0 | 623.6188 | 0.005711 | 623.6188 | 0.019702 | 622.7726 | 0.00011594 | 623.6188 | 0.0095009 | 408.6208 | 6.0333e-05
| 409.4984 | 0 | 409.4984 | 0.024168 | 408.734 | 15.5656 | 408.734 | 0.00011574 | 360.91 | -0.015617 | 409.4984 | 0.021863 | 360.91 | 0.0015046 | 360.91 | 0.00081613 | 408.734 | 8.8926e-05 | 408.734 | 8.9879e-05 | 409.4984 | 0 | 623.7788 | 0.008054 | 623.7788 | 0.027391 | 622.933 | 7.7296e-05 | 623.7788 | 0.009449 | 408.734 | 3.682e-05
| 409.6112 | 0 | 409.6112 | 0.042557 | 408.8472 | 15.3757 | 408.8472 | 0.00011894 | 361.13 | -0.011651 | 409.6112 | 0.020923 | 361.13 | -0.0011746 | 361.13 | -0.0037746 | 408.8472 | 9.9775e-05 | 408.8472 | 7.1602e-05 | 409.6112 | 0 | 623.9388 | 0.0083835 | 623.9388 | 0.022372 | 623.0934 | 0 | 623.9388 | 0.0097605 | 408.8472 | 4.6346e-05
| 409.724 | 0 | 409.724 | 0.021016 | 408.9604 | 15.4293 | 408.9604 | 0.00013016 | 361.35 | -0.013138 | 409.724 | 0.02238 | 361.35 | 0.0043004 | 361.35 | 0.0046418 | 408.9604 | 8.1457e-05 | 408.9604 | 7.5182e-05 | 409.724 | 0 | 624.0988 | 0.0025073 | 624.0988 | 0.033211 | 623.2538 | 0 | 624.0988 | 0.0090336 | 408.9604 | 3.1679e-05
| 409.8367 | 0.0037966 | 409.8367 | 0.040543 | 409.0735 | 15.3179 | 409.0735 | 0.00013136 | 361.56 | 0.010164 | 409.8367 | 0.015469 | 361.56 | -9.7074e-06 | 361.56 | -0.0039276 | 409.0735 | 7.7366e-05 | 409.0735 | 7.7066e-05 | 409.8367 | 0 | 624.2589 | 0.0082736 | 624.2589 | 0.023654 | 623.4142 | 0.00011594 | 624.2589 | 0.0096567 | 409.0735 | 5.5192e-05
| 409.9495 | 0 | 409.9495 | 0.0085228 | 409.1867 | 15.3078 | 409.1867 | 0.00012775 | 361.78 | 0.0002479 | 409.9495 | 0.018102 | 361.78 | -0.0059506 | 361.78 | -0.0051518 | 409.1867 | 8.2879e-05 | 409.1867 | 8.4415e-05 | 409.9495 | 0.011606 | 624.4189 | 0.010214 | 624.4189 | 0.028726 | 623.5746 | 0.00030918 | 624.4189 | 0.0095009 | 409.1867 | 4.0524e-05
| 410.0623 | 0.00032764 | 410.0623 | 0.035114 | 409.2999 | 15.1663 | 409.2999 | 0.00011474 | 361.99 | -0.00074368 | 410.0623 | 0.015328 | 361.99 | 0.00022327 | 361.99 | -0.010049 | 409.2999 | 8.946e-05 | 409.2999 | 0.00010646 | 410.0623 | 0 | 624.5789 | 0.011935 | 624.5789 | 0.019916 | 623.735 | 0.00011594 | 624.5789 | 0.010072 | 409.2999 | 4.1205e-05
| 410.175 | 0 | 410.175 | 0.010771 | 409.4131 | 15.0418 | 409.4131 | 0.00011994 | 362.21 | 0.012642 | 410.175 | 0.015845 | 362.21 | -0.0042033 | 362.21 | 0.0023464 | 409.4131 | 0.00010387 | 409.4131 | 0.00010646 | 410.175 | 0.0094437 | 624.739 | 0.0091889 | 624.739 | 0.027391 | 623.8955 | 0 | 624.739 | 0.0090336 | 409.4131 | 2.873e-05
| 410.2878 | 0.011455 | 410.2878 | 0.032925 | 409.5263 | 14.8996 | 409.5263 | 0.00012595 | 362.42 | -0.00471 | 410.2878 | 0.016644 | 362.42 | 0.0031355 | 362.42 | 0.00051009 | 409.5263 | 9.6396e-05 | 409.5263 | 0.00013209 | 410.2878 | 0 | 624.8991 | 0.0087495 | 624.8991 | 0.020076 | 624.0559 | 0 | 624.8991 | 0.0093451 | 409.5263 | 3.0166e-05
| 410.4006 | 0 | 410.4006 | 0.015061 | 409.6395 | 14.6794 | 409.6395 | 0.00012215 | 362.64 | 0.018096 | 410.4006 | 0.014904 | 362.64 | 0.00057274 | 362.64 | -0.0063763 | 409.6395 | 9.8175e-05 | 409.6395 | 0.00013943 | 410.4006 | 0.013337 | 625.0591 | 0.0061869 | 625.0591 | 0.016872 | 624.2164 | 7.7296e-05 | 625.0591 | 0.0088779 | 409.6395 | 2.7974e-05
| 410.5134 | 0 | 410.5134 | 0.02338 | 409.7528 | 14.3531 | 409.7528 | 0.00010433 | 362.86 | 0.0017352 | 410.5134 | 0.018666 | 362.86 | -0.0044363 | 362.86 | 0.006019 | 409.7528 | 8.199e-05 | 409.7528 | 0.00013209 | 410.5134 | 0 | 625.2192 | 0.0062967 | 625.2192 | 0.020557 | 624.3768 | 0.00034783 | 625.2192 | 0.0099682 | 409.7528 | 2.5025e-05
| 410.6261 | 0.0026638 | 410.6261 | 0.0083706 | 409.866 | 14.3843 | 409.866 | 9.5115e-05 | 363.07 | 0.0071888 | 410.6261 | 0.015704 | 363.07 | -0.0025725 | 363.07 | 0.0052539 | 409.866 | 7.1141e-05 | 409.866 | 8.0646e-05 | 410.6261 | 0 | 625.3793 | 0.013728 | 625.3793 | 0.030702 | 624.5373 | 7.7296e-05 | 625.3793 | 0.0095009 | 409.866 | 2.4269e-05
| 410.7389 | 0.0028715 | 410.7389 | 0.025219 | 409.9792 | 14.3122 | 409.9792 | 0.00011554 | 363.29 | -0.036439 | 410.7389 | 0.019324 | 363.29 | -0.0038538 | 363.29 | 0.0020403 | 409.9792 | 6.8295e-05 | 409.9792 | 4.0323e-05 | 410.7389 | 0 | 625.5394 | 0.0068459 | 625.5394 | 0.021411 | 624.6977 | 0.00034783 | 625.5394 | 0.0097086 | 409.9792 | 2.873e-05
| 410.8517 | 0 | 410.8517 | 0.0094571 | 410.0924 | 14.338 | 410.0924 | 0.00010873 | 363.5 | 0.010164 | 410.8517 | 0.01782 | 363.5 | -0.0054848 | 363.5 | -0.0031625 | 410.0924 | 6.794e-05 | 410.0924 | 3.2975e-05 | 410.8517 | 0 | 625.6995 | 0.013911 | 625.6995 | 0.028139 | 624.8582 | 0.00030918 | 625.6995 | 0.0089298 | 410.0924 | 3.3871e-05
| 410.9644 | 0.0022934 | 410.9644 | 0.027321 | 410.2057 | 14.163 | 410.2057 | 9.972e-05 | 363.72 | 0.01413 | 410.9644 | 0.018149 | 363.72 | -0.0028054 | 363.72 | -0.007141 | 410.2057 | 7.8255e-05 | 410.2057 | 6.2369e-05 | 410.9644 | 0 | 625.8596 | 0.0049422 | 625.8596 | 0.019702 | 625.0187 | 0.00034783 | 625.8596 | 0.0092932 | 410.2057 | 3.6064e-05
| 411.0772 | 0 | 411.0772 | 0.0088442 | 410.3189 | 14.1349 | 410.3189 | 7.4089e-05 | 363.93 | 0.00074368 | 411.0772 | 0.011425 | 363.93 | 0.003485 | 363.93 | 0.00020403 | 410.3189 | 7.5765e-05 | 410.3189 | 7.3486e-05 | 411.0772 | 0 | 626.0197 | 0.014351 | 626.0197 | 0.030488 | 625.1792 | 0 | 626.0197 | 0.0089817 | 410.3189 | 4.1961e-05
| 411.19 | 0 | 411.19 | 0.029422 | 410.4321 | 13.9455 | 410.4321 | 8.3501e-05 | 364.15 | -0.047842 | 411.19 | 0.018243 | 364.15 | -0.0032714 | 364.15 | -0.0054579 | 410.4321 | 8.4836e-05 | 410.4321 | 0.00010269 | 411.19 | 0.0025918 | 626.1798 | 0.0080174 | 626.1798 | 0.018955 | 625.3397 | 0.00011594 | 626.1798 | 0.0092932 | 410.4321 | 3.3871e-05
| 411.3028 | 0 | 411.3028 | 0.0022829 | 410.5454 | 13.7675 | 410.5454 | 8.5303e-05 | 364.37 | -0.0037184 | 411.3028 | 0.01119 | 364.37 | 0.0056981 | 364.37 | -0.0007141 | 410.5454 | 8.1101e-05 | 410.5454 | 7.1602e-05 | 411.3028 | 0 | 626.3399 | 0.0081638 | 626.3399 | 0.025522 | 625.5001 | 7.7296e-05 | 626.3399 | 0.0088779 | 410.5454 | 2.5781e-05
| 411.4155 | 0.0026402 | 411.4155 | 0.020841 | 410.6587 | 13.6996 | 410.6587 | 0.00010593 | 364.58 | -0.020574 | 411.4155 | 0.015986 | 364.58 | -0.0083969 | 364.58 | -0.0076005 | 410.6587 | 8.1457e-05 | 410.6587 | 5.8789e-05 | 411.4155 | 0.0034557 | 626.5 | 0.009738 | 626.5 | 0.019435 | 625.6607 | 0.00034783 | 626.5 | 0.0097605 | 410.6587 | 3.3871e-05
| 411.5283 | 0 | 411.5283 | 0.0022829 | 410.7719 | 13.5366 | 410.7719 | 9.5916e-05 | 364.8 | 0.023549 | 411.5283 | 0.019982 | 364.8 | 0.0047664 | 364.8 | 0.0021933 | 410.7719 | 7.2386e-05 | 410.7719 | 6.4253e-05 | 411.5283 | 0.011606 | 626.6602 | 0.014497 | 626.6602 | 0.027498 | 625.8212 | 7.7296e-05 | 626.6602 | 0.0093971 | 410.7719 | 2.5781e-05
| 411.6411 | 0.00055887 | 411.6411 | 0.017338 | 410.8852 | 13.4182 | 410.8852 | 0.00011554 | 365.01 | -0.0057014 | 411.6411 | 0.019982 | 365.01 | -0.0068827 | 365.01 | -0.017853 | 410.8852 | 7.4165e-05 | 410.8852 | 9.5343e-05 | 411.6411 | 0 | 626.8203 | 0.0065896 | 626.8203 | 0.019329 | 625.9817 | 0.00011594 | 626.8203 | 0.0097605 | 410.8852 | 2.873e-05
| 411.7538 | 0 | 411.7538 | 0 | 410.9984 | 13.2202 | 410.9984 | 0.00010913 | 365.23 | 0.026523 | 411.7538 | 0.014622 | 365.23 | -0.0012911 | 365.23 | 0.0028055 | 410.9984 | 5.8691e-05 | 410.9984 | 0.00010269 | 411.7538 | 0 | 626.9805 | 0.010397 | 626.9805 | 0.031449 | 626.1422 | 0 | 626.9805 | 0.0090336 | 410.9984 | 9.6018e-06
| 411.8666 | 0.0063405 | 411.8666 | 0.021366 | 411.1117 | 13.0497 | 411.1117 | 0.00010252 | 365.45 | -0.009172 | 411.8666 | 0.021064 | 365.45 | -0.0089791 | 365.45 | -0.0040807 | 411.1117 | 6.6339e-05 | 411.1117 | 8.253e-05 | 411.8666 | 0.0056153 | 627.1406 | 0.0083835 | 627.1406 | 0.022052 | 626.3027 | 0.00011594 | 627.1406 | 0.0096047 | 411.1117 | 2.6537e-05
| 411.9794 | 0 | 411.9794 | 0.0038048 | 411.225 | 12.9586 | 411.225 | 6.8883e-05 | 365.66 | 0.0081804 | 411.9794 | 0.01702 | 365.66 | -0.0047858 | 365.66 | 0.0041827 | 411.225 | 6.8295e-05 | 411.225 | 6.7833e-05 | 411.9794 | 0.007281 | 627.3008 | 0.0061869 | 627.3008 | 0.034439 | 626.4633 | 0 | 627.3008 | 0.0089817 | 411.225 | 3.3871e-05
| 412.0922 | 0.0025246 | 412.0922 | 0.018652 | 411.3383 | 12.6957 | 411.3383 | 7.7293e-05 | 365.88 | -0.028507 | 412.0922 | 0.023085 | 365.88 | 0.0013882 | 365.88 | 0.0029585 | 411.3383 | 8.9104e-05 | 411.3383 | 0.00010834 | 412.0922 | 0 | 627.461 | 0.0040636 | 627.461 | 0.011266 | 626.6238 | 0.00057972 | 627.461 | 0.0093971 | 411.3383 | 4.7858e-05
| 412.2049 | 0 | 412.2049 | 0.0013697 | 411.4516 | 12.577 | 411.4516 | 8.29e-05 | 366.09 | 0.0002479 | 412.2049 | 0.018666 | 366.09 | -0.0073485 | 366.09 | -0.0027035 | 411.4516 | 9.6574e-05 | 411.4516 | 9.9112e-05 | 412.2049 | 0 | 627.6211 | 0.0059673 | 627.6211 | 0.021037 | 626.7843 | 0 | 627.6211 | 0.008826 | 411.4516 | 3.7576e-05
| 412.3177 | 0.0093316 | 412.3177 | 0.022154 | 411.5649 | 12.3633 | 411.5649 | 9.2312e-05 | 366.31 | -0.019087 | 412.3177 | 0.020923 | 366.31 | 0.0081444 | 366.31 | -0.0057639 | 411.5649 | 8.448e-05 | 411.5649 | 9.1763e-05 | 412.3177 | 0 | 627.7813 | 0.0094085 | 627.7813 | 0.016445 | 626.9449 | 0 | 627.7813 | 0.009449 | 411.5649 | 3.6064e-05
| 412.4305 | 0 | 412.4305 | 0 | 411.6782 | 12.3322 | 411.6782 | 8.4302e-05 | 366.53 | -0.020574 | 412.4305 | 0.015328 | 366.53 | -9.7074e-06 | 366.53 | 0.0047948 | 411.6782 | 6.9185e-05 | 411.6782 | 9.1763e-05 | 412.4305 | 0 | 627.9415 | 0.013106 | 627.9415 | 0.030435 | 627.1055 | 0 | 627.9415 | 0.008826 | 411.6782 | 2.1321e-05
| 412.5432 | 0.0017152 | 412.5432 | 0.014536 | 411.7915 | 12.0816 | 411.7915 | 7.6492e-05 | 366.74 | -0.015617 | 412.5432 | 0.019606 | 366.74 | -0.0016406 | 366.74 | -0.0023974 | 411.7915 | 6.1715e-05 | 411.7915 | 9.5343e-05 | 412.5432 | 0 | 628.1017 | 0.0067361 | 628.1017 | 0.013882 | 627.266 | 0.00034783 | 628.1017 | 0.0096047 | 411.7915 | 1.6936e-05
| 412.656 | 0 | 412.656 | 0.00060875 | 411.9048 | 12.0211 | 411.9048 | 6.8082e-05 | 366.96 | 0.010164 | 412.656 | 0.018901 | 366.96 | 0.0038344 | 366.96 | -0.0010202 | 411.9048 | 7.2564e-05 | 411.9048 | 0.00012285 | 412.656 | 0 | 628.2619 | 0.010287 | 628.2619 | 0.023867 | 627.4266 | 0 | 628.2619 | 0.0095009 | 411.9048 | 9.6018e-06
| 412.7688 | 0.0019465 | 412.7688 | 0.016112 | 412.0181 | 11.9293 | 412.0181 | 6.628e-05 | 367.17 | -0.016609 | 412.7688 | 0.020782 | 367.17 | -0.010144 | 367.17 | -0.013109 | 412.0181 | 7.3631e-05 | 412.0181 | 8.9879e-05 | 412.7688 | 0 | 628.4221 | 0.0065896 | 628.4221 | 0.025522 | 627.5871 | 0.00057972 | 628.4221 | 0.0098124 | 412.0181 | 1.1038e-05
| 412.8816 | 0 | 412.8816 | 0 | 412.1314 | 11.8682 | 412.1314 | 5.9272e-05 | 367.39 | -0.013138 | 412.8816 | 0.018384 | 367.39 | 0.00010678 | 367.39 | 0.0020403 | 412.1314 | 7.0785e-05 | 412.1314 | 9.7228e-05 | 412.8816 | 0 | 628.5823 | 0.012374 | 628.5823 | 0.02093 | 627.7477 | 7.7296e-05 | 628.5823 | 0.0090856 | 412.1314 | 1.3231e-05
| 412.9943 | 0 | 412.9943 | 0.018827 | 412.2448 | 11.653 | 412.2448 | 8.1498e-05 | 367.61 | -0.04239 | 412.9943 | 0.014246 | 367.61 | -0.0078143 | 367.61 | -0.0011732 | 412.2448 | 8.6081e-05 | 412.2448 | 7.3486e-05 | 412.9943 | 0 | 628.7426 | 0.010434 | 628.7426 | 0.018474 | 627.9083 | 0.00011594 | 628.7426 | 0.0090856 | 412.2448 | 2.5781e-05
| 413.1071 | 0 | 413.1071 | 0 | 412.3581 | 11.5952 | 412.3581 | 6.4678e-05 | 367.82 | 0.018096 | 413.1071 | 0.0197 | 367.82 | -0.007698 | 367.82 | -0.0028565 | 412.3581 | 9.0705e-05 | 412.3581 | 0.00010646 | 413.1071 | 0 | 628.9028 | 0.012264 | 628.9028 | 0.025042 | 628.0689 | 0 | 628.9028 | 0.0087221 | 412.3581 | 2.7974e-05
| 413.2199 | 0.0090098 | 413.2199 | 0.018652 | 412.4714 | 11.508 | 412.4714 | 7.8295e-05 | 368.04 | 0.0076846 | 413.2199 | 0.015704 | 368.04 | -0.013406 | 368.04 | -0.0007141 | 412.4714 | 9.3195e-05 | 412.4714 | 0.00013397 | 413.2199 | 0 | 629.063 | 0.011642 | 629.063 | 0.024988 | 628.2295 | 0.00011594 | 629.063 | 0.0088779 | 412.4714 | 3.3115e-05
| 413.3326 | 0 | 413.3326 | 0 | 412.5847 | 11.4527 | 412.5847 | 5.3665e-05 | 368.25 | 0.0012395 | 413.3326 | 0.019465 | 368.25 | -0.00094161 | 368.25 | 0.010763 | 412.5847 | 7.8255e-05 | 412.5847 | 0.0001155 | 413.3326 | 0.021122 | 629.2233 | 0.011312 | 629.2233 | 0.02611 | 628.3901 | 7.7296e-05 | 629.2233 | 0.0083587 | 412.5847 | 2.5025e-05
| 413.4454 | 0.00021202 | 413.4454 | 0.011559 | 412.6981 | 11.221 | 412.6981 | 5.2664e-05 | 368.47 | -0.023054 | 413.4454 | 0.025718 | 368.47 | -0.0035044 | 368.47 | 0.0012752 | 412.6981 | 9.444e-05 | 412.6981 | 8.7995e-05 | 413.4454 | 0 | 629.3835 | 0.013435 | 629.3835 | 0.022372 | 628.5507 | 0.00011594 | 629.3835 | 0.0092413 | 412.6981 | 2.5025e-05
| 413.5582 | 0 | 413.5582 | 0 | 412.8114 | 11.1421 | 412.8114 | 4.3453e-05 | 368.69 | 0.011155 | 413.5582 | 0.017302 | 368.69 | -0.0054848 | 368.69 | 0.00051009 | 412.8114 | 8.5369e-05 | 412.8114 | 4.2207e-05 | 413.5582 | 0.032033 | 629.5438 | 0.015522 | 629.5438 | 0.020824 | 628.7114 | 0 | 629.5438 | 0.0091894 | 412.8114 | 1.5423e-05
| 413.6709 | 0.0081732 | 413.6709 | 0.025832 | 412.9248 | 10.9539 | 412.9248 | 4.6256e-05 | 368.9 | 0.011155 | 413.6709 | 0.017349 | 368.9 | -0.0047858 | 368.9 | -0.0010202 | 412.9248 | 9.2305e-05 | 412.9248 | 7.3486e-05 | 413.6709 | 0 | 629.7041 | 0.011129 | 629.7041 | 0.016339 | 628.872 | 0.00011594 | 629.7041 | 0.0096567 | 412.9248 | 1.6179e-05
| 413.7837 | 0 | 413.7837 | 0 | 413.0382 | 10.7784 | 413.0382 | 5.3064e-05 | 369.12 | 0.021071 | 413.7837 | 0.018901 | 369.12 | 0.0016211 | 369.12 | 0.0023464 | 413.0382 | 7.6299e-05 | 413.0382 | 5.502e-05 | 413.7837 | 0 | 629.8643 | 0.01501 | 629.8643 | 0.024615 | 629.0326 | 7.7296e-05 | 629.8643 | 0.0091894 | 413.0382 | 1.0282e-05
| 413.8965 | 0.0091386 | 413.8965 | 0.014886 | 413.1515 | 10.7113 | 413.1515 | 4.9059e-05 | 369.33 | -0.012642 | 413.8965 | 0.017208 | 369.33 | 0.0058149 | 369.33 | 0.013517 | 413.1515 | 7.95e-05 | 413.1515 | 8.6299e-05 | 413.8965 | 0 | 630.0246 | 0.011495 | 630.0246 | 0.025736 | 629.1932 | 0.00057972 | 630.0246 | 0.0093971 | 413.1515 | 1.9884e-05
| 414.0092 | 0 | 414.0092 | 0 | 413.2649 | 10.5989 | 413.2649 | 4.4654e-05 | 369.55 | -0.0012395 | 414.0092 | 0.015986 | 369.55 | 0.0056981 | 369.55 | 0.0023464 | 413.2649 | 9.0349e-05 | 413.2649 | 0.00011004 | 414.0092 | 0.00036057 | 630.1849 | 0.012081 | 630.1849 | 0.022906 | 629.3539 | 0 | 630.1849 | 0.0092932 | 413.2649 | 1.3987e-05
| 414.122 | 0.0020621 | 414.122 | 0.022329 | 413.3783 | 10.4426 | 413.3783 | 3.6244e-05 | 369.77 | -0.016609 | 414.122 | 0.011566 | 369.77 | -0.01096 | 369.77 | -0.0063763 | 413.3783 | 8.946e-05 | 413.3783 | 0.00016148 | 414.122 | 0 | 630.3452 | 0.0099942 | 630.3452 | 0.018421 | 629.5145 | 0.00011594 | 630.3452 | 0.0095009 | 413.3783 | 1.5423e-05
| 414.2348 | 0 | 414.2348 | 0 | 413.4916 | 10.3963 | 413.4916 | 3.9648e-05 | 369.98 | 0.015121 | 414.2348 | 0.025859 | 369.98 | -0.005368 | 369.98 | 0.0014282 | 413.4916 | 9.1416e-05 | 413.4916 | 0.00013755 | 414.2348 | 0 | 630.5055 | 0.014424 | 630.5055 | 0.028833 | 629.6752 | 7.7296e-05 | 630.5055 | 0.0092932 | 413.4916 | 5.1411e-06
| 414.3475 | 0.0043748 | 414.3475 | 0.0091069 | 413.605 | 10.2734 | 413.605 | 4.2451e-05 | 370.2 | 0.0017352 | 414.3475 | 0.021346 | 370.2 | 0.00033976 | 370.2 | -0.0088246 | 413.605 | 8.0212e-05 | 413.605 | 0.00011192 | 414.3475 | 0 | 630.6658 | 0.011459 | 630.6658 | 0.02312 | 629.8359 | 0 | 630.6658 | 0.0095009 | 413.605 | 9.6018e-06
| 414.4603 | 0 | 414.4603 | 0 | 413.7184 | 10.2781 | 413.7184 | 3.7245e-05 | 370.41 | 0.010164 | 414.4603 | 0.022897 | 370.41 | 0.00022327 | 370.41 | -0.0016323 | 413.7184 | 7.95e-05 | 413.7184 | 7.5182e-05 | 414.4603 | 0.012039 | 630.8261 | 0.015522 | 630.8261 | 0.021945 | 629.9965 | 7.7296e-05 | 630.8261 | 0.0089817 | 413.7184 | 8.0897e-06
| 414.5731 | 0.0047217 | 414.5731 | 0.0089317 | 413.8318 | 9.9888 | 413.8318 | 4.0649e-05 | 370.63 | -0.012642 | 414.5731 | 0.021346 | 370.63 | -0.01061 | 370.63 | -0.0046928 | 413.8318 | 7.6655e-05 | 413.8318 | 7.895e-05 | 414.5731 | 0 | 630.9864 | 0.009921 | 630.9864 | 0.02029 | 630.1572 | 0.00034783 | 630.9864 | 0.0092932 | 413.8318 | 5.1411e-06
| 414.6859 | 0 | 414.6859 | 0 | 413.9452 | 9.9134 | 413.9452 | 4.2051e-05 | 370.85 | -0.0032226 | 414.6859 | 0.017584 | 370.85 | -0.002456 | 370.85 | 0.0029585 | 413.9452 | 6.6161e-05 | 413.9452 | 7.3486e-05 | 414.6859 | 0 | 631.1468 | 0.0055646 | 631.1468 | 0.018581 | 630.3179 | 7.7296e-05 | 631.1468 | 0.0089298 | 413.9452 | 0
| 414.7986 | 0.0078514 | 414.7986 | 0.015149 | 414.0586 | 9.6846 | 414.0586 | 4.0048e-05 | 371.06 | 0.0012395 | 414.7986 | 0.022004 | 371.06 | -0.0033879 | 371.06 | 0.0018873 | 414.0586 | 7.8611e-05 | 414.0586 | 7.895e-05 | 414.7986 | 0 | 631.3071 | 0.009738 | 631.3071 | 0.022159 | 630.4786 | 0 | 631.3071 | 0.0096567 | 414.0586 | 0
| 414.9114 | 0 | 414.9114 | 0 | 414.172 | 9.6343 | 414.172 | 3.2239e-05 | 371.28 | -0.0096677 | 414.9114 | 0.0197 | 371.28 | -0.00094161 | 371.28 | -0.0045398 | 414.172 | 8.2346e-05 | 414.172 | 0.00010834 | 414.9114 | 0.0038208 | 631.4674 | 0.012447 | 631.4674 | 0.033959 | 630.6392 | 7.7296e-05 | 631.4674 | 0.0089298 | 414.172 | 2.9486e-06
| 415.0242 | 0.0026402 | 415.0242 | 0.015149 | 414.2854 | 9.5675 | 414.2854 | 2.9035e-05 | 371.5 | -0.010164 | 415.0242 | 0.013447 | 371.5 | -0.0016406 | 371.5 | -0.0080593 | 414.2854 | 0.00010191 | 414.2854 | 0.00012116 | 415.0242 | 0 | 631.6278 | 0.005711 | 631.6278 | 0.025843 | 630.7999 | 0 | 631.6278 | 0.0095009 | 414.2854 | 4.3851e-06
| 415.1369 | 0 | 415.1369 | 0 | 414.3988 | 9.4942 | 414.3988 | 3.1238e-05 | 371.71 | -0.011651 | 415.1369 | 0.016926 | 371.71 | -0.001757 | 371.71 | 0.0044887 | 414.3988 | 8.1457e-05 | 414.3988 | 0.00011739 | 415.1369 | 0.0081462 | 631.7881 | 0.014058 | 631.7881 | 0.031182 | 630.9606 | 7.7296e-05 | 631.7881 | 0.0086702 | 414.3988 | 4.3851e-06
| 415.2497 | 0.0094603 | 415.2497 | 0.011208 | 414.5123 | 9.2941 | 414.5123 | 2.8034e-05 | 371.93 | -0.012642 | 415.2497 | 0.023462 | 371.93 | -0.0050185 | 371.93 | -0.0051518 | 414.5123 | 8.5191e-05 | 414.5123 | 0.00011381 | 415.2497 | 0 | 631.9485 | 0.0094817 | 631.9485 | 0.023921 | 631.1214 | 0.00034783 | 631.9485 | 0.0096567 | 414.5123 | 1.4365e-06
| 415.3625 | 0 | 415.3625 | 0 | 414.6257 | 9.1423 | 414.6257 | 1.682e-05 | 372.15 | 0.013634 | 415.3625 | 0.020923 | 372.15 | 0.0026695 | 372.15 | -0.00010202 | 414.6257 | 6.7406e-05 | 414.6257 | 0.00010646 | 415.3625 | 0 | 632.1089 | 0.010909 | 632.1089 | 0.028619 | 631.2821 | 0.00030918 | 632.1089 | 0.0085664 | 414.6257 | 0
| 415.4752 | 0.0029872 | 415.4752 | 0.010595 | 414.7391 | 9.1196 | 414.7391 | 1.9023e-05 | 372.36 | -0.026523 | 415.4752 | 0.022944 | 372.36 | -0.0064164 | 372.36 | -0.02229 | 414.7391 | 7.4165e-05 | 414.7391 | 0.00010458 | 415.4752 | 0 | 632.2693 | 0.0077611 | 632.2693 | 0.021785 | 631.4428 | 0.00011594 | 632.2693 | 0.0093971 | 414.7391 | 0
| 415.588 | 0 | 415.588 | 0 | 414.8526 | 9.0248 | 414.8526 | 1.5819e-05 | 372.58 | 0.0037184 | 415.588 | 0.019841 | 372.58 | 0.008727 | 372.58 | -0.0034686 | 414.8526 | 6.1181e-05 | 414.8526 | 8.253e-05 | 415.588 | 0.0020906 | 632.4296 | 0.017096 | 632.4296 | 0.032677 | 631.6035 | 0 | 632.4296 | 0.0083587 | 414.8526 | 2.9486e-06
| 415.7008 | 0.0026402 | 415.7008 | 0.0099825 | 414.966 | 8.8763 | 414.966 | 2.1025e-05 | 372.79 | -0.010164 | 415.7008 | 0.017584 | 372.79 | 0.0011552 | 372.79 | -0.0063763 | 414.966 | 7.2386e-05 | 414.966 | 0.00011739 | 415.7008 | 0 | 632.59 | 0.0081272 | 632.59 | 0.016606 | 631.7643 | 0.00011594 | 632.59 | 0.0093971 | 414.966 | 5.1411e-06
| 415.8135 | 0 | 415.8135 | 0 | 415.0795 | 8.7878 | 415.0795 | 1.4017e-05 | 373.01 | 0.02702 | 415.8135 | 0.020782 | 373.01 | -0.0057175 | 373.01 | 0.0090795 | 415.0795 | 9.3906e-05 | 415.0795 | 0.0001302 | 415.8135 | 0 | 632.7504 | 0.0069557 | 632.7504 | 0.026163 | 631.925 | 0 | 632.7504 | 0.0084625 | 415.0795 | 5.1411e-06
| 415.9263 | 0.0032185 | 415.9263 | 0.0088442 | 415.1929 | 8.6283 | 415.1929 | 1.9023e-05 | 373.23 | 0.0042142 | 415.9263 | 0.019183 | 373.23 | -0.001757 | 373.23 | -0.01112 | 415.1929 | 0.00010974 | 415.1929 | 0.00014678 | 415.9263 | 0 | 632.9108 | 0.0068459 | 632.9108 | 0.019435 | 632.0857 | 0.00011594 | 632.9108 | 0.0088779 | 415.1929 | 5.8972e-06
| 416.0391 | 0 | 416.0391 | 0.00045654 | 415.3064 | 8.54 | 415.3064 | 1.4818e-05 | 373.44 | 0.021567 | 416.0391 | 0.021863 | 373.44 | -0.0018735 | 373.44 | 0.0051009 | 415.3064 | 0.00011045 | 415.3064 | 0.000101 | 416.0391 | 0 | 633.0712 | 0.015632 | 633.0712 | 0.032784 | 632.2465 | 0 | 633.0712 | 0.0085145 | 415.3064 | 3.7047e-06
| 416.1518 | 0.0048373 | 416.1518 | 0.0094571 | 415.4198 | 8.4906 | 415.4198 | 2.1426e-05 | 373.66 | -0.012147 | 416.1518 | 0.020782 | 373.66 | 0.00092222 | 373.66 | 0.0035706 | 415.4198 | 0.00010031 | 415.4198 | 9.5343e-05 | 416.1518 | 0 | 633.2317 | 0.010177 | 633.2317 | 0.019168 | 632.4072 | 0.00011594 | 633.2317 | 0.0091375 | 415.4198 | 3.7047e-06
| 416.2646 | 0 | 416.2646 | 0 | 415.5333 | 8.3432 | 415.5333 | 1.2615e-05 | 373.88 | 0.017104 | 416.2646 | 0.023179 | 373.88 | 0.0023201 | 373.88 | 0.0020403 | 415.5333 | 0.0001076 | 415.5333 | 6.4253e-05 | 416.2646 | 0 | 633.3921 | 0.014753 | 633.3921 | 0.027605 | 632.568 | 7.7296e-05 | 633.3921 | 0.0089298 | 415.5333 | 0
| 416.3774 | 0.0037966 | 416.3774 | 0.011997 | 415.6468 | 8.3516 | 415.6468 | 1.2015e-05 | 374.09 | 0.0081804 | 416.3774 | 0.023979 | 374.09 | -0.00070865 | 374.09 | -0.0016323 | 415.6468 | 9.2661e-05 | 415.6468 | 7.7066e-05 | 416.3774 | 0 | 633.5525 | 0.0083102 | 633.5525 | 0.016125 | 632.7288 | 0.00011594 | 633.5525 | 0.0091894 | 415.6468 | 0
| 416.4901 | 0 | 416.4901 | 0 | 415.7603 | 8.2752 | 415.7603 | 1.8022e-06 | 374.31 | 0.011651 | 416.4901 | 0.027834 | 374.31 | 0.00045625 | 374.31 | 0.0075495 | 415.7603 | 8.6436e-05 | 415.7603 | 8.4415e-05 | 416.4901 | 0 | 633.713 | 0.0094085 | 633.713 | 0.025789 | 632.8896 | 7.7296e-05 | 633.713 | 0.008826 | 415.7603 | 0
| 416.6029 | 0.014416 | 416.6029 | 0.0053144 | 415.8737 | 8.0437 | 415.8737 | 3.2039e-06 | 374.53 | -0.0076846 | 416.6029 | 0.015328 | 374.53 | -0.0032714 | 374.53 | -0.0025504 | 415.8737 | 7.6121e-05 | 415.8737 | 7.5182e-05 | 416.6029 | 0.0073433 | 633.8734 | 0.010983 | 633.8734 | 0.021945 | 633.0503 | 0.00034783 | 633.8734 | 0.0090336 | 415.8737 | 0
| 416.7157 | 0 | 416.7157 | 0 | 415.9872 | 7.9985 | 415.9872 | 3.8046e-06 | 374.74 | 0.023549 | 416.7157 | 0.014387 | 374.74 | -0.0030384 | 374.74 | -0.0048458 | 415.9872 | 8.6436e-05 | 415.9872 | 5.144e-05 | 416.7157 | 0.0038208 | 634.0339 | 0.016547 | 634.0339 | 0.02627 | 633.2111 | 0 | 634.0339 | 0.0087221 | 415.9872 | 0
| 416.8284 | 0.0084306 | 416.8284 | 0.018039 | 416.1007 | 8.0519 | 416.1007 | 4.6056e-06 | 374.96 | -0.02702 | 416.8284 | 0.026142 | 374.96 | 0.0011552 | 374.96 | -0.0037746 | 416.1007 | 0.00010636 | 416.1007 | 5.6905e-05 | 416.8284 | 0.00086386 | 634.1943 | 0.0079441 | 634.1943 | 0.024882 | 633.3719 | 0 | 634.1943 | 0.0090856 | 416.1007 | 0
| 416.9412 | 0 | 416.9412 | 0 | 416.2142 | 7.9437 | 416.2142 | 3.2039e-06 | 375.18 | 0.011155 | 416.9412 | 0.026941 | 375.18 | -0.0030384 | 375.18 | 0.0051009 | 416.2142 | 0.0001156 | 416.2142 | 0.00011192 | 416.9412 | 0.0094437 | 634.3548 | 0.012008 | 634.3548 | 0.033905 | 633.5327 | 7.7296e-05 | 634.3548 | 0.0089298 | 416.2142 | 0
| 417.054 | 0.0044904 | 417.054 | 0.01366 | 416.3277 | 7.8007 | 416.3277 | 5.006e-06 | 375.39 | -0.013138 | 417.054 | 0.023744 | 375.39 | -0.00199 | 375.39 | -0.010813 | 416.3277 | 0.00011667 | 416.3277 | 0.00015771 | 417.054 | 0 | 634.5153 | 0.0091522 | 634.5153 | 0.024988 | 633.6935 | 0.00011594 | 634.5153 | 0.0090856 | 416.3277 | 0
| 417.1668 | 0 | 417.1668 | 0 | 416.4412 | 7.739 | 416.4412 | 4.2051e-06 | 375.61 | 0.0081804 | 417.1668 | 0.024261 | 375.61 | 0.00092222 | 375.61 | 5.1009e-05 | 416.4412 | 9.1416e-05 | 416.4412 | 0.0001302 | 417.1668 | 0 | 634.6757 | 0.015815 | 634.6757 | 0.025522 | 633.8543 | 0 | 634.6757 | 0.0087221 | 416.4412 | 0
| 417.2795 | 0.0049529 | 417.2795 | 0.009895 | 416.5547 | 7.5656 | 416.5547 | 4.2051e-06 | 375.83 | -0.014626 | 417.2795 | 0.0083691 | 375.83 | -0.0030384 | 375.83 | 0.00096913 | 416.5547 | 8.6436e-05 | 416.5547 | 9.9112e-05 | 417.2795 | 0 | 634.8362 | 0.011129 | 634.8362 | 0.019222 | 634.0152 | 0.00011594 | 634.8362 | 0.0089298 | 416.5547 | 0
| 417.3923 | 0 | 417.3923 | 0 | 416.6683 | 7.5799 | 416.6683 | 1.0012e-06 | 376.04 | 0.015617 | 417.3923 | 0.021957 | 376.04 | -0.00199 | 376.04 | -0.0039276 | 416.6683 | 7.4165e-05 | 416.6683 | 6.4253e-05 | 417.3923 | 0.0033881 | 634.9967 | 0.013289 | 634.9967 | 0.024775 | 634.176 | 0 | 634.9967 | 0.0089817 | 416.6683 | 0
| 417.5051 | 0.0010214 | 417.5051 | 0.014886 | 416.7818 | 7.4795 | 416.7818 | 1.0012e-06 | 376.26 | -0.019583 | 417.5051 | 0.018948 | 376.26 | -0.0042033 | 376.26 | 0.0015813 | 416.7818 | 8.4836e-05 | 416.7818 | 8.6299e-05 | 417.5051 | 0 | 635.1572 | 0.012154 | 635.1572 | 0.019916 | 634.3368 | 0.00011594 | 635.1572 | 0.0092932 | 416.7818 | 0
| 417.6178 | 0 | 417.6178 | 0 | 416.8953 | 7.4403 | 416.8953 | 1.4017e-06 | 376.48 | 0.022558 | 417.6178 | 0.016503 | 376.48 | -0.0059506 | 376.48 | 0.0032646 | 416.8953 | 9.5329e-05 | 416.8953 | 0.00014132 | 417.6178 | 0.016364 | 635.3177 | 0.013216 | 635.3177 | 0.027978 | 634.4977 | 0 | 635.3177 | 0.0091375 | 416.8953 | 0
| 417.7306 | 0.0027559 | 417.7306 | 0.0027331 | 417.0088 | 7.3693 | 417.0088 | 8.0097e-07 | 376.69 | 0.011651 | 417.7306 | 0.019982 | 376.69 | -0.00199 | 376.69 | -0.0039276 | 417.0088 | 0.00011187 | 417.0088 | 0.00015413 | 417.7306 | 0 | 635.4782 | 0.0072486 | 635.4782 | 0.013776 | 634.6585 | 0.00034783 | 635.4782 | 0.0092932 | 417.0088 | 0
| 417.8434 | 0 | 417.8434 | 0 | 417.1224 | 7.3048 | 417.1224 | 8.0097e-07 | 376.91 | -0.00074368 | 417.8434 | 0.021957 | 376.91 | -0.0044363 | 376.91 | -0.0027035 | 417.1224 | 0.00011311 | 417.1224 | 0.0001449 | 417.8434 | 0.0051184 | 635.6387 | 0.010543 | 635.6387 | 0.02926 | 634.8193 | 7.7296e-05 | 635.6387 | 0.0087741 | 417.1224 | 0
| 417.9561 | 9.6336e-05 | 417.9561 | 0.0095447 | 417.2359 | 7.2347 | 417.2359 | 3.6044e-06 | 377.13 | -0.020574 | 417.9561 | 0.017067 | 377.13 | -0.0021065 | 377.13 | -0.0057639 | 417.2359 | 0.00011098 | 417.2359 | 0.0001432 | 417.9561 | 0 | 635.7993 | 0.009921 | 635.7993 | 0.015217 | 634.9802 | 0.00034783 | 635.7993 | 0.0089298 | 417.2359 | 1.4365e-06
| 418.0689 | 0 | 418.0689 | 0 | 417.3495 | 7.0468 | 417.3495 | 3.6044e-06 | 377.34 | -0.0032226 | 418.0689 | 0.013024 | 377.34 | 0.0045333 | 377.34 | 0.0078554 | 417.3495 | 9.0171e-05 | 417.3495 | 0.0001449 | 418.0689 | 0 | 635.9598 | 0.015449 | 635.9598 | 0.02328 | 635.1411 | 7.7296e-05 | 635.9598 | 0.0084625 | 417.3495 | 1.4365e-06
| 418.1817 | 0.0041435 | 418.1817 | 0.013047 | 417.463 | 6.9624 | 417.463 | 3.8046e-06 | 377.56 | 0.023054 | 418.1817 | 0.015328 | 377.56 | -0.0081638 | 377.56 | 0.0067842 | 417.463 | 9.0349e-05 | 417.463 | 0.00016695 | 418.1817 | 0 | 636.1204 | 0.010873 | 636.1204 | 0.021945 | 635.3019 | 0.00034783 | 636.1204 | 0.0088779 | 417.463 | 1.4365e-06
| 418.2945 | 0 | 418.2945 | 0 | 417.5766 | 6.9416 | 417.5766 | 4.0048e-07 | 377.78 | 0.016113 | 418.2945 | 0.018901 | 377.78 | -0.00094161 | 377.78 | -0.0010202 | 417.5766 | 7.541e-05 | 417.5766 | 0.00011927 | 418.2945 | 0 | 636.2809 | 0.012447 | 636.2809 | 0.024294 | 635.4628 | 0 | 636.2809 | 0.0087741 | 417.5766 | 0
| 418.4072 | 0.0049529 | 418.4072 | 0.006681 | 417.6901 | 6.7715 | 417.6901 | 4.0048e-07 | 377.99 | -0.017104 | 418.4072 | 0.017584 | 377.99 | -0.0080475 | 377.99 | 0.0058659 | 417.6901 | 9.4796e-05 | 417.6901 | 0.00013943 | 418.4072 | 0 | 636.4415 | 0.0087129 | 636.4415 | 0.022372 | 635.6237 | 0.00011594 | 636.4415 | 0.0093971 | 417.6901 | 1.6936e-05
| 418.52 | 0 | 418.52 | 0 | 417.8037 | 6.8164 | 417.8037 | 0 | 378.21 | 0.036936 | 418.52 | 0.022239 | 378.21 | 0.0020871 | 378.21 | 0.0018873 | 417.8037 | 9.3906e-05 | 417.8037 | 0.00012662 | 418.52 | 0.028115 | 636.602 | 0.013802 | 636.602 | 0.02344 | 635.7846 | 0 | 636.602 | 0.0092932 | 417.8037 | 0.00042256
| 418.6328 | 0.0041435 | 418.6328 | 0.026095 | 417.9173 | 6.7605 | 417.9173 | 6.0073e-06 | 378.43 | -0.009172 | 418.6328 | 0.015328 | 378.43 | -0.0068827 | 378.43 | -0.012497 | 417.9173 | 0.0001172 | 417.9173 | 0.00012116 | 418.6328 | 0 | 636.7626 | 0.010946 | 636.7626 | 0.019649 | 635.9455 | 0.00034783 | 636.7626 | 0.009449 | 417.9173 | 0.0026386
| 418.7455 | 0 | 418.7455 | 0 | 418.0308 | 6.6637 | 418.0308 | 6.0073e-06 | 378.64 | 0.009172 | 418.7455 | 0.017961 | 378.64 | 0.0019706 | 378.64 | 0.00035706 | 418.0308 | 0.00010796 | 418.0308 | 9.1763e-05 | 418.7455 | 0 | 636.9231 | 0.011385 | 636.9231 | 0.024401 | 636.1064 | 0 | 636.9231 | 0.0088779 | 418.0308 | 0.0033829
| 418.8583 | 0.0057624 | 418.8583 | 0.014711 | 418.1444 | 6.5415 | 418.1444 | 6.0073e-06 | 378.86 | -0.013634 | 418.8583 | 0.023462 | 378.86 | -0.0085133 | 378.86 | -0.0048458 | 418.1444 | 0.00010974 | 418.1444 | 6.2369e-05 | 418.8583 | 0 | 637.0837 | 0.0076879 | 637.0837 | 0.02312 | 636.2673 | 0.00011594 | 637.0837 | 0.0087741 | 418.1444 | 0.0073098
| 418.9711 | 0 | 418.9711 | 0 | 418.258 | 6.4662 | 418.258 | 0 | 379.08 | 0.011155 | 418.9711 | 0.025295 | 379.08 | 0.00057274 | 379.08 | 0.0073959 | 418.258 | 8.2346e-05 | 418.258 | 9.9112e-05 | 418.9711 | 0 | 637.2443 | 0.0095916 | 637.2443 | 0.025149 | 636.4282 | 7.7296e-05 | 637.2443 | 0.0080472 | 418.258 | 0.0077587
| 419.0838 | 0 | 419.0838 | 0.015061 | 418.3716 | 6.4161 | 418.3716 | 1.0012e-06 | 379.29 | -0.0295 | 419.0838 | 0.019982 | 379.29 | -0.0012911 | 379.29 | -0.0030095 | 418.3716 | 8.8571e-05 | 418.3716 | 0.000101 | 419.0838 | 0.0086391 | 637.4049 | 0.0085665 | 637.4049 | 0.019916 | 636.5891 | 0.00011594 | 637.4049 | 0.0086702 | 418.3716 | 0.014043
| 419.1966 | 0 | 419.1966 | 0 | 418.4852 | 6.3296 | 418.4852 | 1.0012e-06 | 379.51 | -0.0032226 | 419.1966 | 0.030514 | 379.51 | 0.002553 | 379.51 | 0.010763 | 418.4852 | 7.6299e-05 | 418.4852 | 0.00011927 | 419.1966 | 0.0020906 | 637.5655 | 0.015559 | 637.5655 | 0.027017 | 636.75 | 7.7296e-05 | 637.5655 | 0.0084625 | 418.4852 | 0.015068
| 419.3094 | 0.00055887 | 419.3094 | 0.023205 | 418.5988 | 6.2416 | 418.5988 | 1.8022e-06 | 379.73 | 0.011651 | 419.3094 | 0.014528 | 379.73 | -0.0063001 | 379.73 | 0.00051009 | 418.5988 | 9.7641e-05 | 418.5988 | 9.1763e-05 | 419.3094 | 0 | 637.7261 | 0.011825 | 637.7261 | 0.023867 | 636.9109 | 0 | 637.7261 | 0.0090336 | 418.5988 | 0.021609
| 419.4222 | 0 | 419.4222 | 0 | 418.7124 | 6.1128 | 418.7124 | 8.0097e-07 | 379.94 | 0.016113 | 419.4222 | 0.022098 | 379.94 | -0.0035044 | 379.94 | -0.0033155 | 418.7124 | 9.0349e-05 | 418.7124 | 0.00010269 | 419.4222 | 0 | 637.8867 | 0.011385 | 637.8867 | 0.0291 | 637.0719 | 0 | 637.8867 | 0.008203 | 418.7124 | 0.023597
| 419.5349 | 0 | 419.5349 | 0.0069846 | 418.826 | 6.0208 | 418.826 | 2.8034e-06 | 380.16 | -0.045364 | 419.5349 | 0.023179 | 380.16 | 0.0067465 | 380.16 | -0.0049988 | 418.826 | 0.00010013 | 418.826 | 0.00013943 | 419.5349 | 0 | 638.0474 | 0.0108 | 638.0474 | 0.018581 | 637.2328 | 0.00011594 | 638.0474 | 0.0089817 | 418.826 | 0.03174
| 419.6477 | 0 | 419.6477 | 0 | 418.9396 | 6.0324 | 418.9396 | 2.2027e-06 | 380.38 | 0.011155 | 419.6477 | 0.019982 | 380.38 | -0.0010581 | 380.38 | 0.00020403 | 418.9396 | 0.00010387 | 418.9396 | 0.00015602 | 419.6477 | 0.0046859 | 638.208 | 0.0091522 | 638.208 | 0.028245 | 637.3938 | 0 | 638.208 | 0.0089298 | 418.9396 | 0.032958
| 419.7605 | 0.0048373 | 419.7605 | 0.014273 | 419.0532 | 5.8691 | 419.0532 | 0.00018222 | 380.6 | -0.016609 | 419.7605 | 0.02506 | 380.6 | -0.0056011 | 380.6 | 0.0020403 | 419.0532 | 0.00012503 | 419.0532 | 0.00014132 | 419.7605 | 0 | 638.3686 | 0.011056 | 638.3686 | 0.023173 | 637.5547 | 0.00034783 | 638.3686 | 0.0091894 | 419.0532 | 0.03937
| 419.8733 | 0 | 419.8733 | 0 | 419.1669 | 5.8585 | 419.1669 | 0.00018002 | 380.81 | -0.009172 | 419.8733 | 0.019042 | 380.81 | 0.0013882 | 380.81 | 0.015047 | 419.1669 | 0.00012165 | 419.1669 | 0.00012285 | 419.8733 | 0.0016581 | 638.5293 | 0.012008 | 638.5293 | 0.025255 | 637.7157 | 0.00030918 | 638.5293 | 0.0086702 | 419.1669 | 0.040781
| 419.986 | 0.0029872 | 419.986 | 0.015149 | 419.2805 | 5.7204 | 419.2805 | 0.001311 | 381.03 | -0.010164 | 419.986 | 0.023744 | 381.03 | 0.0026695 | 381.03 | 0.0089266 | 419.2805 | 0.00011596 | 419.2805 | 9.5343e-05 | 419.986 | 0.013822 | 638.6899 | 0.012703 | 638.6899 | 0.020396 | 637.8766 | 0.00057972 | 638.6899 | 0.0088779 | 419.2805 | 0.049053
| 420.0988 | 0 | 420.0988 | 0 | 419.3941 | 5.6592 | 419.3941 | 0.001131 | 381.25 | -0.0012395 | 420.0988 | 0.019183 | 381.25 | -0.00059213 | 381.25 | -0.0043867 | 419.3941 | 9.7819e-05 | 419.3941 | 0.00017071 | 420.0988 | 0.00079301 | 638.8506 | 0.015632 | 638.8506 | 0.031983 | 638.0376 | 7.7296e-05 | 638.8506 | 0.0086702 | 419.3941 | 0.051361
| 420.2116 | 0.0028715 | 420.2116 | 0.015324 | 419.5078 | 5.6109 | 419.5078 | 0.0044492 | 381.46 | -0.051313 | 420.2116 | 0.016785 | 381.46 | -0.0068827 | 381.46 | 0.0040296 | 419.5078 | 9.2839e-05 | 419.5078 | 0.00016336 | 420.2116 | 0 | 639.0112 | 0.0043199 | 639.0112 | 0.025469 | 638.1986 | 0.00011594 | 639.0112 | 0.0087221 | 419.5078 | 0.061236
| 420.3243 | 0 | 420.3243 | 0 | 419.6214 | 5.6144 | 419.6214 | 0.0042926 | 381.68 | 0.00471 | 420.3243 | 0.023321 | 381.68 | 0.0018541 | 381.68 | -0.007141 | 419.6214 | 9.0349e-05 | 419.6214 | 0.00017429 | 420.3243 | 0.011606 | 639.1719 | 0.016584 | 639.1719 | 0.036041 | 638.3596 | 0 | 639.1719 | 0.0083068 | 419.6214 | 0.064762
| 420.4371 | 0.0033341 | 420.4371 | 0.0024295 | 419.7351 | 5.4778 | 419.7351 | 0.016401 | 381.9 | 0.0061972 | 420.4371 | 0.020923 | 381.9 | -0.014105 | 381.9 | -0.0086717 | 419.7351 | 9.2839e-05 | 419.7351 | 9.7228e-05 | 420.4371 | 0 | 639.3326 | 0.010214 | 639.3326 | 0.014577 | 638.5205 | 0.00011594 | 639.3326 | 0.008826 | 419.7351 | 0.07297
| 420.5499 | 0 | 420.5499 | 0 | 419.8487 | 5.3593 | 419.8487 | 0.01895 | 382.11 | -0.01413 | 420.5499 | 0.023697 | 382.11 | -0.0049022 | 382.11 | -0.00025504 | 419.8487 | 0.00010725 | 419.8487 | 7.1602e-05 | 420.5499 | 0 | 639.4932 | 0.013911 | 639.4932 | 0.025629 | 638.6815 | 7.7296e-05 | 639.4932 | 0.0086183 | 419.8487 | 0.073611
| 420.6627 | 0.0070148 | 420.6627 | 0.0018221 | 419.9624 | 5.2876 | 419.9624 | 0.036827 | 382.33 | -0.0295 | 420.6627 | 0.023885 | 382.33 | -0.0040868 | 382.33 | -0.0086717 | 419.9624 | 0.00010974 | 419.9624 | 5.6905e-05 | 420.6627 | 0 | 639.6539 | 0.010214 | 639.6539 | 0.017567 | 638.8425 | 0 | 639.6539 | 0.0093451 | 419.9624 | 0.081754
| 420.7754 | 0 | 420.7754 | 0 | 420.076 | 5.2709 | 420.076 | 0.03486 | 382.55 | 0.00074368 | 420.7754 | 0.023838 | 382.55 | 0.003019 | 382.55 | -0.0082122 | 420.076 | 0.00011134 | 420.076 | 7.7066e-05 | 420.7754 | 0 | 639.8146 | 0.016145 | 639.8146 | 0.034332 | 639.0035 | 0 | 639.8146 | 0.0084625 | 420.076 | 0.085922
| 420.8882 | 0.0035653 | 420.8882 | 0.010333 | 420.1897 | 5.1663 | 420.1897 | 0.051307 | 382.77 | -0.015121 | 420.8882 | 0.022004 | 382.77 | -0.0029219 | 382.77 | -0.0028565 | 420.1897 | 0.00011436 | 420.1897 | 7.7066e-05 | 420.8882 | 0 | 639.9753 | 0.0087129 | 639.9753 | 0.017567 | 639.1645 | 0.00011594 | 639.9753 | 0.0092413 | 420.1897 | 0.09445
| 421.001 | 0 | 421.001 | 0 | 420.3034 | 5.0955 | 420.3034 | 0.048089 | 382.98 | 0.0096677 | 421.001 | 0.025859 | 382.98 | 0.0029025 | 382.98 | 0.0040296 | 420.3034 | 0.00010529 | 420.3034 | 0.00010458 | 421.001 | 0 | 640.136 | 0.013728 | 640.136 | 0.025629 | 639.3256 | 0 | 640.136 | 0.0086183 | 420.3034 | 0.096631
| 421.1138 | 0 | 421.1138 | 0.012785 | 420.4171 | 4.9381 | 420.4171 | 0.066324 | 383.2 | -0.029003 | 421.1138 | 0.018149 | 383.2 | -0.0060669 | 383.2 | 0.0026524 | 420.4171 | 0.00010636 | 420.4171 | 9.9112e-05 | 421.1138 | 0 | 640.2968 | 0.015449 | 640.2968 | 0.016606 | 639.4866 | 0.00011594 | 640.2968 | 0.0092932 | 420.4171 | 0.10618
| 421.2265 | 0 | 421.2265 | 0 | 420.5307 | 4.8668 | 420.5307 | 0.062927 | 383.42 | 0.0052058 | 421.2265 | 0.030138 | 383.42 | -0.0031549 | 383.42 | 0.00035706 | 420.5307 | 8.6614e-05 | 420.5307 | 0.00010458 | 421.2265 | 0.028806 | 640.4575 | 0.0098478 | 640.4575 | 0.016499 | 639.6476 | 0 | 640.4575 | 0.0086702 | 420.5307 | 0.11362
| 421.3393 | 0.0080445 | 421.3393 | 0.012259 | 420.6444 | 4.7598 | 420.6444 | 0.080983 | 383.63 | -0.020574 | 421.3393 | 0.025483 | 383.63 | 0.0054654 | 383.63 | 0.0011222 | 420.6444 | 8.8215e-05 | 420.6444 | 9.1763e-05 | 421.3393 | 0 | 640.6182 | 0.012923 | 640.6182 | 0.012387 | 639.8087 | 0 | 640.6182 | 0.0092932 | 420.6444 | 0.12837
| 421.4521 | 0 | 421.4521 | 0 | 420.7581 | 4.8109 | 420.7581 | 0.079374 | 383.85 | 0.019087 | 421.4521 | 0.014246 | 383.85 | 0.0066302 | 383.85 | -0.0033155 | 420.7581 | 8.0389e-05 | 420.7581 | 0.00010646 | 421.4521 | 0.0064159 | 640.779 | 0.016657 | 640.779 | 0.023066 | 639.9697 | 7.7296e-05 | 640.779 | 0.0089817 | 420.7581 | 0.13786
| 421.5649 | 0.0051842 | 421.5649 | 0.014273 | 420.8718 | 4.6319 | 420.8718 | 0.10136 | 384.07 | -0.040406 | 421.5649 | 0.025342 | 384.07 | -0.0079311 | 384.07 | -0.0010202 | 420.8718 | 0.00010529 | 420.8718 | 0.0001155 | 421.5649 | 0 | 640.9397 | 0.01241 | 640.9397 | 0.018047 | 640.1308 | 0 | 640.9397 | 0.0092932 | 420.8718 | 0.14684
| 421.6777 | 0 | 421.6777 | 0 | 420.9855 | 4.6322 | 420.9855 | 0.099575 | 384.29 | -0.018096 | 421.6777 | 0.025201 | 384.29 | -0.0065332 | 384.29 | -0.007141 | 420.9855 | 9.444e-05 | 420.9855 | 0.00011381 | 421.6777 | 0 | 641.1004 | 0.013985 | 641.1004 | 0.0354 | 640.2918 | 7.7296e-05 | 641.1004 | 0.0083068 | 420.9855 | 0.14947
| 421.7904 | 0.0080445 | 421.7904 | 0.0095447 | 421.0992 | 4.5156 | 421.0992 | 0.12639 | 384.5 | 0.0057014 | 421.7904 | 0.023462 | 384.5 | -0.0021065 | 384.5 | 0.006019 | 421.0992 | 9.1416e-05 | 421.0992 | 0.00012116 | 421.7904 | 0 | 641.2612 | 0.0092621 | 641.2612 | 0.018314 | 640.4529 | 0.00034783 | 641.2612 | 0.008826 | 421.0992 | 0.1512
| 421.9032 | 0 | 421.9032 | 0 | 421.2129 | 4.516 | 421.2129 | 0.12657 | 384.72 | 0.024542 | 421.9032 | 0.026941 | 384.72 | 0.0016211 | 384.72 | 0.0073959 | 421.2129 | 7.8611e-05 | 421.2129 | 0.00013585 | 421.9032 | 0.0085786 | 641.422 | 0.010909 | 641.422 | 0.027872 | 640.6139 | 0 | 641.422 | 0.0083587 | 421.2129 | 0.15428
| 422.016 | 0 | 422.016 | 0.0050107 | 421.3266 | 4.3775 | 421.3266 | 0.15088 | 384.94 | -0.015617 | 422.016 | 0.026518 | 384.94 | -0.002223 | 384.94 | -0.0030095 | 421.3266 | 8.1634e-05 | 421.3266 | 0.00012474 | 422.016 | 0 | 641.5827 | 0.010031 | 641.5827 | 0.023013 | 640.775 | 0.00034783 | 641.5827 | 0.0090856 | 421.3266 | 0.15177
| 422.1288 | 0 | 422.1288 | 0 | 421.4404 | 4.3256 | 421.4404 | 0.1457 | 385.15 | -0.0052058 | 422.1288 | 0.025859 | 385.15 | 0.0013882 | 385.15 | 0.00020403 | 421.4404 | 8.8215e-05 | 421.4404 | 0.00011004 | 422.1288 | 0.0055508 | 641.7435 | 0.012264 | 641.7435 | 0.031449 | 640.9361 | 7.7296e-05 | 641.7435 | 0.0082549 | 421.4404 | 0.15601
| 422.2415 | 9.6336e-05 | 422.2415 | 0.011559 | 421.5541 | 4.2015 | 421.5541 | 0.1709 | 385.37 | -0.0052058 | 422.2415 | 0.018666 | 385.37 | 0.00022327 | 385.37 | -0.005917 | 421.5541 | 7.4876e-05 | 421.5541 | 8.9879e-05 | 422.2415 | 0 | 641.9043 | 0.010873 | 641.9043 | 0.030435 | 641.0972 | 0.00011594 | 641.9043 | 0.0089817 | 421.5541 | 0.15017
| 422.3543 | 0 | 422.3543 | 0 | 421.6678 | 4.253 | 421.6678 | 0.1718 | 385.59 | 0.002231 | 422.3543 | 0.019982 | 385.59 | 0.010707 | 385.59 | 0.010763 | 421.6678 | 0.00010066 | 421.6678 | 9.1763e-05 | 422.3543 | 0 | 642.0651 | 0.018195 | 642.0651 | 0.027391 | 641.2582 | 7.7296e-05 | 642.0651 | 0.0084625 | 421.6678 | 0.16107
| 422.4671 | 0.0065643 | 422.4671 | 0.012872 | 421.7816 | 4.074 | 421.7816 | 0.19486 | 385.81 | 0.015121 | 422.4671 | 0.022145 | 385.81 | -0.0001262 | 385.81 | -0.011426 | 421.7816 | 0.00011347 | 421.7816 | 8.6299e-05 | 422.4671 | 0 | 642.2259 | 0.0095183 | 642.2259 | 0.01463 | 641.4193 | 0.00011594 | 642.2259 | 0.0091375 | 421.7816 | 0.15363
| 422.5799 | 0 | 422.5799 | 0 | 421.8953 | 4.0578 | 421.8953 | 0.19146 | 386.02 | -0.002231 | 422.5799 | 0.026518 | 386.02 | -0.0031549 | 386.02 | 0.0054069 | 421.8953 | 0.00013659 | 421.8953 | 0.000101 | 422.5799 | 0 | 642.3867 | 0.01285 | 642.3867 | 0.02675 | 641.5804 | 0 | 642.3867 | 0.0084106 | 421.8953 | 0.16287
| 422.6926 | 0.006693 | 422.6926 | 0.0099825 | 422.0091 | 3.8922 | 422.0091 | 0.2156 | 386.24 | 0.022062 | 422.6926 | 0.024402 | 386.24 | -0.0065332 | 386.24 | -0.0046928 | 422.0091 | 0.00012503 | 422.0091 | 0.00011927 | 422.6926 | 0 | 642.5475 | 0.012337 | 642.5475 | 0.020023 | 641.7415 | 0 | 642.5475 | 0.008826 | 422.0091 | 0.15832
| 422.8054 | 0 | 422.8054 | 0 | 422.1228 | 3.902 | 422.1228 | 0.21452 | 386.46 | 0.0042142 | 422.8054 | 0.025859 | 386.46 | -0.0060669 | 386.46 | -0.0048458 | 422.1228 | 0.0001309 | 422.1228 | 9.3647e-05 | 422.8054 | 0 | 642.7083 | 0.012191 | 642.7083 | 0.023547 | 641.9027 | 0 | 642.7083 | 0.0083068 | 422.1228 | 0.16268
| 422.9182 | 0.0054154 | 422.9182 | 0.0080475 | 422.2366 | 3.831 | 422.2366 | 0.24438 | 386.68 | -0.016609 | 422.9182 | 0.020782 | 386.68 | -0.001524 | 386.68 | 0.0046418 | 422.2366 | 0.00011881 | 422.2366 | 0.00010834 | 422.9182 | 0 | 642.8691 | 0.0074316 | 642.8691 | 0.02328 | 642.0638 | 0.00034783 | 642.8691 | 0.0089298 | 422.2366 | 0.16191
| 423.031 | 0 | 423.031 | 0 | 422.3503 | 3.7717 | 422.3503 | 0.24867 | 386.89 | 0.018592 | 423.031 | 0.020782 | 386.89 | 0.0046498 | 386.89 | -0.0013262 | 422.3503 | 0.00010636 | 422.3503 | 0.00010646 | 423.031 | 0 | 643.0299 | 0.019513 | 643.0299 | 0.025789 | 642.2249 | 0 | 643.0299 | 0.0085664 | 422.3503 | 0.15607
| 423.1438 | 0.0090098 | 423.1438 | 0.014098 | 422.4641 | 3.6536 | 422.4641 | 0.28085 | 387.11 | -0.025532 | 423.1438 | 0.024261 | 387.11 | -0.00024269 | 387.11 | -0.0063763 | 422.4641 | 0.00010564 | 422.4641 | 0.00012116 | 423.1438 | 0.0025918 | 643.1908 | 0.011898 | 643.1908 | 0.021892 | 642.386 | 0 | 643.1908 | 0.0092932 | 422.4641 | 0.15646
| 423.2565 | 0.0068217 | 423.2565 | 0 | 422.5779 | 3.6759 | 422.5779 | 0.2846 | 387.33 | -0.0052058 | 423.2565 | 0.032536 | 387.33 | 0.012688 | 387.33 | 0.0035706 | 422.5779 | 0.00011845 | 422.5779 | 7.3486e-05 | 423.2565 | 0.0051184 | 643.3516 | 0.011056 | 643.3516 | 0.02611 | 642.5472 | 0 | 643.3516 | 0.0087221 | 422.5779 | 0.1487
| 423.3693 | 0 | 423.3693 | 0.011997 | 422.6916 | 3.5601 | 422.6916 | 0.31374 | 387.55 | -0.012147 | 423.3693 | 0.020923 | 387.55 | -0.0075817 | 387.55 | 0.012752 | 422.6916 | 0.00013961 | 422.6916 | 6.6137e-05 | 423.3693 | 0 | 643.5125 | 0.013216 | 643.5125 | 0.016819 | 642.7083 | 0.00011594 | 643.5125 | 0.0096567 | 422.6916 | 0.15242
| 423.4821 | 0 | 423.4821 | 0 | 422.8054 | 3.4908 | 422.8054 | 0.32411 | 387.76 | -0.0076846 | 423.4821 | 0.030514 | 387.76 | -0.0030384 | 387.76 | 0.0031115 | 422.8054 | 0.00013695 | 422.8054 | 5.3136e-05 | 423.4821 | 0 | 643.6733 | 0.020355 | 643.6733 | 0.017834 | 642.8695 | 0 | 643.6733 | 0.0089817 | 422.8054 | 0.15325
| 423.5949 | 0.0054154 | 423.5949 | 0.0069846 | 422.9192 | 3.3871 | 422.9192 | 0.35683 | 387.98 | 0.018096 | 423.5949 | 0.026 | 387.98 | -9.7074e-06 | 387.98 | -0.0048458 | 422.9192 | 0.00014708 | 422.9192 | 8.253e-05 | 423.5949 | 0 | 643.8342 | 0.01241 | 643.8342 | 0.016712 | 643.0306 | 0.00034783 | 643.8342 | 0.009449 | 422.9192 | 0.16761
| 423.7077 | 0.0024322 | 423.7077 | 0 | 423.033 | 3.3307 | 423.033 | 0.36809 | 388.2 | -0.028507 | 423.7077 | 0.020264 | 388.2 | -0.0092122 | 388.2 | 0.0073959 | 423.033 | 0.00012681 | 423.033 | 9.1763e-05 | 423.7077 | 0.0038208 | 643.9951 | 0.015522 | 643.9951 | 0.031182 | 643.1918 | 0 | 643.9951 | 0.0084625 | 423.033 | 0.17922
| 423.8204 | 0.0054154 | 423.8204 | 0.0080475 | 423.1468 | 3.2478 | 423.1468 | 0.39169 | 388.42 | -0.029003 | 423.8204 | 0.024778 | 388.42 | -0.0049022 | 388.42 | -0.0045398 | 423.1468 | 0.00012058 | 423.1468 | 0.0001302 | 423.8204 | 0.0060472 | 644.1559 | 0.011239 | 644.1559 | 0.021411 | 643.3529 | 0.00011594 | 644.1559 | 0.0090336 | 423.1468 | 0.20615
| 423.9332 | 0 | 423.9332 | 0 | 423.2606 | 3.2068 | 423.2606 | 0.3983 | 388.63 | -0.03049 | 423.9332 | 0.024496 | 388.63 | 0.0029025 | 388.63 | 0.0066312 | 423.2606 | 0.00010564 | 423.2606 | 0.00012285 | 423.9332 | 0 | 644.3168 | 0.013033 | 644.3168 | 0.030328 | 643.5141 | 7.7296e-05 | 644.3168 | 0.0084106 | 423.2606 | 0.21186
| 424.046 | 0.00079017 | 424.046 | 0.0019739 | 423.3744 | 3.1569 | 423.3744 | 0.40599 | 388.85 | 0.0081804 | 424.046 | 0.026 | 388.85 | 0.0013882 | 388.85 | 0.0096913 | 423.3744 | 0.00011471 | 423.3744 | 0.000101 | 424.046 | 0 | 644.4777 | 0.0094085 | 644.4777 | 0.023173 | 643.6753 | 0.00034783 | 644.4777 | 0.0090336 | 423.3744 | 0.2325
| 424.1588 | 0 | 424.1588 | 0 | 423.4882 | 3.1332 | 423.4882 | 0.41171 | 389.07 | -0.034458 | 424.1588 | 0.029057 | 389.07 | -0.00035917 | 389.07 | -0.0074475 | 423.4882 | 0.00011934 | 423.4882 | 6.2369e-05 | 424.1588 | 0.012039 | 644.6386 | 0.018378 | 644.6386 | 0.030061 | 643.8365 | 0.00030918 | 644.6386 | 0.0085145 | 423.4882 | 0.22577
| 424.2716 | 0.0051842 | 424.2716 | 0.014273 | 423.602 | 3.0103 | 423.602 | 0.40259 | 389.29 | -0.023549 | 424.2716 | 0.025718 | 389.29 | -0.0040868 | 389.29 | -0.0098958 | 423.602 | 0.00013997 | 423.602 | 4.2207e-05 | 424.2716 | 0.0012958 | 644.7995 | 0.011495 | 644.7995 | 0.019435 | 643.9977 | 0.00034783 | 644.7995 | 0.0089817 | 423.602 | 0.24001
| 424.3844 | 0 | 424.3844 | 0 | 423.7158 | 2.9528 | 423.7158 | 0.416 | 389.5 | -0.020574 | 424.3844 | 0.033476 | 389.5 | -0.00024269 | 389.5 | 0.006019 | 423.7158 | 0.00013908 | 423.7158 | 4.4092e-05 | 424.3844 | 0 | 644.9604 | 0.016913 | 644.9604 | 0.025416 | 644.1589 | 0 | 644.9604 | 0.0082549 | 423.7158 | 0.24783
| 424.4971 | 0.0047217 | 424.4971 | 0.0085031 | 423.8296 | 2.9309 | 423.8296 | 0.40152 | 389.72 | -0.028012 | 424.4971 | 0.026283 | 389.72 | -0.0067659 | 389.72 | 0.0049478 | 423.8296 | 0.00015402 | 423.8296 | 0.000101 | 424.4971 | 0 | 645.1213 | 0.011202 | 645.1213 | 0.020663 | 644.3201 | 0 | 645.1213 | 0.0086183 | 423.8296 | 0.25629
| 424.6099 | 0 | 424.6099 | 0 | 423.9435 | 2.8849 | 423.9435 | 0.4253 | 389.94 | -0.0096677 | 424.6099 | 0.035216 | 389.94 | 0.0067465 | 389.94 | 0.0066312 | 423.9435 | 0.0001213 | 423.9435 | 0.00012662 | 424.6099 | 0 | 645.2823 | 0.019146 | 645.2823 | 0.023867 | 644.4813 | 0 | 645.2823 | 0.0084625 | 423.9435 | 0.27912
| 424.7227 | 0.0059936 | 424.7227 | 0.0019739 | 424.0573 | 2.7266 | 424.0573 | 0.40849 | 390.16 | -0.023054 | 424.7227 | 0.028822 | 390.16 | -0.0018735 | 390.16 | 0.0046418 | 424.0573 | 0.00013535 | 424.0573 | 0.0001432 | 424.7227 | 0 | 645.4432 | 0.011385 | 645.4432 | 0.024988 | 644.6425 | 0.00011594 | 645.4432 | 0.0090856 | 424.0573 | 0.2813
| 424.8355 | 0 | 424.8355 | 0 | 424.1711 | 2.6653 | 424.1711 | 0.43656 | 390.37 | 0.006693 | 424.8355 | 0.022662 | 390.37 | -0.00047565 | 390.37 | -0.0028565 | 424.1711 | 0.00010013 | 424.1711 | 0.00012662 | 424.8355 | 0.025811 | 645.6041 | 0.016547 | 645.6041 | 0.023921 | 644.8037 | 0 | 645.6041 | 0.0086183 | 424.1711 | 0.3049
| 424.9483 | 0.0047217 | 424.9483 | 0.0022776 | 424.285 | 2.6291 | 424.285 | 0.43334 | 390.59 | -0.026029 | 424.9483 | 0.023321 | 390.59 | -0.00094161 | 390.59 | -0.0020913 | 424.285 | 0.00010511 | 424.285 | 0.00013755 | 424.9483 | 0.00043193 | 645.7651 | 0.013362 | 645.7651 | 0.018101 | 644.9649 | 0 | 645.7651 | 0.0089817 | 424.285 | 0.30092
| 425.0611 | 0 | 425.0611 | 0 | 424.3988 | 2.6312 | 424.3988 | 0.45229 | 390.81 | -0.0071888 | 425.0611 | 0.022098 | 390.81 | 0.0037179 | 390.81 | 0.00051009 | 424.3988 | 8.946e-05 | 424.3988 | 0.00012851 | 425.0611 | 0.0042533 | 645.926 | 0.020611 | 645.926 | 0.020557 | 645.1262 | 0 | 645.926 | 0.0086702 | 424.3988 | 0.31317
| 425.1739 | 0.0031028 | 425.1739 | 0.010158 | 424.5127 | 2.5113 | 424.5127 | 0.44979 | 391.03 | -0.014626 | 425.1739 | 0.028398 | 391.03 | -0.0088628 | 391.03 | -0.007141 | 424.5127 | 0.00010725 | 424.5127 | 8.9879e-05 | 425.1739 | 0 | 646.087 | 0.014497 | 646.087 | 0.02894 | 645.2874 | 0.00034783 | 646.087 | 0.0090856 | 424.5127 | 0.31047
| 425.2866 | 0 | 425.2866 | 0 | 424.6265 | 2.4785 | 424.6265 | 0.43388 | 391.24 | 0.006693 | 425.2866 | 0.02506 | 391.24 | -0.00082513 | 391.24 | 0.01214 | 424.6265 | 0.00012254 | 424.6265 | 8.6299e-05 | 425.2866 | 0.0098761 | 646.2479 | 0.013326 | 646.2479 | 0.026003 | 645.4487 | 0.00030918 | 646.2479 | 0.0083587 | 424.6265 | 0.31041
| 425.3994 | 0.0087524 | 425.3994 | 0.010508 | 424.7404 | 2.3884 | 424.7404 | 0.4328 | 391.46 | -0.0096677 | 425.3994 | 0.031878 | 391.46 | -0.00070865 | 391.46 | -0.0068351 | 424.7404 | 0.00012681 | 424.7404 | 0.00011004 | 425.3994 | 0 | 646.4089 | 0.017572 | 646.4089 | 0.019542 | 645.6099 | 0.00011594 | 646.4089 | 0.0092932 | 424.7404 | 0.30541
| 425.5122 | 0 | 425.5122 | 0 | 424.8543 | 2.3512 | 424.8543 | 0.40813 | 391.68 | 0.020574 | 425.5122 | 0.027975 | 391.68 | 0.0026695 | 391.68 | -0.00086717 | 424.8543 | 0.00012094 | 424.8543 | 0.00011192 | 425.5122 | 0.0029557 | 646.5699 | 0.014936 | 646.5699 | 0.025255 | 645.7712 | 7.7296e-05 | 646.5699 | 0.0087221 | 424.8543 | 0.30188
| 425.625 | 0.0080445 | 425.625 | 0.0074402 | 424.9681 | 2.3203 | 424.9681 | 0.41511 | 391.9 | -0.0052058 | 425.625 | 0.018666 | 391.9 | -0.0030384 | 391.9 | -0.00040807 | 424.9681 | 0.00012965 | 424.9681 | 0.00013209 | 425.625 | 0 | 646.7309 | 0.012081 | 646.7309 | 0.023547 | 645.9324 | 0.00011594 | 646.7309 | 0.0095528 | 424.9681 | 0.30252
| 425.7378 | 0 | 425.7378 | 0 | 425.082 | 2.2592 | 425.082 | 0.39633 | 392.11 | 0.012147 | 425.7378 | 0.031737 | 392.11 | -0.0018735 | 392.11 | 0.0098449 | 425.082 | 0.00012058 | 425.082 | 0.0001432 | 425.7378 | 0 | 646.8918 | 0.020172 | 646.8918 | 0.021678 | 646.0937 | 7.7296e-05 | 646.8918 | 0.0084106 | 425.082 | 0.30111
| 425.8506 | 0.0035653 | 425.8506 | 0.015061 | 425.1959 | 2.197 | 425.1959 | 0.42243 | 392.33 | -0.024542 | 425.8506 | 0.02506 | 392.33 | 0.00045625 | 392.33 | -0.0086717 | 425.1959 | 0.00012965 | 425.1959 | 0.00016506 | 425.8506 | 0 | 647.0528 | 0.014058 | 647.0528 | 0.015965 | 646.255 | 0.00011594 | 647.0528 | 0.0092413 | 425.1959 | 0.30964
| 425.9634 | 0 | 425.9634 | 0 | 425.3098 | 2.1752 | 425.3098 | 0.42154 | 392.55 | 0.0071888 | 425.9634 | 0.031972 | 392.55 | -0.0061837 | 392.55 | 0.0029585 | 425.3098 | 0.00011009 | 425.3098 | 0.00015602 | 425.9634 | 0.00079301 | 647.2138 | 0.013289 | 647.2138 | 0.023066 | 646.4162 | 7.7296e-05 | 647.2138 | 0.0083587 | 425.3098 | 0.31035
| 426.0762 | 0.014094 | 426.0762 | 0.0039478 | 425.4237 | 2.0688 | 425.4237 | 0.46731 | 392.77 | -0.0086762 | 426.0762 | 0.035874 | 392.77 | -0.010144 | 392.77 | -0.0043867 | 425.4237 | 0.00012058 | 425.4237 | 0.00015055 | 426.0762 | 0 | 647.3749 | 0.013728 | 647.3749 | 0.015698 | 646.5775 | 0.00057972 | 647.3749 | 0.0088779 | 425.4237 | 0.32144
| 426.1889 | 0 | 426.1889 | 0 | 425.5376 | 2.0576 | 425.5376 | 0.46355 | 392.99 | 0.014626 | 426.1889 | 0.027458 | 392.99 | -0.00082513 | 392.99 | -0.0057639 | 425.5376 | 0.00011311 | 425.5376 | 0.00015225 | 426.1889 | 0 | 647.5359 | 0.020684 | 647.5359 | 0.019969 | 646.7388 | 7.7296e-05 | 647.5359 | 0.008203 | 425.5376 | 0.31926
| 426.3017 | 0.00079017 | 426.3017 | 0.0072883 | 425.6515 | 1.9683 | 425.6515 | 0.54543 | 393.2 | -0.020079 | 426.3017 | 0.031737 | 393.2 | -0.0092122 | 393.2 | -0.0025504 | 425.6515 | 0.00013037 | 425.6515 | 0.00013209 | 426.3017 | 0 | 647.6969 | 0.013619 | 647.6969 | 0.021785 | 646.9001 | 0.00034783 | 647.6969 | 0.008826 | 425.6515 | 0.33093
| 426.4145 | 0 | 426.4145 | 0 | 425.7654 | 1.9421 | 425.7654 | 0.55258 | 393.42 | 0.0027268 | 426.4145 | 0.031172 | 393.42 | -0.0030384 | 393.42 | -0.0034686 | 425.7654 | 0.00011632 | 425.7654 | 0.00010458 | 426.4145 | 0 | 647.8579 | 0.016328 | 647.8579 | 0.0291 | 647.0614 | 7.7296e-05 | 647.8579 | 0.0084106 | 425.7654 | 0.33882
| 426.5273 | 0.0070148 | 426.5273 | 0.011821 | 425.8793 | 1.8599 | 425.8793 | 0.62427 | 393.64 | -0.013138 | 426.5273 | 0.03136 | 393.64 | -0.0030384 | 393.64 | -0.0089776 | 425.8793 | 0.00012912 | 425.8793 | 8.9879e-05 | 426.5273 | 0 | 648.0189 | 0.011898 | 648.0189 | 0.023013 | 647.2227 | 0.00011594 | 648.0189 | 0.0090856 | 425.8793 | 0.35568
| 426.6401 | 0 | 426.6401 | 0 | 425.9932 | 1.8748 | 425.9932 | 0.613 | 393.86 | 0.010164 | 426.6401 | 0.032254 | 393.86 | 0.0058149 | 393.86 | 0.016119 | 425.9932 | 0.00011062 | 425.9932 | 0.00012662 | 426.6401 | 0 | 648.18 | 0.014241 | 648.18 | 0.028085 | 647.384 | 7.7296e-05 | 648.18 | 0.0085145 | 425.9932 | 0.36645
| 426.7529 | 0 | 426.7529 | 0.010158 | 426.1071 | 1.7842 | 426.1071 | 0.64786 | 394.07 | 0.0052058 | 426.7529 | 0.033758 | 394.07 | -0.0031549 | 394.07 | -0.0085181 | 426.1071 | 0.00013161 | 426.1071 | 0.00013755 | 426.7529 | 0 | 648.341 | 0.017682 | 648.341 | 0.018474 | 647.5454 | 0 | 648.341 | 0.0087741 | 426.1071 | 0.37434
| 426.8657 | 0 | 426.8657 | 0 | 426.221 | 1.77 | 426.221 | 0.63946 | 394.29 | -0.009172 | 426.8657 | 0.032771 | 394.29 | 0.0011552 | 394.29 | 0.0090795 | 426.221 | 0.00011436 | 426.221 | 0.00018711 | 426.8657 | 0.016797 | 648.5021 | 0.016657 | 648.5021 | 0.023921 | 647.7067 | 7.7296e-05 | 648.5021 | 0.008151 | 426.221 | 0.38479
| 426.9785 | 0.010941 | 426.9785 | 0.018039 | 426.3349 | 1.7172 | 426.3349 | 0.6627 | 394.51 | -0.021071 | 426.9785 | 0.028539 | 394.51 | -0.0046693 | 394.51 | 0.00035706 | 426.3349 | 0.00012503 | 426.3349 | 0.00015413 | 426.9785 | 0 | 648.6631 | 0.016145 | 648.6631 | 0.020023 | 647.868 | 0.00011594 | 648.6631 | 0.0087221 | 426.3349 | 0.39293
| 427.0913 | 0 | 427.0913 | 0 | 426.4489 | 1.7002 | 426.4489 | 0.71294 | 394.73 | 0.016113 | 427.0913 | 0.03357 | 394.73 | 0.00057274 | 394.73 | -0.011732 | 426.4489 | 0.00011916 | 426.4489 | 0.00014867 | 427.0913 | 0.0098761 | 648.8242 | 0.01717 | 648.8242 | 0.044477 | 648.0294 | 7.7296e-05 | 648.8242 | 0.008826 | 426.4489 | 0.40307
| 427.2041 | 0.0015996 | 427.2041 | 0.0063773 | 426.5628 | 1.6433 | 426.5628 | 0.77533 | 394.95 | -0.011651 | 427.2041 | 0.030796 | 394.95 | -0.010028 | 394.95 | -0.010967 | 426.5628 | 0.00014815 | 426.5628 | 8.4415e-05 | 427.2041 | 0 | 648.9853 | 0.016547 | 648.9853 | 0.021518 | 648.1907 | 0 | 648.9853 | 0.0092932 | 426.5628 | 0.40922
| 427.3169 | 0 | 427.3169 | 0 | 426.6768 | 1.6264 | 426.6768 | 0.82538 | 395.16 | 0.012147 | 427.3169 | 0.032912 | 395.16 | 0.0084939 | 395.16 | 0.0012752 | 426.6768 | 0.00014086 | 426.6768 | 9.5343e-05 | 427.3169 | 0.0042533 | 649.1464 | 0.014607 | 649.1464 | 0.028512 | 648.3521 | 7.7296e-05 | 649.1464 | 0.0087741 | 426.6768 | 0.4173
| 427.4297 | 0.0079802 | 427.4297 | 0.011559 | 426.7907 | 1.5415 | 426.7907 | 0.83897 | 395.38 | -0.021567 | 427.4297 | 0.030279 | 395.38 | -0.00047565 | 395.38 | -0.0043867 | 426.7907 | 0.00014619 | 426.7907 | 9.5343e-05 | 427.4297 | 0.0012958 | 649.3075 | 0.013362 | 649.3075 | 0.025042 | 648.5134 | 0 | 649.3075 | 0.0090336 | 426.7907 | 0.42448
| 427.5425 | 0 | 427.5425 | 0 | 426.9047 | 1.5556 | 426.9047 | 0.84398 | 395.6 | 0.0295 | 427.5425 | 0.036015 | 395.6 | 0.0024366 | 395.6 | 0.0041827 | 426.9047 | 0.00012877 | 426.9047 | 0.00012474 | 427.5425 | 0 | 649.4686 | 0.01933 | 649.4686 | 0.035934 | 648.6748 | 7.7296e-05 | 649.4686 | 0.0084625 | 426.9047 | 0.43365
| 427.6553 | 0.0020621 | 427.6553 | 0.016988 | 427.0186 | 1.4691 | 427.0186 | 0.83557 | 395.82 | -0.028507 | 427.6553 | 0.040529 | 395.82 | -0.002456 | 395.82 | -0.0040807 | 427.0186 | 0.00012965 | 427.0186 | 0.00013397 | 427.6553 | 0 | 649.6296 | 0.01717 | 649.6296 | 0.021197 | 648.8361 | 0.00034783 | 649.6296 | 0.0090856 | 427.0186 | 0.44462
| 427.7681 | 0 | 427.7681 | 0 | 427.1326 | 1.4833 | 427.1326 | 0.82789 | 396.04 | 0.031481 | 427.7681 | 0.029339 | 396.04 | -0.00024269 | 396.04 | 0.0041827 | 427.1326 | 0.00012912 | 427.1326 | 0.00013209 | 427.7681 | 0 | 649.7908 | 0.015559 | 649.7908 | 0.032303 | 648.9975 | 0 | 649.7908 | 0.0084106 | 427.1326 | 0.44968
| 427.8809 | 0 | 427.8809 | 0.0072883 | 427.2465 | 1.4071 | 427.2465 | 0.81859 | 396.25 | -0.038423 | 427.8809 | 0.036532 | 396.25 | -0.0040868 | 396.25 | 0.0021933 | 427.2465 | 0.00011792 | 427.2465 | 0.0001432 | 427.8809 | 0.0034557 | 649.9519 | 0.01717 | 649.9519 | 0.013776 | 649.1589 | 0 | 649.9519 | 0.0090856 | 427.2465 | 0.45744
| 427.9937 | 0 | 427.9937 | 0 | 427.3605 | 1.4087 | 427.3605 | 0.81251 | 396.47 | 0.010659 | 427.9937 | 0.032771 | 396.47 | 0.00045625 | 396.47 | 0.01214 | 427.3605 | 0.00010476 | 427.3605 | 0.0001155 | 427.9937 | 0 | 650.113 | 0.018304 | 650.113 | 0.022265 | 649.3203 | 0 | 650.113 | 0.008826 | 427.3605 | 0.46045
| 428.1064 | 0.0077227 | 428.1064 | 0.010158 | 427.4745 | 1.3667 | 427.4745 | 0.83271 | 396.69 | 0.010164 | 428.1064 | 0.043068 | 396.69 | -0.0052516 | 396.69 | -0.0034686 | 427.4745 | 0.00011916 | 427.4745 | 0.00010646 | 428.1064 | 0.0030237 | 650.2741 | 0.019659 | 650.2741 | 0.021197 | 649.4817 | 0.00011594 | 650.2741 | 0.0092932 | 427.4745 | 0.47155
| 428.2192 | 0 | 428.2192 | 0 | 427.5885 | 1.401 | 427.5885 | 0.83432 | 396.91 | 0.022062 | 428.2192 | 0.034276 | 396.91 | -0.0028054 | 396.91 | 0.0024994 | 427.5885 | 0.00013126 | 427.5885 | 7.1602e-05 | 428.2192 | 0 | 650.4352 | 0.024821 | 650.4352 | 0.027605 | 649.6431 | 7.7296e-05 | 650.4352 | 0.0091894 | 427.5885 | 0.47597
| 428.332 | 0 | 428.332 | 0.0068328 | 427.7025 | 1.3333 | 427.7025 | 0.86954 | 397.13 | -0.021071 | 428.332 | 0.037191 | 397.13 | 0.0047664 | 397.13 | -0.00040807 | 427.7025 | 0.00015117 | 427.7025 | 8.6299e-05 | 428.332 | 0 | 650.5964 | 0.015412 | 650.5964 | 0.019222 | 649.8045 | 0.00011594 | 650.5964 | 0.0096567 | 427.7025 | 0.48828
| 428.4448 | 0 | 428.4448 | 0 | 427.8164 | 1.3001 | 427.8164 | 0.86328 | 397.34 | 0.006693 | 428.4448 | 0.03531 | 397.34 | -0.0001262 | 397.34 | 0.0043357 | 427.8164 | 0.00012058 | 427.8164 | 8.253e-05 | 428.4448 | 0.017229 | 650.7575 | 0.016291 | 650.7575 | 0.039512 | 649.9659 | 0 | 650.7575 | 0.0095009 | 427.8164 | 0.4936
| 428.5577 | 0.010297 | 428.5577 | 0.013835 | 427.9304 | 1.1952 | 427.9304 | 0.89939 | 397.56 | 0.0057014 | 428.5577 | 0.040952 | 397.56 | -0.0085133 | 397.56 | 0.0011222 | 427.9304 | 0.00013161 | 427.9304 | 0.00011004 | 428.5577 | 0 | 650.9187 | 0.020867 | 650.9187 | 0.020557 | 650.1273 | 0.00034783 | 650.9187 | 0.0091375 | 427.9304 | 0.50374
| 428.6705 | 0 | 428.6705 | 0 | 428.0444 | 1.2208 | 428.0444 | 0.90619 | 397.78 | 0.009172 | 428.6705 | 0.035451 | 397.78 | 0.003019 | 397.78 | 0.00035706 | 428.0444 | 0.00010796 | 428.0444 | 0.00015413 | 428.6705 | 0 | 651.0798 | 0.013911 | 651.0798 | 0.031609 | 650.2887 | 0 | 651.0798 | 0.0084625 | 428.0444 | 0.50842
| 428.7833 | 0.00021202 | 428.7833 | 0.010946 | 428.1584 | 1.1687 | 428.1584 | 0.95499 | 398 | -0.0086762 | 428.7833 | 0.039353 | 398 | 0.00033976 | 398 | -0.0062227 | 428.1584 | 0.00013037 | 428.1584 | 0.00020557 | 428.7833 | 0 | 651.241 | 0.018195 | 651.241 | 0.018314 | 650.4501 | 0.00011594 | 651.241 | 0.0089298 | 428.1584 | 0.51816
| 428.8961 | 0 | 428.8961 | 0 | 428.2724 | 1.1828 | 428.2724 | 0.97305 | 398.22 | -0.021071 | 428.8961 | 0.034276 | 398.22 | 0.0043004 | 398.22 | 0.0066312 | 428.2724 | 0.00011934 | 428.2724 | 0.0002018 | 428.8961 | 0.0025233 | 651.4022 | 0.023979 | 651.4022 | 0.033959 | 650.6116 | 0 | 651.4022 | 0.0089817 | 428.2724 | 0.52406
| 429.0089 | 0.0049529 | 429.0089 | 0.012434 | 428.3865 | 1.1343 | 428.3865 | 1.0152 | 398.44 | -0.02702 | 429.0089 | 0.036814 | 398.44 | -0.0094454 | 398.44 | -0.018771 | 428.3865 | 0.00016345 | 428.3865 | 0.0001302 | 429.0089 | 0 | 651.5634 | 0.019293 | 651.5634 | 0.016499 | 650.773 | 0.00011594 | 651.5634 | 0.0092932 | 428.3865 | 0.53336
| 429.1217 | 0 | 429.1217 | 0 | 428.5005 | 1.1232 | 428.5005 | 1.0281 | 398.65 | 0.0061972 | 429.1217 | 0.038272 | 398.65 | 0.011639 | 398.65 | 0.014589 | 428.5005 | 0.00016149 | 428.5005 | 8.6299e-05 | 429.1217 | 0 | 651.7245 | 0.013838 | 651.7245 | 0.033425 | 650.9345 | 7.7296e-05 | 651.7245 | 0.0086183 | 428.5005 | 0.54086
| 429.2345 | 0.001137 | 429.2345 | 0.0083512 | 428.6145 | 1.0673 | 428.6145 | 1.0657 | 398.87 | -0.0037184 | 429.2345 | 0.036015 | 398.87 | 0.0037179 | 398.87 | 0.0083142 | 428.6145 | 0.00016274 | 428.6145 | 6.6137e-05 | 429.2345 | 0 | 651.8857 | 0.020574 | 651.8857 | 0.026644 | 651.0959 | 0.00011594 | 651.8857 | 0.0089298 | 428.6145 | 0.55221
| 429.3473 | 0 | 429.3473 | 0 | 428.7285 | 1.0536 | 428.7285 | 1.0825 | 399.09 | 0.009172 | 429.3473 | 0.037473 | 399.09 | -0.00199 | 399.09 | -0.0033155 | 428.7285 | 0.00013873 | 428.7285 | 6.2369e-05 | 429.3473 | 0 | 652.0469 | 0.019915 | 652.0469 | 0.024241 | 651.2574 | 0 | 652.0469 | 0.008826 | 428.7285 | 0.55888
| 429.4601 | 0.0083019 | 429.4601 | 0.012259 | 428.8426 | 1.021 | 428.8426 | 1.1225 | 399.31 | 0.0002479 | 429.4601 | 0.034276 | 399.31 | 0.002786 | 399.31 | 0.0012752 | 428.8426 | 0.00013446 | 428.8426 | 7.5182e-05 | 429.4601 | 0 | 652.2081 | 0.018195 | 652.2081 | 0.017193 | 651.4188 | 0.00011594 | 652.2081 | 0.0091894 | 428.8426 | 0.57036
| 429.5729 | 0 | 429.5729 | 0 | 428.9566 | 1.0485 | 428.9566 | 1.1364 | 399.53 | -0.020574 | 429.5729 | 0.038789 | 399.53 | 0.0056981 | 399.53 | 0.0035706 | 428.9566 | 0.00013659 | 428.9566 | 0.00011004 | 429.5729 | 0 | 652.3693 | 0.014241 | 652.3693 | 0.019062 | 651.5803 | 0.00030918 | 652.3693 | 0.0089298 | 428.9566 | 0.57414
| 429.6857 | 0.0057624 | 429.6857 | 0.0048589 | 429.0707 | 0.96942 | 429.0707 | 1.1697 | 399.74 | -0.025036 | 429.6857 | 0.041469 | 399.74 | -0.0063001 | 399.74 | 0.0017343 | 429.0707 | 0.00013463 | 429.0707 | 0.00016148 | 429.6857 | 0 | 652.5306 | 0.021965 | 652.5306 | 0.017086 | 651.7418 | 0.00011594 | 652.5306 | 0.0090856 | 429.0707 | 0.58671
| 429.7985 | 0 | 429.7985 | 0 | 429.1847 | 0.9203 | 429.1847 | 1.182 | 399.96 | -0.021567 | 429.7985 | 0.035075 | 399.96 | 0.0018541 | 399.96 | -0.0014792 | 429.1847 | 0.00012788 | 429.1847 | 0.00017806 | 429.7985 | 0 | 652.6918 | 0.016218 | 652.6918 | 0.022692 | 651.9032 | 7.7296e-05 | 652.6918 | 0.0083068 | 429.1847 | 0.59306
| 429.9113 | 0.0031028 | 429.9113 | 0.0094571 | 429.2987 | 0.89251 | 429.2987 | 1.2255 | 400.18 | 0.024542 | 429.9113 | 0.033335 | 400.18 | -0.0035044 | 400.18 | -0.0019383 | 429.2987 | 0.00014442 | 429.2987 | 0.00016506 | 429.9113 | 0 | 652.853 | 0.014241 | 652.853 | 0.021304 | 652.0647 | 0.00034783 | 652.853 | 0.0084106 | 429.2987 | 0.61159
| 430.0241 | 0 | 430.0241 | 0 | 429.4128 | 0.90458 | 429.4128 | 1.243 | 400.4 | -0.0086762 | 430.0241 | 0.040247 | 400.4 | -0.00199 | 400.4 | 0.0012752 | 429.4128 | 0.00015082 | 429.4128 | 0.00013755 | 430.0241 | 0 | 653.0142 | 0.025699 | 653.0142 | 0.02675 | 652.2262 | 0 | 653.0142 | 0.0079434 | 429.4128 | 0.61845
| 430.1369 | 0.0072722 | 430.1369 | 0.0095447 | 429.5269 | 0.87183 | 429.5269 | 1.2696 | 400.62 | -0.0002479 | 430.1369 | 0.035733 | 400.62 | -0.0051353 | 400.62 | -0.010202 | 429.5269 | 0.00016522 | 429.5269 | 0.00011004 | 430.1369 | 0.00086386 | 653.1755 | 0.013545 | 653.1755 | 0.016819 | 652.3877 | 0.00011594 | 653.1755 | 0.0087221 | 429.5269 | 0.62973
| 430.2497 | 0 | 430.2497 | 0 | 429.6409 | 0.83114 | 429.6409 | 1.273 | 400.84 | 0.0096677 | 430.2497 | 0.046688 | 400.84 | -0.00094161 | 400.84 | 0.00096913 | 429.6409 | 0.00013339 | 429.6409 | 7.895e-05 | 430.2497 | 0 | 653.3367 | 0.021123 | 653.3367 | 0.021945 | 652.5492 | 0 | 653.3367 | 0.0086183 | 429.6409 | 0.63275
| 430.3625 | 0.0084306 | 430.3625 | 0.015674 | 429.755 | 0.7458 | 429.755 | 1.3036 | 401.05 | -0.032474 | 430.3625 | 0.039729 | 401.05 | -0.0012911 | 401.05 | -0.0036216 | 429.755 | 0.0001421 | 429.755 | 8.6299e-05 | 430.3625 | 0 | 653.498 | 0.016657 | 653.498 | 0.01746 | 652.7107 | 0.00034783 | 653.498 | 0.009449 | 429.755 | 0.64006
| 430.4753 | 0 | 430.4753 | 0 | 429.8691 | 0.80203 | 429.8691 | 1.3209 | 401.27 | -0.0017352 | 430.4753 | 0.030937 | 401.27 | -0.0033879 | 401.27 | 0.0054069 | 429.8691 | 0.00012628 | 429.8691 | 0.00013755 | 430.4753 | 0.0051184 | 653.6593 | 0.019915 | 653.6593 | 0.026644 | 652.8722 | 7.7296e-05 | 653.6593 | 0.0092413 | 429.8691 | 0.64628
| 430.5881 | 0.0027559 | 430.5881 | 0.0044034 | 429.9832 | 0.72859 | 429.9832 | 1.3569 | 401.49 | -0.011651 | 430.5881 | 0.051484 | 401.49 | 0.0015046 | 401.49 | -0.00056109 | 429.9832 | 0.00013712 | 429.9832 | 0.00017976 | 430.5881 | 0 | 653.8205 | 0.022295 | 653.8205 | 0.021197 | 653.0338 | 0.00034783 | 653.8205 | 0.0095528 | 429.9832 | 0.65506
| 430.701 | 0 | 430.701 | 0 | 430.0972 | 0.77077 | 430.0972 | 1.374 | 401.71 | 0.026523 | 430.701 | 0.035592 | 401.71 | -9.7074e-06 | 401.71 | -0.005917 | 430.0972 | 0.0001213 | 430.0972 | 0.0001596 | 430.701 | 0 | 653.9818 | 0.023466 | 653.9818 | 0.022052 | 653.1953 | 0.00030918 | 653.9818 | 0.0088779 | 430.0972 | 0.66545
| 430.8138 | 0.0015996 | 430.8138 | 0.014886 | 430.2113 | 0.72479 | 430.2113 | 1.4173 | 401.93 | -0.022062 | 430.8138 | 0.040529 | 401.93 | -0.012474 | 401.93 | -0.0020913 | 430.2113 | 0.0001293 | 430.2113 | 0.00010834 | 430.8138 | 0 | 654.1431 | 0.015888 | 654.1431 | 0.015858 | 653.3568 | 0.00011594 | 654.1431 | 0.0093971 | 430.2113 | 0.6818
| 430.9266 | 0 | 430.9266 | 0 | 430.3254 | 0.74133 | 430.3254 | 1.4409 | 402.15 | 0.013138 | 430.9266 | 0.035592 | 402.15 | -0.0050185 | 402.15 | 0.0011222 | 430.3254 | 0.00015082 | 430.3254 | 8.9879e-05 | 430.9266 | 0.0042533 | 654.3044 | 0.018268 | 654.3044 | 0.025522 | 653.5184 | 0.00054107 | 654.3044 | 0.0085664 | 430.3254 | 0.69494
| 431.0394 | 0.0063405 | 431.0394 | 0.0065292 | 430.4395 | 0.74944 | 430.4395 | 1.485 | 402.36 | -0.013138 | 431.0394 | 0.050167 | 402.36 | -0.0086301 | 402.36 | -0.0054579 | 430.4395 | 0.00017216 | 430.4395 | 8.6299e-05 | 431.0394 | 0 | 654.4657 | 0.020831 | 654.4657 | 0.027765 | 653.6799 | 0.00034783 | 654.4657 | 0.0088779 | 430.4395 | 0.71008
| 431.1522 | 0 | 431.1522 | 0 | 430.5536 | 0.7405 | 430.5536 | 1.4992 | 402.58 | -0.00074368 | 431.1522 | 0.052565 | 402.58 | -0.0073485 | 402.58 | 0.0014282 | 430.5536 | 0.00016558 | 430.5536 | 0.00011004 | 431.1522 | 0 | 654.627 | 0.021563 | 654.627 | 0.027711 | 653.8415 | 7.7296e-05 | 654.627 | 0.008151 | 430.5536 | 0.71566
| 431.265 | 0.0065643 | 431.265 | 0.00577 | 430.6677 | 0.77805 | 430.6677 | 1.5328 | 402.8 | -0.044372 | 431.265 | 0.035592 | 402.8 | -0.00094161 | 402.8 | -0.0013262 | 430.6677 | 0.00010102 | 430.6677 | 7.1602e-05 | 431.265 | 0 | 654.7883 | 0.031008 | 654.7883 | 0.020663 | 654.003 | 0.00034783 | 654.7883 | 0.0085664 | 430.6677 | 0.72893
| 431.3778 | 0 | 431.3778 | 0 | 430.7819 | 0.76498 | 430.7819 | 1.5664 | 403.02 | 0.025036 | 431.3778 | 0.038131 | 403.02 | 0.0031355 | 403.02 | 0.006172 | 430.7819 | 0.00024757 | 430.7819 | 0.00031015 | 431.3778 | 0 | 654.9496 | 0.017353 | 654.9496 | 0.022425 | 654.1646 | 0 | 654.9496 | 0.0087741 | 430.7819 | 0.74047
| 431.4907 | 0.0061092 | 431.4907 | 0.010771 | 430.896 | 0.61381 | 430.896 | 1.6113 | 403.24 | -0.013138 | 431.4907 | 0.040811 | 403.24 | 0.0036014 | 403.24 | 0.0047948 | 430.896 | 0.00020827 | 430.896 | 0.00025682 | 431.4907 | 0.037564 | 655.1109 | 0.027054 | 655.1109 | 0.019542 | 654.3261 | 0.00081146 | 655.1109 | 0.0086702 | 430.896 | 0.75637
| 431.6035 | 0 | 431.6035 | 0 | 431.0101 | 0.59809 | 431.0101 | 1.6549 | 403.46 | -0.0057014 | 431.6035 | 0.040811 | 403.46 | -0.002223 | 403.46 | -0.0022444 | 431.0101 | 0.00042578 | 431.0101 | 0.00045863 | 431.6035 | 0 | 655.2722 | 0.019732 | 655.2722 | 0.022265 | 654.4877 | 0 | 655.2722 | 0.0095528 | 431.0101 | 0.77086
| 431.7163 | 0.0061092 | 431.7163 | 0.010333 | 431.1242 | 0.58701 | 431.1242 | 1.6795 | 403.68 | 0.058749 | 431.7163 | 0.046406 | 403.68 | 0.0011552 | 403.68 | 5.1009e-05 | 431.1242 | 0.00022196 | 431.1242 | 0.00020557 | 431.7163 | 0.02203 | 655.4336 | 0.019915 | 655.4336 | 0.025362 | 654.6493 | 0.00081146 | 655.4336 | 0.0086183 | 431.1242 | 0.78209
| 431.8291 | 0 | 431.8291 | 0 | 431.2384 | 0.52747 | 431.2384 | 1.7232 | 403.89 | -0.040406 | 431.8291 | 0.041046 | 403.89 | -0.0018735 | 403.89 | 0.00096913 | 431.2384 | 0.0004489 | 431.2384 | 0.00042942 | 431.8291 | 0 | 655.5949 | 0.026468 | 655.5949 | 0.01746 | 654.8109 | 0 | 655.5949 | 0.009449 | 431.2384 | 0.79472
| 431.9419 | 0.0074009 | 431.9419 | 0.013222 | 431.3525 | 0.58635 | 431.3525 | 1.7471 | 404.11 | 0.036936 | 431.9419 | 0.049368 | 404.11 | -0.0067659 | 404.11 | -0.0022444 | 431.3525 | 0.00023156 | 431.3525 | 0.00022743 | 431.9419 | 0.024197 | 655.7563 | 0.029543 | 655.7563 | 0.024401 | 654.9725 | 0.00081146 | 655.7563 | 0.0089298 | 431.3525 | 0.80113
| 432.0547 | 0 | 432.0547 | 0 | 431.4666 | 0.51622 | 431.4666 | 1.7913 | 404.33 | 0.009172 | 432.0547 | 0.041892 | 404.33 | -0.0044363 | 404.33 | -0.010202 | 431.4666 | 0.00044552 | 431.4666 | 0.0004477 | 432.0547 | 0 | 655.9176 | 0.020721 | 655.9176 | 0.022906 | 655.1341 | 0 | 655.9176 | 0.0098643 | 431.4666 | 0.81556
| 432.1676 | 0.0042591 | 432.1676 | 0.0059217 | 431.5808 | 0.64325 | 431.5808 | 1.8134 | 404.55 | -0.016609 | 432.1676 | 0.049086 | 404.55 | 0.00068922 | 404.55 | -0.0023974 | 431.5808 | 0.00021858 | 431.5808 | 0.00022385 | 432.1676 | 0.044016 | 656.079 | 0.020757 | 656.079 | 0.025736 | 655.2957 | 0.00081146 | 656.079 | 0.0091375 | 431.5808 | 0.82575
| 432.2804 | 0 | 432.2804 | 0 | 431.6949 | 0.51506 | 431.6949 | 1.8623 | 404.77 | -0.014626 | 432.2804 | 0.050967 | 404.77 | -0.00199 | 404.77 | -0.0017853 | 431.6949 | 0.00044143 | 431.6949 | 0.00038156 | 432.2804 | 0 | 656.2403 | 0.022661 | 656.2403 | 0.014149 | 655.4573 | 0 | 656.2403 | 0.0092932 | 431.6949 | 0.84114
| 432.3932 | 0.0026402 | 432.3932 | 0.0086549 | 431.8091 | 0.54153 | 431.8091 | 1.8819 | 404.99 | 0.0052058 | 432.3932 | 0.045089 | 404.99 | 0.0056981 | 404.99 | -0.0065293 | 431.8091 | 0.0002232 | 431.8091 | 0.00015771 | 432.3932 | 0.037103 | 656.4017 | 0.021453 | 656.4017 | 0.020396 | 655.6189 | 0.00057972 | 656.4017 | 0.0088779 | 431.8091 | 0.84967
| 432.506 | 0 | 432.506 | 0 | 431.9232 | 0.39581 | 431.9232 | 1.9225 | 405.21 | -0.038423 | 432.506 | 0.048428 | 405.21 | -0.0047858 | 405.21 | 0.0037236 | 431.9232 | 0.00046704 | 431.9232 | 0.00039268 | 432.506 | 0 | 656.5631 | 0.022148 | 656.5631 | 0.037376 | 655.7805 | 0 | 656.5631 | 0.0097086 | 431.9232 | 0.86583
| 432.6189 | 0.0065643 | 432.6189 | 0.019615 | 432.0374 | 0.50911 | 432.0374 | 1.935 | 405.42 | -0.015617 | 432.6189 | 0.047863 | 405.42 | -0.0045528 | 405.42 | 0.0020403 | 432.0374 | 0.0002481 | 432.0374 | 0.00023478 | 432.6189 | 0.028115 | 656.7245 | 0.016145 | 656.7245 | 0.022425 | 655.9421 | 0.00057972 | 656.7245 | 0.0091375 | 432.0374 | 0.87743
| 432.7317 | 0 | 432.7317 | 0 | 432.1516 | 0.40027 | 432.1516 | 1.981 | 405.64 | -0.0002479 | 432.7317 | 0.055997 | 405.64 | 0.0095423 | 405.64 | -0.0092835 | 432.1516 | 0.00047327 | 432.1516 | 0.00039268 | 432.7317 | 0 | 656.8859 | 0.024199 | 656.8859 | 0.019329 | 656.1037 | 0 | 656.8859 | 0.0095528 | 432.1516 | 0.89135
| 432.8445 | 0.0035653 | 432.8445 | 0.011997 | 432.2657 | 0.42707 | 432.2657 | 2.0065 | 405.86 | 0.012642 | 432.8445 | 0.043209 | 405.86 | 0.0016211 | 405.86 | 0.0089266 | 432.2657 | 0.00022943 | 432.2657 | 0.00015771 | 432.8445 | 0.029267 | 657.0472 | 0.018524 | 657.0472 | 0.026216 | 656.2654 | 0.00057972 | 657.0472 | 0.0084106 | 432.2657 | 0.90052
| 432.9573 | 0 | 432.9573 | 0 | 432.3799 | 0.34056 | 432.3799 | 2.0632 | 406.08 | -0.016113 | 432.9573 | 0.053082 | 406.08 | -0.0028054 | 406.08 | -0.0045398 | 432.3799 | 0.00043218 | 432.3799 | 0.00033766 | 432.9573 | 0 | 657.2087 | 0.022331 | 657.2087 | 0.015751 | 656.427 | 0 | 657.2087 | 0.0090336 | 432.3799 | 0.91341
| 433.0701 | 0.0026402 | 433.0701 | 0.019702 | 432.4941 | 0.37348 | 432.4941 | 2.0952 | 406.3 | 0.0057014 | 433.0701 | 0.053364 | 406.3 | -0.0038538 | 406.3 | -0.00086717 | 432.4941 | 0.00020755 | 432.4941 | 0.00017976 | 433.0701 | 0.025811 | 657.3701 | 0.021563 | 657.3701 | 0.028245 | 656.5887 | 0.00057972 | 657.3701 | 0.008151 | 432.4941 | 0.92937
| 433.183 | 0 | 433.183 | 0 | 432.6083 | 0.41863 | 432.6083 | 2.1526 | 406.52 | -0.012147 | 433.183 | 0.04429 | 406.52 | -0.006999 | 406.52 | -0.0011732 | 432.6083 | 0.00042525 | 432.6083 | 0.00042565 | 433.183 | 0 | 657.5315 | 0.020172 | 657.5315 | 0.019329 | 656.7503 | 0 | 657.5315 | 0.0089817 | 432.6083 | 0.94803
| 433.2958 | 0.014995 | 433.2958 | 0.013835 | 432.7225 | 0.42525 | 432.7225 | 2.1789 | 406.74 | 0.015121 | 433.2958 | 0.054023 | 406.74 | -0.0064164 | 406.74 | -0.0017853 | 432.7225 | 0.00021822 | 432.7225 | 0.0002459 | 433.2958 | 0.018574 | 657.6929 | 0.022148 | 657.6929 | 0.023547 | 656.912 | 0.00081146 | 657.6929 | 0.0084106 | 432.7225 | 0.96374
| 433.4086 | 0 | 433.4086 | 0 | 432.8367 | 0.37282 | 432.8367 | 2.2277 | 406.95 | -0.0012395 | 433.4086 | 0.040811 | 406.95 | 0.00045625 | 406.95 | 0.0081613 | 432.8367 | 0.00041066 | 432.8367 | 0.00049179 | 433.4086 | 0 | 657.8543 | 0.01922 | 657.8543 | 0.024241 | 657.0737 | 0 | 657.8543 | 0.0090856 | 432.8367 | 0.97939
| 433.5215 | 0.0063405 | 433.5215 | 0.016725 | 432.9509 | 0.43021 | 432.9509 | 2.2548 | 407.17 | -0.030987 | 433.5215 | 0.054681 | 407.17 | 0.0073291 | 407.17 | 0.00051009 | 432.9509 | 0.00019297 | 432.9509 | 0.00024947 | 433.5215 | 0.011663 | 658.0158 | 0.021965 | 658.0158 | 0.021945 | 657.2353 | 0.00034783 | 658.0158 | 0.0083587 | 432.9509 | 0.98971
| 433.6343 | 0 | 433.6343 | 0 | 433.0651 | 0.43021 | 433.0651 | 2.3067 | 407.39 | -0.020079 | 433.6343 | 0.046406 | 407.39 | 0.0044169 | 407.39 | -0.0017853 | 433.0651 | 0.00042934 | 433.0651 | 0.00048444 | 433.6343 | 0 | 658.1772 | 0.023613 | 658.1772 | 0.019916 | 657.397 | 0 | 658.1772 | 0.0090856 | 433.0651 | 1.0035
| 433.7471 | 0 | 433.7471 | 0.022329 | 433.1793 | 0.37116 | 433.1793 | 2.3292 | 407.61 | 0.026029 | 433.7471 | 0.048569 | 407.61 | 0.0039509 | 407.61 | -0.0017853 | 433.1793 | 0.00023637 | 433.1793 | 0.00023855 | 433.7471 | 0.044938 | 658.3387 | 0.026615 | 658.3387 | 0.021945 | 657.5587 | 0.00081146 | 658.3387 | 0.0086702 | 433.1793 | 1.0164
| 433.8599 | 0 | 433.8599 | 0 | 433.2935 | 0.41632 | 433.2935 | 2.3768 | 407.83 | -0.052304 | 433.8599 | 0.047064 | 407.83 | -0.0063001 | 407.83 | -0.0091305 | 433.2935 | 0.00044339 | 433.2935 | 0.0003761 | 433.8599 | 0 | 658.5001 | 0.027237 | 658.5001 | 0.014844 | 657.7204 | 0 | 658.5001 | 0.0097086 | 433.2935 | 1.0347
| 433.9728 | 0.0027559 | 433.9728 | 0.0054663 | 433.4077 | 0.36206 | 433.4077 | 2.4055 | 408.05 | -0.0042142 | 433.9728 | 0.054963 | 408.05 | 0.0074455 | 408.05 | 0.0021933 | 433.4077 | 0.00020702 | 433.4077 | 0.00014132 | 433.9728 | 0.017278 | 658.6616 | 0.027969 | 658.6616 | 0.025149 | 657.8821 | 0.00081146 | 658.6616 | 0.0090856 | 433.4077 | 1.0499
| 434.0856 | 0 | 434.0856 | 0 | 433.522 | 0.39415 | 433.522 | 2.4601 | 408.27 | -0.0017352 | 434.0856 | 0.057361 | 408.27 | -0.0050185 | 408.27 | -0.00040807 | 433.522 | 0.00043023 | 433.522 | 0.00035405 | 434.0856 | 0 | 658.823 | 0.026615 | 658.823 | 0.022639 | 658.0438 | 0 | 658.823 | 0.01002 | 433.522 | 1.0674
| 434.1984 | 0 | 434.1984 | 0.017601 | 433.6362 | 0.33957 | 433.6362 | 2.4919 | 408.49 | 0.030987 | 434.1984 | 0.052142 | 408.49 | -0.0052516 | 408.49 | 0.0047948 | 433.6362 | 0.00022392 | 433.6362 | 0.00021292 | 434.1984 | 0.04102 | 658.9845 | 0.033937 | 658.9845 | 0.024668 | 658.2055 | 0.00057972 | 658.9845 | 0.0090856 | 433.6362 | 1.0808
| 434.3113 | 0 | 434.3113 | 0 | 433.7504 | 0.40259 | 433.7504 | 2.5496 | 408.71 | -0.034952 | 434.3113 | 0.05548 | 408.71 | -0.0010581 | 408.71 | -0.0095893 | 433.7504 | 0.00044392 | 433.7504 | 0.00047898 | 434.3113 | 0 | 659.146 | 0.023723 | 659.146 | 0.023066 | 658.3672 | 0 | 659.146 | 0.0097605 | 433.7504 | 1.0987
| 434.4241 | 0.0039122 | 434.4241 | 0.015061 | 433.8647 | 0.35247 | 433.8647 | 2.5925 | 408.92 | 0.014626 | 434.4241 | 0.05722 | 408.92 | -0.0046693 | 408.92 | -0.0049988 | 433.8647 | 0.00022072 | 433.8647 | 0.00026606 | 434.4241 | 0.018574 | 659.3075 | 0.026285 | 659.3075 | 0.022425 | 658.5289 | 0.00081146 | 659.3075 | 0.0090336 | 433.8647 | 1.1099
| 434.5369 | 0.001274 | 434.5369 | 0 | 433.9789 | 0.39068 | 433.9789 | 2.6544 | 409.14 | -0.025532 | 434.5369 | 0.052001 | 409.14 | -0.0094454 | 409.14 | -0.00010202 | 433.9789 | 0.00043965 | 433.9789 | 0.00051195 | 434.5369 | 0 | 659.469 | 0.025846 | 659.469 | 0.01463 | 658.6906 | 0 | 659.469 | 0.0096047 | 433.9789 | 1.1309
| 434.6498 | 0 | 434.6498 | 0.010771 | 434.0932 | 0.34106 | 434.0932 | 2.6866 | 409.36 | 0.023549 | 434.6498 | 0.052565 | 409.36 | 0.0040674 | 409.36 | -0.0036216 | 434.0932 | 0.00021947 | 434.0932 | 0.0002459 | 434.6498 | 0.034107 | 659.6305 | 0.02343 | 659.6305 | 0.019916 | 658.8524 | 0.00057972 | 659.6305 | 0.0087221 | 434.0932 | 1.1426
| 434.7626 | 0 | 434.7626 | 0 | 434.2074 | 0.39531 | 434.2074 | 2.7389 | 409.58 | -0.037926 | 434.7626 | 0.048804 | 409.58 | -0.0058343 | 409.58 | 0.0057129 | 434.2074 | 0.0004409 | 434.2074 | 0.00043677 | 434.7626 | 0 | 659.792 | 0.016218 | 659.792 | 0.017193 | 659.0141 | 0 | 659.792 | 0.0092413 | 434.2074 | 1.165
| 434.8754 | 0.0097821 | 434.8754 | 0.0095447 | 434.3217 | 0.38092 | 434.3217 | 2.7665 | 409.8 | 0.018096 | 434.8754 | 0.052565 | 409.8 | 0.0018541 | 409.8 | 0.0078554 | 434.3217 | 0.00022143 | 434.3217 | 0.00019088 | 434.8754 | 0.022462 | 659.9535 | 0.038989 | 659.9535 | 0.024508 | 659.1758 | 0.00081146 | 659.9535 | 0.0084106 | 434.3217 | 1.1774
| 434.9883 | 0 | 434.9883 | 0 | 434.4359 | 0.35909 | 434.4359 | 2.8294 | 410.02 | 0.0071888 | 434.9883 | 0.054305 | 410.02 | -0.0014076 | 410.02 | 0.0023464 | 434.4359 | 0.00043023 | 434.4359 | 0.00041472 | 434.9883 | 0 | 660.115 | 0.025187 | 660.115 | 0.021945 | 659.3376 | 0 | 660.115 | 0.0092932 | 434.4359 | 1.1978
| 435.1011 | 0.0017152 | 435.1011 | 0.0071365 | 434.5502 | 0.34337 | 434.5502 | 2.87 | 410.24 | -0.009172 | 435.1011 | 0.052001 | 410.24 | 0.0043004 | 410.24 | 0.0052539 | 434.5502 | 0.00021111 | 434.5502 | 0.00022385 | 435.1011 | 0.047473 | 660.2766 | 0.03152 | 660.2766 | 0.022799 | 659.4993 | 0.00081146 | 660.2766 | 0.0083587 | 434.5502 | 1.214
| 435.214 | 0 | 435.214 | 0 | 434.6645 | 0.32716 | 434.6645 | 2.9451 | 410.46 | -0.024542 | 435.214 | 0.050826 | 410.46 | -0.00094161 | 410.46 | -0.0017853 | 434.6645 | 0.00042649 | 434.6645 | 0.0004477 | 435.214 | 0 | 660.4381 | 0.016804 | 660.4381 | 0.021197 | 659.6611 | 0 | 660.4381 | 0.0096047 | 434.6645 | 1.2323
| 435.3268 | 0.0028715 | 435.3268 | 0.010508 | 434.7788 | 0.35297 | 434.7788 | 2.9973 | 410.68 | 0.024542 | 435.3268 | 0.056844 | 410.68 | 0.0074455 | 410.68 | -0.0010202 | 434.7788 | 0.00021769 | 434.7788 | 0.00022385 | 435.3268 | 0.051391 | 660.5996 | 0.030898 | 660.5996 | 0.036895 | 659.8229 | 0.00081146 | 660.5996 | 0.0089298 | 434.7788 | 1.2482
| 435.4396 | 0 | 435.4396 | 0 | 434.893 | 0.28747 | 434.893 | 3.0704 | 410.89 | -0.01413 | 435.4396 | 0.067093 | 410.89 | -0.0052516 | 410.89 | -0.00040807 | 434.893 | 0.00045921 | 434.893 | 0.00045863 | 435.4396 | 0 | 660.7612 | 0.025187 | 660.7612 | 0.020663 | 659.9846 | 0 | 660.7612 | 0.0096047 | 434.893 | 1.2656
| 435.5525 | 0.0032185 | 435.5525 | 0.013835 | 435.0073 | 0.29971 | 435.0073 | 3.109 | 411.11 | -0.018096 | 435.5525 | 0.063896 | 411.11 | -0.00047565 | 411.11 | 0.00051009 | 435.0073 | 0.00024384 | 435.0073 | 0.00023478 | 435.5525 | 0.01987 | 660.9227 | 0.041222 | 660.9227 | 0.021037 | 660.1464 | 0.00081146 | 660.9227 | 0.0087741 | 435.0073 | 1.2824
| 435.6653 | 0 | 435.6653 | 0 | 435.1216 | 0.29508 | 435.1216 | 3.1633 | 411.33 | -0.027516 | 435.6653 | 0.051343 | 411.33 | -0.0058343 | 411.33 | -0.0045398 | 435.1216 | 0.00047825 | 435.1216 | 0.00043677 | 435.6653 | 0 | 661.0843 | 0.023613 | 661.0843 | 0.025416 | 660.3082 | 0 | 661.0843 | 0.009449 | 435.1216 | 1.3049
| 435.7782 | 0.0029872 | 435.7782 | 0.013835 | 435.2359 | 0.28515 | 435.2359 | 3.1936 | 411.55 | -0.0086762 | 435.7782 | 0.055339 | 411.55 | 0.0026695 | 411.55 | 0.0029585 | 435.2359 | 0.00023601 | 435.2359 | 0.0002018 | 435.7782 | 0.028576 | 661.2458 | 0.027713 | 661.2458 | 0.020663 | 660.47 | 0.00057972 | 661.2458 | 0.0090856 | 435.2359 | 1.323
| 435.891 | 0 | 435.891 | 0 | 435.3502 | 0.22114 | 435.3502 | 3.2618 | 411.77 | -0.010164 | 435.891 | 0.057361 | 411.77 | -0.00094161 | 411.77 | 0.0041827 | 435.3502 | 0.00046295 | 435.3502 | 0.00041472 | 435.891 | 0 | 661.4074 | 0.026725 | 661.4074 | 0.023066 | 660.6318 | 0 | 661.4074 | 0.0098124 | 435.3502 | 1.348
| 436.0038 | 0.0037966 | 436.0038 | 0.019615 | 435.4645 | 0.29045 | 435.4645 | 3.3099 | 411.99 | 0.018592 | 436.0038 | 0.060417 | 411.99 | 0.0010387 | 411.99 | 0.0034176 | 435.4645 | 0.00022979 | 435.4645 | 0.00021292 | 436.0038 | 0.025119 | 661.569 | 0.034449 | 661.569 | 0.023493 | 660.7935 | 0.00081146 | 661.569 | 0.0090856 | 435.4645 | 1.3708
| 436.1167 | 0 | 436.1167 | 0 | 435.5788 | 0.21353 | 435.5788 | 3.3913 | 412.21 | -0.019087 | 436.1167 | 0.053223 | 412.21 | -0.0059506 | 412.21 | -0.007141 | 435.5788 | 0.00043841 | 435.5788 | 0.00041472 | 436.1167 | 0 | 661.7306 | 0.024674 | 661.7306 | 0.02328 | 660.9554 | 0 | 661.7306 | 0.009449 | 435.5788 | 1.3982
| 436.2295 | 0.0090098 | 436.2295 | 0.0078957 | 435.6931 | 0.21668 | 435.6931 | 3.4404 | 412.43 | -0.009172 | 436.2295 | 0.057878 | 412.43 | -0.0036209 | 412.43 | 0.0047948 | 435.6931 | 0.00021129 | 435.6931 | 0.0002018 | 436.2295 | 0.032724 | 661.8922 | 0.03584 | 661.8922 | 0.023654 | 661.1172 | 0.00034783 | 661.8922 | 0.0086702 | 435.6931 | 1.4192
| 436.3424 | 0 | 436.3424 | 0 | 435.8075 | 0.20824 | 435.8075 | 3.5203 | 412.65 | -0.04239 | 436.3424 | 0.056797 | 412.65 | -0.0068827 | 412.65 | -0.010049 | 435.8075 | 0.00041653 | 435.8075 | 0.00048067 | 436.3424 | 0 | 662.0537 | 0.033863 | 662.0537 | 0.026483 | 661.279 | 0 | 662.0537 | 0.0092932 | 435.8075 | 1.4411
| 436.4552 | 0.003681 | 436.4552 | 0.0088442 | 435.9218 | 0.21205 | 435.9218 | 3.5695 | 412.87 | -0.028507 | 436.4552 | 0.062157 | 412.87 | 0.0029025 | 412.87 | 0.0023464 | 435.9218 | 0.00020666 | 435.9218 | 0.00027887 | 436.4552 | 0.024197 | 662.2153 | 0.030312 | 662.2153 | 0.02312 | 661.4408 | 0.00081146 | 662.2153 | 0.0087221 | 435.9218 | 1.4603
| 436.5681 | 0 | 436.5681 | 0 | 436.0361 | 0.19418 | 436.0361 | 3.643 | 413.08 | -0.026523 | 436.5681 | 0.06084 | 413.08 | -0.015037 | 413.08 | -0.0074475 | 436.0361 | 0.0004224 | 436.0361 | 0.00048067 | 436.5681 | 0 | 662.3769 | 0.037561 | 662.3769 | 0.020343 | 661.6026 | 0 | 662.3769 | 0.0093971 | 436.0361 | 1.4814
| 436.6809 | 0.0047217 | 436.6809 | 0.0039478 | 436.1504 | 0.21023 | 436.1504 | 3.6896 | 413.3 | 0.0081804 | 436.6809 | 0.067893 | 413.3 | 0.00057274 | 413.3 | 0.00066312 | 436.1504 | 0.00022072 | 436.1504 | 0.0002018 | 436.6809 | 0.012527 | 662.5386 | 0.027969 | 662.5386 | 0.017193 | 661.7645 | 0.00057972 | 662.5386 | 0.0090336 | 436.1504 | 1.5008
| 436.7938 | 0 | 436.7938 | 0 | 436.2648 | 0.17152 | 436.2648 | 3.7708 | 413.52 | -0.006693 | 436.7938 | 0.051202 | 413.52 | -0.0035044 | 413.52 | -0.0020913 | 436.2648 | 0.00044054 | 436.2648 | 0.0003597 | 436.7938 | 0 | 662.7002 | 0.036755 | 662.7002 | 0.026377 | 661.9263 | 0 | 662.7002 | 0.0095009 | 436.2648 | 1.5285
| 436.9066 | 0.0043748 | 436.9066 | 0.015762 | 436.3791 | 0.20559 | 436.3791 | 3.828 | 413.74 | 0.016113 | 436.9066 | 0.063614 | 413.74 | -0.00047565 | 413.74 | -0.0014792 | 436.3791 | 0.00022516 | 436.3791 | 0.00015771 | 436.9066 | 0.02558 | 662.8618 | 0.035804 | 662.8618 | 0.015965 | 662.0881 | 0.00057972 | 662.8618 | 0.0086183 | 436.3791 | 1.5553
| 437.0195 | 0 | 437.0195 | 0 | 436.4935 | 0.13249 | 436.4935 | 3.9072 | 413.96 | -0.021567 | 437.0195 | 0.047346 | 413.96 | -0.0065332 | 413.96 | -0.00025504 | 436.4935 | 0.00042685 | 436.4935 | 0.00039268 | 437.0195 | 0 | 663.0234 | 0.027384 | 663.0234 | 0.028352 | 662.25 | 0 | 663.0234 | 0.0089298 | 436.4935 | 1.5831
| 437.1323 | 0.0063405 | 437.1323 | 0.0056181 | 436.6078 | 0.17334 | 436.6078 | 3.968 | 414.18 | 0.010164 | 437.1323 | 0.059759 | 414.18 | -0.001524 | 414.18 | -0.0043867 | 436.6078 | 0.00020666 | 436.6078 | 0.00023478 | 437.1323 | 0.0077752 | 663.1851 | 0.041734 | 663.1851 | 0.028726 | 662.4118 | 0.0010433 | 663.1851 | 0.0086702 | 436.6078 | 1.6035
| 437.2452 | 0 | 437.2452 | 0 | 436.7222 | 0.14969 | 436.7222 | 4.059 | 414.4 | -0.0096677 | 437.2452 | 0.055621 | 414.4 | -0.0052516 | 414.4 | 0.0014282 | 436.7222 | 0.00041831 | 436.7222 | 0.0004477 | 437.2452 | 0 | 663.3467 | 0.036865 | 663.3467 | 0.017834 | 662.5737 | 0 | 663.3467 | 0.009449 | 436.7222 | 1.6274
| 437.358 | 0.0022934 | 437.358 | 0.0060736 | 436.8365 | 0.19302 | 436.8365 | 4.1287 | 414.62 | 0.023549 | 437.358 | 0.054023 | 414.62 | -0.0052516 | 414.62 | -0.011579 | 436.8365 | 0.0002136 | 436.8365 | 0.0002312 | 437.358 | 0.034568 | 663.5084 | 0.029617 | 663.5084 | 0.018795 | 662.7356 | 0.00081146 | 663.5084 | 0.0088779 | 436.8365 | 1.6521
| 437.4709 | 0 | 437.4709 | 0 | 436.9509 | 0.12223 | 436.9509 | 4.2177 | 414.84 | -0.016609 | 437.4709 | 0.050967 | 414.84 | -0.0088628 | 414.84 | -0.013721 | 436.9509 | 0.00045175 | 436.9509 | 0.00040003 | 437.4709 | 0 | 663.67 | 0.048397 | 663.67 | 0.022692 | 662.8975 | 0 | 663.67 | 0.0095009 | 436.9509 | 1.6785
| 437.5838 | 0.0095891 | 437.5838 | 0.011997 | 437.0653 | 0.15961 | 437.0653 | 4.2773 | 415.06 | -0.038919 | 437.5838 | 0.063238 | 415.06 | 0.0024366 | 415.06 | -0.0048458 | 437.0653 | 0.00024063 | 437.0653 | 0.00018711 | 437.5838 | 0.031111 | 663.8317 | 0.042759 | 663.8317 | 0.02328 | 663.0593 | 0.00057972 | 663.8317 | 0.0086183 | 437.0653 | 1.7
| 437.6966 | 0 | 437.6966 | 0 | 437.1796 | 0.11826 | 437.1796 | 4.3627 | 415.28 | 0.012147 | 437.6966 | 0.058301 | 415.28 | -0.0036209 | 415.28 | -0.00607 | 437.1796 | 0.00047167 | 437.1796 | 0.00038156 | 437.6966 | 0 | 663.9934 | 0.037451 | 663.9934 | 0.021411 | 663.2212 | 0 | 663.9934 | 0.0093451 | 437.1796 | 1.7328
| 437.8095 | 0.0032185 | 437.8095 | 0.017163 | 437.294 | 0.11132 | 437.294 | 4.4115 | 415.5 | 0.043877 | 437.8095 | 0.065119 | 415.5 | -0.0037373 | 415.5 | 0.00051009 | 437.294 | 0.0002369 | 437.294 | 0.00021292 | 437.8095 | 0.041942 | 664.155 | 0.041588 | 664.155 | 0.031449 | 663.3831 | 0.00081146 | 664.155 | 0.0085145 | 437.294 | 1.7604
| 437.9223 | 0 | 437.9223 | 0 | 437.4084 | 0.10718 | 437.4084 | 4.4948 | 415.72 | 0.031978 | 437.9223 | 0.062157 | 415.72 | 0.0023201 | 415.72 | -0.0036216 | 437.4084 | 0.00046366 | 437.4084 | 0.00039268 | 437.9223 | 0 | 664.3167 | 0.04426 | 664.3167 | 0.023387 | 663.545 | 0 | 664.3167 | 0.0095009 | 437.4084 | 1.7933
| 438.0352 | 0.0061092 | 438.0352 | 0.0099825 | 437.5228 | 0.1267 | 437.5228 | 4.5511 | 415.93 | -0.020079 | 438.0352 | 0.058677 | 415.93 | -0.0038538 | 415.93 | -0.0031625 | 437.5228 | 0.00023281 | 437.5228 | 0.00018353 | 438.0352 | 0.039407 | 664.4784 | 0.045212 | 664.4784 | 0.028245 | 663.7069 | 0.00057972 | 664.4784 | 0.0087741 | 437.5228 | 1.8145
| 438.1481 | 0 | 438.1481 | 0 | 437.6372 | 0.093121 | 437.6372 | 4.6507 | 416.15 | 0.0076846 | 438.1481 | 0.060135 | 416.15 | 0.00033976 | 416.15 | -0.0063763 | 437.6372 | 0.00045015 | 437.6372 | 0.00039626 | 438.1481 | 0 | 664.6401 | 0.042906 | 664.6401 | 0.019435 | 663.8688 | 0 | 664.6401 | 0.0093971 | 437.6372 | 1.8461
| 438.2609 | 0.00032764 | 438.2609 | 0.0072883 | 437.7516 | 0.079724 | 437.7516 | 4.726 | 416.37 | -0.0081804 | 438.2609 | 0.05722 | 416.37 | -0.0072322 | 416.37 | -0.0063763 | 437.7516 | 0.00022445 | 437.7516 | 0.00022027 | 438.2609 | 0.041481 | 664.8018 | 0.039684 | 664.8018 | 0.016979 | 664.0307 | 0.00057972 | 664.8018 | 0.0086183 | 437.7516 | 1.8745
| 438.3738 | 0 | 438.3738 | 0 | 437.866 | 0.069634 | 437.866 | 4.8366 | 416.59 | -0.038919 | 438.3738 | 0.057361 | 416.59 | -0.0075817 | 416.59 | -0.0092835 | 437.866 | 0.00046829 | 437.866 | 0.00047333 | 438.3738 | 0 | 664.9635 | 0.050557 | 664.9635 | 0.022319 | 664.1926 | 0 | 664.9635 | 0.0091894 | 437.866 | 1.9111
| 438.4866 | 0.0080445 | 438.4866 | 0.010771 | 437.9804 | 0.1095 | 437.9804 | 4.918 | 416.81 | 0.0081804 | 438.4866 | 0.067658 | 416.81 | 0.0024366 | 416.81 | 0.0069371 | 437.9804 | 0.00024793 | 437.9804 | 0.00026059 | 438.4866 | 0.037564 | 665.1252 | 0.044736 | 665.1252 | 0.022052 | 664.3546 | 0.00057972 | 665.1252 | 0.008826 | 437.9804 | 1.9388
| 438.5995 | 0 | 438.5995 | 0 | 438.0948 | 0.054086 | 438.0948 | 5.0174 | 417.03 | -0.012147 | 438.5995 | 0.055762 | 417.03 | -0.0038538 | 417.03 | -0.010049 | 438.0948 | 0.00047576 | 438.0948 | 0.00042565 | 438.5995 | 0 | 665.287 | 0.048141 | 665.287 | 0.024775 | 664.5165 | 0 | 665.287 | 0.0097086 | 438.0948 | 1.9692
| 438.7124 | 0.0042591 | 438.7124 | 0.0080475 | 438.2092 | 0.040523 | 438.2092 | 5.0824 | 417.25 | 0.011155 | 438.7124 | 0.057079 | 417.25 | -0.002689 | 417.25 | 0.0051009 | 438.2092 | 0.00023192 | 438.2092 | 0.00016883 | 438.7124 | 0.030189 | 665.4487 | 0.041734 | 665.4487 | 0.026483 | 664.6784 | 0.00081146 | 665.4487 | 0.0090856 | 438.2092 | 1.9931
| 438.8252 | 0 | 438.8252 | 0 | 438.3236 | 0.032253 | 438.3236 | 5.1733 | 417.47 | 0.009172 | 438.8252 | 0.058677 | 417.47 | -0.0094454 | 417.47 | 0.0055599 | 438.3236 | 0.00043272 | 438.3236 | 0.00035782 | 438.8252 | 0 | 665.6104 | 0.054401 | 665.6104 | 0.020824 | 664.8404 | 0 | 665.6104 | 0.0093971 | 438.3236 | 2.0246
| 438.9381 | 0.01004 | 438.9381 | 0.014448 | 438.4381 | 0.081874 | 438.4381 | 5.2476 | 417.69 | -0.0012395 | 438.9381 | 0.05628 | 417.69 | -0.0061837 | 417.69 | 0.0034176 | 438.4381 | 0.00020453 | 438.4381 | 0.00018899 | 438.9381 | 0.0012958 | 665.7722 | 0.043748 | 665.7722 | 0.027872 | 665.0023 | 0.00081146 | 665.7722 | 0.0084106 | 438.4381 | 2.0514
| 439.051 | 0 | 439.051 | 0.0030438 | 438.5525 | 0.024976 | 438.5525 | 5.3638 | 417.91 | -0.002231 | 439.051 | 0.060041 | 417.91 | -0.00082513 | 417.91 | 0.0015813 | 438.5525 | 0.00044641 | 438.5525 | 0.00043489 | 439.051 | 0 | 665.9339 | 0.046493 | 665.9339 | 0.019596 | 665.1643 | 0 | 665.9339 | 0.0090336 | 438.5525 | 2.0881
| 439.1639 | 0.0072722 | 439.1639 | 0.014448 | 438.6669 | 0.052102 | 438.6669 | 5.4509 | 418.13 | -0.0042142 | 439.1639 | 0.061075 | 418.13 | 0.0016211 | 418.13 | 0.0038766 | 438.6669 | 0.00024561 | 438.6669 | 0.0002459 | 439.1639 | 0.0060472 | 666.0957 | 0.047592 | 666.0957 | 0.019329 | 665.3262 | 0.00081146 | 666.0957 | 0.0083587 | 438.6669 | 2.118
| 439.2767 | 0 | 439.2767 | 0 | 438.7814 | 0.0019907 | 438.7814 | 5.5558 | 418.35 | -0.044868 | 439.2767 | 0.054963 | 418.35 | -0.0023395 | 418.35 | -0.0091305 | 438.7814 | 0.00048607 | 438.7814 | 0.00045863 | 439.2767 | 0 | 666.2574 | 0.045212 | 666.2574 | 0.02376 | 665.4882 | 0 | 666.2574 | 0.0091894 | 438.7814 | 2.1486
| 439.3896 | 0.01699 | 439.3896 | 0.014448 | 438.8958 | 0.038704 | 438.8958 | 5.6204 | 418.57 | -0.0057014 | 439.3896 | 0.069632 | 418.57 | -0.0018735 | 418.57 | 0.0029585 | 438.8958 | 0.00024384 | 438.8958 | 0.0002312 | 439.3896 | 0.01555 | 666.4192 | 0.032472 | 666.4192 | 0.024615 | 665.6502 | 0.00057972 | 666.4192 | 0.0087741 | 438.8958 | 2.1663
| 439.5025 | 0 | 439.5025 | 0 | 439.0103 | 0.0016993 | 439.0103 | 5.7083 | 418.79 | -0.020079 | 439.5025 | 0.064414 | 418.79 | 0.0044169 | 418.79 | -0.0177 | 439.0103 | 0.00045637 | 439.0103 | 0.00045505 | 439.5025 | 0 | 666.581 | 0.050264 | 666.581 | 0.029473 | 665.8121 | 0 | 666.581 | 0.0098124 | 439.0103 | 2.1899
| 439.6153 | 0.0059936 | 439.6153 | 0.012872 | 439.1247 | 0.036388 | 439.1247 | 5.7636 | 419.01 | -0.0002479 | 439.6153 | 0.060981 | 419.01 | -9.7074e-06 | 419.01 | -0.0046928 | 439.1247 | 0.00021574 | 439.1247 | 0.00024213 | 439.6153 | 0.020734 | 666.7427 | 0.049678 | 666.7427 | 0.019435 | 665.9741 | 0.00081146 | 666.7427 | 0.0092413 | 439.1247 | 2.2112
| 439.7282 | 0 | 439.7282 | 0 | 439.2392 | 0.00024284 | 439.2392 | 5.847 | 419.23 | 0.0012395 | 439.7282 | 0.060276 | 419.23 | -0.0025725 | 419.23 | -0.0057639 | 439.2392 | 0.00045228 | 439.2392 | 0.00045863 | 439.7282 | 0 | 666.9045 | 0.040306 | 666.9045 | 0.015377 | 666.1361 | 0 | 666.9045 | 0.0096047 | 439.2392 | 2.2382
| 439.8411 | 0.014995 | 439.8411 | 0.010946 | 439.3536 | 0.022991 | 439.3536 | 5.8926 | 419.45 | 0.013634 | 439.8411 | 0.063614 | 419.45 | -0.0040868 | 419.45 | -0.0046928 | 439.3536 | 0.00024063 | 439.3536 | 0.00023478 | 439.8411 | 0.029037 | 667.0663 | 0.05063 | 667.0663 | 0.019916 | 666.2981 | 0.0010433 | 667.0663 | 0.0086702 | 439.3536 | 2.2617
| 439.954 | 0 | 439.954 | 0 | 439.4681 | 0 | 439.4681 | 5.9793 | 419.67 | 0.016113 | 439.954 | 0.063896 | 419.67 | -0.011309 | 419.67 | -0.0077534 | 439.4681 | 0.00046455 | 439.4681 | 0.0004477 | 439.954 | 0 | 667.2281 | 0.05096 | 667.2281 | 0.023066 | 666.4601 | 0 | 667.2281 | 0.0092413 | 439.4681 | 2.2932
| 440.0668 | 0.0056467 | 440.0668 | 0.0091069 | 439.5826 | 0.042177 | 439.5826 | 6.0476 | 419.89 | 0.019087 | 440.0668 | 0.065354 | 419.89 | 0.00080569 | 419.89 | 0.013517 | 439.5826 | 0.00022765 | 439.5826 | 0.00021292 | 440.0668 | 0.037103 | 667.3899 | 0.042027 | 667.3899 | 0.025469 | 666.6221 | 0.00081146 | 667.3899 | 0.0087741 | 439.5826 | 2.3139
| 440.1797 | 0 | 440.1797 | 0 | 439.697 | 0 | 439.697 | 6.1572 | 420.1 | -0.018592 | 440.1797 | 0.063238 | 420.1 | -0.0060669 | 420.1 | -0.0023974 | 439.697 | 0.00047753 | 439.697 | 0.00043677 | 440.1797 | 0 | 667.5517 | 0.053888 | 667.5517 | 0.020824 | 666.7841 | 0 | 667.5517 | 0.0091375 | 439.697 | 2.3384
| 440.2926 | 0.0057624 | 440.2926 | 0.011997 | 439.8115 | 0.00024284 | 439.8115 | 6.2278 | 420.32 | -0.006693 | 440.2926 | 0.075227 | 420.32 | -0.0044363 | 420.32 | 0.0015813 | 439.8115 | 0.00025255 | 439.8115 | 0.00022385 | 440.2926 | 0.044477 | 667.7135 | 0.05268 | 667.7135 | 0.031823 | 666.9461 | 0.00057972 | 667.7135 | 0.0085664 | 439.8115 | 2.3597
| 440.4055 | 0 | 440.4055 | 0 | 439.926 | 0 | 439.926 | 6.3424 | 420.54 | -0.011651 | 440.4055 | 0.063238 | 420.54 | 0.00080569 | 420.54 | -0.0054579 | 439.926 | 0.00047451 | 439.926 | 0.00041831 | 440.4055 | 0 | 667.8753 | 0.046603 | 667.8753 | 0.021678 | 667.1081 | 7.7296e-05 | 667.8753 | 0.0097086 | 439.926 | 2.4036
| 440.5184 | 0.0077227 | 440.5184 | 0.014711 | 440.0405 | 0 | 440.0405 | 6.4257 | 420.76 | 0.0002479 | 440.5184 | 0.068551 | 420.76 | 0.0013882 | 420.76 | 0.0073959 | 440.0405 | 0.0002232 | 440.0405 | 0.00019445 | 440.5184 | 0.042864 | 668.0372 | 0.050594 | 668.0372 | 0.022372 | 667.2702 | 0.00081146 | 668.0372 | 0.0092932 | 440.0405 | 2.4424
| 440.6313 | 0 | 440.6313 | 0 | 440.155 | 0 | 440.155 | 6.5605 | 420.98 | 0.0032226 | 440.6313 | 0.065777 | 420.98 | 0.0053486 | 420.98 | -0.0010202 | 440.155 | 0.00041315 | 440.155 | 0.00034124 | 440.6313 | 0 | 668.199 | 0.055023 | 668.199 | 0.020663 | 667.4322 | 0 | 668.199 | 0.0099682 | 440.155 | 2.4925
| 440.7441 | 0.0037966 | 440.7441 | 0.017776 | 440.2695 | 0.00024284 | 440.2695 | 6.6805 | 421.2 | -0.0032226 | 440.7441 | 0.074193 | 421.2 | -0.0050185 | 421.2 | 0.00051009 | 440.2695 | 0.00018995 | 440.2695 | 0.00014678 | 440.7441 | 0.053926 | 668.3608 | 0.045688 | 668.3608 | 0.016926 | 667.5942 | 0.00081146 | 668.3608 | 0.0087221 | 440.2695 | 2.53
| 440.857 | 0 | 440.857 | 0 | 440.384 | 0 | 440.384 | 6.8596 | 421.42 | -0.0027268 | 440.857 | 0.069115 | 421.42 | -0.0033879 | 421.42 | -0.0083652 | 440.384 | 0.00042613 | 440.384 | 0.00033766 | 440.857 | 0 | 668.5227 | 0.057439 | 668.5227 | 0.019916 | 667.7563 | 0 | 668.5227 | 0.0095009 | 440.384 | 2.5855
| 440.9699 | 0.0093316 | 440.9699 | 0.015061 | 440.4985 | 0 | 440.4985 | 7.0144 | 421.64 | 0.0027268 | 440.9699 | 0.062956 | 421.64 | -0.00082513 | 421.64 | 0.010151 | 440.4985 | 0.00023637 | 440.4985 | 0.00019445 | 440.9699 | 0.0069114 | 668.6845 | 0.053852 | 668.6845 | 0.023013 | 667.9183 | 0.00081146 | 668.6845 | 0.008826 | 440.4985 | 2.6324
| 441.0828 | 0 | 441.0828 | 0 | 440.613 | 0 | 440.613 | 7.1784 | 421.86 | -0.0081804 | 441.0828 | 0.063379 | 421.86 | -0.0049022 | 421.86 | -0.0034686 | 440.613 | 0.00047629 | 440.613 | 0.00042207 | 441.0828 | 0 | 668.8464 | 0.057 | 668.8464 | 0.022639 | 668.0804 | 0 | 668.8464 | 0.0093971 | 440.613 | 2.6866
| 441.1957 | 0.0017152 | 441.1957 | 0.0091069 | 440.7275 | 0 | 440.7275 | 7.3015 | 422.08 | 0.010659 | 441.1957 | 0.068833 | 422.08 | 0.0032519 | 422.08 | 0.0018873 | 440.7275 | 0.00024633 | 440.7275 | 0.0002312 | 441.1957 | 0.047473 | 669.0083 | 0.05063 | 669.0083 | 0.03775 | 668.2424 | 0.00057972 | 669.0083 | 0.0085145 | 440.7275 | 2.7328
| 441.3086 | 0 | 441.3086 | 0 | 440.8421 | 0 | 440.8421 | 7.4426 | 422.3 | -0.012642 | 441.3086 | 0.06935 | 422.3 | 0.0022036 | 422.3 | 0.007243 | 440.8421 | 0.00047131 | 440.8421 | 0.00045128 | 441.3086 | 0 | 669.1701 | 0.056561 | 669.1701 | 0.02093 | 668.4045 | 0 | 669.1701 | 0.0085664 | 440.8421 | 2.7847
| 441.4214 | 0.0039122 | 441.4214 | 0.011384 | 440.9566 | 0.00024284 | 440.9566 | 7.5432 | 422.52 | -0.012642 | 441.4214 | 0.065354 | 422.52 | -0.0059506 | 422.52 | 0.0018873 | 440.9566 | 0.00023192 | 440.9566 | 0.00022385 | 441.4214 | 0.0017277 | 669.332 | 0.052827 | 669.332 | 0.024508 | 668.5666 | 0.0012752 | 669.332 | 0.0078915 | 440.9566 | 2.8299
| 441.5343 | 0 | 441.5343 | 0 | 441.0711 | 0 | 441.0711 | 7.6843 | 422.74 | -0.034458 | 441.5343 | 0.067376 | 422.74 | -0.002456 | 422.74 | 0.0044887 | 441.0711 | 0.0004658 | 441.0711 | 0.00041472 | 441.5343 | 0 | 669.4939 | 0.052424 | 669.4939 | 0.020717 | 668.7287 | 0 | 669.4939 | 0.0090856 | 441.0711 | 2.8743
| 441.6472 | 0.006693 | 441.6472 | 0.0054663 | 441.1857 | 0 | 441.1857 | 7.8035 | 422.96 | 0.002231 | 441.6472 | 0.078425 | 422.96 | 0.002553 | 422.96 | 0.0023464 | 441.1857 | 0.00024063 | 441.1857 | 0.00019088 | 441.6472 | 0.02203 | 669.6558 | 0.05312 | 669.6558 | 0.025736 | 668.8907 | 0.0010433 | 669.6558 | 0.0089298 | 441.1857 | 2.9108
| 441.7601 | 0 | 441.7601 | 0 | 441.3002 | 0 | 441.3002 | 7.964 | 423.18 | -0.009172 | 441.7601 | 0.070855 | 423.18 | 0.0068633 | 423.18 | 0.0026524 | 441.3002 | 0.00046135 | 441.3002 | 0.00040361 | 441.7601 | 0 | 669.8177 | 0.057183 | 669.8177 | 0.025896 | 669.0528 | 0 | 669.8177 | 0.0098124 | 441.3002 | 2.9538
| 441.873 | 0.0031028 | 441.873 | 0.0085031 | 441.4147 | 0.00024284 | 441.4147 | 8.0697 | 423.4 | -0.002231 | 441.873 | 0.070996 | 423.4 | 0.002786 | 423.4 | 0.01719 | 441.4147 | 0.00022143 | 441.4147 | 0.00021839 | 441.873 | 0.036642 | 669.9796 | 0.054218 | 669.9796 | 0.014737 | 669.2149 | 0.0010433 | 669.9796 | 0.0089298 | 441.4147 | 2.9942
| 441.9859 | 0 | 441.9859 | 0 | 441.5293 | 0 | 441.5293 | 8.1968 | 423.62 | -0.025036 | 441.9859 | 0.07551 | 423.62 | -0.0086301 | 423.62 | -0.0019383 | 441.5293 | 0.00045388 | 441.5293 | 0.00038721 | 441.9859 | 0 | 670.1415 | 0.057403 | 670.1415 | 0.020183 | 669.377 | 0 | 670.1415 | 0.0096567 | 441.5293 | 3.0489
| 442.0988 | 0.0055311 | 442.0988 | 0.011734 | 441.6438 | 0 | 441.6438 | 8.3051 | 423.84 | -0.0086762 | 442.0988 | 0.067235 | 423.84 | 0.0041839 | 423.84 | 0.0026524 | 441.6438 | 0.00023441 | 441.6438 | 0.00017429 | 442.0988 | 0.0095029 | 670.3034 | 0.053888 | 670.3034 | 0.022532 | 669.5391 | 0.00057972 | 670.3034 | 0.008826 | 441.6438 | 3.1022
| 442.2117 | 0 | 442.2117 | 0 | 441.7584 | 0 | 441.7584 | 8.4823 | 424.06 | -0.016609 | 442.2117 | 0.064555 | 424.06 | -0.0028054 | 424.06 | 0.00081613 | 441.7584 | 0.00047629 | 441.7584 | 0.00040361 | 442.2117 | 0 | 670.4653 | 0.057 | 670.4653 | 0.019168 | 669.7012 | 0 | 670.4653 | 0.0098643 | 441.7584 | 3.1647
| 442.3246 | 0.0034497 | 442.3246 | 0.0095447 | 441.873 | 0 | 441.873 | 8.6464 | 424.28 | 0.032968 | 442.3246 | 0.067517 | 424.28 | 0.00045625 | 424.28 | -0.0062227 | 441.873 | 0.00024437 | 441.873 | 0.00023478 | 442.3246 | 0 | 670.6272 | 0.054291 | 670.6272 | 0.022372 | 669.8634 | 0.00057972 | 670.6272 | 0.0092413 | 441.873 | 3.2093
| 442.4375 | 0 | 442.4375 | 0 | 441.9875 | 0 | 441.9875 | 8.8413 | 424.5 | 0.0052058 | 442.4375 | 0.079224 | 424.5 | 0.00022327 | 424.5 | -0.00010202 | 441.9875 | 0.00046206 | 441.9875 | 0.00042565 | 442.4375 | 0 | 670.7892 | 0.057915 | 670.7892 | 0.023173 | 670.0255 | 0 | 670.7892 | 0.010072 | 441.9875 | 3.2642
| 442.5504 | 0.0022934 | 442.5504 | 0.003796 | 442.1021 | 0 | 442.1021 | 8.9877 | 424.72 | 0.043381 | 442.5504 | 0.071372 | 424.72 | 0.0038344 | 424.72 | -0.0030095 | 442.1021 | 0.0002216 | 442.1021 | 0.00019088 | 442.5504 | 0.038024 | 670.9511 | 0.05257 | 670.9511 | 0.02029 | 670.1876 | 0.00081146 | 670.9511 | 0.0090856 | 442.1021 | 3.3115
| 442.6633 | 0 | 442.6633 | 0 | 442.2167 | 0 | 442.2167 | 9.1427 | 424.94 | 0.015617 | 442.6633 | 0.078566 | 424.94 | 0.0039509 | 424.94 | 0.0026524 | 442.2167 | 0.00041119 | 442.2167 | 0.00039268 | 442.6633 | 0 | 671.1131 | 0.058025 | 671.1131 | 0.021037 | 670.3497 | 0 | 671.1131 | 0.0098643 | 442.2167 | 3.3641
| 442.7762 | 0.0019465 | 442.7762 | 0.010333 | 442.3313 | 0.00024284 | 442.3313 | 9.2314 | 425.16 | 0.012147 | 442.7762 | 0.070996 | 425.16 | -0.0010581 | 425.16 | -0.0013262 | 442.3313 | 0.00019172 | 442.3313 | 0.0002018 | 442.7762 | 0.042403 | 671.275 | 0.054218 | 671.275 | 0.016979 | 670.5119 | 0.00081146 | 671.275 | 0.0089298 | 442.3313 | 3.4035
| 442.8891 | 0 | 442.8891 | 0 | 442.4458 | 0 | 442.4458 | 9.3395 | 425.38 | -0.0176 | 442.8891 | 0.079224 | 425.38 | -0.0030384 | 425.38 | 0.0031115 | 442.4458 | 0.00041902 | 442.4458 | 0.00038156 | 442.8891 | 0 | 671.437 | 0.058172 | 671.437 | 0.023013 | 670.674 | 0 | 671.437 | 0.009449 | 442.4458 | 3.4436
| 443.002 | 0.0019465 | 443.002 | 0.012172 | 442.5604 | 0 | 442.5604 | 9.436 | 425.6 | 0.00471 | 443.002 | 0.075651 | 425.6 | 0.0049991 | 425.6 | -0.0013262 | 442.5604 | 0.00022943 | 442.5604 | 0.00017976 | 443.002 | 0.047473 | 671.5989 | 0.052827 | 671.5989 | 0.019809 | 670.8362 | 0.00057972 | 671.5989 | 0.0087741 | 442.5604 | 3.4916
| 443.1149 | 0 | 443.1149 | 0 | 442.675 | 0 | 442.675 | 9.6086 | 425.82 | -0.015617 | 443.1149 | 0.081387 | 425.82 | -0.0029219 | 425.82 | 0.00035706 | 442.675 | 0.00046757 | 442.675 | 0.00045863 | 443.1149 | 0 | 671.7609 | 0.057659 | 671.7609 | 0.015698 | 670.9983 | 0 | 671.7609 | 0.010072 | 442.675 | 3.5389
| 443.2278 | 0.0087524 | 443.2278 | 0.0040997 | 442.7896 | 0.00053406 | 442.7896 | 9.7818 | 426.04 | -0.011651 | 443.2278 | 0.071795 | 426.04 | 0.0060475 | 426.04 | 0.0043357 | 442.7896 | 0.00023886 | 442.7896 | 0.00027887 | 443.2278 | 0.038024 | 671.9229 | 0.052863 | 671.9229 | 0.030435 | 671.1605 | 0.00081146 | 671.9229 | 0.0093971 | 442.7896 | 3.5891
| 443.3407 | 0 | 443.3407 | 0 | 442.9042 | 0 | 442.9042 | 10.0061 | 426.26 | -0.0061972 | 443.3407 | 0.084443 | 426.26 | -0.0023395 | 426.26 | -0.0017853 | 442.9042 | 0.00047825 | 442.9042 | 0.0004477 | 443.3407 | 0 | 672.0848 | 0.057586 | 672.0848 | 0.020663 | 671.3227 | 0 | 672.0848 | 0.0099682 | 442.9042 | 3.6505
| 443.4536 | 0.0077227 | 443.4536 | 0.0047071 | 443.0188 | 0.00024284 | 443.0188 | 10.1851 | 426.48 | -0.034458 | 443.4536 | 0.076826 | 426.48 | -0.0068827 | 426.48 | 0.0015813 | 443.0188 | 0.00024099 | 443.0188 | 0.00016883 | 443.4536 | 0.013822 | 672.2468 | 0.049898 | 672.2468 | 0.02328 | 671.4848 | 0.00057972 | 672.2468 | 0.0091375 | 443.0188 | 3.713
| 443.5666 | 0 | 443.5666 | 0 | 443.1334 | 0 | 443.1334 | 10.3565 | 426.7 | -0.024542 | 443.5666 | 0.078848 | 426.7 | -0.005368 | 426.7 | -0.0043867 | 443.1334 | 0.00048287 | 443.1334 | 0.00037063 | 443.5666 | 0 | 672.4088 | 0.057586 | 672.4088 | 0.019596 | 671.647 | 0 | 672.4088 | 0.0098643 | 443.1334 | 3.7817
| 443.6795 | 0.0079802 | 443.6795 | 0.00577 | 443.2481 | 0 | 443.2481 | 10.4533 | 426.92 | 0.0017352 | 443.6795 | 0.083267 | 426.92 | -0.0044363 | 426.92 | -0.0066822 | 443.2481 | 0.00024295 | 443.2481 | 0.0002018 | 443.6795 | 0.027193 | 672.5708 | 0.050447 | 672.5708 | 0.02029 | 671.8092 | 0.00081146 | 672.5708 | 0.0090856 | 443.2481 | 3.8269
| 443.7924 | 0 | 443.7924 | 0 | 443.3627 | 0 | 443.3627 | 10.5721 | 427.14 | 0.0086762 | 443.7924 | 0.074052 | 427.14 | -0.0089791 | 427.14 | -0.0048458 | 443.3627 | 0.00045957 | 443.3627 | 0.00039268 | 443.7924 | 0 | 672.7328 | 0.056817 | 672.7328 | 0.021037 | 671.9714 | 0 | 672.7328 | 0.0098643 | 443.3627 | 3.8787
| 443.9053 | 0.0037966 | 443.9053 | 0.015061 | 443.4773 | 0 | 443.4773 | 10.7007 | 427.36 | 0.020079 | 443.9053 | 0.081904 | 427.36 | 0.0015046 | 427.36 | 0.0051009 | 443.4773 | 0.00021911 | 443.4773 | 0.00019088 | 443.9053 | 0.033646 | 672.8948 | 0.048543 | 672.8948 | 0.023387 | 672.1336 | 0.00081146 | 672.8948 | 0.0095009 | 443.4773 | 3.9072
| 444.0182 | 0 | 444.0182 | 0 | 443.5919 | 0 | 443.5919 | 10.8886 | 427.58 | -0.0002479 | 444.0182 | 0.072971 | 427.58 | -0.0072322 | 427.58 | -0.007141 | 443.5919 | 0.00045548 | 443.5919 | 0.00037421 | 444.0182 | 0 | 673.0569 | 0.056378 | 673.0569 | 0.024882 | 672.2958 | 0 | 673.0569 | 0.01002 | 443.5919 | 3.9551
| 444.1311 | 0.005878 | 444.1311 | 0.021979 | 443.7066 | 0 | 443.7066 | 11.062 | 427.8 | 0.026523 | 444.1311 | 0.078425 | 427.8 | 0.0076786 | 427.8 | -0.0023974 | 443.7066 | 0.0002401 | 443.7066 | 0.00018353 | 444.1311 | 0.030189 | 673.2189 | 0.051362 | 673.2189 | 0.027124 | 672.458 | 0.00057972 | 673.2189 | 0.0089298 | 443.7066 | 3.9946
| 444.244 | 0 | 444.244 | 0 | 443.8212 | 0 | 443.8212 | 11.2361 | 428.02 | -0.032968 | 444.244 | 0.074052 | 428.02 | -0.0073485 | 428.02 | -0.0017853 | 443.8212 | 0.00046366 | 443.8212 | 0.00039626 | 444.244 | 0 | 673.3809 | 0.056488 | 673.3809 | 0.01746 | 672.6202 | 0 | 673.3809 | 0.0096047 | 443.8212 | 4.0538
| 444.3569 | 0.0074009 | 444.3569 | 0.0056181 | 443.9359 | 0 | 443.9359 | 11.3478 | 428.24 | -0.018096 | 444.3569 | 0.074851 | 428.24 | -0.0092122 | 428.24 | 0.00051009 | 443.9359 | 0.0002273 | 443.9359 | 0.00021292 | 444.3569 | 0.03595 | 673.543 | 0.049129 | 673.543 | 0.025896 | 672.7824 | 0.00081146 | 673.543 | 0.0091375 | 443.9359 | 4.1032
| 444.4699 | 0 | 444.4699 | 0 | 444.0505 | 0 | 444.0505 | 11.4722 | 428.46 | 0.020574 | 444.4699 | 0.074052 | 428.46 | -0.00082513 | 428.46 | -0.0010202 | 444.0505 | 0.00043894 | 444.0505 | 0.0004477 | 444.4699 | 0 | 673.705 | 0.055865 | 673.705 | 0.018688 | 672.9447 | 0 | 673.705 | 0.0098124 | 444.0505 | 4.161
| 444.5828 | 0.0034497 | 444.5828 | 0.0068328 | 444.1652 | 0 | 444.1652 | 11.5652 | 428.68 | 0.020079 | 444.5828 | 0.08764 | 428.68 | -0.0028054 | 428.68 | 0.0011222 | 444.1652 | 0.00021734 | 444.1652 | 0.00023478 | 444.5828 | 0.026271 | 673.867 | 0.04891 | 673.867 | 0.02376 | 673.1069 | 0.00081146 | 673.867 | 0.0089298 | 444.1652 | 4.2038
| 444.6957 | 0 | 444.6957 | 0 | 444.2798 | 0 | 444.2798 | 11.7148 | 428.9 | 0.030987 | 444.6957 | 0.073629 | 428.9 | -0.002456 | 428.9 | -0.0014792 | 444.2798 | 0.00044677 | 444.2798 | 0.00037063 | 444.6957 | 0 | 674.0291 | 0.056488 | 674.0291 | 0.035881 | 673.2691 | 0 | 674.0291 | 0.0095528 | 444.2798 | 4.2547
| 444.8086 | 0.0057624 | 444.8086 | 0.010333 | 444.3945 | 0.00024284 | 444.3945 | 11.8616 | 429.12 | 0.011155 | 444.8086 | 0.073112 | 429.12 | -0.0073485 | 429.12 | -0.0046928 | 444.3945 | 0.00023352 | 444.3945 | 0.00013585 | 444.8086 | 0.037564 | 674.1912 | 0.04847 | 674.1912 | 0.028566 | 673.4314 | 0.00057972 | 674.1912 | 0.0088779 | 444.3945 | 4.3066
| 444.9216 | 0 | 444.9216 | 0 | 444.5091 | 0 | 444.5091 | 12.0572 | 429.34 | -0.021567 | 444.9216 | 0.083502 | 429.34 | -0.0051353 | 429.34 | -0.0019383 | 444.5091 | 0.00045708 | 444.5091 | 0.00038156 | 444.9216 | 0 | 674.3532 | 0.057696 | 674.3532 | 0.025736 | 673.5936 | 0 | 674.3532 | 0.0095009 | 444.5091 | 4.3658
| 445.0345 | 0.0012527 | 445.0345 | 0.0081994 | 444.6238 | 0 | 444.6238 | 12.2297 | 429.56 | 0.013634 | 445.0345 | 0.083785 | 429.56 | 0.00010678 | 429.56 | 0.00020403 | 444.6238 | 0.0002289 | 444.6238 | 0.0002459 | 445.0345 | 0.048395 | 674.5153 | 0.048104 | 674.5153 | 0.021411 | 673.7559 | 0.00081146 | 674.5153 | 0.0090856 | 444.6238 | 4.4141
| 445.1474 | 0 | 445.1474 | 0 | 444.7385 | 0 | 444.7385 | 12.4174 | 429.78 | -0.0096677 | 445.1474 | 0.084866 | 429.78 | -0.01061 | 429.78 | -0.01418 | 444.7385 | 0.00046082 | 444.7385 | 0.00048067 | 445.1474 | 0 | 674.6774 | 0.060405 | 674.6774 | 0.016445 | 673.9181 | 0 | 674.6774 | 0.0099682 | 444.7385 | 4.4613
| 445.2603 | 0.0063405 | 445.2603 | 0.015061 | 444.8532 | 0 | 444.8532 | 12.5549 | 430 | -0.019583 | 445.2603 | 0.088063 | 430 | -0.0063001 | 430 | 0.0041827 | 444.8532 | 0.0002369 | 444.8532 | 0.00023478 | 445.2603 | 0.034107 | 674.8395 | 0.052058 | 674.8395 | 0.02328 | 674.0804 | 0.00081146 | 674.8395 | 0.0092932 | 444.8532 | 4.5116
| 445.3733 | 0 | 445.3733 | 0 | 444.9679 | 0 | 444.9679 | 12.7081 | 430.22 | 0.0061972 | 445.3733 | 0.082045 | 430.22 | -0.0038538 | 430.22 | -0.0076005 | 444.9679 | 0.00048892 | 444.9679 | 0.00046974 | 445.3733 | 0 | 675.0015 | 0.059636 | 675.0015 | 0.018421 | 674.2427 | 0 | 675.0015 | 0.0097086 | 444.9679 | 4.5637
| 445.4862 | 0.0056467 | 445.4862 | 0.013835 | 445.0826 | 0 | 445.0826 | 12.8284 | 430.44 | 0.012642 | 445.4862 | 0.078989 | 430.44 | -0.006999 | 430.44 | 0.0043357 | 445.0826 | 0.00025753 | 445.0826 | 0.00023478 | 445.4862 | 0.022893 | 675.1636 | 0.052058 | 675.1636 | 0.025149 | 674.4049 | 0.00057972 | 675.1636 | 0.0088779 | 445.0826 | 4.6113
| 445.5991 | 0 | 445.5991 | 0 | 445.1972 | 0 | 445.1972 | 13.0065 | 430.66 | 0.0037184 | 445.5991 | 0.080446 | 430.66 | -0.011425 | 430.66 | -0.0062227 | 445.1972 | 0.00050386 | 445.1972 | 0.00048067 | 445.5991 | 0 | 675.3257 | 0.060258 | 675.3257 | 0.021304 | 674.5672 | 0 | 675.3257 | 0.0092413 | 445.1972 | 4.6752
| 445.712 | 0.0052998 | 445.712 | 0.0089317 | 445.312 | 0 | 445.312 | 13.1715 | 430.88 | -0.015121 | 445.712 | 0.077907 | 430.88 | -0.00082513 | 430.88 | 0.0041827 | 445.312 | 0.00025059 | 445.312 | 0.0002459 | 445.712 | 0.024197 | 675.4879 | 0.057659 | 675.4879 | 0.024294 | 674.7295 | 0.00081146 | 675.4879 | 0.0084106 | 445.312 | 4.7307
| 445.825 | 0 | 445.825 | 0 | 445.4266 | 0 | 445.4266 | 13.361 | 431.1 | 0.002231 | 445.825 | 0.081387 | 431.1 | -0.001757 | 431.1 | 0.00035706 | 445.4266 | 0.00047451 | 445.4266 | 0.00041472 | 445.825 | 0 | 675.65 | 0.059636 | 675.65 | 0.022906 | 674.8918 | 0 | 675.65 | 0.0091894 | 445.4266 | 4.792
| 445.9379 | 0.0057624 | 445.9379 | 0.011997 | 445.5414 | 0.00024284 | 445.5414 | 13.4909 | 431.32 | 0.024542 | 445.9379 | 0.075792 | 431.32 | -0.0031549 | 431.32 | 0.0066312 | 445.5414 | 0.00022641 | 445.5414 | 0.00016883 | 445.9379 | 0.023276 | 675.8121 | 0.051875 | 675.8121 | 0.018688 | 675.0541 | 0.00057972 | 675.8121 | 0.0083587 | 445.5414 | 4.8301
| 446.0509 | 0 | 446.0509 | 0 | 445.6561 | 0 | 445.6561 | 13.637 | 431.54 | -0.024542 | 446.0509 | 0.078848 | 431.54 | -0.0040868 | 431.54 | -0.0094364 | 445.6561 | 0.00045513 | 445.6561 | 0.00040361 | 446.0509 | 0 | 675.9742 | 0.063773 | 675.9742 | 0.020717 | 675.2164 | 0 | 675.9742 | 0.0090856 | 445.6561 | 4.8738
| 446.1638 | 0.011327 | 446.1638 | 0.0053144 | 445.7708 | 0 | 445.7708 | 13.7601 | 431.76 | 0.013634 | 446.1638 | 0.10193 | 431.76 | 0.0045333 | 431.76 | 0.0028055 | 445.7708 | 0.00023316 | 445.7708 | 0.00023478 | 446.1638 | 0.032033 | 676.1364 | 0.052863 | 676.1364 | 0.023867 | 675.3787 | 0.00057972 | 676.1364 | 0.0085664 | 445.7708 | 4.9055
| 446.2767 | 0 | 446.2767 | 0 | 445.8855 | 0 | 445.8855 | 13.9185 | 431.98 | 0.047348 | 446.2767 | 0.082186 | 431.98 | -0.0054848 | 431.98 | -0.0031625 | 445.8855 | 0.00045139 | 445.8855 | 0.00051384 | 446.2767 | 0 | 676.2985 | 0.058721 | 676.2985 | 0.020824 | 675.541 | 0 | 676.2985 | 0.0095528 | 445.8855 | 4.9541
| 446.3897 | 0.0031028 | 446.3897 | 0.013398 | 446.0002 | 0.00024284 | 446.0002 | 14.0594 | 432.2 | 0.0052058 | 446.3897 | 0.088721 | 432.2 | -0.00059213 | 432.2 | 0.0040296 | 446.0002 | 0.00022267 | 446.0002 | 0.00027887 | 446.3897 | 0.047473 | 676.4606 | 0.055609 | 676.4606 | 0.021518 | 675.7033 | 0.00081146 | 676.4606 | 0.0089817 | 446.0002 | 5.0156
| 446.5026 | 0 | 446.5026 | 0 | 446.115 | 0 | 446.115 | 14.2419 | 432.42 | 0.017104 | 446.5026 | 0.080964 | 432.42 | -0.001524 | 432.42 | -0.0011732 | 446.115 | 0.00042578 | 446.115 | 0.00046974 | 446.5026 | 0 | 676.6228 | 0.064139 | 676.6228 | 0.027605 | 675.8656 | 0 | 676.6228 | 0.0092932 | 446.115 | 5.0969
| 446.6155 | 0.0035653 | 446.6155 | 0.0034924 | 446.2297 | 0.00024284 | 446.2297 | 14.4125 | 432.64 | 0.021567 | 446.6155 | 0.089145 | 432.64 | 0.0048828 | 432.64 | -0.0010202 | 446.2297 | 0.00020631 | 446.2297 | 0.00019088 | 446.6155 | 0.020734 | 676.785 | 0.060917 | 676.785 | 0.016339 | 676.028 | 0.00057972 | 676.785 | 0.008826 | 446.2297 | 5.1687
| 446.7285 | 0 | 446.7285 | 0 | 446.3444 | 0 | 446.3444 | 14.5943 | 432.87 | 0.048339 | 446.7285 | 0.085101 | 432.87 | 0.0016211 | 432.87 | -0.0034686 | 446.3444 | 0.0004521 | 446.3444 | 0.00039626 | 446.7285 | 0 | 676.9471 | 0.063114 | 676.9471 | 0.025789 | 676.1903 | 0 | 676.9471 | 0.0093971 | 446.3444 | 5.2307
| 446.8414 | 0.0025246 | 446.8414 | 0.00091103 | 446.4592 | 0.00024284 | 446.4592 | 14.7162 | 433.09 | 0.021071 | 446.8414 | 0.092436 | 433.09 | 0.00022327 | 433.09 | -0.0079064 | 446.4592 | 0.00024846 | 446.4592 | 0.00020557 | 446.8414 | 0.03595 | 677.1093 | 0.062967 | 677.1093 | 0.028619 | 676.3527 | 0.00057972 | 677.1093 | 0.0091375 | 446.4592 | 5.2661
| 446.9544 | 0 | 446.9544 | 0 | 446.5739 | 0 | 446.5739 | 14.8358 | 433.31 | 0.0086762 | 446.9544 | 0.0859 | 433.31 | -0.0072322 | 433.31 | -0.0036216 | 446.5739 | 0.00049283 | 446.5739 | 0.00047333 | 446.9544 | 0 | 677.2715 | 0.065091 | 677.2715 | 0.021571 | 676.515 | 0 | 677.2715 | 0.0098124 | 446.5739 | 5.2995
| 447.0673 | 0.01049 | 447.0673 | 0.018652 | 446.6887 | 0.00024284 | 446.6887 | 14.9213 | 433.53 | 0.041397 | 447.0673 | 0.089521 | 433.53 | 0.0018541 | 433.53 | 0.007243 | 446.6887 | 0.00024757 | 446.6887 | 0.00026794 | 447.0673 | 0.040559 | 677.4336 | 0.061357 | 677.4336 | 0.022372 | 676.6774 | 0.00057972 | 677.4336 | 0.0092413 | 446.6887 | 5.3281
| 447.1803 | 0 | 447.1803 | 0 | 446.8034 | 0 | 446.8034 | 15.0418 | 433.75 | 0.0647 | 447.1803 | 0.081763 | 433.75 | -0.001757 | 433.75 | -0.0011732 | 446.8034 | 0.00048767 | 446.8034 | 0.00049179 | 447.1803 | 0 | 677.5958 | 0.047592 | 677.5958 | 0.016339 | 676.8397 | 0 | 677.5958 | 0.0098124 | 446.8034 | 5.3687
| 447.2932 | 0 | 447.2932 | 0.018214 | 446.9182 | 0.00024284 | 446.9182 | 15.1526 | 433.97 | 0.066187 | 447.2932 | 0.08938 | 433.97 | 0.0024366 | 433.97 | 0.0012752 | 446.9182 | 0.00024312 | 446.9182 | 0.00022743 | 447.2932 | 0.05093 | 677.758 | 0.064725 | 677.758 | 0.02328 | 677.0021 | 0.00057972 | 677.758 | 0.0090856 | 446.9182 | 5.4079
| 447.4062 | 0 | 447.4062 | 0 | 447.033 | 0 | 447.033 | 15.2856 | 434.19 | 0.076597 | 447.4062 | 0.076168 | 434.19 | -0.00047565 | 434.19 | -0.014487 | 447.033 | 0.00048234 | 447.033 | 0.00041831 | 447.4062 | 0 | 677.9202 | 0.046823 | 677.9202 | 0.018581 | 677.1644 | 0 | 677.9202 | 0.0097605 | 447.033 | 5.4516
| 447.5191 | 0.0010214 | 447.5191 | 0.013835 | 447.1477 | 0 | 447.1477 | 15.373 | 434.41 | 0.057262 | 447.5191 | 0.095398 | 434.41 | -0.0046693 | 434.41 | -0.0019383 | 447.1477 | 0.0002401 | 447.1477 | 0.00019445 | 447.5191 | 0.020734 | 678.0824 | 0.051545 | 678.0824 | 0.018688 | 677.3268 | 0.0010433 | 678.0824 | 0.0088779 | 447.1477 | 5.4827
| 447.6321 | 0 | 447.6321 | 0 | 447.2625 | 0 | 447.2625 | 15.4458 | 434.63 | 0.10684 | 447.6321 | 0.10165 | 434.63 | -0.0092122 | 434.63 | -0.007294 | 447.2625 | 0.00048767 | 447.2625 | 0.00040361 | 447.6321 | 0 | 678.2446 | 0.046237 | 678.2446 | 0.01746 | 677.4892 | 0 | 678.2446 | 0.0095009 | 447.2625 | 5.5131
| 447.745 | 0.0019465 | 447.745 | 0.020928 | 447.3773 | 0.00024284 | 447.3773 | 15.488 | 434.85 | 0.087504 | 447.745 | 0.088862 | 434.85 | -0.00047565 | 434.85 | 0.0075495 | 447.3773 | 0.0002481 | 447.3773 | 0.00021292 | 447.745 | 0.036181 | 678.4069 | 0.061796 | 678.4069 | 0.024241 | 677.6516 | 0.00081146 | 678.4069 | 0.008826 | 447.3773 | 5.539
| 447.858 | 0 | 447.858 | 0 | 447.4921 | 0 | 447.4921 | 15.5824 | 435.07 | 0.13956 | 447.858 | 0.086182 | 435.07 | 0.00022327 | 435.07 | -0.0088246 | 447.4921 | 0.00049941 | 447.4921 | 0.00043677 | 447.858 | 0 | 678.5691 | 0.048727 | 678.5691 | 0.021037 | 677.814 | 0 | 678.5691 | 0.0098124 | 447.4921 | 5.586
| 447.971 | 0.0037966 | 447.971 | 0.024869 | 447.6069 | 0.00024284 | 447.6069 | 15.6986 | 435.29 | 0.18022 | 447.971 | 0.087781 | 435.29 | 0.0026695 | 435.29 | -0.0016323 | 447.6069 | 0.00025184 | 447.6069 | 0.00022385 | 447.971 | 0.042403 | 678.7313 | 0.051472 | 678.7313 | 0.019649 | 677.9764 | 0.00081146 | 678.7313 | 0.0093451 | 447.6069 | 5.627
| 448.0839 | 0 | 448.0839 | 0 | 447.7217 | 0 | 447.7217 | 15.8643 | 435.51 | 0.17575 | 448.0839 | 0.094975 | 435.51 | -0.0011746 | 435.51 | 0.0098449 | 447.7217 | 0.00048127 | 447.7217 | 0.00046974 | 448.0839 | 0 | 678.8936 | 0.049495 | 678.8936 | 0.016499 | 678.1388 | 0 | 678.8936 | 0.0097086 | 447.7217 | 5.6709
| 448.1969 | 0.0054154 | 448.1969 | 0.0040997 | 447.8365 | 0.00024284 | 447.8365 | 16.0157 | 435.73 | 0.147 | 448.1969 | 0.092342 | 435.73 | -0.0073485 | 435.73 | -0.0082122 | 447.8365 | 0.00022943 | 447.8365 | 0.0002459 | 448.1969 | 0.04102 | 679.0558 | 0.051399 | 679.0558 | 0.022906 | 678.3012 | 0.0010433 | 679.0558 | 0.0090856 | 447.8365 | 5.7024
| 448.3098 | 0 | 448.3098 | 0 | 447.9513 | 0 | 447.9513 | 16.1639 | 435.95 | 0.22582 | 448.3098 | 0.091401 | 435.95 | -0.0058343 | 435.95 | -0.0049988 | 447.9513 | 0.00041902 | 447.9513 | 0.00043677 | 448.3098 | 0 | 679.218 | 0.046933 | 679.218 | 0.028352 | 678.4636 | 0 | 679.218 | 0.0091894 | 447.9513 | 5.7442
| 448.4228 | 0.0054154 | 448.4228 | 0.0048589 | 448.0661 | 0.00024284 | 448.0661 | 16.2756 | 436.17 | 0.21047 | 448.4228 | 0.093376 | 436.17 | 0.0026695 | 436.17 | 0.0032646 | 448.0661 | 0.00018959 | 448.0661 | 0.00019088 | 448.4228 | 0.014686 | 679.3803 | 0.056195 | 679.3803 | 0.016125 | 678.626 | 0.00081146 | 679.3803 | 0.0088779 | 448.0661 | 5.7887
| 448.5358 | 0 | 448.5358 | 0 | 448.1809 | 0 | 448.1809 | 16.3968 | 436.39 | 0.31556 | 448.5358 | 0.091636 | 436.39 | -0.00070865 | 436.39 | -0.018924 | 448.1809 | 0.00042187 | 448.1809 | 0.00040361 | 448.5358 | 0 | 679.5426 | 0.050374 | 679.5426 | 0.02376 | 678.7885 | 0 | 679.5426 | 0.0089817 | 448.1809 | 5.8441
| 448.6487 | 0.0061092 | 448.6487 | 0.011734 | 448.2957 | 0.0011167 | 448.2957 | 16.5164 | 436.61 | 0.30565 | 448.6487 | 0.09126 | 436.61 | 0.0036014 | 436.61 | -0.0036216 | 448.2957 | 0.00023654 | 448.2957 | 0.00021292 | 448.6487 | 0.03595 | 679.7048 | 0.059709 | 679.7048 | 0.016339 | 678.9509 | 0.00081146 | 679.7048 | 0.0090856 | 448.2957 | 5.9015
| 448.7617 | 0 | 448.7617 | 0 | 448.4105 | 0 | 448.4105 | 16.6707 | 436.83 | 0.35077 | 448.7617 | 0.089239 | 436.83 | 0.010474 | 436.83 | -0.0043867 | 448.4105 | 0.00047113 | 448.4105 | 0.0004477 | 448.7617 | 0 | 679.8671 | 0.061357 | 679.8671 | 0.021037 | 679.1133 | 0 | 679.8671 | 0.0096567 | 448.4105 | 5.9699
| 448.8746 | 0.0083019 | 448.8746 | 0.0086549 | 448.5253 | 0.00024284 | 448.5253 | 16.8003 | 437.06 | 0.30714 | 448.8746 | 0.096996 | 437.06 | -0.0047858 | 437.06 | -0.00607 | 448.5253 | 0.00023974 | 448.5253 | 0.00023478 | 448.8746 | 0.033185 | 680.0294 | 0.061796 | 680.0294 | 0.021678 | 679.2758 | 0.00081146 | 680.0294 | 0.0095009 | 448.5253 | 6.0213
| 448.9876 | 0 | 448.9876 | 0 | 448.6402 | 0 | 448.6402 | 16.955 | 437.28 | 0.44198 | 448.9876 | 0.086182 | 437.28 | 0.0010387 | 437.28 | -0.0025504 | 448.6402 | 0.00047736 | 448.6402 | 0.00045863 | 448.9876 | 0 | 680.1917 | 0.058867 | 680.1917 | 0.024882 | 679.4382 | 0 | 680.1917 | 0.010124 | 448.6402 | 6.0661
| 449.1006 | 0.0088811 | 449.1006 | 0.0068328 | 448.755 | 0.00053406 | 448.755 | 17.0645 | 437.5 | 0.43752 | 449.1006 | 0.097937 | 437.5 | 0.0010387 | 437.5 | 0.0084671 | 448.755 | 0.00024348 | 448.755 | 0.00022743 | 449.1006 | 0.018142 | 680.354 | 0.079954 | 680.354 | 0.024294 | 679.6006 | 0.0010433 | 680.354 | 0.0095528 | 448.755 | 6.0956
| 449.2136 | 0 | 449.2136 | 0 | 448.8698 | 0 | 448.8698 | 17.1843 | 437.72 | 0.5476 | 449.2136 | 0.093658 | 437.72 | 0.0015046 | 437.72 | -0.0013262 | 448.8698 | 0.00045833 | 448.8698 | 0.00045128 | 449.2136 | 0 | 680.5163 | 0.065603 | 680.5163 | 0.019168 | 679.7631 | 0 | 680.5163 | 0.010176 | 448.8698 | 6.1336
| 449.3265 | 0.0063405 | 449.3265 | 0.010333 | 448.9847 | 0.00024284 | 448.9847 | 17.2632 | 437.94 | 0.55849 | 449.3265 | 0.095116 | 437.94 | -0.001757 | 437.94 | -0.0034686 | 448.9847 | 0.00021645 | 448.9847 | 0.00022743 | 449.3265 | 0.035029 | 680.6786 | 0.098002 | 680.6786 | 0.028352 | 679.9256 | 0.00034783 | 680.6786 | 0.0095009 | 448.9847 | 6.1626
| 449.4395 | 0 | 449.4395 | 0 | 449.0995 | 0 | 449.0995 | 17.3334 | 438.16 | 0.63485 | 449.4395 | 0.089662 | 438.16 | 0.0016211 | 438.16 | -0.0016323 | 449.0995 | 0.00045015 | 449.0995 | 0.00042565 | 449.4395 | 0 | 680.8409 | 0.076842 | 680.8409 | 0.012868 | 680.088 | 0 | 680.8409 | 0.0099162 | 449.0995 | 6.2042
| 449.5525 | 0.0064356 | 449.5525 | 0.018039 | 449.2144 | 0.00024284 | 449.2144 | 17.3763 | 438.38 | 0.60658 | 449.5525 | 0.092342 | 438.38 | -0.0045528 | 438.38 | 0.0032646 | 449.2144 | 0.00023974 | 449.2144 | 0.0002018 | 449.5525 | 0.032494 | 681.0032 | 0.10426 | 681.0032 | 0.02312 | 680.2505 | 0.00034783 | 681.0032 | 0.0091894 | 449.2144 | 6.2335
| 449.6655 | 0 | 449.6655 | 0 | 449.3292 | 0 | 449.3292 | 17.4423 | 438.6 | 0.76523 | 449.6655 | 0.087781 | 438.6 | -0.0067659 | 438.6 | -0.0042337 | 449.3292 | 0.00047415 | 449.3292 | 0.00034859 | 449.6655 | 0 | 681.1655 | 0.091889 | 681.1655 | 0.016499 | 680.413 | 0 | 681.1655 | 0.0097086 | 449.3292 | 6.2697
| 449.7784 | 0.01049 | 449.7784 | 0.0056181 | 449.4441 | 0 | 449.4441 | 17.5165 | 438.82 | 0.78159 | 449.7784 | 0.094081 | 438.82 | 0.0019706 | 438.82 | 0.0035706 | 449.4441 | 0.0002401 | 449.4441 | 0.00014678 | 449.7784 | 0.060378 | 681.3278 | 0.097636 | 681.3278 | 0.020824 | 680.5755 | 0.00057972 | 681.3278 | 0.0089817 | 449.4441 | 6.2836
| 449.8914 | 0 | 449.8914 | 0 | 449.559 | 0 | 449.559 | 17.6187 | 439.04 | 0.87728 | 449.8914 | 0.099112 | 439.04 | -0.002689 | 439.04 | -0.0065293 | 449.559 | 0.00044677 | 449.559 | 0.00036875 | 449.8914 | 0 | 681.4902 | 0.085445 | 681.4902 | 0.018047 | 680.738 | 0 | 681.4902 | 0.0098643 | 449.559 | 6.3015
| 450.0044 | 0.0047217 | 450.0044 | 0.006681 | 449.6738 | 0.00053406 | 449.6738 | 17.6831 | 439.26 | 0.80837 | 450.0044 | 0.096338 | 439.26 | -0.0036209 | 439.26 | -0.007141 | 449.6738 | 0.00021236 | 449.6738 | 0.00022196 | 450.0044 | 0.047934 | 681.6525 | 0.10833 | 681.6525 | 0.024027 | 680.9005 | 0.00057972 | 681.6525 | 0.0091894 | 449.6738 | 6.3151
| 450.1174 | 0 | 450.1174 | 0 | 449.7887 | 0 | 449.7887 | 17.7482 | 439.48 | 0.97148 | 450.1174 | 0.082045 | 439.48 | -0.00035917 | 439.48 | -0.00056109 | 449.7887 | 0.00043343 | 449.7887 | 0.00047898 | 450.1174 | 0 | 681.8148 | 0.098075 | 681.8148 | 0.021892 | 681.063 | 0 | 681.8148 | 0.0097086 | 449.7887 | 6.3429
| 450.2304 | 0.0012527 | 450.2304 | 0.014711 | 449.9036 | 0.00024284 | 449.9036 | 17.7539 | 439.7 | 1.0017 | 450.2304 | 0.098877 | 439.7 | 0.0073291 | 439.7 | 0.0038766 | 449.9036 | 0.00022267 | 449.9036 | 0.00025682 | 450.2304 | 0.0082071 | 681.9772 | 0.11492 | 681.9772 | 0.01794 | 681.2255 | 0.00081146 | 681.9772 | 0.0086183 | 449.9036 | 6.3625
| 450.3433 | 0 | 450.3433 | 0 | 450.0185 | 0 | 450.0185 | 17.7566 | 439.93 | 1.1133 | 450.3433 | 0.098454 | 439.93 | 0.00057274 | 439.93 | -0.0091305 | 450.0185 | 0.00043894 | 450.0185 | 0.00042565 | 450.3433 | 0 | 682.1396 | 0.099796 | 682.1396 | 0.024668 | 681.388 | 0 | 682.1396 | 0.0092413 | 450.0185 | 6.3827
| 450.4563 | 0.0027559 | 450.4563 | 0.011997 | 450.1334 | 0.00082547 | 450.1334 | 17.7328 | 440.15 | 1.1395 | 450.4563 | 0.096338 | 440.15 | -0.0049022 | 440.15 | -0.0077534 | 450.1334 | 0.00021769 | 450.1334 | 0.00016883 | 450.4563 | 0.043094 | 682.3019 | 0.1114 | 682.3019 | 0.024775 | 681.5505 | 0.00057972 | 682.3019 | 0.0087741 | 450.1334 | 6.3791
| 450.5693 | 0 | 450.5693 | 0 | 450.2482 | 0 | 450.2482 | 17.7646 | 440.37 | 1.2461 | 450.5693 | 0.088862 | 440.37 | -0.0016406 | 440.37 | 0.010763 | 450.2482 | 0.00043218 | 450.2482 | 0.00034124 | 450.5693 | 0 | 682.4643 | 0.091632 | 682.4643 | 0.022265 | 681.713 | 0 | 682.4643 | 0.0096047 | 450.2482 | 6.3755
| 450.6823 | 0 | 450.6823 | 0.013047 | 450.3631 | 0.00053406 | 450.3631 | 17.788 | 440.59 | 1.2764 | 450.6823 | 0.10207 | 440.59 | -0.002223 | 440.59 | 0.0043357 | 450.3631 | 0.00022018 | 450.3631 | 0.00017241 | 450.6823 | 0.021166 | 682.6267 | 0.10975 | 682.6267 | 0.023387 | 681.8756 | 0.00034783 | 682.6267 | 0.008826 | 450.3631 | 6.357
| 450.7953 | 0 | 450.7953 | 0 | 450.478 | 0 | 450.478 | 17.8463 | 440.81 | 1.4038 | 450.7953 | 0.10433 | 440.81 | -0.0067659 | 440.81 | -0.0010202 | 450.478 | 0.00044143 | 450.478 | 0.00044035 | 450.7953 | 0 | 682.789 | 0.098881 | 682.789 | 0.019809 | 682.0381 | 0 | 682.789 | 0.0098124 | 450.478 | 6.3502
| 450.9083 | 0.0042591 | 450.9083 | 0.016813 | 450.5929 | 0.00024284 | 450.5929 | 17.8624 | 441.03 | 1.4043 | 450.9083 | 0.10339 | 441.03 | -0.0039703 | 441.03 | -0.0016323 | 450.5929 | 0.00022658 | 450.5929 | 0.00027152 | 450.9083 | 0.023276 | 682.9514 | 0.099357 | 682.9514 | 0.018047 | 682.2006 | 0.00081146 | 682.9514 | 0.0091894 | 450.5929 | 6.3568
| 451.0213 | 0 | 451.0213 | 0 | 450.7079 | 0 | 450.7079 | 17.8771 | 441.25 | 1.5347 | 451.0213 | 0.099911 | 441.25 | -0.0095617 | 441.25 | 0.0011222 | 450.7079 | 0.00044552 | 450.7079 | 0.00052835 | 451.0213 | 0 | 683.1138 | 0.096135 | 683.1138 | 0.01447 | 682.3632 | 0 | 683.1138 | 0.0099682 | 450.7079 | 6.3793
| 451.1343 | 0.01004 | 451.1343 | 0.012172 | 450.8228 | 0.00024284 | 450.8228 | 17.8411 | 441.47 | 1.6219 | 451.1343 | 0.10085 | 441.47 | 0.0045333 | 441.47 | 0.0054069 | 450.8228 | 0.00022409 | 450.8228 | 0.00026794 | 451.1343 | 0.011663 | 683.2762 | 0.099869 | 683.2762 | 0.016712 | 682.5257 | 0.0010433 | 683.2762 | 0.0089817 | 450.8228 | 6.4006
| 451.2473 | 0 | 451.2473 | 0 | 450.9377 | 0 | 450.9377 | 17.8193 | 441.69 | 1.7588 | 451.2473 | 0.10005 | 441.69 | 0.0040674 | 441.69 | -0.0046928 | 450.9377 | 0.00046508 | 450.9377 | 0.00045863 | 451.2473 | 0 | 683.4386 | 0.097819 | 683.4386 | 0.019062 | 682.6883 | 0 | 683.4386 | 0.0095528 | 450.9377 | 6.4121
| 451.3603 | 0.0012527 | 451.3603 | 0.0072883 | 451.0526 | 0.00024284 | 451.0526 | 17.8238 | 441.91 | 1.7816 | 451.3603 | 0.10259 | 441.91 | -0.0052516 | 441.91 | 0.010916 | 451.0526 | 0.00024312 | 451.0526 | 0.0002018 | 451.3603 | 0.024658 | 683.601 | 0.10005 | 683.601 | 0.026003 | 682.8509 | 0.0010433 | 683.601 | 0.0088779 | 451.0526 | 6.4011
| 451.4733 | 0 | 451.4733 | 0 | 451.1675 | 0 | 451.1675 | 17.859 | 442.13 | 1.8505 | 451.4733 | 0.10156 | 442.13 | -0.002456 | 442.13 | -0.0057639 | 451.1675 | 0.0004738 | 451.1675 | 0.00038533 | 451.4733 | 0 | 683.7635 | 0.096794 | 683.7635 | 0.024615 | 683.0134 | 0 | 683.7635 | 0.0097086 | 451.1675 | 6.3894
| 451.5863 | 0 | 451.5863 | 0.013047 | 451.2825 | 0.00053406 | 451.2825 | 17.8708 | 442.36 | 1.8252 | 451.5863 | 0.10833 | 442.36 | 0.0037179 | 442.36 | 0.0057129 | 451.2825 | 0.00023512 | 451.2825 | 0.00019445 | 451.5863 | 0.053234 | 683.9259 | 0.10119 | 683.9259 | 0.025149 | 683.176 | 0.00081146 | 683.9259 | 0.0091894 | 451.2825 | 6.3697
| 451.6993 | 0 | 451.6993 | 0 | 451.3974 | 0 | 451.3974 | 17.8704 | 442.58 | 1.967 | 451.6993 | 0.11209 | 442.58 | -0.0014076 | 442.58 | -0.010202 | 451.3974 | 0.00048696 | 451.3974 | 0.00035236 | 451.6993 | 0 | 684.0883 | 0.13282 | 684.0883 | 0.018688 | 683.3386 | 0 | 684.0883 | 0.0099162 | 451.3974 | 6.3718
| 451.8123 | 0.00032764 | 451.8123 | 0.015324 | 451.5124 | 0.00024284 | 451.5124 | 17.8375 | 442.8 | 2.0667 | 451.8123 | 0.11101 | 442.8 | 0.0060475 | 442.8 | 0.0041827 | 451.5124 | 0.00025682 | 451.5124 | 0.00016148 | 451.8123 | 0.033185 | 684.2507 | 0.10884 | 684.2507 | 0.021892 | 683.5012 | 0.00034783 | 684.2507 | 0.0091375 | 451.5124 | 6.3728
| 451.9253 | 0 | 451.9253 | 0.00076096 | 451.6273 | 0 | 451.6273 | 17.8193 | 443.02 | 2.1961 | 451.9253 | 0.11181 | 443.02 | -0.0065332 | 443.02 | 0.0023464 | 451.6273 | 0.00048447 | 451.6273 | 0.00038156 | 451.9253 | 0 | 684.4132 | 0.13944 | 684.4132 | 0.020343 | 683.6638 | 0 | 684.4132 | 0.010124 | 451.6273 | 6.3827
| 452.0383 | 0.0083019 | 452.0383 | 0.010333 | 451.7422 | 0.00053406 | 451.7422 | 17.7737 | 443.24 | 2.26 | 452.0383 | 0.1158 | 443.24 | -0.0039703 | 443.24 | 0.00709 | 451.7422 | 0.00023139 | 451.7422 | 0.00022385 | 452.0383 | 0.03065 | 684.5756 | 0.11682 | 684.5756 | 0.023547 | 683.8264 | 0.00081146 | 684.5756 | 0.009449 | 451.7422 | 6.381
| 452.1513 | 0 | 452.1513 | 0 | 451.8572 | 0 | 451.8572 | 17.746 | 443.46 | 2.4098 | 452.1513 | 0.11049 | 443.46 | 0.00022327 | 443.46 | 0.0092325 | 451.8572 | 0.00043147 | 451.8572 | 0.00048067 | 452.1513 | 0 | 684.7381 | 0.1404 | 684.7381 | 0.0099313 | 683.989 | 0 | 684.7381 | 0.010435 | 451.8572 | 6.3704
| 452.2643 | 0.0037966 | 452.2643 | 0.01655 | 451.9721 | 0.00024284 | 451.9721 | 17.7137 | 443.68 | 2.3472 | 452.2643 | 0.11877 | 443.68 | 0.00045625 | 443.68 | 0.0080083 | 451.9721 | 0.0002008 | 451.9721 | 0.00025682 | 452.2643 | 0.015118 | 684.9005 | 0.13461 | 684.9005 | 0.029687 | 684.1516 | 0.00057972 | 684.9005 | 0.0095528 | 451.9721 | 6.3495
| 452.3773 | 0 | 452.3773 | 0 | 452.0871 | 0 | 452.0871 | 17.7128 | 443.9 | 2.5436 | 452.3773 | 0.12036 | 443.9 | -0.0036209 | 443.9 | -0.0031625 | 452.0871 | 0.00040533 | 452.0871 | 0.00045863 | 452.3773 | 0 | 685.063 | 0.12879 | 685.063 | 0.020717 | 684.3142 | 0 | 685.063 | 0.010435 | 452.0871 | 6.3406
| 452.4903 | 0.012099 | 452.4903 | 0.007592 | 452.2021 | 0.00082547 | 452.2021 | 17.7008 | 444.12 | 2.617 | 452.4903 | 0.11877 | 444.12 | -0.0063001 | 444.12 | 0.0041827 | 452.2021 | 0.00020453 | 452.2021 | 0.0002018 | 452.4903 | 0.038946 | 685.2255 | 0.13736 | 685.2255 | 0.026483 | 684.4768 | 0.00081146 | 685.2255 | 0.009449 | 452.2021 | 6.3318
| 452.6033 | 0 | 452.6033 | 0 | 452.3171 | 0 | 452.3171 | 17.6901 | 444.35 | 2.7906 | 452.6033 | 0.11303 | 444.35 | -0.0038538 | 444.35 | 0.0051009 | 452.3171 | 0.00044837 | 452.3171 | 0.00040361 | 452.6033 | 0 | 685.3879 | 0.13121 | 685.3879 | 0.024775 | 684.6394 | 0 | 685.3879 | 0.0096567 | 452.3171 | 6.3386
| 452.7163 | 0.0019465 | 452.7163 | 0.0077439 | 452.432 | 0.00082547 | 452.432 | 17.6396 | 444.57 | 2.8569 | 452.7163 | 0.10913 | 444.57 | -9.7074e-06 | 444.57 | 0.0047948 | 452.432 | 0.00024384 | 452.432 | 0.0002018 | 452.7163 | 0.037103 | 685.5504 | 0.13542 | 685.5504 | 0.019809 | 684.8021 | 0.00081146 | 685.5504 | 0.0085664 | 452.432 | 6.3239
| 452.8294 | 0 | 452.8294 | 0 | 452.547 | 0 | 452.547 | 17.6068 | 444.79 | 2.9818 | 452.8294 | 0.11477 | 444.79 | 0.0011552 | 444.79 | 0.0092325 | 452.547 | 0.00047078 | 452.547 | 0.00043677 | 452.8294 | 0 | 685.7129 | 0.13025 | 685.7129 | 0.020717 | 684.9647 | 0 | 685.7129 | 0.0092932 | 452.547 | 6.3114
| 452.9424 | 0 | 452.9424 | 0.0059217 | 452.662 | 0.00053406 | 452.662 | 17.5453 | 445.01 | 3.0894 | 452.9424 | 0.10485 | 445.01 | -0.0014076 | 445.01 | -0.0019383 | 452.662 | 0.00022765 | 452.662 | 0.00023855 | 452.9424 | 0.032494 | 685.8754 | 0.1323 | 685.8754 | 0.024988 | 685.1273 | 0.0010433 | 685.8754 | 0.0090856 | 452.662 | 6.2763
| 453.0554 | 0 | 453.0554 | 0 | 452.777 | 0 | 452.777 | 17.5179 | 445.23 | 3.2446 | 453.0554 | 0.11557 | 445.23 | -0.0087464 | 445.23 | -0.0037746 | 452.777 | 0.00044339 | 452.777 | 0.0004624 | 453.0554 | 0 | 686.0379 | 0.12099 | 686.0379 | 0.024615 | 685.29 | 0 | 686.0379 | 0.01002 | 452.777 | 6.2512
| 453.1684 | 0.0031028 | 453.1684 | 0.012609 | 452.892 | 0.00024284 | 452.892 | 17.4652 | 445.45 | 3.2625 | 453.1684 | 0.11275 | 445.45 | 0.00057274 | 445.45 | -0.0031625 | 452.892 | 0.00021769 | 452.892 | 0.0002312 | 453.1684 | 0.027654 | 686.2004 | 0.13047 | 686.2004 | 0.026483 | 685.4526 | 0.00081146 | 686.2004 | 0.0095528 | 452.892 | 6.222
| 453.2815 | 0 | 453.2815 | 0 | 453.007 | 0 | 453.007 | 17.4403 | 445.67 | 3.5168 | 453.2815 | 0.10301 | 445.67 | -0.006999 | 445.67 | -0.012191 | 453.007 | 0.00043094 | 453.007 | 0.0004624 | 453.2815 | 0 | 686.3629 | 0.12165 | 686.3629 | 0.020076 | 685.6153 | 0 | 686.3629 | 0.0098124 | 453.007 | 6.2209
| 453.3945 | 0.0017152 | 453.3945 | 0.0056181 | 453.122 | 0.00024284 | 453.122 | 17.3797 | 445.89 | 3.5491 | 453.3945 | 0.10819 | 445.89 | -0.011076 | 445.89 | 0.00051009 | 453.122 | 0.00021574 | 453.122 | 0.00023855 | 453.3945 | 0.019006 | 686.5254 | 0.12205 | 686.5254 | 0.026644 | 685.7779 | 0.00081146 | 686.5254 | 0.0088779 | 453.122 | 6.2062
| 453.5075 | 0.0010424 | 453.5075 | 0 | 453.237 | 0 | 453.237 | 17.3247 | 446.12 | 3.722 | 453.5075 | 0.10513 | 446.12 | -0.0038538 | 446.12 | -0.0065293 | 453.237 | 0.00045086 | 453.237 | 0.00046974 | 453.5075 | 0 | 686.688 | 0.12074 | 686.688 | 0.01463 | 685.9406 | 0 | 686.688 | 0.0092413 | 453.237 | 6.195
| 453.6205 | 0.0070148 | 453.6205 | 0.011384 | 453.352 | 0.00053406 | 453.352 | 17.2381 | 446.34 | 3.7355 | 453.6205 | 0.10819 | 446.34 | 0.012688 | 446.34 | -0.0023974 | 453.352 | 0.00023761 | 453.352 | 0.00023478 | 453.6205 | 0 | 686.8505 | 0.12257 | 686.8505 | 0.02376 | 686.1033 | 0.00057972 | 686.8505 | 0.0090336 | 453.352 | 6.164
| 453.7335 | 0 | 453.7335 | 0 | 453.467 | 0 | 453.467 | 17.1638 | 446.56 | 3.9922 | 453.7335 | 0.11261 | 446.56 | -0.0057175 | 446.56 | -0.0013262 | 453.467 | 0.00043592 | 453.467 | 0.00045128 | 453.7335 | 0 | 687.013 | 0.12769 | 687.013 | 0.016606 | 686.2659 | 0 | 687.013 | 0.010072 | 453.467 | 6.1381
| 453.8466 | 0.0062249 | 453.8466 | 0.015762 | 453.582 | 0.00053406 | 453.582 | 17.0856 | 446.78 | 3.9864 | 453.8466 | 0.1166 | 446.78 | -0.0046693 | 446.78 | -0.00025504 | 453.582 | 0.00020329 | 453.582 | 0.0002165 | 453.8466 | 0.034107 | 687.1756 | 0.12385 | 687.1756 | 0.018848 | 686.4286 | 0.0010433 | 687.1756 | 0.0098124 | 453.582 | 6.0994
| 453.9596 | 0 | 453.9596 | 0 | 453.6971 | 0 | 453.6971 | 17.0479 | 447 | 4.2093 | 453.9596 | 0.1142 | 447 | -0.00094161 | 447 | -0.0023974 | 453.6971 | 0.00042027 | 453.6971 | 0.00039626 | 453.9596 | 0 | 687.3381 | 0.13154 | 687.3381 | 0.024508 | 686.5913 | 0 | 687.3381 | 0.010383 | 453.6971 | 6.0527
| 454.0727 | 0.002409 | 454.0727 | 0.01366 | 453.8121 | 0.00024284 | 453.8121 | 16.9887 | 447.22 | 4.2029 | 454.0727 | 0.11223 | 447.22 | 0.0048828 | 447.22 | 0.0064783 | 453.8121 | 0.0002216 | 453.8121 | 0.00017976 | 454.0727 | 0.023736 | 687.5006 | 0.13736 | 687.5006 | 0.02659 | 686.754 | 0.00081146 | 687.5006 | 0.0093971 | 453.8121 | 6.004
| 454.1857 | 0 | 454.1857 | 0 | 453.9271 | 0 | 453.9271 | 16.928 | 447.44 | 4.4805 | 454.1857 | 0.1166 | 447.44 | 0.0086102 | 447.44 | 0.0096913 | 453.9271 | 0.00044854 | 453.9271 | 0.00037063 | 454.1857 | 0 | 687.6632 | 0.12476 | 687.6632 | 0.02611 | 686.9167 | 0 | 687.6632 | 0.01028 | 453.9271 | 5.9653
| 454.2987 | 0.0051842 | 454.2987 | 0.009282 | 454.0422 | 0.00082547 | 454.0422 | 16.7994 | 447.66 | 4.6234 | 454.2987 | 0.11877 | 447.66 | 0.0067465 | 447.66 | 0.0018873 | 454.0422 | 0.00023352 | 454.0422 | 0.00019088 | 454.2987 | 0.037103 | 687.8258 | 0.13633 | 687.8258 | 0.02029 | 687.0794 | 0.00034783 | 687.8258 | 0.0096047 | 454.0422 | 5.939
| 454.4118 | 0 | 454.4118 | 0 | 454.1572 | 0 | 454.1572 | 16.6936 | 447.89 | 4.7963 | 454.4118 | 0.1049 | 447.89 | -0.0037373 | 447.89 | 0.0018873 | 454.1572 | 0.00045833 | 454.1572 | 0.00046974 | 454.4118 | 0 | 687.9883 | 0.12949 | 687.9883 | 0.025362 | 687.2421 | 0 | 687.9883 | 0.010124 | 454.1572 | 5.9297
| 454.5248 | 0.010361 | 454.5248 | 0.0097198 | 454.2722 | 0.0011167 | 454.2722 | 16.5609 | 448.11 | 4.9541 | 454.5248 | 0.10819 | 448.11 | -0.0056011 | 448.11 | 0.006172 | 454.2722 | 0.00022783 | 454.2722 | 0.00029545 | 454.5248 | 0.050469 | 688.1509 | 0.14537 | 688.1509 | 0.025896 | 687.4049 | 0.0010433 | 688.1509 | 0.0090336 | 454.2722 | 5.9154
| 454.6378 | 0 | 454.6378 | 0 | 454.3873 | 0 | 454.3873 | 16.4869 | 448.33 | 5.0175 | 454.6378 | 0.10222 | 448.33 | 0.0020871 | 448.33 | -0.0016323 | 454.3873 | 0.00045619 | 454.3873 | 0.00054135 | 454.6378 | 0 | 688.3135 | 0.13593 | 688.3135 | 0.024134 | 687.5676 | 0 | 688.3135 | 0.0095528 | 454.3873 | 5.8999
| 454.7509 | 0.00032764 | 454.7509 | 0.0086549 | 454.5023 | 0.00024284 | 454.5023 | 16.3799 | 448.55 | 5.1158 | 454.7509 | 0.10781 | 448.55 | -0.0039703 | 448.55 | 0.0044887 | 454.5023 | 0.00023103 | 454.5023 | 0.00026229 | 454.7509 | 0.010799 | 688.4761 | 0.14633 | 688.4761 | 0.025042 | 687.7303 | 0.00057972 | 688.4761 | 0.0093451 | 454.5023 | 5.8568
| 454.8639 | 0 | 454.8639 | 0 | 454.6174 | 0 | 454.6174 | 16.3159 | 448.77 | 5.4152 | 454.8639 | 0.10809 | 448.77 | -0.00070865 | 448.77 | 0.00081613 | 454.6174 | 0.00047629 | 454.6174 | 0.00049179 | 454.8639 | 0 | 688.6387 | 0.13505 | 688.6387 | 0.024882 | 687.893 | 0 | 688.6387 | 0.010487 | 454.6174 | 5.8248
| 454.977 | 0.0039122 | 454.977 | 0.012785 | 454.7325 | 0 | 454.7325 | 16.2427 | 448.99 | 5.5109 | 454.977 | 0.11754 | 448.99 | 0.003485 | 448.99 | 0.006172 | 454.7325 | 0.00024561 | 454.7325 | 0.0002459 | 454.977 | 0.033646 | 688.8013 | 0.14779 | 688.8013 | 0.025629 | 688.0558 | 0.00034783 | 688.8013 | 0.010124 | 454.7325 | 5.7762
| 455.09 | 0 | 455.09 | 0 | 454.8475 | 0 | 454.8475 | 16.2005 | 449.21 | 5.731 | 455.09 | 0.10687 | 449.21 | -0.0021065 | 449.21 | -0.00025504 | 454.8475 | 0.00048198 | 454.8475 | 0.00045863 | 455.09 | 0 | 688.9639 | 0.15109 | 688.9639 | 0.019222 | 688.2185 | 0 | 688.9639 | 0.010903 | 454.8475 | 5.7392
| 455.2031 | 0.00055887 | 455.2031 | 0.014448 | 454.9626 | 0.00082547 | 454.9626 | 16.1087 | 449.44 | 5.7494 | 455.2031 | 0.11326 | 449.44 | -0.0030384 | 449.44 | 0.0047948 | 454.9626 | 0.00023637 | 454.9626 | 0.00021292 | 455.2031 | 0.025119 | 689.1265 | 0.14786 | 689.1265 | 0.024241 | 688.3813 | 0.00081146 | 689.1265 | 0.0098643 | 454.9626 | 5.6906
| 455.3161 | 0 | 455.3161 | 0 | 455.0777 | 0 | 455.0777 | 15.9749 | 449.66 | 6.0789 | 455.3161 | 0.11317 | 449.66 | -0.005368 | 449.66 | -0.010661 | 455.0777 | 0.00046704 | 455.0777 | 0.00041472 | 455.3161 | 0 | 689.2891 | 0.1587 | 689.2891 | 0.021197 | 688.544 | 0 | 689.2891 | 0.010487 | 455.0777 | 5.6548
| 455.4292 | 0.0019465 | 455.4292 | 0.009895 | 455.1928 | 0.00082547 | 455.1928 | 15.8192 | 449.88 | 6.1504 | 455.4292 | 0.12436 | 449.88 | -0.0095617 | 449.88 | -0.00607 | 455.1928 | 0.00023068 | 455.1928 | 0.0002018 | 455.4292 | 0.00086386 | 689.4517 | 0.16196 | 689.4517 | 0.023173 | 688.7068 | 0.00081146 | 689.4517 | 0.0092932 | 455.1928 | 5.6216
| 455.5422 | 0 | 455.5422 | 0 | 455.3079 | 0 | 455.3079 | 15.7152 | 450.1 | 6.3477 | 455.5422 | 0.1174 | 450.1 | -0.00082513 | 450.1 | -0.0063763 | 455.3079 | 0.00046882 | 455.3079 | 0.00039268 | 455.5422 | 0 | 689.6144 | 0.16441 | 689.6144 | 0.015698 | 688.8696 | 0 | 689.6144 | 0.01002 | 455.3079 | 5.5972
| 455.6553 | 0.0079802 | 455.6553 | 0.013222 | 455.423 | 0.00082547 | 455.423 | 15.638 | 450.32 | 6.496 | 455.6553 | 0.11486 | 450.32 | 0.0037179 | 450.32 | -0.0010202 | 455.423 | 0.00024028 | 455.423 | 0.00019088 | 455.6553 | 0.025811 | 689.777 | 0.16998 | 689.777 | 0.023493 | 689.0323 | 0.00057972 | 689.777 | 0.0093971 | 455.423 | 5.5594
| 455.7683 | 0 | 455.7683 | 0 | 455.538 | 0 | 455.538 | 15.5915 | 450.54 | 6.8247 | 455.7683 | 0.10969 | 450.54 | -0.0046693 | 450.54 | -0.01112 | 455.538 | 0.00045424 | 455.538 | 0.00042565 | 455.7683 | 0 | 689.9396 | 0.17539 | 689.9396 | 0.018581 | 689.1951 | 0 | 689.9396 | 0.010228 | 455.538 | 5.5264
| 455.8814 | 0.0084306 | 455.8814 | 0.0074402 | 455.6531 | 0.00082547 | 455.6531 | 15.5016 | 450.76 | 6.9085 | 455.8814 | 0.1174 | 450.76 | -0.0051353 | 450.76 | 0.00051009 | 455.6531 | 0.00021734 | 455.6531 | 0.00023478 | 455.8814 | 0.028576 | 690.1023 | 0.17693 | 690.1023 | 0.024401 | 689.3579 | 0.00034783 | 690.1023 | 0.0093971 | 455.6531 | 5.4814
| 455.9944 | 0 | 455.9944 | 0 | 455.7683 | 0 | 455.7683 | 15.4086 | 450.99 | 7.19 | 455.9944 | 0.10222 | 450.99 | -0.0046693 | 450.99 | -0.0014792 | 455.7683 | 0.00044588 | 455.7683 | 0.00048067 | 455.9944 | 0 | 690.2649 | 0.18433 | 690.2649 | 0.020343 | 689.5207 | 0 | 690.2649 | 0.0096047 | 455.7683 | 5.4501
| 456.1075 | 0.0088811 | 456.1075 | 0.012785 | 455.8834 | 0.00024284 | 455.8834 | 15.2581 | 451.21 | 7.3948 | 456.1075 | 0.12836 | 451.21 | 0.00068922 | 451.21 | 0.010916 | 455.8834 | 0.00023192 | 455.8834 | 0.0002459 | 456.1075 | 0.053465 | 690.4276 | 0.18132 | 690.4276 | 0.023547 | 689.6834 | 0.0010433 | 690.4276 | 0.0091375 | 455.8834 | 5.4018
| 456.2206 | 0 | 456.2206 | 0 | 455.9985 | 0 | 455.9985 | 15.1383 | 451.43 | 7.6105 | 456.2206 | 0.1166 | 451.43 | -0.0066496 | 451.43 | 0.0038766 | 455.9985 | 0.00046882 | 455.9985 | 0.0004477 | 456.2206 | 0 | 690.5902 | 0.18967 | 690.5902 | 0.022265 | 689.8463 | 0 | 690.5902 | 0.010124 | 455.9985 | 5.3628
| 456.3336 | 0.0063405 | 456.3336 | 0.013835 | 456.1136 | 0.00082547 | 456.1136 | 14.9831 | 451.65 | 7.7072 | 456.3336 | 0.12196 | 451.65 | -0.0028054 | 451.65 | 0.0015813 | 456.1136 | 0.00023814 | 456.1136 | 0.0002018 | 456.3336 | 0.034568 | 690.7529 | 0.19267 | 690.7529 | 0.028085 | 690.0091 | 0.00034783 | 690.7529 | 0.0097605 | 456.1136 | 5.317
| 456.4467 | 0 | 456.4467 | 0 | 456.2287 | 0 | 456.2287 | 14.8877 | 451.87 | 7.9753 | 456.4467 | 0.10419 | 451.87 | -0.0083969 | 451.87 | -0.012803 | 456.2287 | 0.00048571 | 456.2287 | 0.00035405 | 456.4467 | 0 | 690.9156 | 0.19201 | 690.9156 | 0.027711 | 690.1719 | 0 | 690.9156 | 0.010487 | 456.2287 | 5.2897
| 456.5598 | 0.0017152 | 456.5598 | 0.009282 | 456.3438 | 0.00053406 | 456.3438 | 14.7782 | 452.09 | 7.9977 | 456.5598 | 0.1253 | 452.09 | -0.0080475 | 452.09 | 0.0096913 | 456.3438 | 0.00024882 | 456.3438 | 0.00015225 | 456.5598 | 0.053234 | 691.0783 | 0.19311 | 691.0783 | 0.02958 | 690.3347 | 0.00081146 | 691.0783 | 0.0091375 | 456.3438 | 5.262
| 456.6728 | 0 | 456.6728 | 0 | 456.459 | 0 | 456.459 | 14.7137 | 452.32 | 8.3511 | 456.6728 | 0.11688 | 452.32 | -0.00035917 | 452.32 | -0.0077534 | 456.459 | 0.00048323 | 456.459 | 0.0003761 | 456.6728 | 0 | 691.241 | 0.19417 | 691.241 | 0.022052 | 690.4975 | 0 | 691.241 | 0.010072 | 456.459 | 5.2383
| 456.7859 | 0.0014839 | 456.7859 | 0.0030368 | 456.5741 | 0.00082547 | 456.5741 | 14.607 | 452.54 | 8.4889 | 456.7859 | 0.12022 | 452.54 | 0.003019 | 452.54 | -0.0037746 | 456.5741 | 0.00023565 | 456.5741 | 0.00022743 | 456.7859 | 0.05093 | 691.4036 | 0.19531 | 691.4036 | 0.024027 | 690.6603 | 0.0010433 | 691.4036 | 0.0093451 | 456.5741 | 5.1891
| 456.899 | 0 | 456.899 | 0 | 456.6892 | 0 | 456.6892 | 14.5119 | 452.76 | 8.7046 | 456.899 | 0.12718 | 452.76 | -0.012124 | 452.76 | -0.0063763 | 456.6892 | 0.00044712 | 456.6892 | 0.00044035 | 456.899 | 0 | 691.5663 | 0.2023 | 691.5663 | 0.022319 | 690.8232 | 0 | 691.5663 | 0.010643 | 456.6892 | 5.1382
| 457.0121 | 0.0048373 | 457.0121 | 0.021279 | 456.8044 | 0.00024284 | 456.8044 | 14.3805 | 452.98 | 8.9625 | 457.0121 | 0.11637 | 452.98 | -0.0030384 | 452.98 | 0.0051009 | 456.8044 | 0.00021485 | 456.8044 | 0.0002312 | 457.0121 | 0.042403 | 691.7291 | 0.20135 | 691.7291 | 0.023654 | 690.986 | 0.00034783 | 691.7291 | 0.0095009 | 456.8044 | 5.082
| 457.1251 | 0 | 457.1251 | 0 | 456.9195 | 0 | 456.9195 | 14.2684 | 453.2 | 9.132 | 457.1251 | 0.11731 | 453.2 | -0.0087464 | 453.2 | -0.0040807 | 456.9195 | 0.00041742 | 456.9195 | 0.00040738 | 457.1251 | 0 | 691.8918 | 0.20497 | 691.8918 | 0.017353 | 691.1488 | 0 | 691.8918 | 0.010124 | 456.9195 | 5.0477
| 457.2382 | 0.0047217 | 457.2382 | 0.010508 | 457.0347 | 0.00053406 | 457.0347 | 14.1334 | 453.42 | 9.2484 | 457.2382 | 0.12408 | 453.42 | 0.0026695 | 453.42 | -0.0033155 | 457.0347 | 0.00020542 | 457.0347 | 0.00019822 | 457.2382 | 0.025119 | 692.0545 | 0.20497 | 692.0545 | 0.025149 | 691.3117 | 0.00081146 | 692.0545 | 0.0090336 | 457.0347 | 5.0022
| 457.3513 | 0 | 457.3513 | 0 | 457.1498 | 0 | 457.1498 | 14.0288 | 453.65 | 9.608 | 457.3513 | 0.10861 | 453.65 | -0.0063001 | 453.65 | -0.0074475 | 457.1498 | 0.00044517 | 457.1498 | 0.00037421 | 457.3513 | 0 | 692.2172 | 0.2086 | 692.2172 | 0.024027 | 691.4745 | 0 | 692.2172 | 0.010072 | 457.1498 | 4.965
| 457.4644 | 0.0047217 | 457.4644 | 0.020228 | 457.265 | 0.00053406 | 457.265 | 13.8794 | 453.87 | 9.769 | 457.4644 | 0.11303 | 453.87 | -0.0038538 | 453.87 | -0.0062227 | 457.265 | 0.00024437 | 457.265 | 0.00019445 | 457.4644 | 0.03065 | 692.3799 | 0.21614 | 692.3799 | 0.030488 | 691.6374 | 0.00081146 | 692.3799 | 0.0093451 | 457.265 | 4.9067
| 457.5774 | 0 | 457.5774 | 0 | 457.3802 | 0 | 457.3802 | 13.7337 | 454.09 | 10.0249 | 457.5774 | 0.11891 | 454.09 | 0.00080569 | 454.09 | -0.0076005 | 457.3802 | 0.00045957 | 457.3802 | 0.00037421 | 457.5774 | 0 | 692.5426 | 0.20801 | 692.5426 | 0.026964 | 691.8003 | 0 | 692.5426 | 0.010124 | 457.3802 | 4.8558
| 457.6905 | 0 | 457.6905 | 0.0068328 | 457.4953 | 0.00082547 | 457.4953 | 13.5564 | 454.31 | 10.1777 | 457.6905 | 0.12036 | 454.31 | 0.0037179 | 454.31 | -0.0036216 | 457.4953 | 0.00021769 | 457.4953 | 0.00018353 | 457.6905 | 0.03065 | 692.7054 | 0.22189 | 692.7054 | 0.028726 | 691.9631 | 0.00034783 | 692.7054 | 0.0093451 | 457.4953 | 4.7925
| 457.8036 | 0 | 457.8036 | 0.0024351 | 457.6105 | 0 | 457.6105 | 13.4369 | 454.53 | 10.3135 | 457.8036 | 0.11303 | 454.53 | 0.0016211 | 454.53 | -0.0057639 | 457.6105 | 0.00043343 | 457.6105 | 0.00040738 | 457.8036 | 0 | 692.8681 | 0.21823 | 692.8681 | 0.032677 | 692.126 | 0 | 692.8681 | 0.0099682 | 457.6105 | 4.7471
| 457.9167 | 0.0074653 | 457.9167 | 0.010771 | 457.7257 | 0 | 457.7257 | 13.2939 | 454.75 | 10.6024 | 457.9167 | 0.12554 | 454.75 | 0.0011552 | 454.75 | 0.0035706 | 457.7257 | 0.00022143 | 457.7257 | 0.00022385 | 457.9167 | 0.027654 | 693.0309 | 0.22441 | 693.0309 | 0.030114 | 692.2889 | 0.00081146 | 693.0309 | 0.0096567 | 457.7257 | 4.7
| 458.0298 | 0 | 458.0298 | 0 | 457.8408 | 0 | 457.8408 | 13.1874 | 454.98 | 10.7929 | 458.0298 | 0.1158 | 454.98 | 0.0026695 | 454.98 | 0.011834 | 457.8408 | 0.00046331 | 457.8408 | 0.00048067 | 458.0298 | 0 | 693.1936 | 0.22397 | 693.1936 | 0.023654 | 692.4517 | 0 | 693.1936 | 0.010591 | 457.8408 | 4.6679
| 458.1429 | 0.0097821 | 458.1429 | 0.014273 | 457.956 | 0.00082547 | 457.956 | 13.0654 | 455.2 | 10.9495 | 458.1429 | 0.12676 | 455.2 | 0.00045625 | 455.2 | -0.00056109 | 457.956 | 0.00024668 | 457.956 | 0.00026059 | 458.1429 | 0.030189 | 693.3564 | 0.2362 | 693.3564 | 0.031289 | 692.6146 | 0.0012752 | 693.3564 | 0.0097086 | 457.956 | 4.6303
| 458.256 | 0 | 458.256 | 0 | 458.0712 | 0 | 458.0712 | 12.9837 | 455.42 | 11.251 | 458.256 | 0.11928 | 455.42 | -0.0011746 | 455.42 | -0.0043867 | 458.0712 | 0.00047736 | 458.0712 | 0.00044582 | 458.256 | 0 | 693.5192 | 0.22251 | 693.5192 | 0.021945 | 692.7775 | 0 | 693.5192 | 0.01028 | 458.0712 | 4.5999
| 458.3691 | 0.003681 | 458.3691 | 0.013835 | 458.1864 | 0.00053406 | 458.1864 | 12.8504 | 455.64 | 11.3813 | 458.3691 | 0.12554 | 455.64 | -0.0001262 | 455.64 | -0.0010202 | 458.1864 | 0.0002385 | 458.1864 | 0.00018899 | 458.3691 | 0.028115 | 693.6819 | 0.23591 | 693.6819 | 0.034439 | 692.9404 | 0.0010433 | 693.6819 | 0.0093451 | 458.1864 | 4.5529
| 458.4822 | 0 | 458.4822 | 0 | 458.3016 | 0 | 458.3016 | 12.702 | 455.86 | 11.4439 | 458.4822 | 0.12464 | 455.86 | -0.016551 | 455.86 | -0.007294 | 458.3016 | 0.00045708 | 458.3016 | 0.00040926 | 458.4822 | 0 | 693.8447 | 0.22914 | 693.8447 | 0.02344 | 693.1033 | 0 | 693.8447 | 0.010435 | 458.3016 | 4.4991
| 458.5953 | 0.0061092 | 458.5953 | 0.0091069 | 458.4168 | 0.0011167 | 458.4168 | 12.502 | 456.09 | 11.6774 | 458.5953 | 0.11942 | 456.09 | -0.0040868 | 456.09 | 0.0075495 | 458.4168 | 0.00022516 | 458.4168 | 0.00022743 | 458.5953 | 0.015118 | 694.0075 | 0.23964 | 694.0075 | 0.025522 | 693.2663 | 0.00081146 | 694.0075 | 0.009449 | 458.4168 | 4.433
| 458.7084 | 0 | 458.7084 | 0 | 458.532 | 0 | 458.532 | 12.3355 | 456.31 | 12.0466 | 458.7084 | 0.12568 | 456.31 | -0.002689 | 456.31 | -0.00025504 | 458.532 | 0.00045086 | 458.532 | 0.00048444 | 458.7084 | 0 | 694.1703 | 0.23313 | 694.1703 | 0.029954 | 693.4292 | 0 | 694.1703 | 0.010072 | 458.532 | 4.3745
| 458.8215 | 0.0027559 | 458.8215 | 0.0063773 | 458.6472 | 0.00082547 | 458.6472 | 12.1736 | 456.53 | 12.2698 | 458.8215 | 0.12502 | 456.53 | 0.003019 | 456.53 | 0.0043357 | 458.6472 | 0.00023228 | 458.6472 | 0.00026059 | 458.8215 | 0.047012 | 694.3331 | 0.24063 | 694.3331 | 0.021144 | 693.5921 | 0.00081146 | 694.3331 | 0.009449 | 458.6472 | 4.3332
| 458.9346 | 0.0028954 | 458.9346 | 0 | 458.7625 | 0 | 458.7625 | 12.0849 | 456.75 | 12.243 | 458.9346 | 0.10555 | 456.75 | -0.006999 | 456.75 | -0.00040807 | 458.7625 | 0.00046419 | 458.7625 | 0.0004477 | 458.9346 | 0 | 694.4959 | 0.24934 | 694.4959 | 0.025736 | 693.755 | 0 | 694.4959 | 0.01028 | 458.7625 | 4.3008
| 459.0477 | 0.0050685 | 459.0477 | 0.015674 | 458.8777 | 0.00053406 | 458.8777 | 11.9946 | 456.97 | 12.4845 | 459.0477 | 0.13264 | 456.97 | -0.0011746 | 456.97 | 5.1009e-05 | 458.8777 | 0.00023565 | 458.8777 | 0.00019445 | 459.0477 | 0.012527 | 694.6587 | 0.24012 | 694.6587 | 0.033051 | 693.918 | 0.00081146 | 694.6587 | 0.0097605 | 458.8777 | 4.2712
| 459.1608 | 0 | 459.1608 | 0 | 458.9929 | 0 | 458.9929 | 11.9406 | 457.19 | 12.7695 | 459.1608 | 0.12314 | 457.19 | -0.0021065 | 457.19 | 0.015047 | 458.9929 | 0.00045868 | 458.9929 | 0.00039626 | 459.1608 | 0 | 694.8215 | 0.25238 | 694.8215 | 0.027124 | 694.0809 | 0 | 694.8215 | 0.010747 | 458.9929 | 4.2389
| 459.2739 | 0.0077227 | 459.2739 | 0.011121 | 459.1081 | 0.00082547 | 459.1081 | 11.8241 | 457.42 | 12.849 | 459.2739 | 0.12902 | 457.42 | -0.0042033 | 457.42 | -0.007141 | 459.1081 | 0.00022481 | 459.1081 | 0.00020557 | 459.2739 | 0.032033 | 694.9843 | 0.2533 | 694.9843 | 0.036521 | 694.2438 | 0.00057972 | 694.9843 | 0.010435 | 459.1081 | 4.1933
| 459.387 | 0 | 459.387 | 0 | 459.2234 | 0 | 459.2234 | 11.7095 | 457.64 | 13.0382 | 459.387 | 0.1277 | 457.64 | 0.0072128 | 457.64 | 0.00020403 | 459.2234 | 0.00045708 | 459.2234 | 0.00041472 | 459.387 | 0 | 695.1472 | 0.25754 | 695.1472 | 0.025736 | 694.4068 | 0 | 695.1472 | 0.011058 | 459.2234 | 4.15
| 459.5001 | 0.012099 | 459.5001 | 0.010595 | 459.3386 | 0.0011167 | 459.3386 | 11.5391 | 457.86 | 13.2237 | 459.5001 | 0.12756 | 457.86 | -0.0031549 | 457.86 | -0.0069881 | 459.3386 | 0.0002369 | 459.3386 | 0.00021292 | 459.5001 | 0.028576 | 695.31 | 0.25019 | 695.31 | 0.028192 | 694.5697 | 0.00081146 | 695.31 | 0.0097086 | 459.3386 | 4.0934
| 459.6132 | 0 | 459.6132 | 0 | 459.4538 | 0 | 459.4538 | 11.4072 | 458.08 | 13.4442 | 459.6132 | 0.12864 | 458.08 | -0.0093286 | 458.08 | -0.0076005 | 459.4538 | 0.00047167 | 459.4538 | 0.00042942 | 459.6132 | 0 | 695.4728 | 0.25699 | 695.4728 | 0.030061 | 694.7327 | 0 | 695.4728 | 0.01028 | 459.4538 | 4.0475
| 459.7263 | 0.0010214 | 459.7263 | 0.0080475 | 459.5691 | 0.00024284 | 459.5691 | 11.2586 | 458.3 | 13.3962 | 459.7263 | 0.13024 | 458.3 | -0.010494 | 458.3 | -0.0082122 | 459.5691 | 0.00024259 | 459.5691 | 0.00022027 | 459.7263 | 0.029037 | 695.6357 | 0.25011 | 695.6357 | 0.034172 | 694.8957 | 0.00034783 | 695.6357 | 0.0097086 | 459.5691 | 3.9945
| 459.8395 | 0 | 459.8395 | 0 | 459.6843 | 0 | 459.6843 | 11.1512 | 458.53 | 13.6357 | 459.8395 | 0.12544 | 458.53 | 0.0029025 | 458.53 | 0.0026524 | 459.6843 | 0.00045086 | 459.6843 | 0.00045505 | 459.8395 | 0 | 695.7985 | 0.25297 | 695.7985 | 0.035187 | 695.0586 | 0 | 695.7985 | 0.011058 | 459.6843 | 3.9462
| 459.9526 | 0.0033341 | 459.9526 | 0.0097198 | 459.7996 | 0.00024284 | 459.7996 | 11.0241 | 458.75 | 13.8157 | 459.9526 | 0.13729 | 458.75 | -0.0033879 | 458.75 | 0.0044887 | 459.7996 | 0.00021609 | 459.7996 | 0.00023855 | 459.9526 | 0.021598 | 695.9614 | 0.26421 | 695.9614 | 0.037376 | 695.2216 | 0.00081146 | 695.9614 | 0.010124 | 459.7996 | 3.9038
| 460.0657 | 0 | 460.0657 | 0 | 459.9149 | 0 | 459.9149 | 10.9218 | 458.97 | 13.8696 | 460.0657 | 0.13212 | 458.97 | -0.00024269 | 458.97 | -0.015404 | 459.9149 | 0.00044517 | 459.9149 | 0.00041472 | 460.0657 | 0 | 696.1242 | 0.26271 | 696.1242 | 0.027765 | 695.3846 | 0 | 696.1242 | 0.011058 | 459.9149 | 3.8638
| 460.1788 | 0.0049529 | 460.1788 | 0.016813 | 460.0301 | 0.0011167 | 460.0301 | 10.7815 | 459.19 | 14.0159 | 460.1788 | 0.13517 | 459.19 | 0.0011552 | 459.19 | 0.0012752 | 460.0301 | 0.00029363 | 460.0301 | 0.00023666 | 460.1788 | 0.026732 | 696.2871 | 0.26311 | 696.2871 | 0.035507 | 695.5476 | 0.00034783 | 696.2871 | 0.010591 | 460.0301 | 3.8176
| 460.2919 | 0 | 460.2919 | 0 | 460.1454 | 0.00024284 | 460.1454 | 10.6352 | 459.41 | 14.1884 | 460.2919 | 0.13851 | 459.41 | -0.0046693 | 459.41 | 0.0024994 | 460.1454 | 0.00033081 | 460.1454 | 0.00029168 | 460.2919 | 0.0033881 | 696.45 | 0.27157 | 696.45 | 0.035881 | 695.7106 | 0 | 696.45 | 0.010799 | 460.1454 | 3.7637
| 460.4051 | 0 | 460.4051 | 0.0054663 | 460.2607 | 0.00053406 | 460.2607 | 10.4822 | 459.64 | 14.4528 | 460.4051 | 0.14448 | 459.64 | -0.0059506 | 459.64 | -0.010049 | 460.2607 | 0.00016594 | 460.2607 | 0.0001302 | 460.4051 | 0 | 696.6128 | 0.27995 | 696.6128 | 0.029687 | 695.8736 | 0.00011594 | 696.6128 | 0.010591 | 460.2607 | 3.7128
| 460.5182 | 0 | 460.5182 | 0 | 460.3759 | 0.00024284 | 460.3759 | 10.3208 | 459.86 | 14.4429 | 460.5182 | 0.14091 | 459.86 | -0.0072322 | 459.86 | 0.011528 | 460.3759 | 0.00014868 | 460.3759 | 0.00011381 | 460.5182 | 0.0051184 | 696.7757 | 0.2787 | 696.7757 | 0.035774 | 696.0366 | 7.7296e-05 | 696.7757 | 0.01002 | 460.3759 | 3.6623
| 460.6313 | 0.0014839 | 460.6313 | 0.007592 | 460.4912 | 0 | 460.4912 | 10.2107 | 460.08 | 14.4695 | 460.6313 | 0.13743 | 460.08 | -9.7074e-06 | 460.08 | 0.00035706 | 460.4912 | 0.00016113 | 460.4912 | 8.6299e-05 | 460.6313 | 0 | 696.9386 | 0.29035 | 696.9386 | 0.030435 | 696.1996 | 0.00034783 | 696.9386 | 0.010435 | 460.4912 | 3.6257
| 460.7444 | 0 | 460.7444 | 0 | 460.6065 | 0.00024284 | 460.6065 | 10.0895 | 460.3 | 14.4627 | 460.7444 | 0.13865 | 460.3 | 0.0029025 | 460.3 | -0.0040807 | 460.6065 | 0.00013037 | 460.6065 | 0.00010458 | 460.7444 | 0 | 697.1015 | 0.28581 | 697.1015 | 0.048802 | 696.3626 | 0 | 697.1015 | 0.0099682 | 460.6065 | 3.5869
| 460.8576 | 0.0050685 | 460.8576 | 0.012785 | 460.7218 | 0.00024284 | 460.7218 | 10.0215 | 460.53 | 14.5797 | 460.8576 | 0.14773 | 460.53 | -0.0001262 | 460.53 | -0.0046928 | 460.7218 | 0.00013784 | 460.7218 | 0.00015225 | 460.8576 | 0 | 697.2644 | 0.2876 | 697.2644 | 0.038017 | 696.5256 | 0.00034783 | 697.2644 | 0.01028 | 460.7218 | 3.5681
| 460.9707 | 0 | 460.9707 | 0 | 460.8371 | 0 | 460.8371 | 9.9135 | 460.75 | 14.6594 | 460.9707 | 0.14223 | 460.75 | 0.0018541 | 460.75 | -0.0019383 | 460.8371 | 0.00014068 | 460.8371 | 0.00016695 | 460.9707 | 0 | 697.4273 | 0.28873 | 697.4273 | 0.034439 | 696.6886 | 0 | 697.4273 | 0.0097605 | 460.8371 | 3.5397
| 461.0839 | 0.0059936 | 461.0839 | 0.0080475 | 460.9524 | 0.00053406 | 460.9524 | 9.8335 | 460.97 | 14.6431 | 461.0839 | 0.13785 | 460.97 | -0.0012911 | 460.97 | 0.0018873 | 460.9524 | 0.00016469 | 460.9524 | 0.00021104 | 461.0839 | 0.0086391 | 697.5902 | 0.28493 | 697.5902 | 0.029207 | 696.8517 | 0.00011594 | 697.5902 | 0.010176 | 460.9524 | 3.5163
| 461.197 | 0 | 461.197 | 0 | 461.0677 | 0 | 461.0677 | 9.7105 | 461.19 | 14.5325 | 461.197 | 0.14011 | 461.19 | 0.0023201 | 461.19 | -0.0043867 | 461.0677 | 0.00016611 | 461.0677 | 0.00015602 | 461.197 | 0.011174 | 697.7531 | 0.28873 | 697.7531 | 0.042235 | 697.0147 | 0 | 697.7531 | 0.0098124 | 461.0677 | 3.4753
| 461.3101 | 0.0021778 | 461.3101 | 0.016813 | 461.183 | 0 | 461.183 | 9.6152 | 461.41 | 14.6996 | 461.3101 | 0.13795 | 461.41 | 0.0015046 | 461.41 | 0.0069371 | 461.183 | 0.00016149 | 461.183 | 0.00013943 | 461.3101 | 0 | 697.9161 | 0.29166 | 697.9161 | 0.034386 | 697.1777 | 0.00034783 | 697.9161 | 0.010383 | 461.183 | 3.4384
| 461.4233 | 0 | 461.4233 | 0 | 461.2983 | 0.00024284 | 461.2983 | 9.4888 | 461.64 | 14.5053 | 461.4233 | 0.14651 | 461.64 | -0.00082513 | 461.64 | -0.01265 | 461.2983 | 0.00015402 | 461.2983 | 7.3486e-05 | 461.4233 | 0 | 698.079 | 0.29668 | 698.079 | 0.046666 | 697.3408 | 7.7296e-05 | 698.079 | 0.01002 | 461.2983 | 3.3949
| 461.5364 | 0 | 461.5364 | 0.0072883 | 461.4136 | 0 | 461.4136 | 9.3922 | 461.86 | 14.5753 | 461.5364 | 0.14368 | 461.86 | -0.017133 | 461.86 | -0.014027 | 461.4136 | 0.00014282 | 461.4136 | 9.7228e-05 | 461.5364 | 0 | 698.2419 | 0.30162 | 698.2419 | 0.036628 | 697.5038 | 0.00034783 | 698.2419 | 0.010591 | 461.4136 | 3.3625
| 461.6496 | 0 | 461.6496 | 0 | 461.529 | 0.00024284 | 461.529 | 9.2687 | 462.08 | 14.5186 | 461.6496 | 0.14961 | 462.08 | 0.0018541 | 462.08 | 0.0015813 | 461.529 | 0.00015117 | 461.529 | 0.0001155 | 461.6496 | 0 | 698.4049 | 0.31403 | 698.4049 | 0.042448 | 697.6669 | 7.7296e-05 | 698.4049 | 0.010176 | 461.529 | 3.3249
| 461.7627 | 0 | 461.7627 | 0.015149 | 461.6443 | 0 | 461.6443 | 9.189 | 462.3 | 14.3596 | 461.7627 | 0.14477 | 462.3 | -0.0011746 | 462.3 | -0.00025504 | 461.6443 | 0.00015153 | 461.6443 | 0.00015225 | 461.7627 | 0 | 698.5678 | 0.30839 | 698.5678 | 0.037643 | 697.83 | 0.00011594 | 698.5678 | 0.010228 | 461.6443 | 3.2912
| 461.8759 | 0 | 461.8759 | 0 | 461.7596 | 0 | 461.7596 | 9.0855 | 462.53 | 14.2361 | 461.8759 | 0.14547 | 462.53 | -0.0028054 | 462.53 | 0.0031115 | 461.7596 | 0.0001606 | 461.7596 | 0.00013585 | 461.8759 | 0 | 698.7307 | 0.31637 | 698.7307 | 0.057612 | 697.993 | 7.7296e-05 | 698.7307 | 0.0093971 | 461.7596 | 3.2536
| 461.989 | 0.0026402 | 461.989 | 0.013835 | 461.875 | 0.00024284 | 461.875 | 9.0018 | 462.75 | 14.0585 | 461.989 | 0.14063 | 462.75 | -0.0011746 | 462.75 | 0.0067842 | 461.875 | 0.00016772 | 461.875 | 0.00014867 | 461.989 | 0 | 698.8937 | 0.3256 | 698.8937 | 0.03492 | 698.1561 | 0.00011594 | 698.8937 | 0.010072 | 461.875 | 3.2227
| 462.1022 | 0 | 462.1022 | 0 | 461.9903 | 0.00082547 | 461.9903 | 8.8674 | 462.97 | 14.136 | 462.1022 | 0.14025 | 462.97 | -0.0049022 | 462.97 | 0.011528 | 461.9903 | 0.0001494 | 461.9903 | 0.00011739 | 462.1022 | 0.0051184 | 699.0567 | 0.32187 | 699.0567 | 0.05019 | 698.3192 | 0 | 699.0567 | 0.0098643 | 461.9903 | 3.1865
| 462.2153 | 0.0010214 | 462.2153 | 0.014536 | 462.1056 | 0.00053406 | 462.1056 | 8.7601 | 463.19 | 14.1513 | 462.2153 | 0.14599 | 463.19 | -0.005368 | 463.19 | -0.0089776 | 462.1056 | 0.00016772 | 462.1056 | 0.00011739 | 462.2153 | 0 | 699.2196 | 0.33559 | 699.2196 | 0.043196 | 698.4823 | 0.00011594 | 699.2196 | 0.011007 | 462.1056 | 3.1559
| 462.3285 | 0.0005791 | 462.3285 | 0 | 462.221 | 0 | 462.221 | 8.6212 | 463.41 | 13.8702 | 462.3285 | 0.14279 | 463.41 | -0.002223 | 463.41 | -0.0077534 | 462.221 | 0.00015616 | 462.221 | 0.00012662 | 462.3285 | 0 | 699.3826 | 0.3431 | 699.3826 | 0.062685 | 698.6453 | 0 | 699.3826 | 0.010539 | 462.221 | 3.1143
| 462.4416 | 0.0039122 | 462.4416 | 0.009895 | 462.3363 | 0.00024284 | 462.3363 | 8.5297 | 463.64 | 13.9015 | 462.4416 | 0.14439 | 463.64 | -0.0060669 | 463.64 | -0.0022444 | 462.3363 | 0.00019422 | 462.3363 | 0.00015225 | 462.4416 | 0 | 699.5456 | 0.32776 | 699.5456 | 0.048001 | 698.8084 | 0 | 699.5456 | 0.010955 | 462.3363 | 3.0878
| 462.5548 | 0 | 462.5548 | 0 | 462.4517 | 0 | 462.4517 | 8.4292 | 463.86 | 13.5207 | 462.5548 | 0.15534 | 463.86 | -0.001757 | 463.86 | 0.0014282 | 462.4517 | 0.00016558 | 462.4517 | 0.00015413 | 462.5548 | 0 | 699.7086 | 0.33105 | 699.7086 | 0.061296 | 698.9715 | 7.7296e-05 | 699.7086 | 0.0099682 | 462.4517 | 3.059
| 462.668 | 0.0056467 | 462.668 | 0.0074402 | 462.567 | 0 | 462.567 | 8.3729 | 464.08 | 13.7253 | 462.668 | 0.14199 | 464.08 | -0.0065332 | 464.08 | 5.1009e-05 | 462.567 | 0.00016558 | 462.567 | 0.00016506 | 462.668 | 0 | 699.8715 | 0.33508 | 699.8715 | 0.048428 | 699.1346 | 0.00011594 | 699.8715 | 0.010435 | 462.567 | 3.0408
| 462.7811 | 0 | 462.7811 | 0 | 462.6824 | 0 | 462.6824 | 8.2749 | 464.3 | 13.4305 | 462.7811 | 0.14143 | 464.3 | -0.0060669 | 464.3 | 0.0021933 | 462.6824 | 0.00013321 | 462.6824 | 0.00017618 | 462.7811 | 0 | 700.0345 | 0.33545 | 700.0345 | 0.061777 | 699.2977 | 7.7296e-05 | 700.0345 | 0.010332 | 462.6824 | 3.0101
| 462.8943 | 0 | 462.8943 | 0 | 462.7978 | 0 | 462.7978 | 8.1902 | 464.53 | 13.4313 | 462.8943 | 0.15027 | 464.53 | -0.0033879 | 464.53 | 0.0026524 | 462.7978 | 0.00014335 | 462.7978 | 0.00020727 | 462.8943 | 0 | 700.1975 | 0.33127 | 700.1975 | 0.041754 | 699.4609 | 0.00011594 | 700.1975 | 0.011266 | 462.7978 | 2.9829
| 463.0075 | 0 | 463.0075 | 0 | 462.9131 | 0.00024284 | 462.9131 | 8.0643 | 464.75 | 12.9539 | 463.0075 | 0.14119 | 464.75 | 0.0038344 | 464.75 | -0.0017853 | 462.9131 | 0.00014619 | 462.9131 | 0.00018541 | 463.0075 | 0 | 700.3606 | 0.33999 | 700.3606 | 0.059054 | 699.624 | 7.7296e-05 | 700.3606 | 0.010643 | 462.9131 | 2.9499
| 463.1206 | 0.0056467 | 463.1206 | 0.011559 | 463.0285 | 0.00024284 | 463.0285 | 7.9769 | 464.97 | 12.8851 | 463.1206 | 0.14679 | 464.97 | -0.01096 | 464.97 | -0.00056109 | 463.0285 | 0.00015562 | 463.0285 | 0.00018541 | 463.1206 | 0 | 700.5236 | 0.35467 | 700.5236 | 0.068184 | 699.7871 | 0.00034783 | 700.5236 | 0.010903 | 463.0285 | 2.9228
| 463.2338 | 0 | 463.2338 | 0 | 463.1439 | 0.00053406 | 463.1439 | 7.8704 | 465.19 | 12.7017 | 463.2338 | 0.13729 | 465.19 | 0.0075623 | 465.19 | -0.0049988 | 463.1439 | 0.0001606 | 463.1439 | 0.00012285 | 463.2338 | 0 | 700.6866 | 0.36463 | 700.6866 | 0.065247 | 699.9502 | 7.7296e-05 | 700.6866 | 0.0099162 | 463.1439 | 2.8937
| 463.347 | 9.6336e-05 | 463.347 | 0.018564 | 463.2593 | 0 | 463.2593 | 7.8049 | 465.42 | 12.4016 | 463.347 | 0.13621 | 465.42 | -0.002223 | 465.42 | -0.0080593 | 463.2593 | 0.00015651 | 463.2593 | 8.253e-05 | 463.347 | 0 | 700.8496 | 0.36569 | 700.8496 | 0.071174 | 700.1134 | 0.00011594 | 700.8496 | 0.01028 | 463.2593 | 2.8728
| 463.4601 | 0 | 463.4601 | 0 | 463.3747 | 0.00024284 | 463.3747 | 7.7116 | 465.64 | 12.2991 | 463.4601 | 0.12516 | 465.64 | -0.00035917 | 465.64 | 0.0083142 | 463.3747 | 0.0001622 | 463.3747 | 0.00010458 | 463.4601 | 0.010309 | 701.0126 | 0.37374 | 701.0126 | 0.057185 | 700.2765 | 0.00054107 | 701.0126 | 0.0098124 | 463.3747 | 2.8491
| 463.5733 | 0.0065643 | 463.5733 | 0.015061 | 463.4901 | 0 | 463.4901 | 7.6433 | 465.86 | 12.0273 | 463.5733 | 0.14477 | 465.86 | -0.0040868 | 465.86 | -0.0048458 | 463.4901 | 0.00017216 | 463.4901 | 0.00015055 | 463.5733 | 0 | 701.1757 | 0.37696 | 701.1757 | 0.057452 | 700.4397 | 0.00011594 | 701.1757 | 0.010383 | 463.4901 | 2.8259
| 463.6865 | 0 | 463.6865 | 0 | 463.6055 | 0 | 463.6055 | 7.5441 | 466.08 | 11.6739 | 463.6865 | 0.14839 | 466.08 | -0.0075817 | 466.08 | -0.0062227 | 463.6055 | 0.00016149 | 463.6055 | 0.00017429 | 463.6865 | 0 | 701.3387 | 0.38147 | 701.3387 | 0.073684 | 700.6028 | 0 | 701.3387 | 0.0098643 | 463.6055 | 2.799
| 463.7997 | 0 | 463.7997 | 0.01944 | 463.7209 | 0 | 463.7209 | 7.4619 | 466.31 | 11.6376 | 463.7997 | 0.15266 | 466.31 | -0.006999 | 466.31 | -0.0028565 | 463.7209 | 0.00015527 | 463.7209 | 0.00011381 | 463.7997 | 0 | 701.5018 | 0.37524 | 701.5018 | 0.067223 | 700.766 | 0.00034783 | 701.5018 | 0.010695 | 463.7209 | 2.7752
| 463.9129 | 0 | 463.9129 | 0 | 463.8363 | 0.00024284 | 463.8363 | 7.3521 | 466.53 | 11.3527 | 463.9129 | 0.14477 | 466.53 | -0.0001262 | 466.53 | 0.0087736 | 463.8363 | 0.00014157 | 463.8363 | 8.6299e-05 | 463.9129 | 0.0033881 | 701.6648 | 0.38729 | 701.6648 | 0.071228 | 700.9291 | 7.7296e-05 | 701.6648 | 0.010435 | 463.8363 | 2.7498
| 464.026 | 0 | 464.026 | 0.00577 | 463.9517 | 0 | 463.9517 | 7.2758 | 466.75 | 11.0972 | 464.026 | 0.13771 | 466.75 | -0.0045528 | 466.75 | 0.0017343 | 463.9517 | 0.00014691 | 463.9517 | 8.4415e-05 | 464.026 | 0 | 701.8279 | 0.39369 | 701.8279 | 0.069466 | 701.0923 | 0.00011594 | 701.8279 | 0.010903 | 463.9517 | 2.7267
| 464.1392 | 0 | 464.1392 | 0 | 464.0671 | 0.00024284 | 464.0671 | 7.1885 | 466.97 | 10.6793 | 464.1392 | 0.15614 | 466.97 | -0.0061837 | 466.97 | -0.0023974 | 464.0671 | 0.00015313 | 464.0671 | 8.253e-05 | 464.1392 | 0.0094437 | 701.9909 | 0.39402 | 701.9909 | 0.073577 | 701.2555 | 0 | 701.9909 | 0.010176 | 464.0671 | 2.6925
| 464.2524 | 0.00079017 | 464.2524 | 0.009895 | 464.1825 | 0 | 464.1825 | 7.1344 | 467.2 | 10.5548 | 464.2524 | 0.14702 | 467.2 | -0.0051353 | 467.2 | -0.010049 | 464.1825 | 0.00014531 | 464.1825 | 9.7228e-05 | 464.2524 | 0 | 702.154 | 0.39911 | 702.154 | 0.057345 | 701.4186 | 0 | 702.154 | 0.010799 | 464.1825 | 2.6696
| 464.3656 | 0 | 464.3656 | 0 | 464.2979 | 0.00024284 | 464.2979 | 7.0512 | 467.42 | 10.2763 | 464.3656 | 0.14787 | 467.42 | -0.0011746 | 467.42 | 0.0093854 | 464.2979 | 0.00014495 | 464.2979 | 0.00012662 | 464.3656 | 0 | 702.3171 | 0.39135 | 702.3171 | 0.077261 | 701.5818 | 0 | 702.3171 | 0.010487 | 464.2979 | 2.6444
| 464.4788 | 0.0026402 | 464.4788 | 0.0072883 | 464.4134 | 0 | 464.4134 | 6.9846 | 467.64 | 10.1627 | 464.4788 | 0.1513 | 467.64 | -0.0021065 | 467.64 | -0.00607 | 464.4134 | 0.00014868 | 464.4134 | 0.00017071 | 464.4788 | 0 | 702.4802 | 0.39827 | 702.4802 | 0.066582 | 701.745 | 0.00011594 | 702.4802 | 0.010747 | 464.4134 | 2.6379
| 464.592 | 0 | 464.592 | 0 | 464.5288 | 0 | 464.5288 | 6.892 | 467.86 | 9.7251 | 464.592 | 0.15201 | 467.86 | 0.0072128 | 467.86 | 0.0032646 | 464.5288 | 0.00015242 | 464.5288 | 0.00015225 | 464.592 | 0 | 702.6432 | 0.40621 | 702.6432 | 0.076193 | 701.9082 | 7.7296e-05 | 702.6432 | 0.0099682 | 464.5288 | 2.6191
| 464.7052 | 0 | 464.7052 | 0.0097198 | 464.6442 | 0 | 464.6442 | 6.8308 | 468.09 | 9.6774 | 464.7052 | 0.15196 | 468.09 | -0.0067659 | 468.09 | -0.005917 | 464.6442 | 0.00013908 | 464.6442 | 0.00013755 | 464.7052 | 0 | 702.8063 | 0.42331 | 702.8063 | 0.068238 | 702.0714 | 0.00011594 | 702.8063 | 0.010176 | 464.6442 | 2.605
| 464.8184 | 0 | 464.8184 | 0 | 464.7597 | 0 | 464.7597 | 6.7479 | 468.31 | 9.3542 | 464.8184 | 0.1473 | 468.31 | -0.0075817 | 468.31 | -0.0007141 | 464.7597 | 0.00014317 | 464.7597 | 0.0001155 | 464.8184 | 0.0029557 | 702.9694 | 0.41939 | 702.9694 | 0.079877 | 702.2346 | 0 | 702.9694 | 0.0099162 | 464.7597 | 2.5829
| 464.9316 | 0.0031028 | 464.9316 | 0.010158 | 464.8751 | 0.00053406 | 464.8751 | 6.6771 | 468.53 | 9.2688 | 464.9316 | 0.15107 | 468.53 | -0.006999 | 468.53 | -0.0062227 | 464.8751 | 0.00016274 | 464.8751 | 0.00012116 | 464.9316 | 0 | 703.1325 | 0.43385 | 703.1325 | 0.060175 | 702.3978 | 0.00011594 | 703.1325 | 0.010539 | 464.8751 | 2.5697
| 465.0448 | 0 | 465.0448 | 0 | 464.9906 | 0.00053406 | 464.9906 | 6.5712 | 468.75 | 8.7791 | 465.0448 | 0.14787 | 468.75 | -0.0023395 | 468.75 | -0.0031625 | 464.9906 | 0.00017928 | 464.9906 | 0.00010834 | 465.0448 | 0.0098761 | 703.2956 | 0.434 | 703.2956 | 0.078276 | 702.561 | 0 | 703.2956 | 0.010643 | 464.9906 | 2.5538
| 465.158 | 0.0032185 | 465.158 | 0.013398 | 465.106 | 0.00024284 | 465.106 | 6.5053 | 468.98 | 8.772 | 465.158 | 0.16653 | 468.98 | -0.002456 | 468.98 | 0.0014282 | 465.106 | 0.00017109 | 465.106 | 0.00014132 | 465.158 | 0 | 703.4588 | 0.44857 | 703.4588 | 0.082067 | 702.7243 | 0.00011594 | 703.4588 | 0.01137 | 465.106 | 2.5368
| 465.2712 | 0 | 465.2712 | 0 | 465.2215 | 0.00024284 | 465.2215 | 6.4177 | 469.2 | 8.3581 | 465.2712 | 0.16733 | 469.2 | 0.0065138 | 469.2 | 0.0044887 | 465.2215 | 0.00014868 | 465.2215 | 0.00017429 | 465.2712 | 0 | 703.6219 | 0.45919 | 703.6219 | 0.078276 | 702.8875 | 0 | 703.6219 | 0.010539 | 465.2215 | 2.509
| 465.3844 | 0.010297 | 465.3844 | 0.012872 | 465.3369 | 0.00024284 | 465.3369 | 6.3662 | 469.42 | 8.1335 | 465.3844 | 0.16334 | 469.42 | -0.0079311 | 469.42 | 0.00051009 | 465.3369 | 0.00014335 | 465.3369 | 0.00016695 | 465.3844 | 0.0038876 | 703.785 | 0.46629 | 703.785 | 0.080198 | 703.0507 | 0.00011594 | 703.785 | 0.010591 | 465.3369 | 2.4866
| 465.4976 | 0 | 465.4976 | 0 | 465.4524 | 0 | 465.4524 | 6.2834 | 469.64 | 7.8791 | 465.4976 | 0.15906 | 469.64 | -0.00199 | 469.64 | -0.0010202 | 465.4524 | 0.00012841 | 465.4524 | 0.00019822 | 465.4976 | 0 | 703.9481 | 0.46135 | 703.9481 | 0.081372 | 703.2139 | 7.7296e-05 | 703.9481 | 0.0099682 | 465.4524 | 2.463
| 465.6108 | 0.0047217 | 465.6108 | 0.0033405 | 465.5679 | 0.00024284 | 465.5679 | 6.2384 | 469.87 | 7.7925 | 465.6108 | 0.16132 | 469.87 | 0.0072128 | 469.87 | 0.0058659 | 465.5679 | 0.00013873 | 465.5679 | 0.00019445 | 465.6108 | 0 | 704.1113 | 0.46783 | 704.1113 | 0.07961 | 703.3772 | 0.00034783 | 704.1113 | 0.010903 | 465.5679 | 2.4488
| 465.724 | 0 | 465.724 | 0 | 465.6833 | 0 | 465.6833 | 6.1531 | 470.09 | 7.438 | 465.724 | 0.1648 | 470.09 | -0.00059213 | 470.09 | -0.0056109 | 465.6833 | 0.00014619 | 465.6833 | 0.00020557 | 465.724 | 0 | 704.2744 | 0.46695 | 704.2744 | 0.079397 | 703.5404 | 0 | 704.2744 | 0.010487 | 465.6833 | 2.4313
| 465.8373 | 0.0042591 | 465.8373 | 0.010158 | 465.7988 | 0 | 465.7988 | 6.0991 | 470.31 | 7.3686 | 465.8373 | 0.17265 | 470.31 | 0.0036014 | 470.31 | -0.0020913 | 465.7988 | 0.00016469 | 465.7988 | 0.0001432 | 465.8373 | 0 | 704.4375 | 0.47987 | 704.4375 | 0.079824 | 703.7037 | 0.00034783 | 704.4375 | 0.011318 | 465.7988 | 2.419
| 465.9505 | 0 | 465.9505 | 0 | 465.9143 | 0.00024284 | 465.9143 | 6.0119 | 470.54 | 7.0616 | 465.9505 | 0.16733 | 470.54 | -0.0046693 | 470.54 | 0.0087736 | 465.9143 | 0.00014122 | 465.9143 | 0.0001596 | 465.9505 | 0.0029557 | 704.6007 | 0.48035 | 704.6007 | 0.081105 | 703.8669 | 0 | 704.6007 | 0.010383 | 465.9143 | 2.4006
| 466.0637 | 0.0048373 | 466.0637 | 0.0078957 | 466.0298 | 0 | 466.0298 | 5.9654 | 470.76 | 6.7775 | 466.0637 | 0.16719 | 470.76 | -0.013289 | 470.76 | -0.0037746 | 466.0298 | 0.00014495 | 466.0298 | 0.00015771 | 466.0637 | 0 | 704.7639 | 0.49719 | 704.7639 | 0.08244 | 704.0302 | 0.00011594 | 704.7639 | 0.010799 | 466.0298 | 2.3901
| 466.1769 | 0 | 466.1769 | 0 | 466.1453 | 0.00053406 | 466.1453 | 5.8885 | 470.98 | 6.7156 | 466.1769 | 0.18097 | 470.98 | 0.0098918 | 470.98 | 0.0023464 | 466.1453 | 0.00014193 | 466.1453 | 0.00014867 | 466.1769 | 0 | 704.927 | 0.5048 | 704.927 | 0.080838 | 704.1935 | 0 | 704.927 | 0.0097605 | 466.1453 | 2.3702
| 466.2901 | 0.0041435 | 466.2901 | 0.006681 | 466.2608 | 0 | 466.2608 | 5.8469 | 471.2 | 6.497 | 466.2901 | 0.17119 | 471.2 | 0.0015046 | 471.2 | 0.0040296 | 466.2608 | 0.00016647 | 466.2608 | 0.0001155 | 466.2901 | 0 | 705.0902 | 0.50905 | 705.0902 | 0.084576 | 704.3568 | 0.00034783 | 705.0902 | 0.010799 | 466.2608 | 2.3545
| 466.4034 | 0 | 466.4034 | 0 | 466.3763 | 0 | 466.3763 | 5.7655 | 471.43 | 6.3075 | 466.4034 | 0.17721 | 471.43 | -0.0036209 | 471.43 | 0.0052539 | 466.3763 | 0.00014495 | 466.3763 | 0.000101 | 466.4034 | 0 | 705.2534 | 0.52139 | 705.2534 | 0.080358 | 704.52 | 0 | 705.2534 | 0.010435 | 466.3763 | 2.3279
| 466.5166 | 0.00079017 | 466.5166 | 0.010333 | 466.4918 | 0.00024284 | 466.4918 | 5.7039 | 471.65 | 6.0809 | 466.5166 | 0.17707 | 471.65 | 0.0026695 | 471.65 | -0.00607 | 466.4918 | 0.00014033 | 466.4918 | 0.00015771 | 466.5166 | 0 | 705.4166 | 0.52453 | 705.4166 | 0.081212 | 704.6833 | 0.00034783 | 705.4166 | 0.01111 | 466.4918 | 2.3095
| 466.6298 | 0 | 466.6298 | 0 | 466.6073 | 0 | 466.6073 | 5.6107 | 471.87 | 5.9693 | 466.6298 | 0.18431 | 471.87 | 0.0010387 | 471.87 | 5.1009e-05 | 466.6073 | 0.00012752 | 466.6073 | 0.00016695 | 466.6298 | 0.0038208 | 705.5797 | 0.53746 | 705.5797 | 0.077635 | 704.8466 | 0 | 705.5797 | 0.010176 | 466.6073 | 2.2889
| 466.7431 | 0 | 466.7431 | 0.014448 | 466.7228 | 0.00024284 | 466.7228 | 5.5614 | 472.09 | 5.7175 | 466.7431 | 0.16931 | 472.09 | -0.010261 | 472.09 | 0.006019 | 466.7228 | 0.00014957 | 466.7228 | 0.00017071 | 466.7431 | 0 | 705.7429 | 0.54621 | 705.7429 | 0.085324 | 705.0099 | 0.00011594 | 705.7429 | 0.010903 | 466.7228 | 2.2807
| 466.8563 | 0 | 466.8563 | 0 | 466.8383 | 0 | 466.8383 | 5.5018 | 472.32 | 5.5103 | 466.8563 | 0.17213 | 472.32 | 0.00068922 | 472.32 | 0.013058 | 466.8383 | 0.00015936 | 466.8383 | 0.0001302 | 466.8563 | 0 | 705.9061 | 0.54331 | 705.9061 | 0.07929 | 705.1732 | 0 | 705.9061 | 0.010124 | 466.8383 | 2.269
| 466.9695 | 0.006693 | 466.9695 | 0.0086549 | 466.9538 | 0.00024284 | 466.9538 | 5.4672 | 472.54 | 5.3632 | 466.9695 | 0.16531 | 472.54 | -0.0082806 | 472.54 | -0.0037746 | 466.9538 | 0.00017714 | 466.9538 | 0.000101 | 466.9695 | 0 | 706.0693 | 0.54921 | 706.0693 | 0.085804 | 705.3365 | 0.00034783 | 706.0693 | 0.011007 | 466.9538 | 2.2648
| 467.0828 | 0 | 467.0828 | 0 | 467.0693 | 0.00082547 | 467.0693 | 5.4037 | 472.76 | 5.1985 | 467.0828 | 0.18257 | 472.76 | 0.0052322 | 472.76 | 0.0077024 | 467.0693 | 0.00017358 | 467.0693 | 0.00010646 | 467.0828 | 0.0085786 | 706.2325 | 0.57882 | 706.2325 | 0.07961 | 705.4998 | 7.7296e-05 | 706.2325 | 0.010124 | 467.0693 | 2.2462
| 467.196 | 0.003681 | 467.196 | 0.0016702 | 467.1849 | 0.00024284 | 467.1849 | 5.3622 | 472.99 | 5.1634 | 467.196 | 0.17039 | 472.99 | 0.0055817 | 472.99 | -0.0048458 | 467.1849 | 0.00016149 | 467.1849 | 0.0001432 | 467.196 | 0 | 706.3958 | 0.58245 | 706.3958 | 0.084523 | 705.6631 | 0.00034783 | 706.3958 | 0.010903 | 467.1849 | 2.234
| 467.3093 | 0 | 467.3093 | 0 | 467.3004 | 0.00053406 | 467.3004 | 5.2991 | 473.21 | 4.7663 | 467.3093 | 0.16282 | 473.21 | -0.00035917 | 473.21 | -0.0085181 | 467.3004 | 0.00014068 | 467.3004 | 0.00015413 | 467.3093 | 0 | 706.559 | 0.58512 | 706.559 | 0.079877 | 705.8265 | 0 | 706.559 | 0.01002 | 467.3004 | 2.211
| 467.4225 | 0.0042591 | 467.4225 | 0.0074402 | 467.416 | 0.00024284 | 467.416 | 5.2601 | 473.43 | 4.8474 | 467.4225 | 0.18252 | 473.43 | 0.0032519 | 473.43 | -0.0094364 | 467.416 | 0.00015402 | 467.416 | 0.00015225 | 467.4225 | 0 | 706.7222 | 0.59684 | 706.7222 | 0.083455 | 705.9898 | 0.00011594 | 706.7222 | 0.011162 | 467.416 | 2.2031
| 467.5358 | 0 | 467.5358 | 0 | 467.5315 | 0 | 467.5315 | 5.1865 | 473.65 | 4.5292 | 467.5358 | 0.16842 | 473.65 | -0.0032714 | 473.65 | 0.0047948 | 467.5315 | 0.00014655 | 467.5315 | 0.00015036 | 467.5358 | 0 | 706.8854 | 0.59076 | 706.8854 | 0.076567 | 706.1531 | 0 | 706.8854 | 0.010747 | 467.5315 | 2.1899
| 467.649 | 0.0026402 | 467.649 | 0.0047071 | 467.647 | 0.00024284 | 467.647 | 5.1423 | 473.88 | 4.5243 | 467.649 | 0.17664 | 473.88 | 0.0045333 | 473.88 | 0.00051009 | 467.647 | 0.00015313 | 467.647 | 0.0001449 | 467.649 | 0.0030237 | 707.0487 | 0.61067 | 707.0487 | 0.084309 | 706.3164 | 0.00011594 | 707.0487 | 0.011422 | 467.647 | 2.1848
| 467.7622 | 0 | 467.7622 | 0 | 467.7626 | 0.00024284 | 467.7626 | 5.0696 | 474.1 | 4.2878 | 467.7622 | 0.18308 | 474.1 | 0.0086102 | 474.1 | 0.0063253 | 467.7626 | 0.00012681 | 467.7626 | 0.00012116 | 467.7622 | 0 | 707.2119 | 0.62327 | 707.2119 | 0.073096 | 706.4798 | 0 | 707.2119 | 0.010695 | 467.7626 | 2.1718
| 467.8755 | 0.0014839 | 467.8755 | 0.0099825 | 467.8781 | 0.00053406 | 467.8781 | 5.0363 | 474.32 | 4.1688 | 467.8755 | 0.17772 | 474.32 | -0.0049022 | 474.32 | -0.0085181 | 467.8781 | 0.00014033 | 467.8781 | 0.00013943 | 467.8755 | 0 | 707.3751 | 0.62865 | 707.3751 | 0.083081 | 706.6431 | 0.00011594 | 707.3751 | 0.010955 | 467.8781 | 2.1673
| 467.9887 | 0 | 467.9887 | 0 | 467.9937 | 0 | 467.9937 | 4.967 | 474.55 | 3.9694 | 467.9887 | 0.18948 | 474.55 | 0.00022327 | 474.55 | -0.0037746 | 467.9937 | 0.00014584 | 467.9937 | 0.00020727 | 467.9887 | 0 | 707.5384 | 0.63429 | 707.5384 | 0.073096 | 706.8065 | 0 | 707.5384 | 0.010383 | 467.9937 | 2.154
| 468.102 | 0.0014839 | 468.102 | 0.0060736 | 468.1093 | 0 | 468.1093 | 4.9326 | 474.77 | 3.9636 | 468.102 | 0.17946 | 474.77 | -0.0040868 | 474.77 | 0.0032646 | 468.1093 | 0.0001494 | 468.1093 | 0.00029734 | 468.102 | 0 | 707.7017 | 0.63235 | 707.7017 | 0.083722 | 706.9698 | 0 | 707.7017 | 0.010851 | 468.1093 | 2.1442
| 468.2153 | 0 | 468.2153 | 0 | 468.2248 | 0 | 468.2248 | 4.8656 | 474.99 | 3.7563 | 468.2153 | 0.18097 | 474.99 | -0.00199 | 474.99 | 0.0017343 | 468.2248 | 0.00014068 | 468.2248 | 0.00025136 | 468.2153 | 0.016364 | 707.8649 | 0.63696 | 707.8649 | 0.074431 | 707.1332 | 0 | 707.8649 | 0.010228 | 468.2248 | 2.1286
| 468.3285 | 0 | 468.3285 | 0.0056181 | 468.3404 | 0.00053406 | 468.3404 | 4.8413 | 475.22 | 3.7057 | 468.3285 | 0.18069 | 475.22 | -0.0030384 | 475.22 | -0.011732 | 468.3404 | 0.0001293 | 468.3404 | 0.00019445 | 468.3285 | 0 | 708.0282 | 0.64776 | 708.0282 | 0.083081 | 707.2966 | 0.00011594 | 708.0282 | 0.010799 | 468.3404 | 2.1204
| 468.4418 | 0 | 468.4418 | 0 | 468.456 | 0 | 468.456 | 4.7941 | 475.44 | 3.492 | 468.4418 | 0.17721 | 475.44 | 0.0032519 | 475.44 | 0.0028055 | 468.456 | 0.00014619 | 468.456 | 0.00015771 | 468.4418 | 0 | 708.1915 | 0.65622 | 708.1915 | 0.073844 | 707.4599 | 0.00030918 | 708.1915 | 0.010332 | 468.456 | 2.1066
| 468.5551 | 0.0017152 | 468.5551 | 0.0047071 | 468.5716 | 0 | 468.5716 | 4.7696 | 475.66 | 3.4827 | 468.5551 | 0.17265 | 475.66 | -0.0023395 | 475.66 | -0.0053048 | 468.5716 | 0.00013837 | 468.5716 | 0.00018541 | 468.5551 | 0 | 708.3547 | 0.67939 | 708.3547 | 0.084149 | 707.6233 | 0 | 708.3547 | 0.011214 | 468.5716 | 2.0946
| 468.6683 | 0 | 468.6683 | 0 | 468.6871 | 0.00053406 | 468.6871 | 4.7101 | 475.88 | 3.199 | 468.6683 | 0.17961 | 475.88 | 0.0077949 | 475.88 | 0.0037236 | 468.6871 | 0.00016185 | 468.6871 | 0.00018899 | 468.6683 | 0.0038208 | 708.518 | 0.68393 | 708.518 | 0.073684 | 707.7867 | 7.7296e-05 | 708.518 | 0.010851 | 468.6871 | 2.0862
| 468.7816 | 0.0039122 | 468.7816 | 0.010946 | 468.8027 | 0.00053406 | 468.8027 | 4.6677 | 476.11 | 3.1752 | 468.7816 | 0.19348 | 476.11 | -0.0089791 | 476.11 | -0.00010202 | 468.8027 | 0.00014122 | 468.8027 | 0.0001449 | 468.7816 | 0 | 708.6813 | 0.69729 | 708.6813 | 0.082334 | 707.9501 | 0.00057972 | 708.6813 | 0.01163 | 468.8027 | 2.0807
| 468.8949 | 0 | 468.8949 | 0 | 468.9183 | 0 | 468.9183 | 4.6094 | 476.33 | 3.0206 | 468.8949 | 0.18214 | 476.33 | 0.0013882 | 476.33 | 0.0023464 | 468.9183 | 0.00018177 | 468.9183 | 9.3647e-05 | 468.8949 | 0 | 708.8446 | 0.71281 | 708.8446 | 0.072829 | 708.1135 | 0 | 708.8446 | 0.011422 | 468.9183 | 2.0683
| 469.0081 | 0.0079802 | 469.0081 | 0.0088442 | 469.0339 | 0 | 469.0339 | 4.576 | 476.55 | 2.9189 | 469.0081 | 0.20029 | 476.55 | 0.0053486 | 476.55 | -0.00607 | 469.0339 | 0.00018514 | 469.0339 | 4.9556e-05 | 469.0081 | 0 | 709.0079 | 0.70985 | 709.0079 | 0.083295 | 708.2769 | 0 | 709.0079 | 0.011785 | 469.0339 | 2.055
| 469.1214 | 0 | 469.1214 | 0 | 469.1495 | 0 | 469.1495 | 4.5154 | 476.78 | 2.7161 | 469.1214 | 0.19018 | 476.78 | 0.0047664 | 476.78 | -0.0019383 | 469.1495 | 0.00018266 | 469.1495 | 0.000101 | 469.1214 | 0.0012254 | 709.1712 | 0.72793 | 709.1712 | 0.072936 | 708.4403 | 7.7296e-05 | 709.1712 | 0.010539 | 469.1495 | 2.0403
| 469.2347 | 0.0047217 | 469.2347 | 0.011997 | 469.2651 | 0 | 469.2651 | 4.4744 | 477 | 2.7474 | 469.2347 | 0.18572 | 477 | -0.0052516 | 477 | 0.0081613 | 469.2651 | 0.00016896 | 469.2651 | 0.00012116 | 469.2347 | 0 | 709.3345 | 0.72987 | 709.3345 | 0.089595 | 708.6037 | 0.00011594 | 709.3345 | 0.010487 | 469.2651 | 2.0324
| 469.348 | 0 | 469.348 | 0 | 469.3807 | 0 | 469.3807 | 4.4142 | 477.22 | 2.6239 | 469.348 | 0.19752 | 477.22 | 0.0011552 | 477.22 | 0.0015813 | 469.3807 | 0.00014566 | 469.3807 | 0.00018353 | 469.348 | 0.0038208 | 709.4979 | 0.74316 | 709.4979 | 0.072723 | 708.7671 | 0 | 709.4979 | 0.0099682 | 469.3807 | 2.027
| 469.4613 | 0 | 469.4613 | 0.009895 | 469.4963 | 0.00024284 | 469.4963 | 4.3822 | 477.45 | 2.5892 | 469.4613 | 0.20391 | 477.45 | -0.0036209 | 477.45 | -0.0077534 | 469.4963 | 0.00017216 | 469.4963 | 0.00013755 | 469.4613 | 0 | 709.6612 | 0.75619 | 709.6612 | 0.087246 | 708.9305 | 0.00034783 | 709.6612 | 0.011214 | 469.4963 | 2.0198
| 469.5745 | 0 | 469.5745 | 0 | 469.612 | 0 | 469.612 | 4.3277 | 477.67 | 2.4445 | 469.5745 | 0.19498 | 477.67 | -0.0010581 | 477.67 | 0.0024994 | 469.612 | 0.00017341 | 469.612 | 0.00012662 | 469.5745 | 0.0064159 | 709.8245 | 0.77406 | 709.8245 | 0.073417 | 709.094 | 0.00030918 | 709.8245 | 0.010799 | 469.612 | 2.0097
| 469.6878 | 0.0064356 | 469.6878 | 0.0072883 | 469.7276 | 0 | 469.7276 | 4.3091 | 477.89 | 2.4867 | 469.6878 | 0.18252 | 477.89 | -0.00199 | 477.89 | -0.0095893 | 469.7276 | 0.00018266 | 469.7276 | 8.6299e-05 | 469.6878 | 0 | 709.9878 | 0.78453 | 709.9878 | 0.085644 | 709.2574 | 0.00034783 | 709.9878 | 0.011318 | 469.7276 | 1.9985
| 469.8011 | 0 | 469.8011 | 0 | 469.8432 | 0.00082547 | 469.8432 | 4.2639 | 478.12 | 2.3016 | 469.8011 | 0.1994 | 478.12 | 0.0036014 | 478.12 | 0.00035706 | 469.8432 | 0.00016807 | 469.8432 | 0.00012285 | 469.8011 | 0 | 710.1512 | 0.79262 | 710.1512 | 0.072082 | 709.4208 | 7.7296e-05 | 710.1512 | 0.010435 | 469.8432 | 1.9842
| 469.9144 | 0.0019465 | 469.9144 | 0.01655 | 469.9588 | 0.00024284 | 469.9588 | 4.2449 | 478.34 | 2.2611 | 469.9144 | 0.20589 | 478.34 | -0.0063001 | 478.34 | -0.0085181 | 469.9588 | 0.00014815 | 469.9588 | 0.00013585 | 469.9144 | 0 | 710.3145 | 0.80503 | 710.3145 | 0.092372 | 709.5843 | 0.00011594 | 710.3145 | 0.010955 | 469.9588 | 1.9794
| 470.0277 | 0 | 470.0277 | 0 | 470.0745 | 0 | 470.0745 | 4.1866 | 478.56 | 2.1787 | 470.0277 | 0.20137 | 478.56 | 0.0073291 | 478.56 | 0.0089266 | 470.0745 | 0.00014904 | 470.0745 | 0.00016695 | 470.0277 | 0.010741 | 710.4779 | 0.82703 | 710.4779 | 0.084469 | 709.7477 | 0 | 710.4779 | 0.010539 | 470.0745 | 1.9651
| 470.141 | 0.0018309 | 470.141 | 0.0045552 | 470.1901 | 0.00024284 | 470.1901 | 4.1589 | 478.79 | 2.1628 | 470.141 | 0.21017 | 478.79 | -9.7074e-06 | 478.79 | -0.010355 | 470.1901 | 0.00015971 | 470.1901 | 0.00013209 | 470.141 | 0 | 710.6412 | 0.83282 | 710.6412 | 0.093439 | 709.9112 | 0 | 710.6412 | 0.011058 | 470.1901 | 1.9616
| 470.2543 | 0 | 470.2543 | 0 | 470.3057 | 0.00024284 | 470.3057 | 4.1005 | 479.01 | 1.9953 | 470.2543 | 0.21021 | 479.01 | -0.0068827 | 479.01 | -0.00607 | 470.3057 | 0.0001558 | 470.3057 | 0.0001432 | 470.2543 | 0 | 710.8046 | 0.84808 | 710.8046 | 0.073203 | 710.0746 | 7.7296e-05 | 710.8046 | 0.010383 | 470.3057 | 1.9486
| 470.3676 | 0.0039122 | 470.3676 | 0.013222 | 470.4214 | 0 | 470.4214 | 4.0756 | 479.23 | 1.962 | 470.3676 | 0.20631 | 479.23 | -9.7074e-06 | 479.23 | -0.0076005 | 470.4214 | 0.00015829 | 470.4214 | 0.00011381 | 470.3676 | 0 | 710.968 | 0.84636 | 710.968 | 0.093333 | 710.2381 | 0 | 710.968 | 0.010903 | 470.4214 | 1.9449
| 470.4809 | 0 | 470.4809 | 0 | 470.5371 | 0 | 470.5371 | 4.0198 | 479.46 | 1.8753 | 470.4809 | 0.21807 | 479.46 | 0.0031355 | 479.46 | 0.00035706 | 470.5371 | 0.00013961 | 470.5371 | 0.00011381 | 470.4809 | 0 | 711.1313 | 0.85511 | 711.1313 | 0.088901 | 710.4015 | 0 | 711.1313 | 0.010591 | 470.5371 | 1.9322
| 470.5942 | 0.0013683 | 470.5942 | 0 | 470.6527 | 0.00024284 | 470.6527 | 4.0073 | 479.68 | 1.8411 | 470.5942 | 0.21045 | 479.68 | 0.003019 | 479.68 | 0.0021933 | 470.6527 | 0.00016772 | 470.6527 | 9.9112e-05 | 470.5942 | 0 | 711.2947 | 0.87689 | 711.2947 | 0.09408 | 710.565 | 0.00034783 | 711.2947 | 0.011474 | 470.6527 | 1.9278
| 470.7075 | 0 | 470.7075 | 0 | 470.7684 | 0.00024284 | 470.7684 | 3.9626 | 479.9 | 1.6512 | 470.7075 | 0.21915 | 479.9 | 0.0044169 | 479.9 | 0.0073959 | 470.7684 | 0.00015687 | 470.7684 | 0.00010458 | 470.7075 | 0 | 711.4581 | 0.90373 | 711.4581 | 0.087086 | 710.7285 | 0 | 711.4581 | 0.010955 | 470.7684 | 1.917
| 470.8208 | 0.0074009 | 470.8208 | 0.013485 | 470.884 | 0.00024284 | 470.884 | 3.9496 | 480.13 | 1.6904 | 470.8208 | 0.23871 | 480.13 | -0.001757 | 480.13 | 0.0067842 | 470.884 | 0.00017056 | 470.884 | 0.00015771 | 470.8208 | 0 | 711.6215 | 0.89688 | 711.6215 | 0.074538 | 710.892 | 0.00011594 | 711.6215 | 0.01163 | 470.884 | 1.9162
| 470.9341 | 0 | 470.9341 | 0 | 470.9997 | 0.00053406 | 470.9997 | 3.8879 | 480.35 | 1.6175 | 470.9341 | 0.2309 | 480.35 | -0.0096781 | 480.35 | -0.0028565 | 470.9997 | 0.00015117 | 470.9997 | 0.0001432 | 470.9341 | 0 | 711.7849 | 0.89641 | 711.7849 | 0.096696 | 711.0555 | 0 | 711.7849 | 0.010591 | 470.9997 | 1.9042
| 471.0474 | 0 | 471.0474 | 0.010333 | 471.1154 | 0.00024284 | 471.1154 | 3.857 | 480.57 | 1.5684 | 471.0474 | 0.22789 | 480.57 | 0.002553 | 480.57 | -0.0056109 | 471.1154 | 0.0001574 | 471.1154 | 0.00015771 | 471.0474 | 0 | 711.9483 | 0.92826 | 711.9483 | 0.086285 | 711.2189 | 0.00011594 | 711.9483 | 0.011214 | 471.1154 | 1.9031
| 471.1607 | 0 | 471.1607 | 0 | 471.231 | 0.00024284 | 471.231 | 3.8055 | 480.8 | 1.4117 | 471.1607 | 0.22686 | 480.8 | 0.0048828 | 480.8 | 0.0051009 | 471.231 | 0.00014531 | 471.231 | 0.00016506 | 471.1607 | 0 | 712.1117 | 0.9518 | 712.1117 | 0.095095 | 711.3824 | 0 | 712.1117 | 0.01028 | 471.231 | 1.8925
| 471.2741 | 0.0048373 | 471.2741 | 0.0053144 | 471.3467 | 0.00024284 | 471.3467 | 3.7932 | 481.02 | 1.3914 | 471.2741 | 0.22926 | 481.02 | 0.0033685 | 481.02 | -0.005917 | 471.3467 | 0.00014033 | 471.3467 | 0.00018711 | 471.2741 | 0.0095029 | 712.2751 | 0.94942 | 712.2751 | 0.076887 | 711.5459 | 0.00034783 | 712.2751 | 0.011318 | 471.3467 | 1.8884
| 471.3874 | 0 | 471.3874 | 0 | 471.4624 | 0.00024284 | 471.4624 | 3.7624 | 481.24 | 1.3275 | 471.3874 | 0.22766 | 481.24 | 0.0033685 | 481.24 | -0.0051518 | 471.4624 | 0.00012912 | 471.4624 | 0.00018711 | 471.3874 | 0 | 712.4385 | 0.96084 | 712.4385 | 0.092639 | 711.7095 | 7.7296e-05 | 712.4385 | 0.010176 | 471.4624 | 1.8748
| 471.5007 | 0.0051842 | 471.5007 | 0.013485 | 471.5781 | 0.00024284 | 471.5781 | 3.7522 | 481.47 | 1.3865 | 471.5007 | 0.23485 | 481.47 | -0.00070865 | 481.47 | -0.00607 | 471.5781 | 0.00013214 | 471.5781 | 0.00014867 | 471.5007 | 0 | 712.6019 | 0.96084 | 712.6019 | 0.069199 | 711.873 | 0.00011594 | 712.6019 | 0.010747 | 471.5781 | 1.8646
| 471.614 | 0 | 471.614 | 0 | 471.6938 | 0.00024284 | 471.6938 | 3.7063 | 481.69 | 1.2169 | 471.614 | 0.22662 | 481.69 | 0.0029025 | 481.69 | -0.0057639 | 471.6938 | 0.00013873 | 471.6938 | 0.00013209 | 471.614 | 0 | 712.7654 | 0.99412 | 712.7654 | 0.093653 | 712.0365 | 0 | 712.7654 | 0.010176 | 471.6938 | 1.8552
| 471.7274 | 0 | 471.7274 | 0.0019739 | 471.8095 | 0.00053406 | 471.8095 | 3.665 | 481.91 | 1.2199 | 471.7274 | 0.22512 | 481.91 | -0.002689 | 481.91 | -0.0077534 | 471.8095 | 0.00013535 | 471.8095 | 0.0001155 | 471.7274 | 0 | 712.9288 | 1.0201 | 712.9288 | 0.072189 | 712.2 | 0.00011594 | 712.9288 | 0.01111 | 471.8095 | 1.8473
| 471.8407 | 0 | 471.8407 | 0 | 471.9252 | 0.00024284 | 471.9252 | 3.5944 | 482.14 | 1.0959 | 471.8407 | 0.2365 | 482.14 | 0.010591 | 482.14 | -0.007141 | 471.9252 | 0.00013446 | 471.9252 | 7.7066e-05 | 471.8407 | 0.0012254 | 713.0922 | 1.0211 | 713.0922 | 0.09077 | 712.3636 | 0 | 713.0922 | 0.010591 | 471.9252 | 1.8386
| 471.954 | 0.0035653 | 471.954 | 0.01366 | 472.0409 | 0 | 472.0409 | 3.5563 | 482.36 | 1.0939 | 471.954 | 0.23951 | 482.36 | 0.018512 | 482.36 | 0.0032646 | 472.0409 | 0.00014904 | 472.0409 | 6.9717e-05 | 471.954 | 0 | 713.2557 | 1.0449 | 713.2557 | 0.078596 | 712.5271 | 0.00034783 | 713.2557 | 0.011162 | 472.0409 | 1.8285
| 472.0673 | 0 | 472.0673 | 0 | 472.1566 | 0.00053406 | 472.1566 | 3.5118 | 482.58 | 0.95909 | 472.0673 | 0.22394 | 482.58 | 0.006397 | 482.58 | -0.011732 | 472.1566 | 0.00015936 | 472.1566 | 8.7995e-05 | 472.0673 | 0 | 713.4191 | 1.0564 | 713.4191 | 0.094774 | 712.6906 | 7.7296e-05 | 713.4191 | 0.010695 | 472.1566 | 1.8148
| 472.1807 | 0.0049529 | 472.1807 | 0.013047 | 472.2723 | 0.00024284 | 472.2723 | 3.5084 | 482.81 | 1.0592 | 472.1807 | 0.2411 | 482.81 | 0.015833 | 482.81 | -0.00025504 | 472.2723 | 0.00016309 | 472.2723 | 0.00010458 | 472.1807 | 0 | 713.5826 | 1.0652 | 713.5826 | 0.071708 | 712.8542 | 0.00011594 | 713.5826 | 0.011526 | 472.2723 | 1.8018
| 472.294 | 0 | 472.294 | 0 | 472.388 | 0.00024284 | 472.388 | 3.4866 | 483.03 | 0.89066 | 472.294 | 0.2317 | 483.03 | 0.0011552 | 483.03 | -0.0011732 | 472.388 | 0.00013695 | 472.388 | 0.00012662 | 472.294 | 0 | 713.746 | 1.0925 | 713.746 | 0.079397 | 713.0177 | 7.7296e-05 | 713.746 | 0.011266 | 472.388 | 1.7905
| 472.4074 | 0.005878 | 472.4074 | 0.010771 | 472.5038 | 0 | 472.5038 | 3.4767 | 483.25 | 0.96702 | 472.4074 | 0.22752 | 483.25 | 0.0089597 | 483.25 | -0.005917 | 472.5038 | 0.00013446 | 472.5038 | 0.00013585 | 472.4074 | 0 | 713.9095 | 1.1303 | 713.9095 | 0.07016 | 713.1813 | 0.00011594 | 713.9095 | 0.011474 | 472.5038 | 1.7902
| 472.5207 | 0 | 472.5207 | 0 | 472.6195 | 0 | 472.6195 | 3.424 | 483.48 | 0.82919 | 472.5207 | 0.2214 | 483.48 | 0.019444 | 483.48 | 0.0043357 | 472.6195 | 0.00013214 | 472.6195 | 0.00014678 | 472.5207 | 0.017229 | 714.073 | 1.1407 | 714.073 | 0.085591 | 713.3448 | 0.00030918 | 714.073 | 0.010539 | 472.6195 | 1.7897
| 472.634 | 0.006693 | 472.634 | 0.016287 | 472.7352 | 0.00082547 | 472.7352 | 3.3854 | 483.7 | 0.88521 | 472.634 | 0.22606 | 483.7 | 0.01525 | 483.7 | -0.0098958 | 472.7352 | 0.00013588 | 472.7352 | 0.00011004 | 472.634 | 0 | 714.2365 | 1.1455 | 714.2365 | 0.070213 | 713.5084 | 0 | 714.2365 | 0.010747 | 472.7352 | 1.7854
| 472.7474 | 0 | 472.7474 | 0 | 472.8509 | 0 | 472.8509 | 3.3309 | 483.92 | 0.77516 | 472.7474 | 0.2294 | 483.92 | 0.021308 | 483.92 | -0.00010202 | 472.8509 | 0.00014655 | 472.8509 | 7.7066e-05 | 472.7474 | 0 | 714.3999 | 1.1795 | 714.3999 | 0.082334 | 713.672 | 7.7296e-05 | 714.3999 | 0.010539 | 472.8509 | 1.7708
| 472.8607 | 0.0051842 | 472.8607 | 0.010771 | 472.9667 | 0.00053406 | 472.9667 | 3.3117 | 484.15 | 0.81977 | 472.8607 | 0.2302 | 484.15 | 0.030976 | 484.15 | -0.0028565 | 472.9667 | 0.00014708 | 472.9667 | 6.7833e-05 | 472.8607 | 0 | 714.5634 | 1.1749 | 714.5634 | 0.069466 | 713.8355 | 0.00011594 | 714.5634 | 0.011526 | 472.9667 | 1.7606
| 472.9741 | 0 | 472.9741 | 0 | 473.0824 | 0 | 473.0824 | 3.2779 | 484.37 | 0.72061 | 472.9741 | 0.23353 | 484.37 | 0.023172 | 484.37 | 0.0011222 | 473.0824 | 0.00015562 | 473.0824 | 7.895e-05 | 472.9741 | 0.021555 | 714.7269 | 1.1947 | 714.7269 | 0.083722 | 713.9991 | 0 | 714.7269 | 0.010747 | 473.0824 | 1.7516
| 473.0874 | 0.0025246 | 473.0874 | 0.009282 | 473.1982 | 0 | 473.1982 | 3.2779 | 484.59 | 0.66112 | 473.0874 | 0.23034 | 484.59 | 0.023055 | 484.59 | -0.0045398 | 473.1982 | 0.00017145 | 473.1982 | 8.253e-05 | 473.0874 | 0 | 714.8904 | 1.2169 | 714.8904 | 0.069199 | 714.1627 | 0 | 714.8904 | 0.011578 | 473.1982 | 1.7464
| 473.2008 | 0 | 473.2008 | 0 | 473.3139 | 0.00024284 | 473.3139 | 3.2425 | 484.82 | 0.61501 | 473.2008 | 0.23556 | 484.82 | 0.032724 | 484.82 | -0.0098958 | 473.3139 | 0.00017518 | 473.3139 | 8.7995e-05 | 473.2008 | 0 | 715.0539 | 1.2204 | 715.0539 | 0.080625 | 714.3263 | 0 | 715.0539 | 0.010799 | 473.3139 | 1.7358
| 473.3141 | 0 | 473.3141 | 0.0085031 | 473.4297 | 0 | 473.4297 | 3.2261 | 485.04 | 0.64526 | 473.3141 | 0.24994 | 485.04 | 0.045305 | 485.04 | -0.00025504 | 473.4297 | 0.00018799 | 473.4297 | 8.7995e-05 | 473.3141 | 0 | 715.2174 | 1.2667 | 715.2174 | 0.073257 | 714.4899 | 0.00011594 | 715.2174 | 0.010176 | 473.4297 | 1.7311
| 473.4275 | 0 | 473.4275 | 0 | 473.5454 | 0.00024284 | 473.5454 | 3.1714 | 485.26 | 0.44644 | 473.4275 | 0.24209 | 485.26 | 0.052526 | 485.26 | 0.0099978 | 473.5454 | 0.00015651 | 473.5454 | 0.00012116 | 473.4275 | 0.0046859 | 715.3809 | 1.2636 | 715.3809 | 0.083829 | 714.6535 | 7.7296e-05 | 715.3809 | 0.0093971 | 473.5454 | 1.7246
| 473.5409 | 0.0033341 | 473.5409 | 0.015674 | 473.6612 | 0 | 473.6612 | 3.1433 | 485.49 | 0.61552 | 473.5409 | 0.23927 | 485.49 | 0.069068 | 485.49 | -0.010202 | 473.6612 | 0.00016096 | 473.6612 | 0.00011739 | 473.5409 | 0 | 715.5445 | 1.2886 | 715.5445 | 0.098298 | 714.8171 | 0.00034783 | 715.5445 | 0.0098124 | 473.6612 | 1.718
| 473.6542 | 0 | 473.6542 | 0 | 473.777 | 0 | 473.777 | 3.0917 | 485.71 | 0.46529 | 473.6542 | 0.24505 | 485.71 | 0.062429 | 485.71 | -0.00025504 | 473.777 | 0.00014566 | 473.777 | 0.00011927 | 473.6542 | 0 | 715.708 | 1.3219 | 715.708 | 0.14502 | 714.9807 | 7.7296e-05 | 715.708 | 0.010903 | 473.777 | 1.7044
| 473.7676 | 0.0081732 | 473.7676 | 0.012785 | 473.8927 | 0 | 473.8927 | 3.0781 | 485.94 | 0.49503 | 473.7676 | 0.25018 | 485.94 | 0.068255 | 485.94 | -0.0068351 | 473.8927 | 0.00014815 | 473.8927 | 0.00012285 | 473.7676 | 0.012959 | 715.8715 | 1.3563 | 715.8715 | 0.11987 | 715.1443 | 0 | 715.8715 | 0.01137 | 473.8927 | 1.6991
| 473.881 | 0 | 473.881 | 0 | 474.0085 | 0 | 474.0085 | 3.0543 | 486.16 | 0.41175 | 473.881 | 0.23998 | 486.16 | 0.06336 | 486.16 | 0.0046418 | 474.0085 | 0.00015242 | 474.0085 | 0.00017241 | 473.881 | 0.010741 | 716.0351 | 1.3557 | 716.0351 | 0.14838 | 715.308 | 0.00030918 | 716.0351 | 0.011007 | 474.0085 | 1.6944
| 473.9943 | 0.0028715 | 473.9943 | 0.0065292 | 474.1243 | 0.00024284 | 474.1243 | 3.0641 | 486.38 | 0.41621 | 473.9943 | 0.24834 | 486.38 | 0.095045 | 486.38 | -0.0054579 | 474.1243 | 0.00014086 | 474.1243 | 0.00018711 | 473.9943 | 0 | 716.1986 | 1.3863 | 716.1986 | 0.11453 | 715.4716 | 0.00034783 | 716.1986 | 0.011785 | 474.1243 | 1.6991
| 474.1077 | 0 | 474.1077 | 0 | 474.2401 | 0 | 474.2401 | 3.0323 | 486.61 | 0.35572 | 474.1077 | 0.24919 | 486.61 | 0.09085 | 486.61 | 0.0046418 | 474.2401 | 0.00015651 | 474.2401 | 0.00016695 | 474.1077 | 0 | 716.3621 | 1.3974 | 716.3621 | 0.15073 | 715.6352 | 0.00030918 | 716.3621 | 0.011318 | 474.2401 | 1.6954
| 474.2211 | 0.0017152 | 474.2211 | 0.0048589 | 474.3559 | 0.00024284 | 474.3559 | 3.0135 | 486.83 | 0.40035 | 474.2211 | 0.24407 | 486.83 | 0.12836 | 486.83 | 0.0012752 | 474.3559 | 0.00012841 | 474.3559 | 0.00013209 | 474.2211 | 0.0069114 | 716.5257 | 1.42 | 716.5257 | 0.10054 | 715.7988 | 0 | 716.5257 | 0.01137 | 474.3559 | 1.6989
| 474.3345 | 0 | 474.3345 | 0 | 474.4717 | 0 | 474.4717 | 2.9578 | 487.05 | 0.32845 | 474.3345 | 0.2585 | 487.05 | 0.1152 | 487.05 | -0.0092835 | 474.4717 | 0.00013961 | 474.4717 | 0.00012662 | 474.3345 | 0 | 716.6893 | 1.46 | 716.6893 | 0.15564 | 715.9625 | 0.00030918 | 716.6893 | 0.010695 | 474.4717 | 1.6861
| 474.4478 | 0.0010214 | 474.4478 | 0.003796 | 474.5874 | 0 | 474.5874 | 2.9313 | 487.28 | 0.38695 | 474.4478 | 0.25178 | 487.28 | 0.15632 | 487.28 | -0.0068351 | 474.5874 | 0.00013908 | 474.5874 | 0.00016148 | 474.4478 | 0 | 716.8528 | 1.4785 | 716.8528 | 0.12233 | 716.1261 | 0 | 716.8528 | 0.011162 | 474.5874 | 1.6759
| 474.5612 | 0 | 474.5612 | 0 | 474.7033 | 0.00024284 | 474.7033 | 2.8904 | 487.5 | 0.28333 | 474.5612 | 0.25624 | 487.5 | 0.15306 | 487.5 | -0.0013262 | 474.7033 | 0.00016469 | 474.7033 | 0.00016883 | 474.5612 | 0.0051184 | 717.0164 | 1.5121 | 717.0164 | 0.16408 | 716.2898 | 7.7296e-05 | 717.0164 | 0.01111 | 474.7033 | 1.6574
| 474.6746 | 0.0037966 | 474.6746 | 0.0078957 | 474.8191 | 0.00053406 | 474.8191 | 2.8798 | 487.73 | 0.32944 | 474.6746 | 0.26062 | 487.73 | 0.16505 | 487.73 | -0.00607 | 474.8191 | 0.00016398 | 474.8191 | 0.00019088 | 474.6746 | 0 | 717.18 | 1.5269 | 717.18 | 0.13258 | 716.4534 | 0.00011594 | 717.18 | 0.011837 | 474.8191 | 1.6521
| 474.788 | 0 | 474.788 | 0 | 474.9349 | 0 | 474.9349 | 2.8534 | 487.95 | 0.22483 | 474.788 | 0.2553 | 487.95 | 0.2 | 487.95 | 0.0026524 | 474.9349 | 0.00014122 | 474.9349 | 0.00016336 | 474.788 | 0 | 717.3435 | 1.5557 | 717.3435 | 0.14897 | 716.6171 | 0 | 717.3435 | 0.011058 | 474.9349 | 1.6488
| 474.9014 | 0.0048373 | 474.9014 | 0.011559 | 475.0507 | 0.00024284 | 475.0507 | 2.846 | 488.17 | 0.25012 | 474.9014 | 0.24849 | 488.17 | 0.22737 | 488.17 | 0.0012752 | 475.0507 | 0.00012965 | 475.0507 | 0.0001302 | 474.9014 | 0 | 717.5071 | 1.5753 | 717.5071 | 0.129 | 716.7808 | 0.00034783 | 717.5071 | 0.01137 | 475.0507 | 1.6523
| 475.0148 | 0 | 475.0148 | 0 | 475.1665 | 0.00024284 | 475.1665 | 2.8178 | 488.4 | 0.21343 | 475.0148 | 0.2569 | 488.4 | 0.22761 | 488.4 | -0.0022444 | 475.1665 | 0.00011916 | 475.1665 | 0.00014678 | 475.0148 | 0 | 717.6707 | 1.6211 | 717.6707 | 0.17043 | 716.9444 | 7.7296e-05 | 717.6707 | 0.010643 | 475.1665 | 1.6502
| 475.1282 | 0.0014839 | 475.1282 | 0.0083512 | 475.2823 | 0.00053406 | 475.2823 | 2.8078 | 488.62 | 0.22732 | 475.1282 | 0.25836 | 488.62 | 0.25696 | 488.62 | 0.0038766 | 475.2823 | 0.00014655 | 475.2823 | 0.00015413 | 475.1282 | 0 | 717.8343 | 1.6337 | 717.8343 | 0.14395 | 717.1081 | 0.00011594 | 717.8343 | 0.01137 | 475.2823 | 1.6496
| 475.2416 | 0 | 475.2416 | 0 | 475.3981 | 0 | 475.3981 | 2.7579 | 488.84 | 0.18269 | 475.2416 | 0.27345 | 488.84 | 0.27933 | 488.84 | -0.0016323 | 475.3981 | 0.00015687 | 475.3981 | 0.00019634 | 475.2416 | 0 | 717.9979 | 1.6409 | 717.9979 | 0.17139 | 717.2718 | 0.00030918 | 717.9979 | 0.011058 | 475.3981 | 1.6336
| 475.355 | 0.0033341 | 475.355 | 0.013398 | 475.514 | 0 | 475.514 | 2.7332 | 489.07 | 0.21442 | 475.355 | 0.28022 | 489.07 | 0.3102 | 489.07 | -0.0025504 | 475.514 | 0.00018052 | 475.514 | 0.00016336 | 475.355 | 0 | 718.1615 | 1.6714 | 718.1615 | 0.14555 | 717.4355 | 0.00034783 | 718.1615 | 0.011681 | 475.514 | 1.6226
| 475.4684 | 0 | 475.4684 | 0 | 475.6298 | 0 | 475.6298 | 2.6914 | 489.29 | 0.16633 | 475.4684 | 0.26583 | 489.29 | 0.3229 | 489.29 | 0.0058659 | 475.6298 | 0.00017109 | 475.6298 | 0.00014132 | 475.4684 | 0 | 718.3251 | 1.7197 | 718.3251 | 0.14908 | 717.5992 | 7.7296e-05 | 718.3251 | 0.01137 | 475.6298 | 1.6073
| 475.5818 | 0.0028715 | 475.5818 | 0.015149 | 475.7456 | 0.00024284 | 475.7456 | 2.6869 | 489.52 | 0.19509 | 475.5818 | 0.28784 | 489.52 | 0.36227 | 489.52 | -0.0094364 | 475.7456 | 0.00018016 | 475.7456 | 9.9112e-05 | 475.5818 | 0 | 718.4887 | 1.7339 | 718.4887 | 0.14438 | 717.7629 | 0.00011594 | 718.4887 | 0.011941 | 475.7456 | 1.6062
| 475.6952 | 0 | 475.6952 | 0 | 475.8615 | 0 | 475.8615 | 2.6526 | 489.74 | 0.14452 | 475.6952 | 0.28615 | 489.74 | 0.38161 | 489.74 | -0.00056109 | 475.8615 | 0.00014993 | 475.8615 | 9.9112e-05 | 475.6952 | 0 | 718.6523 | 1.7555 | 718.6523 | 0.15543 | 717.9266 | 7.7296e-05 | 718.6523 | 0.011266 | 475.8615 | 1.6001
| 475.8086 | 0.0034497 | 475.8086 | 0.013222 | 475.9773 | 0.00024284 | 475.9773 | 2.6417 | 489.96 | 0.1698 | 475.8086 | 0.2869 | 489.96 | 0.42599 | 489.96 | -0.014487 | 475.9773 | 0.00015989 | 475.9773 | 0.00013585 | 475.8086 | 0 | 718.816 | 1.8001 | 718.816 | 0.14123 | 718.0903 | 0.00011594 | 718.816 | 0.011785 | 475.9773 | 1.6021
| 475.922 | 0 | 475.922 | 0 | 476.0932 | 0 | 476.0932 | 2.6067 | 490.19 | 0.15444 | 475.922 | 0.28492 | 490.19 | 0.431 | 490.19 | -0.0043867 | 476.0932 | 0.00013214 | 476.0932 | 0.00017618 | 475.922 | 0 | 718.9796 | 1.828 | 718.9796 | 0.1511 | 718.254 | 0 | 718.9796 | 0.011214 | 476.0932 | 1.5983
| 476.0354 | 0.00032764 | 476.0354 | 0.0086549 | 476.209 | 0.00024284 | 476.209 | 2.5974 | 490.41 | 0.1113 | 476.0354 | 0.28568 | 490.41 | 0.46361 | 490.41 | -0.0030095 | 476.209 | 0.00014122 | 476.209 | 0.00018353 | 476.0354 | 0 | 719.1432 | 1.8284 | 719.1432 | 0.18175 | 718.4177 | 0 | 719.1432 | 0.011681 | 476.209 | 1.5994
| 476.1488 | 0 | 476.1488 | 0 | 476.3249 | 0 | 476.3249 | 2.5589 | 490.64 | 0.12965 | 476.1488 | 0.31149 | 490.64 | 0.48818 | 490.64 | 0.0014282 | 476.3249 | 0.00011187 | 476.3249 | 0.00014678 | 476.1488 | 0.0064159 | 719.3069 | 1.8594 | 719.3069 | 0.15527 | 718.5815 | 0 | 719.3069 | 0.010955 | 476.3249 | 1.5903
| 476.2622 | 0 | 476.2622 | 0.011821 | 476.4407 | 0 | 476.4407 | 2.5514 | 490.86 | 0.098907 | 476.2622 | 0.29555 | 490.86 | 0.52743 | 490.86 | 0.00066312 | 476.4407 | 0.00014086 | 476.4407 | 0.00013755 | 476.2622 | 0.0082071 | 719.4705 | 1.8455 | 719.4705 | 0.15276 | 718.7452 | 0.00034783 | 719.4705 | 0.011318 | 476.4407 | 1.5878
| 476.3757 | 0 | 476.3757 | 0 | 476.5566 | 0 | 476.5566 | 2.5196 | 491.08 | 0.1356 | 476.3757 | 0.3035 | 491.08 | 0.52862 | 491.08 | 0.013976 | 476.5566 | 0.00014459 | 476.5566 | 0.00012851 | 476.3757 | 0 | 719.6342 | 1.8973 | 719.6342 | 0.1558 | 718.9089 | 0 | 719.6342 | 0.010695 | 476.5566 | 1.5814
| 476.4891 | 0.0079802 | 476.4891 | 0.0085031 | 476.6725 | 0.00024284 | 476.6725 | 2.5133 | 491.31 | 0.10734 | 476.4891 | 0.2885 | 491.31 | 0.57439 | 491.31 | 0.0081613 | 476.6725 | 0.0001622 | 476.6725 | 0.00011381 | 476.4891 | 0 | 719.7979 | 1.9093 | 719.7979 | 0.20578 | 719.0727 | 0.00011594 | 719.7979 | 0.01163 | 476.6725 | 1.5801
| 476.6025 | 0 | 476.6025 | 0 | 476.7883 | 0 | 476.7883 | 2.4758 | 491.53 | 0.093949 | 476.6025 | 0.30886 | 491.53 | 0.59549 | 491.53 | 0.00081613 | 476.7883 | 0.00015455 | 476.7883 | 9.9112e-05 | 476.6025 | 0 | 719.9615 | 1.9238 | 719.9615 | 0.15468 | 719.2364 | 0 | 719.9615 | 0.011214 | 476.7883 | 1.569
| 476.7159 | 0.0069505 | 476.7159 | 0.011384 | 476.9042 | 0.00024284 | 476.9042 | 2.4647 | 491.76 | 0.077094 | 476.7159 | 0.30453 | 491.76 | 0.67375 | 491.76 | -0.0017853 | 476.9042 | 0.00017643 | 476.9042 | 0.00012116 | 476.7159 | 0 | 720.1252 | 1.9727 | 720.1252 | 0.20461 | 719.4002 | 0.00034783 | 720.1252 | 0.011837 | 476.9042 | 1.5622
| 476.8294 | 0 | 476.8294 | 0 | 477.0201 | 0 | 477.0201 | 2.4247 | 491.98 | 0.083043 | 476.8294 | 0.30792 | 491.98 | 0.65266 | 491.98 | 0.0014282 | 477.0201 | 0.00017892 | 477.0201 | 0.00012474 | 476.8294 | 0 | 720.2889 | 1.9948 | 720.2889 | 0.18133 | 719.5639 | 7.7296e-05 | 720.2889 | 0.011266 | 477.0201 | 1.5516
| 476.9428 | 0.0010214 | 476.9428 | 0.0054663 | 477.136 | 0 | 477.136 | 2.4093 | 492.2 | 0.067674 | 476.9428 | 0.29917 | 492.2 | 0.71125 | 492.2 | 0.0043357 | 477.136 | 0.00016274 | 477.136 | 0.00013397 | 476.9428 | 0 | 720.4525 | 2.0333 | 720.4525 | 0.20535 | 719.7277 | 0.00057972 | 720.4525 | 0.011993 | 477.136 | 1.5465
| 477.0562 | 0 | 477.0562 | 0 | 477.2519 | 0.00024284 | 477.2519 | 2.3716 | 492.43 | 0.10238 | 477.0562 | 0.30806 | 492.43 | 0.73211 | 492.43 | -0.0085181 | 477.2519 | 0.0001478 | 477.2519 | 0.00012474 | 477.0562 | 0 | 720.6162 | 2.0529 | 720.6162 | 0.18437 | 719.8914 | 0 | 720.6162 | 0.01137 | 477.2519 | 1.5383
| 477.1697 | 0.0074653 | 477.1697 | 0.01655 | 477.3678 | 0 | 477.3678 | 2.363 | 492.65 | 0.036439 | 477.1697 | 0.30585 | 492.65 | 0.78153 | 492.65 | -0.0092835 | 477.3678 | 0.00015776 | 477.3678 | 0.00017071 | 477.1697 | 0 | 720.7799 | 2.0854 | 720.7799 | 0.20503 | 720.0552 | 0.00034783 | 720.7799 | 0.01163 | 477.3678 | 1.5353
| 477.2831 | 0 | 477.2831 | 0 | 477.4837 | 0 | 477.4837 | 2.3299 | 492.88 | 0.036936 | 477.2831 | 0.32381 | 492.88 | 0.77547 | 492.88 | -0.007141 | 477.4837 | 0.00017483 | 477.4837 | 0.00018541 | 477.2831 | 0.012904 | 720.9436 | 2.0913 | 720.9436 | 0.19628 | 720.219 | 0 | 720.9436 | 0.011007 | 477.4837 | 1.5311
| 477.3965 | 0.0012527 | 477.3965 | 0.0094571 | 477.5996 | 0.00024284 | 477.5996 | 2.3165 | 493.1 | 0.072136 | 477.3965 | 0.3129 | 493.1 | 0.86679 | 493.1 | 0.0014282 | 477.5996 | 0.00016843 | 477.5996 | 0.00015225 | 477.3965 | 0 | 721.1073 | 2.1012 | 721.1073 | 0.1825 | 720.3827 | 0.00034783 | 721.1073 | 0.011785 | 477.5996 | 1.529
| 477.51 | 0 | 477.51 | 0 | 477.7155 | 0 | 477.7155 | 2.2884 | 493.32 | 0.063213 | 477.51 | 0.31045 | 493.32 | 0.87053 | 493.32 | -0.0025504 | 477.7155 | 0.00016843 | 477.7155 | 0.00014132 | 477.51 | 0.0025233 | 721.271 | 2.1376 | 721.271 | 0.19804 | 720.5465 | 7.7296e-05 | 721.271 | 0.011578 | 477.7155 | 1.5257
| 477.6234 | 0.0039122 | 477.6234 | 0.0091069 | 477.8314 | 0.00053406 | 477.8314 | 2.2816 | 493.55 | 0.012147 | 477.6234 | 0.31121 | 493.55 | 0.92515 | 493.55 | 0.0041827 | 477.8314 | 0.00016345 | 477.8314 | 0.00012116 | 477.6234 | 0 | 721.4347 | 2.1455 | 721.4347 | 0.20065 | 720.7103 | 0.00011594 | 721.4347 | 0.011733 | 477.8314 | 1.5224
| 477.7369 | 0 | 477.7369 | 0 | 477.9473 | 0.00024284 | 477.9473 | 2.2507 | 493.77 | 0.053297 | 477.7369 | 0.31967 | 493.77 | 0.95754 | 493.77 | -0.0048458 | 477.9473 | 0.00016025 | 477.9473 | 0.00014132 | 477.7369 | 0.0098761 | 721.5984 | 2.1795 | 721.5984 | 0.20258 | 720.8741 | 0 | 721.5984 | 0.010955 | 477.9473 | 1.5117
| 477.8503 | 0.0063405 | 477.8503 | 0.010333 | 478.0632 | 0.00024284 | 478.0632 | 2.2312 | 494 | 0.052304 | 477.8503 | 0.32014 | 494 | 1.0124 | 494 | -0.0068351 | 478.0632 | 0.00015064 | 478.0632 | 0.00011927 | 477.8503 | 0 | 721.7622 | 2.2026 | 721.7622 | 0.18138 | 721.0379 | 0.00034783 | 721.7622 | 0.011474 | 478.0632 | 1.5022
| 477.9638 | 0 | 477.9638 | 0 | 478.1792 | 0 | 478.1792 | 2.1962 | 494.22 | 0.030987 | 477.9638 | 0.33006 | 494.22 | 1.0235 | 494.22 | 0.0032646 | 478.1792 | 0.00013944 | 478.1792 | 0.00012474 | 477.9638 | 0.0033881 | 721.9259 | 2.234 | 721.9259 | 0.18079 | 721.2017 | 7.7296e-05 | 721.9259 | 0.011318 | 478.1792 | 1.4945
| 478.0772 | 0.0034497 | 478.0772 | 0.010595 | 478.2951 | 0 | 478.2951 | 2.1915 | 494.44 | 0.033961 | 478.0772 | 0.31332 | 494.44 | 1.0851 | 494.44 | 0.0021933 | 478.2951 | 0.00013784 | 478.2951 | 0.00010458 | 478.0772 | 0 | 722.0896 | 2.2547 | 722.0896 | 0.17903 | 721.3655 | 0.00034783 | 722.0896 | 0.012253 | 478.2951 | 1.4961
| 478.1907 | 0.0010424 | 478.1907 | 0 | 478.411 | 0 | 478.411 | 2.1671 | 494.67 | 0.018096 | 478.1907 | 0.32216 | 494.67 | 1.1216 | 494.67 | 0.0084671 | 478.411 | 0.00013944 | 478.411 | 0.00011381 | 478.1907 | 0 | 722.2534 | 2.2821 | 722.2534 | 0.18255 | 721.5294 | 7.7296e-05 | 722.2534 | 0.011578 | 478.411 | 1.4961
| 478.3042 | 0.0029872 | 478.3042 | 0.015762 | 478.5269 | 0 | 478.5269 | 2.1579 | 494.89 | 0.04239 | 478.3042 | 0.33895 | 494.89 | 1.1651 | 494.89 | -0.0062227 | 478.5269 | 0.00016149 | 478.5269 | 0.00011739 | 478.3042 | 0 | 722.4171 | 2.3133 | 722.4171 | 0.17631 | 721.6932 | 0.00034783 | 722.4171 | 0.012201 | 478.5269 | 1.4981
| 478.4176 | 0 | 478.4176 | 0 | 478.6429 | 0 | 478.6429 | 2.1208 | 495.12 | 0.056271 | 478.4176 | 0.32592 | 495.12 | 1.1882 | 495.12 | 0.0031115 | 478.6429 | 0.00015989 | 478.6429 | 0.00015055 | 478.4176 | 0.0055508 | 722.5809 | 2.3579 | 722.5809 | 0.18416 | 721.857 | 7.7296e-05 | 722.5809 | 0.011422 | 478.6429 | 1.4918
| 478.5311 | 0.0084306 | 478.5311 | 0.011997 | 478.7588 | 0.00024284 | 478.7588 | 2.1086 | 495.34 | 0.019087 | 478.5311 | 0.34243 | 495.34 | 1.2622 | 495.34 | -0.0013262 | 478.7588 | 0.00014957 | 478.7588 | 0.00016148 | 478.5311 | 0 | 722.7446 | 2.3575 | 722.7446 | 0.17705 | 722.0208 | 0.00034783 | 722.7446 | 0.012045 | 478.7588 | 1.4838
| 478.6446 | 0 | 478.6446 | 0 | 478.8748 | 0.00024284 | 478.8748 | 2.0779 | 495.56 | 0.074119 | 478.6446 | 0.33448 | 495.56 | 1.2809 | 495.56 | -0.00086717 | 478.8748 | 0.00011685 | 478.8748 | 0.00016695 | 478.6446 | 0 | 722.9084 | 2.3725 | 722.9084 | 0.18528 | 722.1847 | 0 | 722.9084 | 0.011266 | 478.8748 | 1.4758
| 478.758 | 0.0072722 | 478.758 | 0.0074402 | 478.9907 | 0 | 478.9907 | 2.0671 | 495.79 | 0.024045 | 478.758 | 0.32588 | 495.79 | 1.3428 | 495.79 | -0.0027035 | 478.9907 | 0.00011809 | 478.9907 | 0.00015055 | 478.758 | 0 | 723.0721 | 2.4046 | 723.0721 | 0.17999 | 722.3485 | 0.00011594 | 723.0721 | 0.011578 | 478.9907 | 1.4741
| 478.8715 | 0 | 478.8715 | 0 | 479.1067 | 0.00024284 | 479.1067 | 2.0364 | 496.01 | 0.0295 | 478.8715 | 0.34393 | 496.01 | 1.3892 | 496.01 | -0.0017853 | 479.1067 | 0.00012183 | 479.1067 | 0.00017806 | 478.8715 | 0 | 723.2359 | 2.4254 | 723.2359 | 0.19094 | 722.5123 | 7.7296e-05 | 723.2359 | 0.010747 | 479.1067 | 1.4672
| 478.985 | 0.0020621 | 478.985 | 0.015324 | 479.2226 | 0 | 479.2226 | 2.0201 | 496.24 | 0.02702 | 478.985 | 0.35174 | 496.24 | 1.417 | 496.24 | -0.0046928 | 479.2226 | 0.0001437 | 479.2226 | 0.00015055 | 478.985 | 0 | 723.3997 | 2.4696 | 723.3997 | 0.18213 | 722.6762 | 0 | 723.3997 | 0.011474 | 479.2226 | 1.4669
| 479.0985 | 0 | 479.0985 | 0 | 479.3386 | 0 | 479.3386 | 1.9829 | 496.46 | 0.036936 | 479.0985 | 0.34995 | 496.46 | 1.4512 | 496.46 | 0.006172 | 479.3386 | 0.00016843 | 479.3386 | 0.00019088 | 479.0985 | 0.021987 | 723.5634 | 2.5095 | 723.5634 | 0.19569 | 722.8401 | 0.00030918 | 723.5634 | 0.01111 | 479.3386 | 1.4606
| 479.212 | 0.0072722 | 479.212 | 0.010771 | 479.4546 | 0 | 479.4546 | 1.9654 | 496.69 | 0.047348 | 479.212 | 0.36509 | 496.69 | 1.5304 | 496.69 | 0.0038766 | 479.4546 | 0.00017892 | 479.4546 | 0.00016883 | 479.212 | 0 | 723.7272 | 2.5394 | 723.7272 | 0.17988 | 723.0039 | 0 | 723.7272 | 0.012045 | 479.4546 | 1.4602
| 479.3254 | 0 | 479.3254 | 0 | 479.5706 | 0 | 479.5706 | 1.9364 | 496.91 | 0.038919 | 479.3254 | 0.36612 | 496.91 | 1.5393 | 496.91 | 0.0066312 | 479.5706 | 0.00016522 | 479.5706 | 0.00018541 | 479.3254 | 0 | 723.891 | 2.5147 | 723.891 | 0.20952 | 723.1678 | 7.7296e-05 | 723.891 | 0.011681 | 479.5706 | 1.4527
| 479.4389 | 0.0093316 | 479.4389 | 0.0085031 | 479.6865 | 0 | 479.6865 | 1.9338 | 497.13 | 0.016113 | 479.4389 | 0.37256 | 497.13 | 1.6172 | 497.13 | 0.0028055 | 479.6865 | 0.00013446 | 479.6865 | 0.00012474 | 479.4389 | 0 | 724.0548 | 2.5215 | 724.0548 | 0.2029 | 723.3317 | 0.00011594 | 724.0548 | 0.012512 | 479.6865 | 1.452
| 479.5524 | 0 | 479.5524 | 0 | 479.8025 | 0.00024284 | 479.8025 | 1.9093 | 497.36 | 0.0042142 | 479.5524 | 0.37129 | 497.36 | 1.6242 | 497.36 | -0.00010202 | 479.8025 | 0.0001494 | 479.8025 | 0.0001302 | 479.5524 | 0 | 724.2186 | 2.5564 | 724.2186 | 0.21064 | 723.4955 | 0.00030918 | 724.2186 | 0.011785 | 479.8025 | 1.4471
| 479.6659 | 0.0057624 | 479.6659 | 0.014011 | 479.9185 | 0 | 479.9185 | 1.8953 | 497.58 | 0.036936 | 479.6659 | 0.36151 | 497.58 | 1.6965 | 497.58 | -0.0091305 | 479.9185 | 0.00016025 | 479.9185 | 0.0001449 | 479.6659 | 0 | 724.3824 | 2.585 | 724.3824 | 0.19916 | 723.6594 | 0 | 724.3824 | 0.012201 | 479.9185 | 1.4441
| 479.7794 | 0 | 479.7794 | 0 | 480.0345 | 0.00024284 | 480.0345 | 1.8539 | 497.81 | 0.012147 | 479.7794 | 0.37412 | 497.81 | 1.7142 | 497.81 | -0.005917 | 480.0345 | 0.00017554 | 480.0345 | 0.00016336 | 479.7794 | 0.0033881 | 724.5462 | 2.5941 | 724.5462 | 0.22628 | 723.8233 | 0 | 724.5462 | 0.011266 | 480.0345 | 1.4284
| 479.8929 | 0 | 479.8929 | 0.013485 | 480.1505 | 0 | 480.1505 | 1.8322 | 498.03 | 0.014626 | 479.8929 | 0.3814 | 498.03 | 1.8046 | 498.03 | 0.0029585 | 480.1505 | 0.00014122 | 480.1505 | 0.00013585 | 479.8929 | 0 | 724.7101 | 2.6097 | 724.7101 | 0.2077 | 723.9872 | 0.00011594 | 724.7101 | 0.011526 | 480.1505 | 1.4193
| 480.0064 | 0 | 480.0064 | 0 | 480.2665 | 0 | 480.2665 | 1.794 | 498.26 | -0.012642 | 480.0064 | 0.3869 | 498.26 | 1.8159 | 498.26 | 0.00035706 | 480.2665 | 0.0001558 | 480.2665 | 0.00010458 | 480.0064 | 0.0029557 | 724.8739 | 2.636 | 724.8739 | 0.22207 | 724.1511 | 0 | 724.8739 | 0.010851 | 480.2665 | 1.405
| 480.1199 | 0.010168 | 480.1199 | 0.0024295 | 480.3825 | 0 | 480.3825 | 1.7811 | 498.48 | 0.022062 | 480.1199 | 0.38244 | 498.48 | 1.8618 | 498.48 | -0.0062227 | 480.3825 | 0.00016149 | 480.3825 | 9.1763e-05 | 480.1199 | 0 | 725.0377 | 2.6576 | 725.0377 | 0.22441 | 724.315 | 0.00034783 | 725.0377 | 0.011785 | 480.3825 | 1.4054
| 480.2334 | 0 | 480.2334 | 0 | 480.4985 | 0 | 480.4985 | 1.75 | 498.71 | 0.006693 | 480.2334 | 0.39067 | 498.71 | 1.9192 | 498.71 | -0.0042337 | 480.4985 | 0.00017518 | 480.4985 | 0.00012474 | 480.2334 | 0 | 725.2015 | 2.6803 | 725.2015 | 0.22313 | 724.4789 | 7.7296e-05 | 725.2015 | 0.011526 | 480.4985 | 1.3998
| 480.3469 | 0.0015996 | 480.3469 | 0.0095447 | 480.6145 | 0.00024284 | 480.6145 | 1.7579 | 498.93 | -0.018096 | 480.3469 | 0.40007 | 498.93 | 1.9907 | 498.93 | -0.0068351 | 480.6145 | 0.00016967 | 480.6145 | 0.00015413 | 480.3469 | 0 | 725.3654 | 2.7148 | 725.3654 | 0.2132 | 724.6428 | 0.00011594 | 725.3654 | 0.012149 | 480.6145 | 1.4035
| 480.4604 | 0 | 480.4604 | 0 | 480.7305 | 0.00024284 | 480.7305 | 1.7325 | 499.15 | 0.025532 | 480.4604 | 0.41869 | 499.15 | 1.9856 | 499.15 | -0.0023974 | 480.7305 | 0.00017305 | 480.7305 | 0.0001449 | 480.4604 | 0 | 725.5292 | 2.7208 | 725.5292 | 0.2415 | 724.8067 | 7.7296e-05 | 725.5292 | 0.011318 | 480.7305 | 1.3996
| 480.5739 | 0 | 480.5739 | 0.0094571 | 480.8465 | 0.00053406 | 480.8465 | 1.7282 | 499.38 | -0.0027268 | 480.5739 | 0.41102 | 499.38 | 2.0692 | 499.38 | -0.005917 | 480.8465 | 0.00016149 | 480.8465 | 0.00017618 | 480.5739 | 0 | 725.6931 | 2.7423 | 725.6931 | 0.22917 | 724.9706 | 0 | 725.6931 | 0.011681 | 480.8465 | 1.4023
| 480.6875 | 0 | 480.6875 | 0 | 480.9625 | 0.00024284 | 480.9625 | 1.6871 | 499.6 | 0.047842 | 480.6875 | 0.43698 | 499.6 | 2.0808 | 499.6 | -0.0017853 | 480.9625 | 0.00015064 | 480.9625 | 0.0001596 | 480.6875 | 0 | 725.8569 | 2.7568 | 725.8569 | 0.24572 | 725.1346 | 7.7296e-05 | 725.8569 | 0.01137 | 480.9625 | 1.3976
| 480.801 | 0.002409 | 480.801 | 0.011121 | 481.0786 | 0 | 481.0786 | 1.6745 | 499.83 | -0.021071 | 480.801 | 0.42598 | 499.83 | 2.1836 | 499.83 | -0.0062227 | 481.0786 | 0.00014122 | 481.0786 | 0.00019822 | 480.801 | 0 | 726.0208 | 2.787 | 726.0208 | 0.24193 | 725.2985 | 0.00011594 | 726.0208 | 0.012408 | 481.0786 | 1.3962
| 480.9145 | 0 | 480.9145 | 0 | 481.1946 | 0.00024284 | 481.1946 | 1.6443 | 500.05 | 0.018096 | 480.9145 | 0.42922 | 500.05 | 2.1923 | 500.05 | 0.0011222 | 481.1946 | 0.00014193 | 481.1946 | 0.00015055 | 480.9145 | 0 | 726.1846 | 2.8047 | 726.1846 | 0.24374 | 725.4624 | 0 | 726.1846 | 0.012408 | 481.1946 | 1.383
| 481.028 | 0.0020621 | 481.028 | 0.0069846 | 481.3106 | 0.00024284 | 481.3106 | 1.639 | 500.28 | -0.010659 | 481.028 | 0.43999 | 500.28 | 2.239 | 500.28 | -0.0034686 | 481.3106 | 0.00013961 | 481.3106 | 0.00017429 | 481.028 | 0 | 726.3485 | 2.8039 | 726.3485 | 0.26879 | 725.6264 | 0 | 726.3485 | 0.012876 | 481.3106 | 1.3769
| 481.1415 | 0 | 481.1415 | 0 | 481.4266 | 0.00053406 | 481.4266 | 1.622 | 500.5 | 0.019583 | 481.1415 | 0.44553 | 500.5 | 2.3035 | 500.5 | -0.007141 | 481.4266 | 0.00014157 | 481.4266 | 0.00017429 | 481.1415 | 0 | 726.5124 | 2.8187 | 726.5124 | 0.26264 | 725.7903 | 7.7296e-05 | 726.5124 | 0.011993 | 481.4266 | 1.3696
| 481.2551 | 0.005878 | 481.2551 | 0.012434 | 481.5427 | 0 | 481.5427 | 1.6134 | 500.73 | -0.00471 | 481.2551 | 0.46091 | 500.73 | 2.3767 | 500.73 | 0.0023464 | 481.5427 | 0.00015491 | 481.5427 | 0.00016336 | 481.2551 | 0.0012958 | 726.6762 | 2.8545 | 726.6762 | 0.27023 | 725.9543 | 0.00034783 | 726.6762 | 0.012304 | 481.5427 | 1.3746
| 481.3686 | 0 | 481.3686 | 0 | 481.6587 | 0.00082547 | 481.6587 | 1.5819 | 500.95 | 0.028012 | 481.3686 | 0.4682 | 500.95 | 2.3567 | 500.95 | 0.0023464 | 481.6587 | 0.00016309 | 481.6587 | 0.00015055 | 481.3686 | 0 | 726.8401 | 2.8425 | 726.8401 | 0.27183 | 726.1182 | 7.7296e-05 | 726.8401 | 0.011837 | 481.6587 | 1.3708
| 481.4821 | 0.0040278 | 481.4821 | 0 | 481.7748 | 0.00024284 | 481.7748 | 1.5601 | 501.17 | -0.034458 | 481.4821 | 0.44144 | 501.17 | 2.4418 | 501.17 | 0.0032646 | 481.7748 | 0.00016736 | 481.7748 | 0.00013755 | 481.4821 | 0.0012958 | 727.004 | 2.8763 | 727.004 | 0.27295 | 726.2822 | 0 | 727.004 | 0.012304 | 481.7748 | 1.3713
| 481.5957 | 0 | 481.5957 | 0 | 481.8908 | 0.00024284 | 481.8908 | 1.5244 | 501.4 | 0.019583 | 481.5957 | 0.45381 | 501.4 | 2.4592 | 501.4 | 0.0017343 | 481.8908 | 0.00015989 | 481.8908 | 0.00013209 | 481.5957 | 0.00079301 | 727.1679 | 2.8695 | 727.1679 | 0.2674 | 726.4462 | 0.00030918 | 727.1679 | 0.01163 | 481.8908 | 1.3659
| 481.7092 | 0.0081732 | 481.7092 | 0.012172 | 482.0069 | 0 | 482.0069 | 1.5126 | 501.62 | -0.0052058 | 481.7092 | 0.46918 | 501.62 | 2.5151 | 501.62 | 0.0031115 | 482.0069 | 0.00015704 | 482.0069 | 0.00011927 | 481.7092 | 0 | 727.3318 | 2.9246 | 727.3318 | 0.26019 | 726.6101 | 0 | 727.3318 | 0.012253 | 482.0069 | 1.3645
| 481.8227 | 0 | 481.8227 | 0 | 482.123 | 0 | 482.123 | 1.487 | 501.85 | 0.015121 | 481.8227 | 0.45315 | 501.85 | 2.5546 | 501.85 | -0.0083652 | 482.123 | 0.00015242 | 482.123 | 0.00010269 | 481.8227 | 0 | 727.4957 | 2.9168 | 727.4957 | 0.28438 | 726.7741 | 0 | 727.4957 | 0.011785 | 482.123 | 1.3564
| 481.9363 | 0.0061092 | 481.9363 | 0.0030368 | 482.239 | 0.00053406 | 482.239 | 1.4874 | 502.07 | -0.012642 | 481.9363 | 0.46947 | 502.07 | 2.6282 | 502.07 | -0.0043867 | 482.239 | 0.00015971 | 482.239 | 8.6299e-05 | 481.9363 | 0.0012958 | 727.6596 | 2.916 | 727.6596 | 0.28438 | 726.9381 | 0.00011594 | 727.6596 | 0.012668 | 482.239 | 1.3489
| 482.0498 | 0.0010424 | 482.0498 | 0 | 482.3551 | 0 | 482.3551 | 1.4752 | 502.3 | 0.019583 | 482.0498 | 0.4705 | 502.3 | 2.6197 | 502.3 | 0.0064783 | 482.3551 | 0.00017554 | 482.3551 | 6.6137e-05 | 482.0498 | 0 | 727.8235 | 2.9658 | 727.8235 | 0.28384 | 727.1021 | 7.7296e-05 | 727.8235 | 0.011785 | 482.3551 | 1.3433
| 482.1634 | 0.0010214 | 482.1634 | 0.0059217 | 482.4712 | 0 | 482.4712 | 1.4752 | 502.52 | -0.0032226 | 482.1634 | 0.46759 | 502.52 | 2.7 | 502.52 | 0.0017343 | 482.4712 | 0.00018639 | 482.4712 | 4.9556e-05 | 482.1634 | 0 | 727.9875 | 2.9907 | 727.9875 | 0.28598 | 727.2661 | 0.00011594 | 727.9875 | 0.012512 | 482.4712 | 1.3445
| 482.2769 | 0 | 482.2769 | 0 | 482.5872 | 0.00024284 | 482.5872 | 1.4439 | 502.75 | -0.0042142 | 482.2769 | 0.46716 | 502.75 | 2.7029 | 502.75 | -0.0046928 | 482.5872 | 0.00017643 | 482.5872 | 9.3647e-05 | 482.2769 | 0 | 728.1514 | 2.9942 | 728.1514 | 0.29249 | 727.4301 | 0 | 728.1514 | 0.011578 | 482.5872 | 1.3433
| 482.3905 | 0.0070148 | 482.3905 | 0.0095447 | 482.7033 | 0.00053406 | 482.7033 | 1.4214 | 502.97 | 0.0037184 | 482.3905 | 0.48545 | 502.97 | 2.7857 | 502.97 | -0.007141 | 482.7033 | 0.00017465 | 482.7033 | 0.00011739 | 482.3905 | 0 | 728.3153 | 3.0562 | 728.3153 | 0.28326 | 727.5941 | 0.00011594 | 728.3153 | 0.012356 | 482.7033 | 1.3427
| 482.504 | 0 | 482.504 | 0 | 482.8194 | 0.00024284 | 482.8194 | 1.3796 | 503.2 | 0.031978 | 482.504 | 0.47224 | 503.2 | 2.8102 | 503.2 | -0.010202 | 482.8194 | 0.00015438 | 482.8194 | 0.00015771 | 482.504 | 0.0059835 | 728.4793 | 3.0617 | 728.4793 | 0.29351 | 727.7581 | 0 | 728.4793 | 0.011474 | 482.8194 | 1.3353
| 482.6176 | 0.0051842 | 482.6176 | 0.0021258 | 482.9355 | 0.00053406 | 482.9355 | 1.3654 | 503.42 | 0.015121 | 482.6176 | 0.48414 | 503.42 | 2.8771 | 503.42 | -0.0039276 | 482.9355 | 0.00014619 | 482.9355 | 0.0001449 | 482.6176 | 0 | 728.6432 | 3.0892 | 728.6432 | 0.29885 | 727.9221 | 0.00034783 | 728.6432 | 0.011837 | 482.9355 | 1.3365
| 482.7312 | 0 | 482.7312 | 0 | 483.0516 | 0.00024284 | 483.0516 | 1.3343 | 503.64 | -0.013138 | 482.7312 | 0.4957 | 503.64 | 2.9141 | 503.64 | 0.010304 | 483.0516 | 0.0001229 | 483.0516 | 0.0001432 | 482.7312 | 0 | 728.8071 | 3.0856 | 728.8071 | 0.31385 | 728.0861 | 0 | 728.8071 | 0.011162 | 483.0516 | 1.331
| 482.8447 | 0 | 482.8447 | 0.010333 | 483.1677 | 0.00024284 | 483.1677 | 1.3351 | 503.87 | 0.012147 | 482.8447 | 0.49213 | 503.87 | 2.9513 | 503.87 | -0.0046928 | 483.1677 | 0.0001341 | 483.1677 | 0.0001449 | 482.8447 | 0 | 728.9711 | 3.1609 | 728.9711 | 0.30915 | 728.2501 | 0.00081146 | 728.9711 | 0.012201 | 483.1677 | 1.3297
| 482.9583 | 0 | 482.9583 | 0 | 483.2838 | 0 | 483.2838 | 1.3158 | 504.09 | -0.026523 | 482.9583 | 0.48837 | 504.09 | 2.9356 | 504.09 | 0.0015813 | 483.2838 | 0.00013286 | 483.2838 | 0.00011739 | 482.9583 | 0 | 729.135 | 3.1532 | 729.135 | 0.31134 | 728.4142 | 0 | 729.135 | 0.012201 | 483.2838 | 1.3224
| 483.0718 | 0.0044904 | 483.0718 | 0.012609 | 483.3999 | 0.00024284 | 483.3999 | 1.3163 | 504.32 | -0.012642 | 483.0718 | 0.50308 | 504.32 | 2.9995 | 504.32 | -0.00056109 | 483.3999 | 0.00014904 | 483.3999 | 9.7228e-05 | 483.0718 | 0.00043193 | 729.299 | 3.1528 | 729.299 | 0.3146 | 728.5782 | 0.00057972 | 729.299 | 0.012979 | 483.3999 | 1.3194
| 483.1854 | 0 | 483.1854 | 0 | 483.516 | 0 | 483.516 | 1.2846 | 504.54 | -0.022558 | 483.1854 | 0.50412 | 504.54 | 3.0236 | 504.54 | 0.00020403 | 483.516 | 0.00013944 | 483.516 | 0.000101 | 483.1854 | 0.0068486 | 729.463 | 3.1639 | 729.463 | 0.31914 | 728.7422 | 0 | 729.463 | 0.012201 | 483.516 | 1.312
| 483.299 | 0.0021778 | 483.299 | 0.01366 | 483.6321 | 0.00053406 | 483.6321 | 1.2668 | 504.77 | 0.00074368 | 483.299 | 0.49721 | 504.77 | 3.0488 | 504.77 | 0.0031115 | 483.6321 | 0.0001478 | 483.6321 | 0.00013943 | 483.299 | 0 | 729.6269 | 3.1771 | 729.6269 | 0.31567 | 728.9063 | 0.00011594 | 729.6269 | 0.012616 | 483.6321 | 1.3063
| 483.4126 | 0 | 483.4126 | 0 | 483.7482 | 0.00053406 | 483.7482 | 1.2276 | 504.99 | 0.026523 | 483.4126 | 0.50826 | 504.99 | 3.0667 | 504.99 | 0.00051009 | 483.7482 | 0.00013126 | 483.7482 | 0.00016148 | 483.4126 | 0 | 729.7909 | 3.2024 | 729.7909 | 0.32853 | 729.0703 | 0 | 729.7909 | 0.011733 | 483.7482 | 1.2949
| 483.5262 | 0.0041435 | 483.5262 | 0.010946 | 483.8644 | 0 | 483.8644 | 1.2137 | 505.22 | -0.041894 | 483.5262 | 0.51282 | 505.22 | 3.0889 | 505.22 | 0.0029585 | 483.8644 | 0.00015527 | 483.8644 | 0.00012474 | 483.5262 | 0.0064792 | 729.9549 | 3.2217 | 729.9549 | 0.3185 | 729.2344 | 0 | 729.9549 | 0.011941 | 483.8644 | 1.2923
| 483.6397 | 0 | 483.6397 | 0 | 483.9805 | 0 | 483.9805 | 1.1849 | 505.44 | 0.0042142 | 483.6397 | 0.51173 | 505.44 | 3.1401 | 505.44 | 0.0052539 | 483.9805 | 0.00016469 | 483.9805 | 8.9879e-05 | 483.6397 | 0 | 730.1189 | 3.2019 | 730.1189 | 0.32821 | 729.3984 | 0 | 730.1189 | 0.01111 | 483.9805 | 1.2888
| 483.7533 | 0.01004 | 483.7533 | 0.012609 | 484.0966 | 0 | 484.0966 | 1.177 | 505.67 | -0.025036 | 483.7533 | 0.51536 | 505.67 | 3.1491 | 505.67 | -0.00010202 | 484.0966 | 0.00016309 | 484.0966 | 8.9879e-05 | 483.7533 | 0 | 730.2829 | 3.2244 | 730.2829 | 0.32448 | 729.5625 | 0.00057972 | 730.2829 | 0.011993 | 484.0966 | 1.2938
| 483.8669 | 0 | 483.8669 | 0 | 484.2127 | 0.00024284 | 484.2127 | 1.159 | 505.89 | 0.00471 | 483.8669 | 0.52213 | 505.89 | 3.1438 | 505.89 | -0.0051518 | 484.2127 | 0.00014193 | 484.2127 | 0.000101 | 483.8669 | 0.011174 | 730.4469 | 3.2525 | 730.4469 | 0.32955 | 729.7265 | 0 | 730.4469 | 0.012045 | 484.2127 | 1.2911
| 483.9805 | 0.002409 | 483.9805 | 0.01366 | 484.3289 | 0.00024284 | 484.3289 | 1.1593 | 506.12 | 0.0032226 | 483.9805 | 0.5131 | 506.12 | 3.2298 | 506.12 | -0.011426 | 484.3289 | 0.00014193 | 484.3289 | 0.00011004 | 483.9805 | 0 | 730.6109 | 3.2535 | 730.6109 | 0.33649 | 729.8906 | 0.00011594 | 730.6109 | 0.012772 | 484.3289 | 1.2906
| 484.0941 | 0 | 484.0941 | 0 | 484.445 | 0.00024284 | 484.445 | 1.1423 | 506.34 | 0.031481 | 484.0941 | 0.50543 | 506.34 | 3.2502 | 506.34 | 5.1009e-05 | 484.445 | 0.00016309 | 484.445 | 9.3647e-05 | 484.0941 | 0.023736 | 730.7749 | 3.2538 | 730.7749 | 0.33339 | 730.0547 | 0 | 730.7749 | 0.011993 | 484.445 | 1.2865
| 484.2077 | 0.00044325 | 484.2077 | 0.010595 | 484.5612 | 0.00024284 | 484.5612 | 1.132 | 506.57 | -0.026029 | 484.2077 | 0.52659 | 506.57 | 3.2654 | 506.57 | 0.00020403 | 484.5612 | 0.00015704 | 484.5612 | 0.00014678 | 484.2077 | 0 | 730.9389 | 3.2837 | 730.9389 | 0.32213 | 730.2188 | 0.00011594 | 730.9389 | 0.012408 | 484.5612 | 1.2872
| 484.3213 | 0 | 484.3213 | 0 | 484.6773 | 0 | 484.6773 | 1.1003 | 506.79 | -0.036439 | 484.3213 | 0.53524 | 506.79 | 3.3073 | 506.79 | -0.0043867 | 484.6773 | 0.0001574 | 484.6773 | 0.00012285 | 484.3213 | 0 | 731.1029 | 3.2981 | 731.1029 | 0.35085 | 730.3829 | 0 | 731.1029 | 0.011941 | 484.6773 | 1.2812
| 484.4349 | 0.00032764 | 484.4349 | 0.0072883 | 484.7935 | 0.00024284 | 484.7935 | 1.0819 | 507.02 | -0.018096 | 484.4349 | 0.53336 | 507.02 | 3.3051 | 507.02 | -0.0045398 | 484.7935 | 0.00013712 | 484.7935 | 0.00017618 | 484.4349 | 0.015982 | 731.2669 | 3.2979 | 731.2669 | 0.33985 | 730.547 | 0.00034783 | 731.2669 | 0.012356 | 484.7935 | 1.2807
| 484.5485 | 0 | 484.5485 | 0 | 484.9096 | 0 | 484.9096 | 1.0481 | 507.24 | -0.0032226 | 484.5485 | 0.5367 | 507.24 | 3.3315 | 507.24 | 0.0028055 | 484.9096 | 0.00014708 | 484.9096 | 0.00017976 | 484.5485 | 0 | 731.431 | 3.3369 | 731.431 | 0.34589 | 730.7111 | 0 | 731.431 | 0.011733 | 484.9096 | 1.2733
| 484.6621 | 0.0074653 | 484.6621 | 0.007592 | 485.0258 | 0.00024284 | 485.0258 | 1.0392 | 507.47 | 0.0086762 | 484.6621 | 0.55085 | 507.47 | 3.329 | 507.47 | -0.0033155 | 485.0258 | 0.00014833 | 485.0258 | 0.00022027 | 484.6621 | 0 | 731.595 | 3.3516 | 731.595 | 0.35267 | 730.8752 | 0.00011594 | 731.595 | 0.011941 | 485.0258 | 1.2713
| 484.7757 | 0 | 484.7757 | 0 | 485.142 | 0 | 485.142 | 1.0056 | 507.69 | -0.0086762 | 484.7757 | 0.55071 | 507.69 | 3.3576 | 507.69 | -0.0017853 | 485.142 | 0.0001494 | 485.142 | 0.00018541 | 484.7757 | 0 | 731.7591 | 3.3977 | 731.7591 | 0.3563 | 731.0393 | 7.7296e-05 | 731.7591 | 0.011889 | 485.142 | 1.2614
| 484.8893 | 0.0019465 | 484.8893 | 0.01655 | 485.2581 | 0 | 485.2581 | 0.99218 | 507.92 | -0.0086762 | 484.8893 | 0.55687 | 507.92 | 3.4092 | 507.92 | -0.01265 | 485.2581 | 0.00015864 | 485.2581 | 0.00013209 | 484.8893 | 0 | 731.9231 | 3.4121 | 731.9231 | 0.35454 | 731.2034 | 0.00011594 | 731.9231 | 0.012616 | 485.2581 | 1.2574
| 485.0029 | 0 | 485.0029 | 0 | 485.3743 | 0 | 485.3743 | 0.95303 | 508.14 | 0.011155 | 485.0029 | 0.55936 | 508.14 | 3.4158 | 508.14 | -0.0014792 | 485.3743 | 0.00015704 | 485.3743 | 9.9112e-05 | 485.0029 | 0.0033881 | 732.0871 | 3.445 | 732.0871 | 0.36201 | 731.3675 | 0 | 732.0871 | 0.012201 | 485.3743 | 1.2541
| 485.1166 | 0.00021202 | 485.1166 | 0.0089317 | 485.4905 | 0 | 485.4905 | 0.9423 | 508.37 | 0.002231 | 485.1166 | 0.55805 | 508.37 | 3.4312 | 508.37 | -0.013874 | 485.4905 | 0.00016843 | 485.4905 | 0.00010269 | 485.1166 | 0 | 732.2512 | 3.4139 | 732.2512 | 0.3642 | 731.5316 | 0.00034783 | 732.2512 | 0.012356 | 485.4905 | 1.2525
| 485.2302 | 0.0030112 | 485.2302 | 0 | 485.6067 | 0.00024284 | 485.6067 | 0.90082 | 508.59 | 0.0037184 | 485.2302 | 0.57765 | 508.59 | 3.4212 | 508.59 | 0.00020403 | 485.6067 | 0.00014957 | 485.6067 | 0.00013397 | 485.2302 | 0 | 732.4153 | 3.4646 | 732.4153 | 0.37242 | 731.6957 | 7.7296e-05 | 732.4153 | 0.011526 | 485.6067 | 1.2468
| 485.3438 | 0.010619 | 485.3438 | 0.013398 | 485.7228 | 0 | 485.7228 | 0.89796 | 508.82 | -0.01413 | 485.3438 | 0.58955 | 508.82 | 3.4571 | 508.82 | 0.0031115 | 485.7228 | 0.00014904 | 485.7228 | 0.00016148 | 485.3438 | 0 | 732.5793 | 3.4676 | 732.5793 | 0.38364 | 731.8599 | 0 | 732.5793 | 0.012253 | 485.7228 | 1.2436
| 485.4574 | 0 | 485.4574 | 0 | 485.839 | 0.00024284 | 485.839 | 0.869 | 509.04 | 0.00074368 | 485.4574 | 0.58127 | 509.04 | 3.4509 | 509.04 | -0.0031625 | 485.839 | 0.00013961 | 485.839 | 0.00017806 | 485.4574 | 0 | 732.7434 | 3.5083 | 732.7434 | 0.37435 | 732.024 | 7.7296e-05 | 732.7434 | 0.011733 | 485.839 | 1.2386
| 485.5711 | 0 | 485.5711 | 0.0013666 | 485.9552 | 0 | 485.9552 | 0.88438 | 509.27 | -0.002231 | 485.5711 | 0.59157 | 509.27 | 3.4612 | 509.27 | -0.0085181 | 485.9552 | 0.00015491 | 485.9552 | 0.00016506 | 485.5711 | 0 | 732.9075 | 3.5623 | 732.9075 | 0.38118 | 732.1881 | 0 | 732.9075 | 0.01246 | 485.9552 | 1.2391
| 485.6847 | 0 | 485.6847 | 0 | 486.0714 | 0 | 486.0714 | 0.85613 | 509.49 | 0.0057014 | 485.6847 | 0.59994 | 509.49 | 3.4645 | 509.49 | -0.0007141 | 486.0714 | 0.00014868 | 486.0714 | 0.00015055 | 485.6847 | 0.015499 | 733.0715 | 3.5925 | 733.0715 | 0.39789 | 732.3523 | 0 | 733.0715 | 0.012097 | 486.0714 | 1.2357
| 485.7983 | 0.0062249 | 485.7983 | 0.012434 | 486.1876 | 0 | 486.1876 | 0.8581 | 509.72 | -0.0057014 | 485.7983 | 0.59491 | 509.72 | 3.5036 | 509.72 | -0.011273 | 486.1876 | 0.00016025 | 486.1876 | 0.00017241 | 485.7983 | 0.023276 | 733.2356 | 3.5863 | 733.2356 | 0.39752 | 732.5164 | 0.00034783 | 733.2356 | 0.012979 | 486.1876 | 1.2338
| 485.912 | 0 | 485.912 | 0 | 486.3038 | 0 | 486.3038 | 0.82538 | 509.94 | 0.0057014 | 485.912 | 0.59448 | 509.94 | 3.4994 | 509.94 | 0.0093854 | 486.3038 | 0.00015206 | 486.3038 | 0.00013755 | 485.912 | 0.010309 | 733.3997 | 3.6201 | 733.3997 | 0.39544 | 732.6806 | 0 | 733.3997 | 0.012304 | 486.3038 | 1.2296
| 486.0256 | 0.0021778 | 486.0256 | 0.012609 | 486.42 | 0 | 486.42 | 0.8227 | 510.17 | -0.0052058 | 486.0256 | 0.61945 | 510.17 | 3.5064 | 510.17 | -0.0177 | 486.42 | 0.00016487 | 486.42 | 0.00015602 | 486.0256 | 0 | 733.5638 | 3.6166 | 733.5638 | 0.39725 | 732.8448 | 0 | 733.5638 | 0.012824 | 486.42 | 1.2273
| 486.1393 | 0 | 486.1393 | 0 | 486.5362 | 0 | 486.5362 | 0.80679 | 510.39 | 0.00074368 | 486.1393 | 0.63266 | 510.39 | 3.5459 | 510.39 | 0.0018873 | 486.5362 | 0.0001421 | 486.5362 | 0.00015771 | 486.1393 | 0 | 733.7279 | 3.6255 | 733.7279 | 0.41375 | 733.0089 | 0 | 733.7279 | 0.011941 | 486.5362 | 1.2249
| 486.2529 | 0.012807 | 486.2529 | 0.0031887 | 486.6524 | 0.00082547 | 486.6524 | 0.8109 | 510.62 | -0.024542 | 486.2529 | 0.65015 | 510.62 | 3.5338 | 510.62 | -0.005917 | 486.6524 | 0.00014833 | 486.6524 | 0.00021839 | 486.2529 | 0 | 733.892 | 3.608 | 733.892 | 0.41311 | 733.1731 | 0.00034783 | 733.892 | 0.012927 | 486.6524 | 1.2264
| 486.3666 | 0 | 486.3666 | 0 | 486.7687 | 0 | 486.7687 | 0.81269 | 510.84 | -0.012147 | 486.3666 | 0.6455 | 510.84 | 3.5074 | 510.84 | 0.013976 | 486.7687 | 0.00012165 | 486.7687 | 0.00022743 | 486.3666 | 0 | 734.0561 | 3.5606 | 734.0561 | 0.41621 | 733.3373 | 0 | 734.0561 | 0.012304 | 486.7687 | 1.2204
| 486.4802 | 0.0037966 | 486.4802 | 0.013398 | 486.8849 | 0 | 486.8849 | 0.82091 | 511.07 | 0.0002479 | 486.4802 | 0.65697 | 511.07 | 3.5118 | 511.07 | -0.00056109 | 486.8849 | 0.00013837 | 486.8849 | 0.00023666 | 486.4802 | 0 | 734.2202 | 3.5495 | 734.2202 | 0.41124 | 733.5015 | 0.00011594 | 734.2202 | 0.013343 | 486.8849 | 1.2142
| 486.5939 | 0 | 486.5939 | 0 | 487.0011 | 0 | 487.0011 | 0.83379 | 511.29 | 0.0012395 | 486.5939 | 0.66445 | 511.29 | 3.5542 | 511.29 | -0.0077534 | 487.0011 | 0.00013695 | 487.0011 | 0.00018353 | 486.5939 | 0 | 734.3843 | 3.5688 | 734.3843 | 0.4342 | 733.6656 | 7.7296e-05 | 734.3843 | 0.012564 | 487.0011 | 1.2038
| 486.7075 | 0 | 486.7075 | 0.012172 | 487.1174 | 0 | 487.1174 | 0.83951 | 511.52 | -0.038919 | 486.7075 | 0.66938 | 511.52 | 3.5637 | 511.52 | -0.0036216 | 487.1174 | 0.00017768 | 487.1174 | 0.00015413 | 486.7075 | 0 | 734.5485 | 3.5599 | 734.5485 | 0.42251 | 733.8298 | 0.00011594 | 734.5485 | 0.013135 | 487.1174 | 1.2029
| 486.8212 | 0 | 486.8212 | 0 | 487.2336 | 0 | 487.2336 | 0.84183 | 511.74 | 0.032474 | 486.8212 | 0.71475 | 511.74 | 3.5049 | 511.74 | -0.0040807 | 487.2336 | 0.00016594 | 487.2336 | 9.5343e-05 | 486.8212 | 0 | 734.7126 | 3.5875 | 734.7126 | 0.43756 | 733.994 | 0 | 734.7126 | 0.01246 | 487.2336 | 1.2012
| 486.9348 | 0.0048373 | 486.9348 | 0.0097198 | 487.3498 | 0 | 487.3498 | 0.81484 | 511.97 | 0.002231 | 486.9348 | 0.71433 | 511.97 | 3.5804 | 511.97 | -0.0048458 | 487.3498 | 0.00015971 | 487.3498 | 8.9879e-05 | 486.9348 | 0.0064792 | 734.8767 | 3.6001 | 734.8767 | 0.42822 | 734.1582 | 0.00011594 | 734.8767 | 0.012927 | 487.3498 | 1.2047
| 487.0485 | 0 | 487.0485 | 0 | 487.4661 | 0 | 487.4661 | 0.79017 | 512.19 | -0.022558 | 487.0485 | 0.71518 | 512.19 | 3.5277 | 512.19 | -0.0043867 | 487.4661 | 0.00014122 | 487.4661 | 9.7228e-05 | 487.0485 | 0.0012254 | 735.0409 | 3.6189 | 735.0409 | 0.43954 | 734.3224 | 7.7296e-05 | 735.0409 | 0.012253 | 487.4661 | 1.1989
| 487.1622 | 0.0054154 | 487.1622 | 0.009895 | 487.5823 | 0 | 487.5823 | 0.74958 | 512.42 | -0.0176 | 487.1622 | 0.72021 | 512.42 | 3.5774 | 512.42 | 0.00081613 | 487.5823 | 0.00016309 | 487.5823 | 0.00013943 | 487.1622 | 0 | 735.205 | 3.5992 | 735.205 | 0.43233 | 734.4866 | 0 | 735.205 | 0.012979 | 487.5823 | 1.2002
| 487.2758 | 0 | 487.2758 | 0 | 487.6986 | 0.00024284 | 487.6986 | 0.71776 | 512.64 | 0.0037184 | 487.2758 | 0.74612 | 512.64 | 3.5783 | 512.64 | 0.0020403 | 487.6986 | 0.00017892 | 487.6986 | 0.00015055 | 487.2758 | 0 | 735.3692 | 3.6374 | 735.3692 | 0.4436 | 734.6509 | 0 | 735.3692 | 0.012253 | 487.6986 | 1.1883
| 487.3895 | 0.0028715 | 487.3895 | 0.011821 | 487.8148 | 0.00024284 | 487.8148 | 0.68451 | 512.87 | -0.012642 | 487.3895 | 0.77103 | 512.87 | 3.5467 | 512.87 | -0.00086717 | 487.8148 | 0.00017465 | 487.8148 | 0.00017976 | 487.3895 | 0 | 735.5333 | 3.6326 | 735.5333 | 0.44146 | 734.8151 | 0 | 735.5333 | 0.013187 | 487.8148 | 1.1882
| 487.5032 | 0 | 487.5032 | 0 | 487.9311 | 0 | 487.9311 | 0.65287 | 513.09 | 0.019087 | 487.5032 | 0.75585 | 513.09 | 3.5399 | 513.09 | 0.0096913 | 487.9311 | 0.00015936 | 487.9311 | 0.0001432 | 487.5032 | 0.007281 | 735.6975 | 3.622 | 735.6975 | 0.43965 | 734.9793 | 7.7296e-05 | 735.6975 | 0.012304 | 487.9311 | 1.1827
| 487.6169 | 0.0087524 | 487.6169 | 0.0099825 | 488.0474 | 0 | 488.0474 | 0.65019 | 513.32 | 0.0037184 | 487.6169 | 0.75665 | 513.32 | 3.5792 | 513.32 | -0.011426 | 488.0474 | 0.00015687 | 488.0474 | 0.00018711 | 487.6169 | 0 | 735.8616 | 3.6093 | 735.8616 | 0.45679 | 735.1435 | 0.00011594 | 735.8616 | 0.013291 | 488.0474 | 1.1852
| 487.7306 | 0 | 487.7306 | 0 | 488.1636 | 0 | 488.1636 | 0.62784 | 513.54 | 0.012147 | 487.7306 | 0.7464 | 513.54 | 3.5282 | 513.54 | 0.0058659 | 488.1636 | 0.00015366 | 488.1636 | 0.00017071 | 487.7306 | 0 | 736.0258 | 3.632 | 736.0258 | 0.45972 | 735.3078 | 0 | 736.0258 | 0.012564 | 488.1636 | 1.1786
| 487.8442 | 0 | 487.8442 | 0.0091069 | 488.2799 | 0.00024284 | 488.2799 | 0.64983 | 513.77 | -0.039414 | 487.8442 | 0.7692 | 513.77 | 3.557 | 513.77 | -0.0079064 | 488.2799 | 0.00015117 | 488.2799 | 0.00020557 | 487.8442 | 0.0043195 | 736.19 | 3.6599 | 736.19 | 0.46672 | 735.472 | 0.00057972 | 736.19 | 0.012824 | 488.2799 | 1.1757
| 487.9579 | 0 | 487.9579 | 0 | 488.3962 | 0 | 488.3962 | 0.61247 | 513.99 | 0.0002479 | 487.9579 | 0.79685 | 513.99 | 3.5402 | 513.99 | 0.0037236 | 488.3962 | 0.00013873 | 488.3962 | 0.00016336 | 487.9579 | 0.0042533 | 736.3542 | 3.6312 | 736.3542 | 0.47691 | 735.6363 | 0 | 736.3542 | 0.012045 | 488.3962 | 1.1726
| 488.0716 | 0 | 488.0716 | 0.011384 | 488.5125 | 0.00024284 | 488.5125 | 0.62266 | 514.22 | -0.0096677 | 488.0716 | 0.78227 | 514.22 | 3.608 | 514.22 | 0.0075495 | 488.5125 | 0.00014246 | 488.5125 | 0.00015225 | 488.0716 | 0 | 736.5184 | 3.6422 | 736.5184 | 0.4822 | 735.8005 | 0.00034783 | 736.5184 | 0.012512 | 488.5125 | 1.1709
| 488.1853 | 0 | 488.1853 | 0 | 488.6287 | 0.00053406 | 488.6287 | 0.54597 | 514.44 | 0.002231 | 488.1853 | 0.8062 | 514.44 | 3.5191 | 514.44 | 0.0051009 | 488.6287 | 0.00014406 | 488.6287 | 0.00013397 | 488.1853 | 0 | 736.6825 | 3.6609 | 736.6825 | 0.47355 | 735.9648 | 0 | 736.6825 | 0.012408 | 488.6287 | 1.1646
| 488.299 | 0.002409 | 488.299 | 0.0036442 | 488.745 | 0.00024284 | 488.745 | 0.55061 | 514.67 | -0.020574 | 488.299 | 0.79041 | 514.67 | 3.5713 | 514.67 | -0.0063763 | 488.745 | 0.00015206 | 488.745 | 0.00013397 | 488.299 | 0.0025918 | 736.8467 | 3.6284 | 736.8467 | 0.4743 | 736.129 | 0.00034783 | 736.8467 | 0.013083 | 488.745 | 1.1621
| 488.4127 | 0 | 488.4127 | 0 | 488.8613 | 0.00024284 | 488.8613 | 0.48626 | 514.89 | 0.0052058 | 488.4127 | 0.79736 | 514.89 | 3.5072 | 514.89 | 0.00096913 | 488.8613 | 0.00016238 | 488.8613 | 0.00010458 | 488.4127 | 0.0012254 | 737.0109 | 3.623 | 737.0109 | 0.48957 | 736.2933 | 0.00030918 | 737.0109 | 0.012408 | 488.8613 | 1.1584
| 488.5264 | 0.0097821 | 488.5264 | 0.015061 | 488.9776 | 0 | 488.9776 | 0.50485 | 515.12 | -0.0017352 | 488.5264 | 0.81269 | 515.12 | 3.5492 | 515.12 | 0.00066312 | 488.9776 | 0.00017181 | 488.9776 | 6.9717e-05 | 488.5264 | 0 | 737.1751 | 3.6466 | 737.1751 | 0.49454 | 736.4575 | 0.00011594 | 737.1751 | 0.013135 | 488.9776 | 1.1612
| 488.6401 | 0 | 488.6401 | 0 | 489.0939 | 0 | 489.0939 | 0.44639 | 515.34 | 0.0081804 | 488.6401 | 0.80672 | 515.34 | 3.5301 | 515.34 | 0.00066312 | 489.0939 | 0.00016736 | 489.0939 | 8.253e-05 | 488.6401 | 0 | 737.3393 | 3.6278 | 737.3393 | 0.49176 | 736.6218 | 0 | 737.3393 | 0.012356 | 489.0939 | 1.1532
| 488.7538 | 0 | 488.7538 | 0.016287 | 489.2102 | 0 | 489.2102 | 0.43817 | 515.57 | -0.048339 | 488.7538 | 0.81791 | 515.57 | 3.5726 | 515.57 | -0.007141 | 489.2102 | 0.00015331 | 489.2102 | 0.00018899 | 488.7538 | 0 | 737.5036 | 3.6148 | 737.5036 | 0.4916 | 736.7861 | 0.00034783 | 737.5036 | 0.013395 | 489.2102 | 1.1535
| 488.8675 | 0 | 488.8675 | 0 | 489.3265 | 0 | 489.3265 | 0.39776 | 515.8 | 0.020079 | 488.8675 | 0.82835 | 515.8 | 3.5305 | 515.8 | 0.0083142 | 489.3265 | 0.00015366 | 489.3265 | 0.00020727 | 488.8675 | 0 | 737.6678 | 3.607 | 737.6678 | 0.50639 | 736.9504 | 7.7296e-05 | 737.6678 | 0.012616 | 489.3265 | 1.1478
| 488.9812 | 0.0032185 | 488.9812 | 0.01366 | 489.4428 | 0 | 489.4428 | 0.40742 | 516.02 | 0.010659 | 488.9812 | 0.83512 | 516.02 | 3.5799 | 516.02 | 0.00066312 | 489.4428 | 0.00015527 | 489.4428 | 0.00019088 | 488.9812 | 0 | 737.832 | 3.5946 | 737.832 | 0.51237 | 737.1147 | 0.00011594 | 737.832 | 0.013031 | 489.4428 | 1.1507
| 489.095 | 0 | 489.095 | 0 | 489.5591 | 0.00024284 | 489.5591 | 0.40635 | 516.25 | -0.0027268 | 489.095 | 0.85129 | 516.25 | 3.5478 | 516.25 | 0.0043357 | 489.5591 | 0.00014335 | 489.5591 | 0.00013585 | 489.095 | 0 | 737.9962 | 3.6073 | 737.9962 | 0.51819 | 737.279 | 7.7296e-05 | 737.9962 | 0.012408 | 489.5591 | 1.144
| 489.2087 | 0.0017152 | 489.2087 | 0.010508 | 489.6755 | 0 | 489.6755 | 0.42154 | 516.47 | -0.0081804 | 489.2087 | 0.86859 | 516.47 | 3.5727 | 516.47 | -0.00025504 | 489.6755 | 9.0171e-05 | 489.6755 | 9.3647e-05 | 489.2087 | 0 | 738.1605 | 3.5915 | 738.1605 | 0.53068 | 737.4433 | 0.00034783 | 738.1605 | 0.012512 | 489.6755 | 1.1369
| 489.3224 | 0 | 489.3224 | 0 | 489.7918 | 0 | 489.7918 | 0.43531 | 516.7 | 0.00471 | 489.3224 | 0.86441 | 516.7 | 3.5033 | 516.7 | -0.0065293 | 489.7918 | 0.00025131 | 489.7918 | 0.00025682 | 489.3224 | 0 | 738.3247 | 3.5966 | 738.3247 | 0.538 | 737.6076 | 0 | 738.3247 | 0.01246 | 489.7918 | 1.1312
| 489.4361 | 0.005878 | 489.4361 | 0.0053144 | 489.9081 | 0.00053406 | 489.9081 | 0.45104 | 516.92 | 0.011651 | 489.4361 | 0.87663 | 516.92 | 3.5381 | 516.92 | 0.0017343 | 489.9081 | 0.00021449 | 489.9081 | 0.00019088 | 489.4361 | 0.025811 | 738.489 | 3.568 | 738.489 | 0.54756 | 737.7719 | 0.00081146 | 738.489 | 0.012408 | 489.9081 | 1.1294
| 489.5499 | 0 | 489.5499 | 0 | 490.0245 | 0 | 490.0245 | 0.44603 | 517.15 | 0.002231 | 489.5499 | 0.89563 | 517.15 | 3.565 | 517.15 | 0.0037236 | 490.0245 | 0.00043965 | 490.0245 | 0.00043677 | 489.5499 | 0 | 738.6532 | 3.557 | 738.6532 | 0.54515 | 737.9362 | 0 | 738.6532 | 0.013135 | 490.0245 | 1.1296
| 489.6636 | 0.0037966 | 489.6636 | 0.018652 | 490.1408 | 0.00082547 | 490.1408 | 0.44836 | 517.37 | 0.0042142 | 489.6636 | 0.89638 | 517.37 | 3.5107 | 517.37 | 0.0041827 | 490.1408 | 0.00022605 | 490.1408 | 0.0002459 | 489.6636 | 0.033185 | 738.8175 | 3.5259 | 738.8175 | 0.54275 | 738.1005 | 0.00081146 | 738.8175 | 0.012616 | 490.1408 | 1.1251
| 489.7773 | 0 | 489.7773 | 0 | 490.2571 | 0 | 490.2571 | 0.42994 | 517.6 | -0.023549 | 489.7773 | 0.90579 | 517.6 | 3.5051 | 517.6 | -0.0049988 | 490.2571 | 0.00044854 | 490.2571 | 0.00049179 | 489.7773 | 0 | 738.9817 | 3.5023 | 738.9817 | 0.56784 | 738.2648 | 0 | 738.9817 | 0.013291 | 490.2571 | 1.1253
| 489.8911 | 0.0026402 | 489.8911 | 0.0034924 | 490.3735 | 0.00024284 | 490.3735 | 0.44264 | 517.82 | 0.0057014 | 489.8911 | 0.91279 | 517.82 | 3.5246 | 517.82 | -0.0042337 | 490.3735 | 0.00022516 | 490.3735 | 0.00026059 | 489.8911 | 0.036181 | 739.146 | 3.4754 | 739.146 | 0.56875 | 738.4292 | 0.0010433 | 739.146 | 0.012564 | 490.3735 | 1.1237
| 490.0048 | 0 | 490.0048 | 0 | 490.4898 | 0 | 490.4898 | 0.41296 | 518.05 | -0.006693 | 490.0048 | 0.95652 | 518.05 | 3.5141 | 518.05 | -0.0057639 | 490.4898 | 0.00042934 | 490.4898 | 0.00049537 | 490.0048 | 0 | 739.3102 | 3.472 | 739.3102 | 0.58082 | 738.5935 | 0 | 739.3102 | 0.013499 | 490.4898 | 1.1264
| 490.1186 | 0.0077227 | 490.1186 | 0.0065292 | 490.6062 | 0.0011167 | 490.6062 | 0.42994 | 518.27 | 0.02702 | 490.1186 | 0.97575 | 518.27 | 3.5135 | 518.27 | 5.1009e-05 | 490.6062 | 0.00020613 | 490.6062 | 0.00024947 | 490.1186 | 0.019006 | 739.4745 | 3.4504 | 739.4745 | 0.57778 | 738.7578 | 0.00081146 | 739.4745 | 0.012927 | 490.6062 | 1.1234
| 490.2323 | 0 | 490.2323 | 0 | 490.7225 | 0 | 490.7225 | 0.40384 | 518.5 | -0.015121 | 490.2323 | 0.98346 | 518.5 | 3.5207 | 518.5 | -0.0043867 | 490.7225 | 0.00043521 | 490.7225 | 0.00045863 | 490.2323 | 0 | 739.6388 | 3.4493 | 739.6388 | 0.59839 | 738.9222 | 0 | 739.6388 | 0.013395 | 490.7225 | 1.1236
| 490.346 | 0.0052998 | 490.346 | 0.0039478 | 490.8389 | 0.00082547 | 490.8389 | 0.42387 | 518.73 | 0.0032226 | 490.346 | 0.97217 | 518.73 | 3.4993 | 518.73 | 0.0093854 | 490.8389 | 0.00023139 | 490.8389 | 0.00022385 | 490.346 | 0.010367 | 739.8031 | 3.4221 | 739.8031 | 0.58466 | 739.0865 | 0.00057972 | 739.8031 | 0.01246 | 490.8389 | 1.1202
| 490.4598 | 0 | 490.4598 | 0 | 490.9552 | 0 | 490.9552 | 0.40349 | 518.95 | -0.034952 | 490.4598 | 0.99761 | 518.95 | 3.4976 | 518.95 | -0.012191 | 490.9552 | 0.00049763 | 490.9552 | 0.0004624 | 490.4598 | 0 | 739.9674 | 3.415 | 739.9674 | 0.60138 | 739.2509 | 0 | 739.9674 | 0.012927 | 490.9552 | 1.1171
| 490.5736 | 0.0056467 | 490.5736 | 0.014448 | 491.0716 | 0.00082547 | 491.0716 | 0.42065 | 519.18 | 0.023054 | 490.5736 | 1.0078 | 519.18 | 3.4817 | 519.18 | -0.0037746 | 491.0716 | 0.00026749 | 491.0716 | 0.00023855 | 490.5736 | 0.021166 | 740.1317 | 3.4167 | 740.1317 | 0.60212 | 739.4152 | 0.00081146 | 740.1317 | 0.012201 | 491.0716 | 1.1102
| 490.6873 | 0 | 490.6873 | 0 | 491.188 | 0 | 491.188 | 0.4076 | 519.4 | 0.022062 | 490.6873 | 1.0143 | 519.4 | 3.5072 | 519.4 | -0.0080593 | 491.188 | 0.00047006 | 491.188 | 0.00042754 | 490.6873 | 0 | 740.296 | 3.4098 | 740.296 | 0.62476 | 739.5796 | 0 | 740.296 | 0.013135 | 491.188 | 1.1068
| 490.8011 | 0.0062249 | 490.8011 | 0.012785 | 491.3043 | 0.0011167 | 491.3043 | 0.41654 | 519.63 | -0.0052058 | 490.8011 | 1.0433 | 519.63 | 3.4776 | 519.63 | 0.0054069 | 491.3043 | 0.00020613 | 491.3043 | 0.00018899 | 490.8011 | 0.034568 | 740.4603 | 3.4114 | 740.4603 | 0.61515 | 739.744 | 0.00057972 | 740.4603 | 0.012616 | 491.3043 | 1.1029
| 490.9148 | 0 | 490.9148 | 0 | 491.4207 | 0 | 491.4207 | 0.41153 | 519.85 | -0.014626 | 490.9148 | 1.0555 | 519.85 | 3.4916 | 519.85 | -0.0023974 | 491.4207 | 0.00044356 | 491.4207 | 0.0003908 | 490.9148 | 0 | 740.6246 | 3.3652 | 740.6246 | 0.63768 | 739.9083 | 0 | 740.6246 | 0.013602 | 491.4207 | 1.1027
| 491.0286 | 0.0070148 | 491.0286 | 0.014011 | 491.5371 | 0.0011167 | 491.5371 | 0.40921 | 520.08 | 0.043877 | 491.0286 | 1.1036 | 520.08 | 3.4559 | 520.08 | 0.0077024 | 491.5371 | 0.00024028 | 491.5371 | 0.0002018 | 491.0286 | 0.034568 | 740.7889 | 3.3492 | 740.7889 | 0.61884 | 740.0727 | 0.00081146 | 740.7889 | 0.013187 | 491.5371 | 1.1009
| 491.1424 | 0 | 491.1424 | 0 | 491.6535 | 0 | 491.6535 | 0.40795 | 520.3 | 0.012147 | 491.1424 | 1.1044 | 520.3 | 3.4763 | 520.3 | -0.0082122 | 491.6535 | 0.00046704 | 491.6535 | 0.00041472 | 491.1424 | 0 | 740.9532 | 3.3129 | 740.9532 | 0.63779 | 740.2371 | 0 | 740.9532 | 0.013862 | 491.6535 | 1.1021
| 491.2561 | 0.0010214 | 491.2561 | 0.015937 | 491.7699 | 0.00082547 | 491.7699 | 0.39133 | 520.53 | 0.022558 | 491.2561 | 1.141 | 520.53 | 3.4155 | 520.53 | -0.0025504 | 491.7699 | 0.0002289 | 491.7699 | 0.00021292 | 491.2561 | 0.040559 | 741.1175 | 3.3142 | 741.1175 | 0.63902 | 740.4015 | 0.00057972 | 741.1175 | 0.012927 | 491.7699 | 1.0936
| 491.3699 | 0 | 491.3699 | 0 | 491.8863 | 0 | 491.8863 | 0.38561 | 520.76 | -0.014626 | 491.3699 | 1.1402 | 520.76 | 3.4903 | 520.76 | -0.0031625 | 491.8863 | 0.00046331 | 491.8863 | 0.00042565 | 491.3699 | 0 | 741.2819 | 3.2898 | 741.2819 | 0.64062 | 740.5659 | 0 | 741.2819 | 0.01355 | 491.8863 | 1.0872
| 491.4837 | 0 | 491.4837 | 0.0062254 | 492.0027 | 0.00082547 | 492.0027 | 0.35969 | 520.98 | -0.0096677 | 491.4837 | 1.1794 | 520.98 | 3.4117 | 520.98 | 0.007243 | 492.0027 | 0.00023726 | 492.0027 | 0.00021292 | 491.4837 | 0.039638 | 741.4462 | 3.2608 | 741.4462 | 0.65376 | 740.7303 | 0.00057972 | 741.4462 | 0.012876 | 492.0027 | 1.0777
| 491.5975 | 0 | 491.5975 | 0 | 492.1191 | 0 | 492.1191 | 0.36022 | 521.21 | -0.014626 | 491.5975 | 1.2279 | 521.21 | 3.431 | 521.21 | 0.0018873 | 492.1191 | 0.00045103 | 492.1191 | 0.0004477 | 491.5975 | 0 | 741.6105 | 3.2195 | 741.6105 | 0.66668 | 740.8947 | 0 | 741.6105 | 0.013966 | 492.1191 | 1.0776
| 491.7113 | 0.0051842 | 491.7113 | 0.011384 | 492.2355 | 0.00053406 | 492.2355 | 0.3427 | 521.43 | 0.01413 | 491.7113 | 1.2049 | 521.43 | 3.3813 | 521.43 | 0.0023464 | 492.2355 | 0.00021911 | 492.2355 | 0.00023855 | 491.7113 | 0.0012958 | 741.7749 | 3.1721 | 741.7749 | 0.67394 | 741.0591 | 0.00034783 | 741.7749 | 0.012824 | 492.2355 | 1.081
| 491.8251 | 0 | 491.8251 | 0 | 492.3519 | 0 | 492.3519 | 0.34056 | 521.66 | -0.02702 | 491.8251 | 1.2571 | 521.66 | 3.4169 | 521.66 | 0.00020403 | 492.3519 | 0.00044712 | 492.3519 | 0.0003908 | 491.8251 | 0 | 741.9392 | 3.1354 | 741.9392 | 0.66588 | 741.2235 | 0 | 741.9392 | 0.013602 | 492.3519 | 1.0844
| 491.9389 | 0.0056467 | 491.9389 | 0.012785 | 492.4683 | 0.00024284 | 492.4683 | 0.30534 | 521.88 | 0.009172 | 491.9389 | 1.2764 | 521.88 | 3.3765 | 521.88 | 0.0020403 | 492.4683 | 0.00023477 | 492.4683 | 0.0001596 | 491.9389 | 0.034568 | 742.1036 | 3.1387 | 742.1036 | 0.68238 | 741.3879 | 0.00081146 | 742.1036 | 0.012772 | 492.4683 | 1.0837
| 492.0526 | 0 | 492.0526 | 0 | 492.5847 | 0 | 492.5847 | 0.30016 | 522.11 | -0.03049 | 492.0526 | 1.3169 | 522.11 | 3.4253 | 522.11 | -0.0027035 | 492.5847 | 0.00044605 | 492.5847 | 0.0003908 | 492.0526 | 0 | 742.268 | 3.126 | 742.268 | 0.68755 | 741.5523 | 0 | 742.268 | 0.014225 | 492.5847 | 1.079
| 492.1664 | 0.0028715 | 492.1664 | 0.0089317 | 492.7011 | 0.0011167 | 492.7011 | 0.27012 | 522.34 | 0.00471 | 492.1664 | 1.3143 | 522.34 | 3.3996 | 522.34 | 0.00066312 | 492.7011 | 0.00021734 | 492.7011 | 0.00023855 | 492.1664 | 0.028576 | 742.4323 | 3.1065 | 742.4323 | 0.704 | 741.7167 | 0.00057972 | 742.4323 | 0.013862 | 492.7011 | 1.0723
| 492.2802 | 0 | 492.2802 | 0 | 492.8176 | 0 | 492.8176 | 0.26798 | 522.56 | -0.012642 | 492.2802 | 1.3397 | 522.56 | 3.3637 | 522.56 | -0.0022444 | 492.8176 | 0.00045388 | 492.8176 | 0.0004477 | 492.2802 | 0 | 742.5967 | 3.0876 | 742.5967 | 0.70181 | 741.8812 | 0 | 742.5967 | 0.014589 | 492.8176 | 1.0689
| 492.394 | 0 | 492.394 | 0.0059217 | 492.934 | 0.00053406 | 492.934 | 0.23705 | 522.79 | 0.009172 | 492.394 | 1.3617 | 522.79 | 3.3722 | 522.79 | 0.00096913 | 492.934 | 0.0002401 | 492.934 | 0.00021292 | 492.394 | 0.031111 | 742.761 | 3.0322 | 742.761 | 0.69385 | 742.0456 | 0.0010433 | 742.761 | 0.013343 | 492.934 | 1.0618
| 492.5079 | 0 | 492.5079 | 0 | 493.0504 | 0 | 493.0504 | 0.23848 | 523.01 | -0.0057014 | 492.5079 | 1.3869 | 523.01 | 3.3482 | 523.01 | -0.0065293 | 493.0504 | 0.00046135 | 493.0504 | 0.00040738 | 492.5079 | 0 | 742.9254 | 3.0188 | 742.9254 | 0.70619 | 742.2101 | 0 | 742.9254 | 0.01407 | 493.0504 | 1.0618
| 492.6217 | 0.0074653 | 492.6217 | 0.010333 | 493.1669 | 0.00082547 | 493.1669 | 0.21578 | 523.24 | -0.00471 | 492.6217 | 1.3932 | 523.24 | 3.3377 | 523.24 | -0.0048458 | 493.1669 | 0.0002232 | 493.1669 | 0.00019445 | 492.6217 | 0.038024 | 743.0898 | 2.9806 | 743.0898 | 0.71185 | 742.3745 | 0.00081146 | 743.0898 | 0.013447 | 493.1669 | 1.059
| 492.7355 | 0 | 492.7355 | 0 | 493.2833 | 0 | 493.2833 | 0.21631 | 523.46 | 0.017104 | 492.7355 | 1.4119 | 523.46 | 3.2884 | 523.46 | -0.0063763 | 493.2833 | 0.00044267 | 493.2833 | 0.00036328 | 492.7355 | 0 | 743.2542 | 2.9634 | 743.2542 | 0.72285 | 742.5389 | 0 | 743.2542 | 0.014433 | 493.2833 | 1.0569
| 492.8493 | 0.0074009 | 492.8493 | 0.014536 | 493.3997 | 0.00053406 | 493.3997 | 0.19844 | 523.69 | 0.00074368 | 492.8493 | 1.4067 | 523.69 | 3.2759 | 523.69 | -0.0027035 | 493.3997 | 0.00022143 | 493.3997 | 0.00016883 | 492.8493 | 0.029267 | 743.4186 | 2.9092 | 743.4186 | 0.72418 | 742.7034 | 0.00057972 | 743.4186 | 0.01381 | 493.3997 | 1.0538
| 492.9631 | 0 | 492.9631 | 0 | 493.5162 | 0 | 493.5162 | 0.20791 | 523.92 | -0.011651 | 492.9631 | 1.4232 | 523.92 | 3.2842 | 523.92 | -0.01464 | 493.5162 | 0.00046331 | 493.5162 | 0.00041472 | 492.9631 | 0 | 743.583 | 2.9135 | 743.583 | 0.75035 | 742.8679 | 0 | 743.583 | 0.014589 | 493.5162 | 1.0561
| 493.0769 | 0.005878 | 493.0769 | 0.021103 | 493.6326 | 0.00053406 | 493.6326 | 0.18914 | 524.14 | 0.00074368 | 493.0769 | 1.4525 | 524.14 | 3.2593 | 524.14 | 0.0017343 | 493.6326 | 0.00024384 | 493.6326 | 0.0002459 | 493.0769 | 0.01987 | 743.7474 | 2.9044 | 743.7474 | 0.74752 | 743.0323 | 0.00081146 | 743.7474 | 0.013706 | 493.6326 | 1.0582
| 493.1907 | 0 | 493.1907 | 0 | 493.7491 | 0 | 493.7491 | 0.19218 | 524.37 | -0.02702 | 493.1907 | 1.4677 | 524.37 | 3.2717 | 524.37 | -0.0079064 | 493.7491 | 0.00047451 | 493.7491 | 0.0004477 | 493.1907 | 0 | 743.9118 | 2.8603 | 743.9118 | 0.75547 | 743.1968 | 0 | 743.9118 | 0.014329 | 493.7491 | 1.0586
| 493.3046 | 0.0027559 | 493.3046 | 0.015061 | 493.8655 | 0.00024284 | 493.8655 | 0.17233 | 524.59 | 0.0052058 | 493.3046 | 1.4588 | 524.59 | 3.2307 | 524.59 | 0.0012752 | 493.8655 | 0.0002369 | 493.8655 | 0.0002018 | 493.3046 | 0.018142 | 744.0762 | 2.8396 | 744.0762 | 0.75515 | 743.3613 | 0.00034783 | 744.0762 | 0.013395 | 493.8655 | 1.0541
| 493.4184 | 0 | 493.4184 | 0 | 493.982 | 0 | 493.982 | 0.18038 | 524.82 | -0.020574 | 493.4184 | 1.5054 | 524.82 | 3.1914 | 524.82 | -0.010813 | 493.982 | 0.00048909 | 493.982 | 0.00038156 | 493.4184 | 0 | 744.2406 | 2.8195 | 744.2406 | 0.76236 | 743.5257 | 0 | 744.2406 | 0.013966 | 493.982 | 1.0497
| 493.5322 | 0.010297 | 493.5322 | 0.0089317 | 494.0985 | 0.00082547 | 494.0985 | 0.15589 | 525.05 | -0.0096677 | 493.5322 | 1.506 | 525.05 | 3.1955 | 525.05 | -0.0080593 | 494.0985 | 0.00025664 | 494.0985 | 0.00018353 | 493.5322 | 0.047473 | 744.405 | 2.783 | 744.405 | 0.77512 | 743.6902 | 0.00081146 | 744.405 | 0.013135 | 494.0985 | 1.0417
| 493.6461 | 0.00034746 | 493.6461 | 0 | 494.2149 | 0 | 494.2149 | 0.15571 | 525.27 | -0.026029 | 493.6461 | 1.5265 | 525.27 | 3.2041 | 525.27 | -0.00056109 | 494.2149 | 0.0004754 | 494.2149 | 0.00040738 | 493.6461 | 0 | 744.5695 | 2.7616 | 744.5695 | 0.77934 | 743.8547 | 0 | 744.5695 | 0.014122 | 494.2149 | 1.039
| 493.7599 | 0.010297 | 493.7599 | 0.019877 | 494.3314 | 0.00053406 | 494.3314 | 0.13372 | 525.5 | -0.021071 | 493.7599 | 1.5494 | 525.5 | 3.1681 | 525.5 | -0.0019383 | 494.3314 | 0.0002232 | 494.3314 | 0.00022743 | 493.7599 | 0.034568 | 744.7339 | 2.7467 | 744.7339 | 0.78313 | 744.0192 | 0.00081146 | 744.7339 | 0.013447 | 494.3314 | 1.0394
| 493.8738 | 0 | 493.8738 | 0 | 494.4479 | 0 | 494.4479 | 0.14463 | 525.72 | -0.00074368 | 493.8738 | 1.5283 | 525.72 | 3.1512 | 525.72 | -0.0043867 | 494.4479 | 0.00044837 | 494.4479 | 0.00041472 | 493.8738 | 0 | 744.8984 | 2.6969 | 744.8984 | 0.80214 | 744.1837 | 0 | 744.8984 | 0.014485 | 494.4479 | 1.0457
| 493.9876 | 0.0028715 | 493.9876 | 0.009895 | 494.5644 | 0.00053406 | 494.5644 | 0.12621 | 525.95 | 0.016113 | 493.9876 | 1.5081 | 525.95 | 3.1268 | 525.95 | 0.011222 | 494.5644 | 0.00022516 | 494.5644 | 0.00019445 | 493.9876 | 0.035029 | 745.0628 | 2.7128 | 745.0628 | 0.83353 | 744.3482 | 0.00057972 | 745.0628 | 0.013706 | 494.5644 | 1.0469
| 494.1014 | 0 | 494.1014 | 0 | 494.6809 | 0 | 494.6809 | 0.13014 | 526.17 | -0.010659 | 494.1014 | 1.5369 | 526.17 | 3.1332 | 526.17 | -0.0068351 | 494.6809 | 0.00045015 | 494.6809 | 0.00038533 | 494.1014 | 0 | 745.2272 | 2.702 | 745.2272 | 0.82606 | 744.5127 | 0 | 745.2272 | 0.014848 | 494.6809 | 1.0475
| 494.2153 | 0.0055311 | 494.2153 | 0.00577 | 494.7974 | 0 | 494.7974 | 0.10744 | 526.4 | 0.01413 | 494.2153 | 1.5439 | 526.4 | 3.0907 | 526.4 | 0.0040296 | 494.7974 | 0.00022765 | 494.7974 | 0.00019445 | 494.2153 | 0.050469 | 745.3917 | 2.7049 | 745.3917 | 0.84517 | 744.6772 | 0.00081146 | 745.3917 | 0.013706 | 494.7974 | 1.0434
| 494.3292 | 0 | 494.3292 | 0 | 494.9139 | 0 | 494.9139 | 0.11495 | 526.63 | -0.036439 | 494.3292 | 1.5444 | 526.63 | 3.0765 | 526.63 | -0.012344 | 494.9139 | 0.00045637 | 494.9139 | 0.00042565 | 494.3292 | 0 | 745.5561 | 2.6562 | 745.5561 | 0.82371 | 744.8417 | 0 | 745.5561 | 0.014693 | 494.9139 | 1.0457
| 494.443 | 0.0095891 | 494.443 | 0.0085031 | 495.0304 | 0.00053406 | 495.0304 | 0.096894 | 526.85 | 0.033465 | 494.443 | 1.5619 | 526.85 | 3.0761 | 526.85 | 0.00035706 | 495.0304 | 0.00023139 | 495.0304 | 0.00023478 | 494.443 | 0.030189 | 745.7206 | 2.6022 | 745.7206 | 0.84389 | 745.0063 | 0.0010433 | 745.7206 | 0.014173 | 495.0304 | 1.0423
| 494.5569 | 0 | 494.5569 | 0 | 495.1469 | 0 | 495.1469 | 0.10136 | 527.08 | -0.024542 | 494.5569 | 1.5756 | 527.08 | 3.0754 | 527.08 | -0.00010202 | 495.1469 | 0.00045761 | 495.1469 | 0.00048067 | 494.5569 | 0 | 745.8851 | 2.5892 | 745.8851 | 0.85649 | 745.1708 | 0 | 745.8851 | 0.014952 | 495.1469 | 1.0425
| 494.6707 | 0.0039122 | 494.6707 | 0.017426 | 495.2634 | 0.00024284 | 495.2634 | 0.081162 | 527.3 | 0.033961 | 494.6707 | 1.5596 | 527.3 | 3.043 | 527.3 | 0.0054069 | 495.2634 | 0.0002289 | 495.2634 | 0.0002459 | 494.6707 | 0.034568 | 746.0495 | 2.5714 | 746.0495 | 0.86263 | 745.3353 | 0.00057972 | 746.0495 | 0.013862 | 495.2634 | 1.0374
| 494.7846 | 0 | 494.7846 | 0 | 495.3799 | 0 | 495.3799 | 0.086346 | 527.53 | -0.023054 | 494.7846 | 1.5972 | 527.53 | 3.0456 | 527.53 | -0.0085181 | 495.3799 | 0.0004409 | 495.3799 | 0.00042565 | 494.7846 | 0 | 746.214 | 2.549 | 746.214 | 0.86963 | 745.4999 | 0 | 746.214 | 0.014329 | 495.3799 | 1.04
| 494.8985 | 0.0026402 | 494.8985 | 0.017338 | 495.4964 | 0.0011167 | 495.4964 | 0.070078 | 527.76 | 0.010164 | 494.8985 | 1.5875 | 527.76 | 2.9738 | 527.76 | 0.0034176 | 495.4964 | 0.00021378 | 495.4964 | 0.00017976 | 494.8985 | 0.022893 | 746.3785 | 2.5146 | 746.3785 | 0.89729 | 745.6644 | 0.00081146 | 746.3785 | 0.013447 | 495.4964 | 1.0365
| 495.0124 | 0 | 495.0124 | 0 | 495.6129 | 0 | 495.6129 | 0.075084 | 527.98 | -0.018096 | 495.0124 | 1.6203 | 527.98 | 2.9696 | 527.98 | -0.00086717 | 495.6129 | 0.00043147 | 495.6129 | 0.00040361 | 495.0124 | 0 | 746.543 | 2.4975 | 746.543 | 0.90044 | 745.8289 | 0 | 746.543 | 0.014796 | 495.6129 | 1.0357
| 495.1262 | 0.0074653 | 495.1262 | 0.0016702 | 495.7294 | 0.0011167 | 495.7294 | 0.0581 | 528.21 | -0.002231 | 495.1262 | 1.6275 | 528.21 | 2.9791 | 528.21 | -0.0014792 | 495.7294 | 0.00022036 | 495.7294 | 0.00022385 | 495.1262 | 0.024197 | 746.7075 | 2.478 | 746.7075 | 0.90236 | 745.9935 | 0.00081146 | 746.7075 | 0.014018 | 495.7294 | 1.0343
| 495.2401 | 0 | 495.2401 | 0 | 495.846 | 0 | 495.846 | 0.062391 | 528.43 | -0.0002479 | 495.2401 | 1.6399 | 528.43 | 2.9696 | 528.43 | -0.0046928 | 495.846 | 0.00045103 | 495.846 | 0.00048067 | 495.2401 | 0 | 746.872 | 2.4655 | 746.872 | 0.91459 | 746.1581 | 0 | 746.872 | 0.014796 | 495.846 | 1.0381
| 495.354 | 0.0015996 | 495.354 | 0.0080475 | 495.9625 | 0.00053406 | 495.9625 | 0.047195 | 528.66 | -0.012147 | 495.354 | 1.6559 | 528.66 | 2.8968 | 528.66 | 0.00081613 | 495.9625 | 0.00023405 | 495.9625 | 0.00025682 | 495.354 | 0.013391 | 747.0365 | 2.432 | 747.0365 | 0.90668 | 746.3226 | 0.00081146 | 747.0365 | 0.013966 | 495.9625 | 1.0397
| 495.4679 | 0 | 495.4679 | 0 | 496.079 | 0 | 496.079 | 0.051307 | 528.89 | 0.00471 | 495.4679 | 1.6363 | 528.89 | 2.9094 | 528.89 | -0.0020913 | 496.079 | 0.00044339 | 496.079 | 0.00046051 | 495.4679 | 0 | 747.201 | 2.4135 | 747.201 | 0.93018 | 746.4872 | 0 | 747.201 | 0.014537 | 496.079 | 1.0386
| 495.5818 | 0.0029872 | 495.5818 | 0.012785 | 496.1956 | 0.00053406 | 496.1956 | 0.034324 | 529.11 | -0.002231 | 495.5818 | 1.6828 | 529.11 | 2.8555 | 529.11 | 0.0066312 | 496.1956 | 0.00021129 | 496.1956 | 0.00020369 | 495.5818 | 0.01771 | 747.3655 | 2.3881 | 747.3655 | 0.93071 | 746.6517 | 0.0010433 | 747.3655 | 0.013862 | 496.1956 | 1.0331
| 495.6957 | 0 | 495.6957 | 0 | 496.3121 | 0 | 496.3121 | 0.037899 | 529.34 | -0.006693 | 495.6957 | 1.6714 | 529.34 | 2.8909 | 529.34 | -0.0068351 | 496.3121 | 0.0004601 | 496.3121 | 0.00041642 | 495.6957 | 0 | 747.53 | 2.3596 | 747.53 | 0.93488 | 746.8163 | 0 | 747.53 | 0.014641 | 496.3121 | 1.0334
| 495.8096 | 0.003681 | 495.8096 | 0.010771 | 496.4286 | 0.00053406 | 496.4286 | 0.021989 | 529.56 | -0.010659 | 495.8096 | 1.6803 | 529.56 | 2.8508 | 529.56 | -0.0023974 | 496.4286 | 0.00025131 | 496.4286 | 0.00021292 | 495.8096 | 0.031111 | 747.6945 | 2.3272 | 747.6945 | 0.95484 | 746.9809 | 0.0012752 | 747.6945 | 0.013914 | 496.4286 | 1.0285
| 495.9235 | 0 | 495.9235 | 0 | 496.5452 | 0 | 496.5452 | 0.027888 | 529.79 | 0.012642 | 495.9235 | 1.7015 | 529.79 | 2.8577 | 529.79 | -0.007141 | 496.5452 | 0.00048127 | 496.5452 | 0.00042565 | 495.9235 | 0 | 747.859 | 2.3251 | 747.859 | 0.98939 | 747.1455 | 0 | 747.859 | 0.014848 | 496.5452 | 1.0339
| 496.0374 | 0.00067455 | 496.0374 | 0.011997 | 496.6617 | 0.00053406 | 496.6617 | 0.01761 | 530.02 | 0.024542 | 496.0374 | 1.7928 | 530.02 | 2.8454 | 530.02 | -0.0022444 | 496.6617 | 0.00023316 | 496.6617 | 0.00021292 | 496.0374 | 0.035489 | 748.0236 | 2.2931 | 748.0236 | 0.99158 | 747.3101 | 0.0010433 | 748.0236 | 0.013966 | 496.6617 | 1.0333
| 496.1513 | 0 | 496.1513 | 0 | 496.7783 | 0 | 496.7783 | 0.026279 | 530.24 | -0.009172 | 496.1513 | 1.7665 | 530.24 | 2.8574 | 530.24 | -0.0016323 | 496.7783 | 0.00047753 | 496.7783 | 0.00043677 | 496.1513 | 0 | 748.1881 | 2.2887 | 748.1881 | 0.99137 | 747.4747 | 0 | 748.1881 | 0.01516 | 496.7783 | 1.0396
| 496.2652 | 0.0051842 | 496.2652 | 0.016112 | 496.8949 | 0.00053406 | 496.8949 | 0.015204 | 530.47 | 0.0081804 | 496.2652 | 1.7978 | 530.47 | 2.847 | 530.47 | -0.0014792 | 496.8949 | 0.00024686 | 496.8949 | 0.00022385 | 496.2652 | 0.032033 | 748.3526 | 2.2417 | 748.3526 | 0.9951 | 747.6393 | 0.0010433 | 748.3526 | 0.014277 | 496.8949 | 1.0368
| 496.3791 | 0 | 496.3791 | 0 | 497.0114 | 0 | 497.0114 | 0.018413 | 530.7 | -0.0057014 | 496.3791 | 1.7801 | 530.7 | 2.793 | 530.7 | 0.0063253 | 497.0114 | 0.00048767 | 497.0114 | 0.00046974 | 496.3791 | 0 | 748.5172 | 2.1765 | 748.5172 | 1.0172 | 747.8039 | 0 | 748.5172 | 0.015004 | 497.0114 | 1.0368
| 496.493 | 0.0057624 | 496.493 | 0.013835 | 497.128 | 0.00053406 | 497.128 | 0.0073641 | 530.92 | 0.0042142 | 496.493 | 1.8197 | 530.92 | 2.778 | 530.92 | -0.010049 | 497.128 | 0.00024472 | 497.128 | 0.0002459 | 496.493 | 0.033185 | 748.6817 | 2.1614 | 748.6817 | 1.011 | 747.9685 | 0.00081146 | 748.6817 | 0.01407 | 497.128 | 1.0334
| 496.6069 | 0 | 496.6069 | 0 | 497.2446 | 0 | 497.2446 | 0.011344 | 531.15 | 0.033465 | 496.6069 | 1.8097 | 531.15 | 2.8035 | 531.15 | -0.0054579 | 497.2446 | 0.00048483 | 497.2446 | 0.00043677 | 496.6069 | 0 | 748.8463 | 2.1519 | 748.8463 | 1.0301 | 748.1331 | 0 | 748.8463 | 0.015264 | 497.2446 | 1.035
| 496.7208 | 0.0093316 | 496.7208 | 0.018827 | 497.3611 | 0.00082547 | 497.3611 | 0.0042728 | 531.37 | -0.020079 | 496.7208 | 1.8504 | 531.37 | 2.7352 | 531.37 | -0.0027035 | 497.3611 | 0.00024348 | 497.3611 | 0.00019088 | 496.7208 | 0.042864 | 749.0108 | 2.136 | 749.0108 | 1.0322 | 748.2977 | 0.00034783 | 749.0108 | 0.014433 | 497.3611 | 1.0359
| 496.8348 | 0 | 496.8348 | 0 | 497.4777 | 0 | 497.4777 | 0.0057021 | 531.6 | -0.050817 | 496.8348 | 1.8319 | 531.6 | 2.7217 | 531.6 | -0.0074475 | 497.4777 | 0.00046206 | 497.4777 | 0.00039626 | 496.8348 | 0 | 749.1754 | 2.1366 | 749.1754 | 1.0232 | 748.4623 | 0 | 749.1754 | 0.015368 | 497.4777 | 1.0456
| 496.9487 | 0.0029872 | 496.9487 | 0.018039 | 497.5943 | 0.00082547 | 497.5943 | 0.0015575 | 531.83 | -0.009172 | 496.9487 | 1.9159 | 531.83 | 2.6701 | 531.83 | -0.0079064 | 497.5943 | 0.00022196 | 497.5943 | 0.00020557 | 496.9487 | 0.026732 | 749.34 | 2.0838 | 749.34 | 1.0678 | 748.627 | 0.00081146 | 749.34 | 0.013966 | 497.5943 | 1.049
| 497.0626 | 0 | 497.0626 | 0 | 497.7109 | 0 | 497.7109 | 0.0026658 | 532.05 | -0.013138 | 497.0626 | 1.8876 | 532.05 | 2.7007 | 532.05 | -0.0046928 | 497.7109 | 0.00046331 | 497.7109 | 0.00042942 | 497.0626 | 0 | 749.5045 | 2.0472 | 749.5045 | 1.0425 | 748.7916 | 0 | 749.5045 | 0.015056 | 497.7109 | 1.0562
| 497.1766 | 0.0027559 | 497.1766 | 0.01655 | 497.8275 | 0.00053406 | 497.8275 | 0.0011127 | 532.28 | -0.012642 | 497.1766 | 1.9553 | 532.28 | 2.6676 | 532.28 | -0.00607 | 497.8275 | 0.00024259 | 497.8275 | 0.00022385 | 497.1766 | 0.032724 | 749.6691 | 2.0145 | 749.6691 | 1.0759 | 748.9562 | 0.00081146 | 749.6691 | 0.013914 | 497.8275 | 1.0502
| 497.2905 | 0 | 497.2905 | 0 | 497.9441 | 0 | 497.9441 | 0.0012415 | 532.51 | -0.032474 | 497.2905 | 2.0181 | 532.51 | 2.6552 | 532.51 | -0.0074475 | 497.9441 | 0.0004601 | 497.9441 | 0.00045863 | 497.2905 | 0 | 749.8337 | 1.9997 | 749.8337 | 1.1042 | 749.1209 | 0 | 749.8337 | 0.015108 | 497.9441 | 1.0508
| 497.4044 | 0.010941 | 497.4044 | 0.015499 | 498.0607 | 0.00082547 | 498.0607 | 0.00012876 | 532.73 | 0.014626 | 497.4044 | 2.0012 | 532.73 | 2.641 | 532.73 | -0.0076005 | 498.0607 | 0.00022232 | 498.0607 | 0.00023478 | 497.4044 | 0.034568 | 749.9983 | 1.9892 | 749.9983 | 1.1094 | 749.2855 | 0.00034783 | 749.9983 | 0.01407 | 498.0607 | 1.0461
| 497.5184 | 0 | 497.5184 | 0 | 498.1773 | 0 | 498.1773 | 0.00025551 | 532.96 | -0.006693 | 497.5184 | 2.0354 | 532.96 | 2.6209 | 532.96 | -0.007294 | 498.1773 | 0.0004674 | 498.1773 | 0.00048067 | 497.5184 | 0 | 750.1629 | 1.9703 | 750.1629 | 1.1228 | 749.4502 | 0 | 750.1629 | 0.015212 | 498.1773 | 1.0463
| 497.6323 | 0.0051842 | 497.6323 | 0.0072883 | 498.2939 | 0.00082547 | 498.2939 | 0.00012675 | 533.18 | 0.006693 | 497.6323 | 2.0418 | 533.18 | 2.585 | 533.18 | 0.0026524 | 498.2939 | 0.00025006 | 498.2939 | 0.0002459 | 497.6323 | 0.035489 | 750.3275 | 1.9608 | 750.3275 | 1.1112 | 749.6148 | 0.00034783 | 750.3275 | 0.014277 | 498.2939 | 1.0456
| 497.7463 | 0.00081074 | 497.7463 | 0 | 498.4105 | 0 | 498.4105 | 0.00023789 | 533.41 | -0.015121 | 497.7463 | 2.096 | 533.41 | 2.5998 | 533.41 | -0.0098958 | 498.4105 | 0.00047665 | 498.4105 | 0.00046974 | 497.7463 | 0 | 750.4921 | 1.9267 | 750.4921 | 1.1448 | 749.7795 | 0 | 750.4921 | 0.015108 | 498.4105 | 1.0503
| 497.8602 | 0.006693 | 497.8602 | 0.02049 | 498.5271 | 0.0011167 | 498.5271 | 0.00011133 | 533.64 | -0.043877 | 497.8602 | 2.1128 | 533.64 | 2.5557 | 533.64 | 0.0047948 | 498.5271 | 0.00023103 | 498.5271 | 0.00022743 | 497.8602 | 0.013822 | 750.6567 | 1.8993 | 750.6567 | 1.1509 | 749.9441 | 0.00081146 | 750.6567 | 0.014122 | 498.5271 | 1.0536
| 497.9742 | 0 | 497.9742 | 0 | 498.6437 | 0 | 498.6437 | 0.00020325 | 533.86 | -0.0076846 | 497.9742 | 2.1119 | 533.86 | 2.5604 | 533.86 | -0.0051518 | 498.6437 | 0.00047629 | 498.6437 | 0.00047333 | 497.9742 | 0 | 750.8213 | 1.8747 | 750.8213 | 1.1661 | 750.1088 | 0 | 750.8213 | 0.015368 | 498.6437 | 1.0611
| 498.0881 | 0.0031028 | 498.0881 | 0.015937 | 498.7603 | 0.00053406 | 498.7603 | 9.1911e-05 | 534.09 | -0.0057014 | 498.0881 | 2.1504 | 534.09 | 2.4988 | 534.09 | -0.0054579 | 498.7603 | 0.00024561 | 498.7603 | 0.00024947 | 498.0881 | 0.034568 | 750.9859 | 1.8613 | 750.9859 | 1.1426 | 750.2735 | 0.00034783 | 750.9859 | 0.014485 | 498.7603 | 1.0585
| 498.2021 | 0 | 498.2021 | 0 | 498.8769 | 0 | 498.8769 | 0.00017401 | 534.32 | 0.015617 | 498.2021 | 2.1856 | 534.32 | 2.5107 | 534.32 | -0.00010202 | 498.8769 | 0.00047078 | 498.8769 | 0.00043677 | 498.2021 | 0 | 751.1505 | 1.8254 | 751.1505 | 1.19 | 750.4382 | 0 | 751.1505 | 0.015627 | 498.8769 | 1.0595
| 498.3161 | 0.0062249 | 498.3161 | 0.0045552 | 498.9936 | 0.00082547 | 498.9936 | 8.2099e-05 | 534.54 | -0.020574 | 498.3161 | 2.2153 | 534.54 | 2.4827 | 534.54 | -0.0016323 | 498.9936 | 0.00022534 | 498.9936 | 0.00019088 | 498.3161 | 0.038946 | 751.3151 | 1.7714 | 751.3151 | 1.1917 | 750.6028 | 0.00057972 | 751.3151 | 0.014693 | 498.9936 | 1.0496
| 498.43 | 0 | 498.43 | 0 | 499.1102 | 0 | 499.1102 | 0.0001684 | 534.77 | -0.038423 | 498.43 | 2.258 | 534.77 | 2.4554 | 534.77 | -0.0054579 | 499.1102 | 0.00049532 | 499.1102 | 0.00040361 | 498.43 | 0 | 751.4798 | 1.7592 | 751.4798 | 1.2094 | 750.7675 | 0 | 751.4798 | 0.015783 | 499.1102 | 1.0472
| 498.544 | 0.0015996 | 498.544 | 0.0089317 | 499.2268 | 0.00053406 | 499.2268 | 8.6304e-05 | 535 | -0.011651 | 498.544 | 2.3151 | 535 | 2.4394 | 535 | 0.011528 | 499.2268 | 0.00027069 | 499.2268 | 0.0002165 | 498.544 | 0.032033 | 751.6444 | 1.7717 | 751.6444 | 1.2012 | 750.9322 | 0.00057972 | 751.6444 | 0.014641 | 499.2268 | 1.0463
| 498.658 | 0 | 498.658 | 0 | 499.3435 | 0 | 499.3435 | 0.00015519 | 535.22 | -0.013138 | 498.658 | 2.3394 | 535.22 | 2.4375 | 535.22 | -0.0025504 | 499.3435 | 0.00048038 | 499.3435 | 0.00042942 | 498.658 | 0 | 751.809 | 1.7626 | 751.809 | 1.2257 | 751.0969 | 0 | 751.809 | 0.015316 | 499.3435 | 1.0547
| 498.772 | 0.0029872 | 498.772 | 0.013047 | 499.4601 | 0.0011167 | 499.4601 | 6.8883e-05 | 535.45 | 0.0071888 | 498.772 | 2.4057 | 535.45 | 2.3908 | 535.45 | 0.00081613 | 499.4601 | 0.00021111 | 499.4601 | 0.0002165 | 498.772 | 0.029728 | 751.9737 | 1.7514 | 751.9737 | 1.2527 | 751.2616 | 0.00034783 | 751.9737 | 0.014381 | 499.4601 | 1.0631
| 498.8859 | 0 | 498.8859 | 0 | 499.5768 | 0 | 499.5768 | 0.00014678 | 535.67 | -0.0096677 | 498.8859 | 2.4472 | 535.67 | 2.394 | 535.67 | 0.0026524 | 499.5768 | 0.00045459 | 499.5768 | 0.00042565 | 498.8859 | 0 | 752.1383 | 1.6866 | 752.1383 | 1.2595 | 751.4263 | 0 | 752.1383 | 0.014952 | 499.5768 | 1.07
| 498.9999 | 0.0072722 | 498.9999 | 0.015499 | 499.6934 | 0.00053406 | 499.6934 | 7.7894e-05 | 535.9 | 0.0052058 | 498.9999 | 2.4768 | 535.9 | 2.3809 | 535.9 | 0.0092325 | 499.6934 | 0.00024472 | 499.6934 | 0.00021292 | 498.9999 | 0.026732 | 752.303 | 1.6567 | 752.303 | 1.2665 | 751.5911 | 0.00081146 | 752.303 | 0.014277 | 499.6934 | 1.067
| 499.1139 | 0 | 499.1139 | 0 | 499.8101 | 0 | 499.8101 | 0.00014678 | 536.13 | 0.006693 | 499.1139 | 2.492 | 536.13 | 2.3454 | 536.13 | -0.011426 | 499.8101 | 0.00048981 | 499.8101 | 0.00043677 | 499.1139 | 0 | 752.4677 | 1.6237 | 752.4677 | 1.2932 | 751.7558 | 0 | 752.4677 | 0.015264 | 499.8101 | 1.0642
| 499.2279 | 0.0074653 | 499.2279 | 0.0071365 | 499.9267 | 0.00053406 | 499.9267 | 6.8883e-05 | 536.35 | 0.0002479 | 499.2279 | 2.5244 | 536.35 | 2.2816 | 536.35 | -0.0023974 | 499.9267 | 0.00024633 | 499.9267 | 0.00022385 | 499.2279 | 0.012527 | 752.6323 | 1.6119 | 752.6323 | 1.3069 | 751.9205 | 0.00057972 | 752.6323 | 0.014952 | 499.9267 | 1.0567
| 499.3419 | 0 | 499.3419 | 0 | 500.0434 | 0 | 500.0434 | 0.00012435 | 536.58 | -0.010659 | 499.3419 | 2.572 | 536.58 | 2.2945 | 536.58 | -0.010967 | 500.0434 | 0.00047202 | 500.0434 | 0.00045863 | 499.3419 | 0 | 752.797 | 1.6198 | 752.797 | 1.317 | 752.0852 | 0 | 752.797 | 0.015731 | 500.0434 | 1.0618
| 499.4559 | 0.0039122 | 499.4559 | 0.0089317 | 500.1601 | 0.00053406 | 500.1601 | 5.5467e-05 | 536.81 | -0.028012 | 499.4559 | 2.622 | 536.81 | 2.2297 | 536.81 | 0.0026524 | 500.1601 | 0.00022765 | 500.1601 | 0.00023855 | 499.4559 | 0.032494 | 752.9616 | 1.5735 | 752.9616 | 1.3499 | 752.25 | 0.00057972 | 752.9616 | 0.014693 | 500.1601 | 1.0631
| 499.5699 | 0 | 499.5699 | 0 | 500.2767 | 0 | 500.2767 | 0.00012435 | 537.03 | -0.0061972 | 499.5699 | 2.6702 | 537.03 | 2.2514 | 537.03 | -0.0076005 | 500.2767 | 0.00048607 | 500.2767 | 0.00044035 | 499.5699 | 0 | 753.1263 | 1.5614 | 753.1263 | 1.3192 | 752.4147 | 0 | 753.1263 | 0.015523 | 500.2767 | 1.0695
| 499.6839 | 0.0057624 | 499.6839 | 0.010771 | 500.3934 | 0.00082547 | 500.3934 | 6.8883e-05 | 537.26 | 0.006693 | 499.6839 | 2.6925 | 537.26 | 2.2283 | 537.26 | -0.0033155 | 500.3934 | 0.00026038 | 500.3934 | 0.00020557 | 499.6839 | 0.029728 | 753.291 | 1.5286 | 753.291 | 1.3397 | 752.5794 | 0.00034783 | 753.291 | 0.014796 | 500.3934 | 1.0705
| 499.7979 | 0 | 499.7979 | 0 | 500.5101 | 0.00024284 | 500.5101 | 0.00012295 | 537.49 | -0.020574 | 499.7979 | 2.7031 | 537.49 | 2.2162 | 537.49 | -0.010967 | 500.5101 | 0.00049905 | 500.5101 | 0.00042565 | 499.7979 | 0 | 753.4557 | 1.4967 | 753.4557 | 1.3671 | 752.7442 | 0 | 753.4557 | 0.015731 | 500.5101 | 1.0771
| 499.9119 | 0.0059936 | 499.9119 | 0.020928 | 500.6268 | 0.00082547 | 500.6268 | 5.4065e-05 | 537.71 | -0.0061972 | 499.9119 | 2.7173 | 537.71 | 2.1707 | 537.71 | -0.0025504 | 500.6268 | 0.00024135 | 500.6268 | 0.00023855 | 499.9119 | 0.0086391 | 753.6204 | 1.4519 | 753.6204 | 1.3913 | 752.9089 | 0.00034783 | 753.6204 | 0.014952 | 500.6268 | 1.0808
| 500.026 | 0 | 500.026 | 0 | 500.7434 | 0 | 500.7434 | 0.00012295 | 537.94 | -0.040406 | 500.026 | 2.7548 | 537.94 | 2.1515 | 537.94 | -0.010813 | 500.7434 | 0.00048696 | 500.7434 | 0.00044035 | 500.026 | 0 | 753.7851 | 1.4712 | 753.7851 | 1.4038 | 753.0737 | 0 | 753.7851 | 0.015835 | 500.7434 | 1.0828
| 500.14 | 0.0074653 | 500.14 | 0.020315 | 500.8601 | 0.0011167 | 500.8601 | 6.8883e-05 | 538.17 | 0.0027268 | 500.14 | 2.7872 | 538.17 | 2.1365 | 538.17 | -0.011273 | 500.8601 | 0.00024686 | 500.8601 | 0.0002165 | 500.14 | 0.040098 | 753.9498 | 1.4346 | 753.9498 | 1.4194 | 753.2384 | 0.00081146 | 753.9498 | 0.015212 | 500.8601 | 1.0777
| 500.254 | 0 | 500.254 | 0 | 500.9768 | 0 | 500.9768 | 0.00013516 | 538.39 | -0.0061972 | 500.254 | 2.7922 | 538.39 | 2.1133 | 538.39 | 0.0043357 | 500.9768 | 0.00049158 | 500.9768 | 0.00041472 | 500.254 | 0 | 754.1145 | 1.4029 | 754.1145 | 1.391 | 753.4032 | 0 | 754.1145 | 0.016198 | 500.9768 | 1.0774
| 500.368 | 0.002409 | 500.368 | 0.0059217 | 501.0935 | 0.00053406 | 501.0935 | 6.628e-05 | 538.62 | -0.013634 | 500.368 | 2.8001 | 538.62 | 2.0656 | 538.62 | -0.0079064 | 501.0935 | 0.00024846 | 501.0935 | 0.00021292 | 500.368 | 0.028576 | 754.2792 | 1.3915 | 754.2792 | 1.4229 | 753.568 | 0.00081146 | 754.2792 | 0.015368 | 501.0935 | 1.0776
| 500.4821 | 0 | 500.4821 | 0 | 501.2102 | 0 | 501.2102 | 0.00013436 | 538.85 | -0.0037184 | 500.4821 | 2.8238 | 538.85 | 2.0723 | 538.85 | -0.0092835 | 501.2102 | 0.00046989 | 501.2102 | 0.0004477 | 500.4821 | 0 | 754.4439 | 1.3577 | 754.4439 | 1.4423 | 753.7328 | 0 | 754.4439 | 0.016406 | 501.2102 | 1.0843
| 500.5961 | 0.0022934 | 500.5961 | 0.013835 | 501.3269 | 0.00053406 | 501.3269 | 6.8082e-05 | 539.07 | 0.002231 | 500.5961 | 2.8001 | 539.07 | 1.9831 | 539.07 | -0.0085181 | 501.3269 | 0.00022481 | 501.3269 | 0.00023478 | 500.5961 | 0.034107 | 754.6086 | 1.3447 | 754.6086 | 1.4552 | 753.8975 | 0.0012752 | 754.6086 | 0.015316 | 501.3269 | 1.0869
| 500.7101 | 0 | 500.7101 | 0 | 501.4436 | 0 | 501.4436 | 0.00014177 | 539.3 | -0.00074368 | 500.7101 | 2.8402 | 539.3 | 2.0043 | 539.3 | -0.011732 | 501.4436 | 0.00045459 | 501.4436 | 0.00043677 | 500.7101 | 0 | 754.7734 | 1.3121 | 754.7734 | 1.4586 | 754.0623 | 0 | 754.7734 | 0.016406 | 501.4436 | 1.0906
| 500.8242 | 0.0035653 | 500.8242 | 0.0065292 | 501.5603 | 0.0011167 | 501.5603 | 7.3689e-05 | 539.53 | 0.0176 | 500.8242 | 2.87 | 539.53 | 1.934 | 539.53 | -0.0046928 | 501.5603 | 0.00023512 | 501.5603 | 0.00022027 | 500.8242 | 0.011231 | 754.9381 | 1.2701 | 754.9381 | 1.4774 | 754.2271 | 0.00081146 | 754.9381 | 0.015368 | 501.5603 | 1.0897
| 500.9382 | 0 | 500.9382 | 0 | 501.6771 | 0 | 501.6771 | 0.00013096 | 539.75 | -0.013634 | 500.9382 | 2.8892 | 539.75 | 1.9254 | 539.75 | 0.0015813 | 501.6771 | 0.00046135 | 501.6771 | 0.00042207 | 500.9382 | 0 | 755.1028 | 1.2764 | 755.1028 | 1.4783 | 754.3919 | 0 | 755.1028 | 0.016198 | 501.6771 | 1.0919
| 501.0522 | 0 | 501.0522 | 0.017163 | 501.7938 | 0.00053406 | 501.7938 | 5.7269e-05 | 539.98 | -0.0057014 | 501.0522 | 2.9367 | 539.98 | 1.889 | 539.98 | 0.0029585 | 501.7938 | 0.00023228 | 501.7938 | 0.00022027 | 501.0522 | 0.03595 | 755.2676 | 1.2459 | 755.2676 | 1.5155 | 754.5567 | 0.00081146 | 755.2676 | 0.01516 | 501.7938 | 1.0914
| 501.1663 | 0 | 501.1663 | 0 | 501.9105 | 0 | 501.9105 | 0.00011974 | 540.21 | -0.016113 | 501.1663 | 2.9617 | 540.21 | 1.899 | 540.21 | 0.0017343 | 501.9105 | 0.00045921 | 501.9105 | 0.00037063 | 501.1663 | 0 | 755.4323 | 1.2022 | 755.4323 | 1.5309 | 754.7215 | 0 | 755.4323 | 0.015991 | 501.9105 | 1.0965
| 501.2803 | 0.0091386 | 501.2803 | 0.016112 | 502.0272 | 0.00053406 | 502.0272 | 6.2475e-05 | 540.43 | 0.0042142 | 501.2803 | 2.9639 | 540.43 | 1.8312 | 540.43 | 0.0011222 | 502.0272 | 0.00023637 | 502.0272 | 0.00017241 | 501.2803 | 0.024197 | 755.597 | 1.1903 | 755.597 | 1.5317 | 754.8863 | 0.00081146 | 755.597 | 0.015264 | 502.0272 | 1.101
| 501.3944 | 0 | 501.3944 | 0 | 502.144 | 0 | 502.144 | 0.00012115 | 540.66 | -0.019583 | 501.3944 | 2.9621 | 540.66 | 1.8278 | 540.66 | -0.0082122 | 502.144 | 0.0004505 | 502.144 | 0.00042942 | 501.3944 | 0 | 755.7618 | 1.1879 | 755.7618 | 1.5301 | 755.0511 | 0 | 755.7618 | 0.016094 | 502.144 | 1.1113
| 501.5085 | 0.014094 | 501.5085 | 0.015061 | 502.2607 | 0.00082547 | 502.2607 | 5.8671e-05 | 540.89 | 0.010164 | 501.5085 | 3.0144 | 540.89 | 1.7721 | 540.89 | 0.00020403 | 502.2607 | 0.0002216 | 502.2607 | 0.00026059 | 501.5085 | 0.05093 | 755.9265 | 1.1564 | 755.9265 | 1.5586 | 755.2159 | 0.00081146 | 755.9265 | 0.01516 | 502.2607 | 1.1142
| 501.6225 | 0 | 501.6225 | 0 | 502.3774 | 0 | 502.3774 | 0.00011414 | 541.11 | -0.0002479 | 501.6225 | 2.9833 | 541.11 | 1.7714 | 541.11 | 0.0024994 | 502.3774 | 0.00045388 | 502.3774 | 0.0004477 | 501.6225 | 0 | 756.0913 | 1.1302 | 756.0913 | 1.572 | 755.3808 | 0 | 756.0913 | 0.01651 | 502.3774 | 1.1155
| 501.7366 | 0.00055887 | 501.7366 | 0.016375 | 502.4942 | 0.00082547 | 502.4942 | 5.5467e-05 | 541.34 | 0.015617 | 501.7366 | 3.0817 | 541.34 | 1.7263 | 541.34 | -0.005917 | 502.4942 | 0.0002401 | 502.4942 | 0.00019088 | 501.7366 | 0.022462 | 756.2561 | 1.1363 | 756.2561 | 1.598 | 755.5456 | 0.00057972 | 756.2561 | 0.015419 | 502.4942 | 1.1079
| 501.8507 | 0 | 501.8507 | 0 | 502.6109 | 0 | 502.6109 | 0.00011614 | 541.57 | -0.011155 | 501.8507 | 3.1159 | 541.57 | 1.724 | 541.57 | -0.0043867 | 502.6109 | 0.00049319 | 502.6109 | 0.00032843 | 501.8507 | 0 | 756.4208 | 1.1191 | 756.4208 | 1.5956 | 755.7104 | 0 | 756.4208 | 0.01625 | 502.6109 | 1.1068
| 501.9647 | 0.0049529 | 501.9647 | 0.0089317 | 502.7277 | 0.00053406 | 502.7277 | 6.0673e-05 | 541.79 | 0.0032226 | 501.9647 | 3.203 | 541.79 | 1.6607 | 541.79 | -0.0042337 | 502.7277 | 0.00025753 | 502.7277 | 0.00013755 | 501.9647 | 0.0038876 | 756.5856 | 1.112 | 756.5856 | 1.6257 | 755.8752 | 0.00057972 | 756.5856 | 0.015004 | 502.7277 | 1.104
| 502.0788 | 0 | 502.0788 | 0 | 502.8444 | 0 | 502.8444 | 0.00013797 | 542.02 | 0.0057014 | 502.0788 | 3.1941 | 542.02 | 1.7065 | 542.02 | 0.0028055 | 502.8444 | 0.00045263 | 502.8444 | 0.00035047 | 502.0788 | 0 | 756.7504 | 1.0824 | 756.7504 | 1.6226 | 756.0401 | 0 | 756.7504 | 0.016043 | 502.8444 | 1.1144
| 502.1929 | 0.0074009 | 502.1929 | 0.022329 | 502.9612 | 0.00082547 | 502.9612 | 7.7293e-05 | 542.25 | 0.013634 | 502.1929 | 3.248 | 542.25 | 1.605 | 542.25 | -0.0028565 | 502.9612 | 0.0002008 | 502.9612 | 0.00021292 | 502.1929 | 0.044016 | 756.9152 | 1.0487 | 756.9152 | 1.6528 | 756.2049 | 0.00057972 | 756.9152 | 0.015212 | 502.9612 | 1.1225
| 502.307 | 0 | 502.307 | 0 | 503.0779 | 0 | 503.0779 | 0.00016981 | 542.47 | -0.023549 | 502.307 | 3.26 | 542.47 | 1.6087 | 542.47 | 0.0075495 | 503.0779 | 0.00042151 | 503.0779 | 0.00045863 | 502.307 | 0 | 757.08 | 1.0439 | 757.08 | 1.6922 | 756.3698 | 0 | 757.08 | 0.016198 | 503.0779 | 1.1383
| 502.4211 | 0.0081732 | 502.4211 | 0.015762 | 503.1947 | 0.00053406 | 503.1947 | 9.2712e-05 | 542.7 | -0.024542 | 502.4211 | 3.3002 | 542.7 | 1.5596 | 542.7 | -0.00010202 | 503.1947 | 0.00022445 | 503.1947 | 0.0002459 | 502.4211 | 0.036181 | 757.2448 | 1.0179 | 757.2448 | 1.7174 | 756.5346 | 0.00034783 | 757.2448 | 0.015627 | 503.1947 | 1.1385
| 502.5351 | 0 | 502.5351 | 0 | 503.3115 | 0 | 503.3115 | 0.00018823 | 542.93 | -0.033465 | 502.5351 | 3.3517 | 542.93 | 1.5458 | 542.93 | -0.021984 | 503.3115 | 0.0004521 | 503.3115 | 0.00042565 | 502.5351 | 0 | 757.4096 | 1.0195 | 757.4096 | 1.7044 | 756.6995 | 0 | 757.4096 | 0.016873 | 503.3115 | 1.1404
| 502.6492 | 0.0051842 | 502.6492 | 0.0050107 | 503.4282 | 0.00053406 | 503.4282 | 9.5515e-05 | 543.15 | 0.0017352 | 502.6492 | 3.3673 | 543.15 | 1.5247 | 543.15 | -0.010967 | 503.4282 | 0.00023068 | 503.4282 | 0.00017976 | 502.6492 | 0.042864 | 757.5744 | 0.98954 | 757.5744 | 1.7007 | 756.8643 | 0.0010433 | 757.5744 | 0.015939 | 503.4282 | 1.1345
| 502.7633 | 0 | 502.7633 | 0 | 503.545 | 0 | 503.545 | 0.00017521 | 543.38 | -0.019087 | 502.7633 | 3.4265 | 543.38 | 1.5195 | 543.38 | -0.011426 | 503.545 | 0.00044463 | 503.545 | 0.00039268 | 502.7633 | 0 | 757.7392 | 0.98518 | 757.7392 | 1.7468 | 757.0292 | 0 | 757.7392 | 0.017133 | 503.545 | 1.1389
| 502.8774 | 0.0031028 | 502.8774 | 0.012259 | 503.6618 | 0.00082547 | 503.6618 | 7.9696e-05 | 543.61 | 0.038919 | 502.8774 | 3.4322 | 543.61 | 1.4556 | 543.61 | 0.011375 | 503.6618 | 0.00021822 | 503.6618 | 0.0002165 | 502.8774 | 0.03065 | 757.904 | 0.98709 | 757.904 | 1.7199 | 757.1941 | 0.00011594 | 757.904 | 0.01625 | 503.6618 | 1.1374
| 502.9915 | 0 | 502.9915 | 0 | 503.7786 | 0 | 503.7786 | 0.00016079 | 543.83 | -0.018592 | 502.9915 | 3.5159 | 543.83 | 1.4321 | 543.83 | 0.00096913 | 503.7786 | 0.00042578 | 503.7786 | 0.00040738 | 502.9915 | 0 | 758.0688 | 0.95963 | 758.0688 | 1.8095 | 757.359 | 0 | 758.0688 | 0.01734 | 503.7786 | 1.1462
| 503.1057 | 0.0014839 | 503.1057 | 0.010158 | 503.8954 | 0.00082547 | 503.8954 | 8.1098e-05 | 544.06 | -0.0176 | 503.1057 | 3.5513 | 544.06 | 1.4017 | 544.06 | 0.0046418 | 503.8954 | 0.00021004 | 503.8954 | 0.00019445 | 503.1057 | 0.029037 | 758.2336 | 0.93994 | 758.2336 | 1.8403 | 757.5239 | 0.00057972 | 758.2336 | 0.015835 | 503.8954 | 1.1466
| 503.2198 | 0 | 503.2198 | 0 | 504.0121 | 0 | 504.0121 | 0.00015339 | 544.29 | -0.036439 | 503.2198 | 3.5772 | 544.29 | 1.3982 | 544.29 | -0.0049988 | 504.0121 | 0.00045335 | 504.0121 | 0.00038156 | 503.2198 | 0 | 758.3985 | 0.91764 | 758.3985 | 1.8455 | 757.6887 | 0 | 758.3985 | 0.016717 | 504.0121 | 1.1531
| 503.3339 | 0.0012527 | 503.3339 | 0.0099825 | 504.1289 | 0.00082547 | 504.1289 | 7.2287e-05 | 544.51 | 0.019583 | 503.3339 | 3.5604 | 544.51 | 1.3436 | 544.51 | -0.0030095 | 504.1289 | 0.00024793 | 504.1289 | 0.00019088 | 503.3339 | 0.035489 | 758.5633 | 0.91317 | 758.5633 | 1.8552 | 757.8536 | 0.00034783 | 758.5633 | 0.015783 | 504.1289 | 1.153
| 503.448 | 0 | 503.448 | 0 | 504.2457 | 0 | 504.2457 | 0.0001696 | 544.74 | -0.018096 | 503.448 | 3.6242 | 544.74 | 1.3356 | 544.74 | 0.00051009 | 504.2457 | 0.00048038 | 504.2457 | 0.0004477 | 503.448 | 0 | 758.7281 | 0.90201 | 758.7281 | 1.8542 | 758.0185 | 0 | 758.7281 | 0.016873 | 504.2457 | 1.1622
| 503.5621 | 0 | 503.5621 | 0.0063773 | 504.3625 | 0.00053406 | 504.3625 | 9.7318e-05 | 544.97 | 0.0012395 | 503.5621 | 3.6974 | 544.97 | 1.3198 | 544.97 | 0.0055599 | 504.3625 | 0.00023512 | 504.3625 | 0.00025682 | 503.5621 | 0.038485 | 758.893 | 0.87862 | 758.893 | 1.8838 | 758.1834 | 0.00081146 | 758.893 | 0.015939 | 504.3625 | 1.1627
| 503.6762 | 0 | 503.6762 | 0 | 504.4793 | 0 | 504.4793 | 0.00020004 | 545.2 | 0.0057014 | 503.6762 | 3.7789 | 545.2 | 1.292 | 545.2 | -0.0062227 | 504.4793 | 0.0004674 | 504.4793 | 0.00048067 | 503.6762 | 0 | 759.0578 | 0.87408 | 759.0578 | 1.8929 | 758.3483 | 0 | 759.0578 | 0.016769 | 504.4793 | 1.1662
| 503.7904 | 0.0039122 | 503.7904 | 0.011121 | 504.5962 | 0.00082547 | 504.5962 | 0.00010292 | 545.42 | -0.025532 | 503.7904 | 3.8372 | 545.42 | 1.2351 | 545.42 | -0.0019383 | 504.5962 | 0.00023477 | 504.5962 | 0.00022385 | 503.7904 | 0.054847 | 759.2227 | 0.85156 | 759.2227 | 1.9264 | 758.5132 | 0.00057972 | 759.2227 | 0.016043 | 504.5962 | 1.1663
| 503.9045 | 0 | 503.9045 | 0 | 504.713 | 0 | 504.713 | 0.00019864 | 545.65 | -0.012642 | 503.9045 | 3.832 | 545.65 | 1.2469 | 545.65 | -0.0048458 | 504.713 | 0.00045584 | 504.713 | 0.00041472 | 503.9045 | 0 | 759.3875 | 0.83146 | 759.3875 | 1.9457 | 758.6782 | 0 | 759.3875 | 0.017289 | 504.713 | 1.1732
| 504.0186 | 0.0040278 | 504.0186 | 0.012259 | 504.8298 | 0.00024284 | 504.8298 | 9.5916e-05 | 545.88 | 0.037432 | 504.0186 | 3.8909 | 545.88 | 1.191 | 545.88 | -0.0017853 | 504.8298 | 0.00022267 | 504.8298 | 0.00019445 | 504.0186 | 0.02558 | 759.5524 | 0.81784 | 759.5524 | 1.9817 | 758.8431 | 0.00081146 | 759.5524 | 0.016614 | 504.8298 | 1.1792
| 504.1328 | 0 | 504.1328 | 0 | 504.9466 | 0 | 504.9466 | 0.00017962 | 546.1 | -0.0076846 | 504.1328 | 3.9539 | 546.1 | 1.1839 | 546.1 | -0.0046928 | 504.9466 | 0.00044765 | 504.9466 | 0.00044035 | 504.1328 | 0 | 759.7172 | 0.8013 | 759.7172 | 1.9811 | 759.008 | 0 | 759.7172 | 0.0176 | 504.9466 | 1.1871
| 504.2469 | 0.0094603 | 504.2469 | 0.014536 | 505.0634 | 0.00053406 | 505.0634 | 8.3901e-05 | 546.33 | 0.011155 | 504.2469 | 3.9751 | 546.33 | 1.149 | 546.33 | -0.00025504 | 505.0634 | 0.00022783 | 505.0634 | 0.00024947 | 504.2469 | 0.017278 | 759.8821 | 0.80752 | 759.8821 | 2.0201 | 759.1729 | 0.00034783 | 759.8821 | 0.016562 | 505.0634 | 1.1939
| 504.361 | 0 | 504.361 | 0 | 505.1803 | 0 | 505.1803 | 0.00020505 | 546.56 | 0.00471 | 504.361 | 4.0221 | 546.56 | 1.1093 | 546.56 | -0.0053048 | 505.1803 | 0.00045548 | 505.1803 | 0.00046974 | 504.361 | 0 | 760.047 | 0.79182 | 760.047 | 2.0324 | 759.3379 | 0 | 760.047 | 0.017496 | 505.1803 | 1.1966
| 504.4752 | 0.010876 | 504.4752 | 0.0080475 | 505.2971 | 0.00024284 | 505.2971 | 0.00012115 | 546.78 | 0.017104 | 504.4752 | 4.1324 | 546.78 | 1.083 | 546.78 | 0.011069 | 505.2971 | 0.00023103 | 505.2971 | 0.00022743 | 504.4752 | 0.044016 | 760.2118 | 0.78146 | 760.2118 | 2.0356 | 759.5028 | 0.00081146 | 760.2118 | 0.016717 | 505.2971 | 1.1957
| 504.5894 | 0 | 504.5894 | 0 | 505.4139 | 0 | 505.4139 | 0.00023689 | 547.01 | -0.028012 | 504.5894 | 4.1184 | 547.01 | 1.0672 | 547.01 | 0.0078554 | 505.4139 | 0.00048074 | 505.4139 | 0.00041831 | 504.5894 | 0 | 760.3767 | 0.7603 | 760.3767 | 2.036 | 759.6677 | 0 | 760.3767 | 0.0176 | 505.4139 | 1.1973
| 504.7035 | 0.0054154 | 504.7035 | 0.010771 | 505.5308 | 0.0011167 | 505.5308 | 0.00011574 | 547.24 | 0.035448 | 504.7035 | 4.138 | 547.24 | 1.0238 | 547.24 | 0.013517 | 505.5308 | 0.0002538 | 505.5308 | 0.00019445 | 504.7035 | 0.039407 | 760.5416 | 0.76959 | 760.5416 | 2.0815 | 759.8327 | 0.00057972 | 760.5416 | 0.016302 | 505.5308 | 1.2006
| 504.8177 | 0 | 504.8177 | 0 | 505.6476 | 0 | 505.6476 | 0.00023548 | 547.47 | 0.0081804 | 504.8177 | 4.1215 | 547.47 | 1.0259 | 547.47 | 0.0041827 | 505.6476 | 0.00046135 | 505.6476 | 0.00040361 | 504.8177 | 0 | 760.7065 | 0.74496 | 760.7065 | 2.089 | 759.9976 | 0 | 760.7065 | 0.017444 | 505.6476 | 1.2117
| 504.9318 | 0.0035653 | 504.9318 | 0.0097198 | 505.7644 | 0.00053406 | 505.7644 | 0.00011974 | 547.69 | -0.00074368 | 504.9318 | 4.1519 | 547.69 | 0.95102 | 547.69 | -0.0053048 | 505.7644 | 0.00021378 | 505.7644 | 0.0002165 | 504.9318 | 0.02558 | 760.8714 | 0.74327 | 760.8714 | 2.1442 | 760.1626 | 0.00057972 | 760.8714 | 0.016666 | 505.7644 | 1.2188
| 505.046 | 0 | 505.046 | 0 | 505.8813 | 0 | 505.8813 | 0.00023789 | 547.92 | 0.0017352 | 505.046 | 4.2094 | 547.92 | 0.9504 | 547.92 | 0.0047948 | 505.8813 | 0.00043716 | 505.8813 | 0.00044035 | 505.046 | 0 | 761.0363 | 0.73859 | 761.0363 | 2.1562 | 760.3276 | 0 | 761.0363 | 0.017704 | 505.8813 | 1.2311
| 505.1602 | 0.0095891 | 505.1602 | 0.010158 | 505.9981 | 0.00082547 | 505.9981 | 0.00011834 | 548.15 | -0.0052058 | 505.1602 | 4.2386 | 548.15 | 0.91862 | 548.15 | 0.0044887 | 505.9981 | 0.00022943 | 505.9981 | 0.00022743 | 505.1602 | 0.027654 | 761.2012 | 0.72046 | 761.2012 | 2.167 | 760.4925 | 0.00057972 | 761.2012 | 0.016614 | 505.9981 | 1.2291
| 505.2743 | 0 | 505.2743 | 0 | 506.115 | 0 | 506.115 | 0.00022567 | 548.37 | -0.010659 | 505.2743 | 4.2478 | 548.37 | 0.89928 | 548.37 | -0.0028565 | 506.115 | 0.00043894 | 506.115 | 0.00036517 | 505.2743 | 0 | 761.3661 | 0.71237 | 761.3661 | 2.1869 | 760.6575 | 0 | 761.3661 | 0.017496 | 506.115 | 1.2336
| 505.3885 | 0.0063405 | 505.3885 | 0.0083512 | 506.2319 | 0.00082547 | 506.2319 | 0.00010733 | 548.6 | -0.0037184 | 505.3885 | 4.2934 | 548.6 | 0.85837 | 548.6 | -0.010202 | 506.2319 | 0.00021378 | 506.2319 | 0.00014132 | 505.3885 | 0.037564 | 761.531 | 0.70802 | 761.531 | 2.1848 | 760.8225 | 0.00057972 | 761.531 | 0.01651 | 506.2319 | 1.229
| 505.5027 | 0 | 505.5027 | 0 | 506.3487 | 0 | 506.3487 | 0.00021406 | 548.83 | -0.0086762 | 505.5027 | 4.2606 | 548.83 | 0.86329 | 548.83 | -0.0063763 | 506.3487 | 0.00044588 | 506.3487 | 0.0003761 | 505.5027 | 0 | 761.6959 | 0.69828 | 761.6959 | 2.2334 | 760.9874 | 0 | 761.6959 | 0.017237 | 506.3487 | 1.2365
| 505.6169 | 0.0032185 | 505.6169 | 0.013485 | 506.4656 | 0.00024284 | 506.4656 | 0.00010673 | 549.06 | -0.024542 | 505.6169 | 4.2717 | 549.06 | 0.80541 | 549.06 | -0.0031625 | 506.4656 | 0.00023263 | 506.4656 | 0.00023478 | 505.6169 | 0.031111 | 761.8609 | 0.69564 | 761.8609 | 2.25 | 761.1524 | 0.00081146 | 761.8609 | 0.015887 | 506.4656 | 1.2383
| 505.7311 | 0 | 505.7311 | 0 | 506.5825 | 0 | 506.5825 | 0.00022427 | 549.28 | -0.015617 | 505.7311 | 4.2766 | 549.28 | 0.81307 | 549.28 | -0.0028565 | 506.5825 | 0.00047078 | 506.5825 | 0.00048067 | 505.7311 | 0 | 762.0258 | 0.66617 | 762.0258 | 2.2928 | 761.3174 | 0 | 762.0258 | 0.01734 | 506.5825 | 1.249
| 505.8453 | 0 | 505.8453 | 0.011997 | 506.6993 | 0.00024284 | 506.6993 | 0.00011754 | 549.51 | 0.020079 | 505.8453 | 4.3003 | 549.51 | 0.78091 | 549.51 | 0.0032646 | 506.6993 | 0.00023886 | 506.6993 | 0.0002459 | 505.8453 | 0.014686 | 762.1907 | 0.67115 | 762.1907 | 2.3134 | 761.4824 | 0.00081146 | 762.1907 | 0.016562 | 506.6993 | 1.2504
| 505.9595 | 0 | 505.9595 | 0 | 506.8162 | 0 | 506.8162 | 0.00023488 | 549.74 | -0.024045 | 505.9595 | 4.3063 | 549.74 | 0.77571 | 549.74 | 0.006172 | 506.8162 | 0.000477 | 506.8162 | 0.0004477 | 505.9595 | 0 | 762.3557 | 0.65845 | 762.3557 | 2.3024 | 761.6474 | 0 | 762.3557 | 0.018379 | 506.8162 | 1.2592
| 506.0736 | 0.0070148 | 506.0736 | 0.014711 | 506.9331 | 0.00082547 | 506.9331 | 0.00011714 | 549.96 | -0.03049 | 506.0736 | 4.2713 | 549.96 | 0.72222 | 549.96 | 0.00035706 | 506.9331 | 0.00024028 | 506.9331 | 0.0002165 | 506.0736 | 0.009071 | 762.5206 | 0.64088 | 762.5206 | 2.342 | 761.8124 | 0.00081146 | 762.5206 | 0.017237 | 506.9331 | 1.2615
| 506.1879 | 0 | 506.1879 | 0 | 507.05 | 0 | 507.05 | 0.00025931 | 550.19 | 0.0052058 | 506.1879 | 4.2619 | 550.19 | 0.71872 | 550.19 | -0.0065293 | 507.05 | 0.00045744 | 507.05 | 0.00044035 | 506.1879 | 0 | 762.6855 | 0.65054 | 762.6855 | 2.3576 | 761.9774 | 0 | 762.6855 | 0.018483 | 507.05 | 1.2679
| 506.3021 | 0.0033341 | 506.3021 | 0.0091069 | 507.1669 | 0.00053406 | 507.1669 | 0.00014217 | 550.42 | 0.002231 | 506.3021 | 4.2715 | 550.42 | 0.70279 | 550.42 | 0.0021933 | 507.1669 | 0.00021911 | 507.1669 | 0.00023855 | 506.3021 | 0.027654 | 762.8505 | 0.62356 | 762.8505 | 2.414 | 762.1424 | 0.00034783 | 762.8505 | 0.01734 | 507.1669 | 1.267
| 506.4163 | 0 | 506.4163 | 0 | 507.2838 | 0 | 507.2838 | 0.00027694 | 550.65 | -0.0037184 | 506.4163 | 4.3449 | 550.65 | 0.68354 | 550.65 | -0.0077534 | 507.2838 | 0.00044641 | 507.2838 | 0.00041472 | 506.4163 | 0 | 763.0154 | 0.63103 | 763.0154 | 2.4171 | 762.3075 | 0 | 763.0154 | 0.01869 | 507.2838 | 1.2717
| 506.5305 | 0.0084306 | 506.5305 | 0.00577 | 507.4007 | 0.00082547 | 507.4007 | 0.00013476 | 550.87 | 0.024045 | 506.5305 | 4.3361 | 550.87 | 0.65304 | 550.87 | 0.00709 | 507.4007 | 0.00023068 | 507.4007 | 0.00019088 | 506.5305 | 0.0613 | 763.1804 | 0.62495 | 763.1804 | 2.4494 | 762.4725 | 0.00081146 | 763.1804 | 0.017237 | 507.4007 | 1.2781
| 506.6447 | 0 | 506.6447 | 0 | 507.5176 | 0 | 507.5176 | 0.00027774 | 551.1 | -0.039414 | 506.6447 | 4.3653 | 551.1 | 0.65465 | 551.1 | -0.0014792 | 507.5176 | 0.00047167 | 507.5176 | 0.00041472 | 506.6447 | 0 | 763.3454 | 0.60797 | 763.3454 | 2.4698 | 762.6375 | 0 | 763.3454 | 0.018119 | 507.5176 | 1.2909
| 506.7589 | 0.0015996 | 506.7589 | 0.021716 | 507.6345 | 0.00082547 | 507.6345 | 0.00014277 | 551.33 | -0.00074368 | 506.7589 | 4.3668 | 551.33 | 0.60944 | 551.33 | -0.0028565 | 507.6345 | 0.00024561 | 507.6345 | 0.00022385 | 506.7589 | 0.05093 | 763.5103 | 0.58944 | 763.5103 | 2.5089 | 762.8025 | 0.00057972 | 763.5103 | 0.017081 | 507.6345 | 1.2965
| 506.8731 | 0 | 506.8731 | 0 | 507.7514 | 0 | 507.7514 | 0.00028294 | 551.55 | -0.029003 | 506.8731 | 4.3426 | 551.55 | 0.56635 | 551.55 | -0.0020913 | 507.7514 | 0.00048945 | 507.7514 | 0.00049179 | 506.8731 | 0 | 763.6753 | 0.59482 | 763.6753 | 2.5218 | 762.9676 | 0 | 763.6753 | 0.018794 | 507.7514 | 1.3029
| 506.9874 | 0 | 506.9874 | 0.015762 | 507.8683 | 0.00053406 | 507.8683 | 0.00013997 | 551.78 | -0.017104 | 506.9874 | 4.3443 | 551.78 | 0.56579 | 551.78 | -0.0011732 | 507.8683 | 0.00025006 | 507.8683 | 0.00026794 | 506.9874 | 0.051391 | 763.8403 | 0.58589 | 763.8403 | 2.5441 | 763.1326 | 0.00081146 | 763.8403 | 0.017756 | 507.8683 | 1.3044
| 507.1016 | 0 | 507.1016 | 0 | 507.9852 | 0 | 507.9852 | 0.0002485 | 552.01 | -0.016113 | 507.1016 | 4.33 | 552.01 | 0.55028 | 552.01 | -0.0085181 | 507.9852 | 0.00048536 | 507.9852 | 0.00045863 | 507.1016 | 0 | 764.0053 | 0.57897 | 764.0053 | 2.571 | 763.2976 | 0 | 764.0053 | 0.01869 | 507.9852 | 1.3116
| 507.2158 | 0.0041435 | 507.2158 | 0.0091069 | 508.1021 | 0.00082547 | 508.1021 | 0.00010853 | 552.24 | 0.032968 | 507.2158 | 4.3515 | 552.24 | 0.53547 | 552.24 | -0.0022444 | 508.1021 | 0.00024135 | 508.1021 | 0.00019088 | 507.2158 | 0.027193 | 764.1703 | 0.57319 | 764.1703 | 2.5865 | 763.4627 | 0.00034783 | 764.1703 | 0.017237 | 508.1021 | 1.3141
| 507.3301 | 0 | 507.3301 | 0 | 508.2191 | 0 | 508.2191 | 0.00023829 | 552.46 | -0.016609 | 507.3301 | 4.3839 | 552.46 | 0.51173 | 552.46 | -0.0088246 | 508.2191 | 0.00048732 | 508.2191 | 0.00037063 | 507.3301 | 0 | 764.3352 | 0.56173 | 764.3352 | 2.5909 | 763.6277 | 0 | 764.3352 | 0.018794 | 508.2191 | 1.3205
| 507.4443 | 0.0088811 | 507.4443 | 0.009895 | 508.336 | 0.00024284 | 508.336 | 0.00012996 | 552.69 | -0.0052058 | 507.4443 | 4.373 | 552.69 | 0.4713 | 552.69 | -0.0020913 | 508.336 | 0.00025166 | 508.336 | 0.00017976 | 507.4443 | 0.031111 | 764.5003 | 0.56967 | 764.5003 | 2.6215 | 763.7928 | 0.00081146 | 764.5003 | 0.017963 | 508.336 | 1.3251
| 507.5585 | 0 | 507.5585 | 0 | 508.4529 | 0 | 508.4529 | 0.00025411 | 552.92 | -0.013138 | 507.5585 | 4.3823 | 552.92 | 0.47735 | 552.92 | -0.0086717 | 508.4529 | 0.00050884 | 508.4529 | 0.00040361 | 507.5585 | 0 | 764.6653 | 0.54126 | 764.6653 | 2.6796 | 763.9579 | 0 | 764.6653 | 0.019313 | 508.4529 | 1.3377
| 507.6728 | 0.0042591 | 507.6728 | 0.016988 | 508.5698 | 0.00053406 | 508.5698 | 0.00012435 | 553.15 | 0.017104 | 507.6728 | 4.3191 | 553.15 | 0.43391 | 553.15 | -0.00025504 | 508.5698 | 0.00026376 | 508.5698 | 0.00022385 | 507.6728 | 0.039407 | 764.8302 | 0.55016 | 764.8302 | 2.6926 | 764.1229 | 0.0010433 | 764.8302 | 0.018015 | 508.5698 | 1.3421
| 507.787 | 0 | 507.787 | 0 | 508.6868 | 0 | 508.6868 | 0.00026852 | 553.37 | -0.013634 | 507.787 | 4.329 | 553.37 | 0.46128 | 553.37 | -0.0053048 | 508.6868 | 0.00049763 | 508.6868 | 0.00040361 | 507.787 | 0 | 764.9953 | 0.54416 | 764.9953 | 2.7304 | 764.288 | 0 | 764.9953 | 0.01895 | 508.6868 | 1.3469
| 507.9013 | 0.0086237 | 507.9013 | 0.0099825 | 508.8037 | 0.00082547 | 508.8037 | 0.00014417 | 553.6 | -0.012642 | 507.9013 | 4.3483 | 553.6 | 0.37695 | 553.6 | -0.00086717 | 508.8037 | 0.00024099 | 508.8037 | 0.00017976 | 507.9013 | 0.021598 | 765.1603 | 0.53929 | 765.1603 | 2.7614 | 764.4531 | 0.00081146 | 765.1603 | 0.017912 | 508.8037 | 1.3484
| 508.0156 | 0 | 508.0156 | 0 | 508.9207 | 0 | 508.9207 | 0.00027093 | 553.83 | -0.0176 | 508.0156 | 4.3788 | 553.83 | 0.40502 | 553.83 | -0.0092835 | 508.9207 | 0.00046917 | 508.9207 | 0.00039268 | 508.0156 | 0 | 765.3253 | 0.53478 | 765.3253 | 2.7797 | 764.6182 | 0 | 765.3253 | 0.019313 | 508.9207 | 1.3542
| 508.1298 | 0.0052998 | 508.1298 | 0.012172 | 509.0376 | 0.00082547 | 509.0376 | 0.00012675 | 554.06 | -0.0012395 | 508.1298 | 4.3454 | 554.06 | 0.35749 | 554.06 | -0.007294 | 509.0376 | 0.00023477 | 509.0376 | 0.00021292 | 508.1298 | 0.028576 | 765.4903 | 0.51919 | 765.4903 | 2.8193 | 764.7833 | 0.00034783 | 765.4903 | 0.018535 | 509.0376 | 1.3574
| 508.2441 | 0 | 508.2441 | 0 | 509.1546 | 0 | 509.1546 | 0.00026712 | 554.28 | -0.0002479 | 508.2441 | 4.3412 | 554.28 | 0.36949 | 554.28 | -0.0022444 | 509.1546 | 0.00044837 | 509.1546 | 0.00042565 | 508.2441 | 0 | 765.6553 | 0.50304 | 765.6553 | 2.8432 | 764.9484 | 0 | 765.6553 | 0.019729 | 509.1546 | 1.3631
| 508.3584 | 0.0048373 | 508.3584 | 0.0042515 | 509.2715 | 0.00053406 | 509.2715 | 0.00014037 | 554.51 | 0.028012 | 508.3584 | 4.3851 | 554.51 | 0.33245 | 554.51 | 0.0020403 | 509.2715 | 0.00021858 | 509.2715 | 0.0002165 | 508.3584 | 0.037103 | 765.8204 | 0.52029 | 765.8204 | 2.8525 | 765.1134 | 0.00057972 | 765.8204 | 0.018327 | 509.2715 | 1.3657
| 508.4726 | 0 | 508.4726 | 0 | 509.3885 | 0 | 509.3885 | 0.00029696 | 554.74 | -0.010164 | 508.4726 | 4.413 | 554.74 | 0.31707 | 554.74 | 0.0026524 | 509.3885 | 0.00044552 | 509.3885 | 0.00038533 | 508.4726 | 0 | 765.9854 | 0.51004 | 765.9854 | 2.9184 | 765.2785 | 0 | 765.9854 | 0.019158 | 509.3885 | 1.3752
| 508.5869 | 0.01004 | 508.5869 | 0.0095447 | 509.5055 | 0.0011167 | 509.5055 | 0.00015659 | 554.97 | 0.011155 | 508.5869 | 4.3319 | 554.97 | 0.29587 | 554.97 | -0.0010202 | 509.5055 | 0.00023441 | 509.5055 | 0.00017241 | 508.5869 | 0.060839 | 766.1504 | 0.49415 | 766.1504 | 2.9149 | 765.4437 | 0.00081146 | 766.1504 | 0.018119 | 509.5055 | 1.3842
| 508.7012 | 0 | 508.7012 | 0 | 509.6224 | 0 | 509.6224 | 0.00031338 | 555.19 | 0.00074368 | 508.7012 | 4.3244 | 555.19 | 0.30799 | 555.19 | -0.0082122 | 509.6224 | 0.00046989 | 509.6224 | 0.00039268 | 508.7012 | 0 | 766.3155 | 0.49137 | 766.3155 | 2.9529 | 765.6088 | 0 | 766.3155 | 0.019365 | 509.6224 | 1.3971
| 508.8155 | 0.0037966 | 508.8155 | 0.011997 | 509.7394 | 0.00082547 | 509.7394 | 0.00015759 | 555.42 | 0.009172 | 508.8155 | 4.3678 | 555.42 | 0.25638 | 555.42 | 0.0018873 | 509.7394 | 0.0002417 | 509.7394 | 0.00022385 | 508.8155 | 0.029267 | 766.4805 | 0.48778 | 766.4805 | 2.9678 | 765.7739 | 0.00057972 | 766.4805 | 0.018846 | 509.7394 | 1.4029
| 508.9298 | 0 | 508.9298 | 0 | 509.8564 | 0 | 509.8564 | 0.00031558 | 555.65 | 0.01413 | 508.9298 | 4.3407 | 555.65 | 0.27351 | 555.65 | 0.0012752 | 509.8564 | 0.00048269 | 509.8564 | 0.0004477 | 508.9298 | 0 | 766.6456 | 0.47427 | 766.6456 | 3.0082 | 765.939 | 0 | 766.6456 | 0.019781 | 509.8564 | 1.4065
| 509.0441 | 0.0071435 | 509.0441 | 0.010333 | 509.9733 | 0.00053406 | 509.9733 | 0.00015859 | 555.87 | -0.0027268 | 509.0441 | 4.3718 | 555.87 | 0.23111 | 555.87 | -0.0092835 | 509.9733 | 0.00024633 | 509.9733 | 0.00022385 | 509.0441 | 0.041481 | 766.8107 | 0.4772 | 766.8107 | 3.0285 | 766.1041 | 0.00057972 | 766.8107 | 0.019002 | 509.9733 | 1.4057
| 509.1583 | 0 | 509.1583 | 0 | 510.0903 | 0 | 510.0903 | 0.0003286 | 556.1 | 0.0096677 | 509.1583 | 4.3961 | 556.1 | 0.25126 | 556.1 | -0.0007141 | 510.0903 | 0.00048002 | 510.0903 | 0.00045863 | 509.1583 | 0 | 766.9757 | 0.45553 | 766.9757 | 3.0879 | 766.2692 | 0 | 766.9757 | 0.019884 | 510.0903 | 1.4091
| 509.2726 | 0.0033341 | 509.2726 | 0.012434 | 510.2073 | 0.00082547 | 510.2073 | 0.00017061 | 556.33 | 0.0037184 | 509.2726 | 4.423 | 556.33 | 0.224 | 556.33 | -0.0013262 | 510.2073 | 0.00023441 | 510.2073 | 0.00024213 | 509.2726 | 0.029037 | 767.1408 | 0.44959 | 767.1408 | 3.1107 | 766.4344 | 0.00081146 | 767.1408 | 0.019158 | 510.2073 | 1.4132
| 509.387 | 0 | 509.387 | 0 | 510.3243 | 0 | 510.3243 | 0.00032539 | 556.56 | 0.033961 | 509.387 | 4.3855 | 556.56 | 0.23087 | 556.56 | 0.0040296 | 510.3243 | 0.00047255 | 510.3243 | 0.00046598 | 509.387 | 0 | 767.3059 | 0.44414 | 767.3059 | 3.1478 | 766.5995 | 0 | 767.3059 | 0.0203 | 510.3243 | 1.422
| 509.5013 | 0.0079802 | 509.5013 | 0.0074402 | 510.4413 | 0.00024284 | 510.4413 | 0.00015479 | 556.79 | -0.0032226 | 509.5013 | 4.3713 | 556.79 | 0.19441 | 556.79 | 0.0020403 | 510.4413 | 0.00023903 | 510.4413 | 0.0002312 | 509.5013 | 0.036181 | 767.4709 | 0.44549 | 767.4709 | 3.177 | 766.7646 | 0.00057972 | 767.4709 | 0.019625 | 510.4413 | 1.4298
| 509.6156 | 0 | 509.6156 | 0 | 510.5583 | 0 | 510.5583 | 0.00030297 | 557.01 | -0.038919 | 509.6156 | 4.3888 | 557.01 | 0.1979 | 557.01 | -0.0019383 | 510.5583 | 0.00047167 | 510.5583 | 0.00042565 | 509.6156 | 0 | 767.636 | 0.43107 | 767.636 | 3.237 | 766.9298 | 0 | 767.636 | 0.020611 | 510.5583 | 1.441
| 509.7299 | 0.0063405 | 509.7299 | 0.018652 | 510.6753 | 0.00082547 | 510.6753 | 0.00014818 | 557.24 | 0.025036 | 509.7299 | 4.367 | 557.24 | 0.16983 | 557.24 | 0.0086207 | 510.6753 | 0.00023352 | 510.6753 | 0.00020557 | 509.7299 | 0.05093 | 767.8011 | 0.4336 | 767.8011 | 3.2458 | 767.0949 | 0.00081146 | 767.8011 | 0.019521 | 510.6753 | 1.4514
| 509.8442 | 0 | 509.8442 | 0 | 510.7923 | 0 | 510.7923 | 0.00029516 | 557.47 | -0.016609 | 509.8442 | 4.3981 | 557.47 | 0.1675 | 557.47 | -0.00056109 | 510.7923 | 0.00047504 | 510.7923 | 0.00042207 | 509.8442 | 0 | 767.9662 | 0.41811 | 767.9662 | 3.2747 | 767.2601 | 0 | 767.9662 | 0.020352 | 510.7923 | 1.4623
| 509.9585 | 0.002409 | 509.9585 | 0.015937 | 510.9093 | 0.00053406 | 510.9093 | 0.00014698 | 557.7 | 0.0076846 | 509.9585 | 4.4002 | 557.7 | 0.13931 | 557.7 | 0.0077024 | 510.9093 | 0.00024259 | 510.9093 | 0.00022027 | 509.9585 | 0.025119 | 768.1313 | 0.41419 | 768.1313 | 3.2976 | 767.4253 | 0.00057972 | 768.1313 | 0.019209 | 510.9093 | 1.4678
| 510.0729 | 0 | 510.0729 | 0 | 511.0263 | 0 | 511.0263 | 0.00032219 | 557.92 | -0.0052058 | 510.0729 | 4.3978 | 557.92 | 0.15142 | 557.92 | -0.0036216 | 511.0263 | 0.00046757 | 511.0263 | 0.00042942 | 510.0729 | 0 | 768.2964 | 0.40475 | 768.2964 | 3.3313 | 767.5904 | 0 | 768.2964 | 0.019884 | 511.0263 | 1.4728
| 510.1872 | 0.0064356 | 510.1872 | 0.012785 | 511.1433 | 0.00053406 | 511.1433 | 0.00017521 | 558.15 | 0.021567 | 510.1872 | 4.4339 | 558.15 | 0.11951 | 558.15 | 0.0020403 | 511.1433 | 0.00022516 | 511.1433 | 0.00021292 | 510.1872 | 0.027193 | 768.4615 | 0.4001 | 768.4615 | 3.3795 | 767.7556 | 0.00057972 | 768.4615 | 0.019417 | 511.1433 | 1.4744
| 510.3015 | 0 | 510.3015 | 0 | 511.2604 | 0 | 511.2604 | 0.00034722 | 558.38 | -0.006693 | 510.3015 | 4.4678 | 558.38 | 0.12463 | 558.38 | -0.0031625 | 511.2604 | 0.00046135 | 511.2604 | 0.00049179 | 510.3015 | 0 | 768.6266 | 0.39772 | 768.6266 | 3.4046 | 767.9208 | 0 | 768.6266 | 0.020923 | 511.2604 | 1.4837
| 510.4158 | 0.0054154 | 510.4158 | 0.0062254 | 511.3774 | 0.00053406 | 511.3774 | 0.00017201 | 558.61 | 0.0071888 | 510.4158 | 4.4707 | 558.61 | 0.11566 | 558.61 | 0.006172 | 511.3774 | 0.00023654 | 511.3774 | 0.00028622 | 510.4158 | 0.01987 | 768.7917 | 0.39164 | 768.7917 | 3.416 | 768.0859 | 0.00034783 | 768.7917 | 0.0203 | 511.3774 | 1.4926
| 510.5302 | 0 | 510.5302 | 0 | 511.4944 | 0 | 511.4944 | 0.00034221 | 558.83 | -0.029003 | 510.5302 | 4.4981 | 558.83 | 0.10774 | 558.83 | -0.0037746 | 511.4944 | 0.00046171 | 511.4944 | 0.00048802 | 510.5302 | 0 | 768.9568 | 0.37769 | 768.9568 | 3.439 | 768.2511 | 0 | 768.9568 | 0.021234 | 511.4944 | 1.5012
| 510.6445 | 0.0055311 | 510.6445 | 0.009282 | 511.6114 | 0.00082547 | 511.6114 | 0.00017021 | 559.06 | 0.0032226 | 510.6445 | 4.5312 | 559.06 | 0.09679 | 559.06 | 0.0011222 | 511.6114 | 0.0002257 | 511.6114 | 0.00020915 | 510.6445 | 0.024658 | 769.1219 | 0.37832 | 769.1219 | 3.5172 | 768.4163 | 0.00057972 | 769.1219 | 0.020144 | 511.6114 | 1.5015
| 510.7589 | 0 | 510.7589 | 0 | 511.7285 | 0 | 511.7285 | 0.00034402 | 559.29 | -0.0042142 | 510.7589 | 4.5292 | 559.29 | 0.09749 | 559.29 | 0.0073959 | 511.7285 | 0.00045797 | 511.7285 | 0.00041472 | 510.7589 | 0 | 769.2871 | 0.37846 | 769.2871 | 3.5507 | 768.5815 | 0 | 769.2871 | 0.021753 | 511.7285 | 1.5071
| 510.8732 | 0.0014839 | 510.8732 | 0.0091069 | 511.8455 | 0.00053406 | 511.8455 | 0.00017381 | 559.52 | 0.010164 | 510.8732 | 4.544 | 559.52 | 0.079784 | 559.52 | -0.0039276 | 511.8455 | 0.00023281 | 511.8455 | 0.00021292 | 510.8732 | 0.037103 | 769.4522 | 0.36111 | 769.4522 | 3.5903 | 768.7467 | 0.00057972 | 769.4522 | 0.020871 | 511.8455 | 1.5112
| 510.9876 | 0 | 510.9876 | 0 | 511.9625 | 0 | 511.9625 | 0.0003316 | 559.74 | 0.019583 | 510.9876 | 4.5019 | 559.74 | 0.085142 | 559.74 | -0.0033155 | 511.9625 | 0.00046331 | 511.9625 | 0.00042565 | 510.9876 | 0 | 769.6173 | 0.35782 | 769.6173 | 3.603 | 768.9119 | 0 | 769.6173 | 0.021805 | 511.9625 | 1.5222
| 511.1019 | 0 | 511.1019 | 0.0042515 | 512.0796 | 0.00082547 | 512.0796 | 0.00015799 | 559.97 | -0.020574 | 511.1019 | 4.4821 | 559.97 | 0.073145 | 559.97 | 0.0096913 | 512.0796 | 0.00023068 | 512.0796 | 0.00021292 | 511.1019 | 0.024197 | 769.7825 | 0.34936 | 769.7825 | 3.6284 | 769.0771 | 0.00034783 | 769.7825 | 0.020092 | 512.0796 | 1.5272
| 511.2163 | 0 | 511.2163 | 0 | 512.1966 | 0 | 512.1966 | 0.00032359 | 560.2 | 0.0052058 | 511.2163 | 4.487 | 560.2 | 0.0714 | 560.2 | 0.0028055 | 512.1966 | 0.00047629 | 512.1966 | 0.00041472 | 511.2163 | 0 | 769.9476 | 0.34595 | 769.9476 | 3.6701 | 769.2423 | 0 | 769.9476 | 0.021494 | 512.1966 | 1.5382
| 511.3307 | 0.0084306 | 511.3307 | 0.0088442 | 512.3137 | 0.00024284 | 512.3137 | 0.0001656 | 560.43 | 0.0086762 | 511.3307 | 4.5981 | 560.43 | 0.066737 | 560.43 | 5.1009e-05 | 512.3137 | 0.00024633 | 512.3137 | 0.0002018 | 511.3307 | 0.012527 | 770.1128 | 0.34248 | 770.1128 | 3.6885 | 769.4075 | 0.00081146 | 770.1128 | 0.020819 | 512.3137 | 1.5453
| 511.445 | 0 | 511.445 | 0 | 512.4307 | 0 | 512.4307 | 0.00032639 | 560.66 | 0.013634 | 511.445 | 4.5711 | 560.66 | 0.061379 | 560.66 | -0.0045398 | 512.4307 | 0.00049265 | 512.4307 | 0.00046974 | 511.445 | 0 | 770.2779 | 0.33091 | 770.2779 | 3.7656 | 769.5727 | 0 | 770.2779 | 0.022325 | 512.4307 | 1.5559
| 511.5594 | 0.0079802 | 511.5594 | 0.0071365 | 512.5478 | 0.00053406 | 512.5478 | 0.00016079 | 560.88 | 0.03049 | 511.5594 | 4.5796 | 560.88 | 0.048799 | 560.88 | 0.0099978 | 512.5478 | 0.0002481 | 512.5478 | 0.00026794 | 511.5594 | 0.022462 | 770.4431 | 0.32769 | 770.4431 | 3.7748 | 769.738 | 0.00057972 | 770.4431 | 0.020923 | 512.5478 | 1.5612
| 511.6738 | 0 | 511.6738 | 0 | 512.6649 | 0 | 512.6649 | 0.00031798 | 561.11 | -0.020574 | 511.6738 | 4.6649 | 561.11 | 0.050081 | 561.11 | -0.0066822 | 512.6649 | 0.00047255 | 512.6649 | 0.00042565 | 511.6738 | 0 | 770.6082 | 0.3215 | 770.6082 | 3.8484 | 769.9032 | 0 | 770.6082 | 0.022221 | 512.6649 | 1.5714
| 511.7882 | 0.0037966 | 511.7882 | 0.0085031 | 512.7819 | 0.00053406 | 512.7819 | 0.00015719 | 561.34 | 0.0176 | 511.7882 | 4.6115 | 561.34 | 0.030627 | 561.34 | 0.0014282 | 512.7819 | 0.00022979 | 512.7819 | 0.00015771 | 511.7882 | 0.018142 | 770.7734 | 0.31066 | 770.7734 | 3.8818 | 770.0684 | 0.00057972 | 770.7734 | 0.02139 | 512.7819 | 1.5761
| 511.9026 | 0 | 511.9026 | 0 | 512.899 | 0 | 512.899 | 0.00031758 | 561.57 | -0.018096 | 511.9026 | 4.6341 | 561.57 | 0.040878 | 561.57 | -0.0069881 | 512.899 | 0.00044605 | 512.899 | 0.00037063 | 511.9026 | 0 | 770.9386 | 0.30741 | 770.9386 | 3.9119 | 770.2337 | 0 | 770.9386 | 0.02248 | 512.899 | 1.5853
| 512.0169 | 0.0040278 | 512.0169 | 0.0091069 | 513.0161 | 0.00024284 | 513.0161 | 0.00016039 | 561.79 | 0.002231 | 512.0169 | 4.6531 | 561.79 | 0.033306 | 561.79 | 0.0092325 | 513.0161 | 0.00022392 | 513.0161 | 0.00021292 | 512.0169 | 0.032033 | 771.1037 | 0.30301 | 771.1037 | 3.9288 | 770.3989 | 0.00057972 | 771.1037 | 0.02113 | 513.0161 | 1.5828
| 512.1313 | 0 | 512.1313 | 0 | 513.1331 | 0 | 513.1331 | 0.00031378 | 562.02 | -0.013138 | 512.1313 | 4.629 | 562.02 | 0.038664 | 562.02 | -0.0077534 | 513.1331 | 0.00044979 | 513.1331 | 0.00043677 | 512.1313 | 0 | 771.2689 | 0.29664 | 771.2689 | 3.9561 | 770.5641 | 0 | 771.2689 | 0.022117 | 513.1331 | 1.5908
| 512.2457 | 0.0037966 | 512.2457 | 0.018652 | 513.2502 | 0.00024284 | 513.2502 | 0.00015339 | 562.25 | 0.021567 | 512.2457 | 4.6328 | 562.25 | 0.025385 | 562.25 | -0.0027035 | 513.2502 | 0.00023405 | 513.2502 | 0.00022385 | 512.2457 | 0.034568 | 771.4341 | 0.295 | 771.4341 | 4.0084 | 770.7294 | 0.00081146 | 771.4341 | 0.021286 | 513.2502 | 1.5944
| 512.3601 | 0 | 512.3601 | 0 | 513.3673 | 0 | 513.3673 | 0.00034161 | 562.48 | -0.032474 | 512.3601 | 4.6138 | 562.48 | 0.021308 | 562.48 | -0.010661 | 513.3673 | 0.00047131 | 513.3673 | 0.00040361 | 512.3601 | 0 | 771.5993 | 0.29324 | 771.5993 | 4.0152 | 770.8946 | 0 | 771.5993 | 0.022584 | 513.3673 | 1.6057
| 512.4745 | 0.0055311 | 512.4745 | 0.018652 | 513.4844 | 0.00082547 | 513.4844 | 0.00018883 | 562.71 | -0.017104 | 512.4745 | 4.6191 | 562.71 | 0.034937 | 562.71 | 0.0035706 | 513.4844 | 0.00024633 | 513.4844 | 0.00017976 | 512.4745 | 0.011663 | 771.7645 | 0.285 | 771.7645 | 4.0806 | 771.0599 | 0.00081146 | 771.7645 | 0.02165 | 513.4844 | 1.6114
| 512.5889 | 0 | 512.5889 | 0 | 513.6015 | 0 | 513.6015 | 0.00036604 | 562.93 | -0.013634 | 512.5889 | 4.6139 | 562.93 | 0.028064 | 562.93 | 0.0032646 | 513.6015 | 0.00047327 | 513.6015 | 0.00042565 | 512.5889 | 0 | 771.9297 | 0.27826 | 771.9297 | 4.1305 | 771.2252 | 0 | 771.9297 | 0.02274 | 513.6015 | 1.6232
| 512.7034 | 0.0047217 | 512.7034 | 0.01944 | 513.7186 | 0.00082547 | 513.7186 | 0.00017802 | 563.16 | 0.009172 | 512.7034 | 4.6318 | 563.16 | 0.031792 | 563.16 | 0.0081613 | 513.7186 | 0.00023316 | 513.7186 | 0.0002459 | 512.7034 | 0.01555 | 772.0949 | 0.26593 | 772.0949 | 4.1685 | 771.3904 | 0.00057972 | 772.0949 | 0.021702 | 513.7186 | 1.6304
| 512.8178 | 0 | 512.8178 | 0 | 513.8357 | 0 | 513.8357 | 0.00035803 | 563.39 | -0.023549 | 512.8178 | 4.6429 | 563.39 | 0.018396 | 563.39 | -0.0020913 | 513.8357 | 0.00047451 | 513.8357 | 0.00042565 | 512.8178 | 0 | 772.2601 | 0.25359 | 772.2601 | 4.1878 | 771.5557 | 0 | 772.2601 | 0.023103 | 513.8357 | 1.6418
| 512.9322 | 0.0051842 | 512.9322 | 0.016813 | 513.9528 | 0.00024284 | 513.9528 | 0.00018082 | 563.62 | -0.009172 | 512.9322 | 4.7017 | 563.62 | 0.017929 | 563.62 | -0.0048458 | 513.9528 | 0.00024597 | 513.9528 | 0.00017976 | 512.9322 | 0.054386 | 772.4253 | 0.25743 | 772.4253 | 4.2268 | 771.721 | 0.0010433 | 772.4253 | 0.021909 | 513.9528 | 1.6436
| 513.0466 | 0 | 513.0466 | 0 | 514.0699 | 0 | 514.0699 | 0.00035303 | 563.84 | -0.0017352 | 513.0466 | 4.6661 | 563.84 | 0.020609 | 563.84 | 0.00081613 | 514.0699 | 0.00048981 | 514.0699 | 0.00043677 | 513.0466 | 0 | 772.5905 | 0.25333 | 772.5905 | 4.2535 | 771.8863 | 0 | 772.5905 | 0.023726 | 514.0699 | 1.6492
| 513.161 | 0.0039122 | 513.161 | 0.015674 | 514.187 | 0.00053406 | 514.187 | 0.00017241 | 564.07 | 0.006693 | 513.161 | 4.6706 | 564.07 | 0.024104 | 564.07 | -0.0042337 | 514.187 | 0.00024419 | 514.187 | 0.00025682 | 513.161 | 0.030189 | 772.7557 | 0.24755 | 772.7557 | 4.3103 | 772.0516 | 0.00011594 | 772.7557 | 0.022792 | 514.187 | 1.6445
| 513.2755 | 0 | 513.2755 | 0 | 514.3041 | 0 | 514.3041 | 0.0003286 | 564.3 | -0.035945 | 513.2755 | 4.5934 | 564.3 | 0.013153 | 564.3 | -0.0040807 | 514.3041 | 0.00046331 | 514.3041 | 0.00050272 | 513.2755 | 0 | 772.921 | 0.24341 | 772.921 | 4.3354 | 772.2168 | 0 | 772.921 | 0.024609 | 514.3041 | 1.6535
| 513.3899 | 0.0020621 | 513.3899 | 0.014098 | 514.4212 | 0.00082547 | 514.4212 | 0.00015699 | 564.53 | 0.0017352 | 513.3899 | 4.5621 | 564.53 | 0.018512 | 564.53 | 0.00096913 | 514.4212 | 0.00021947 | 514.4212 | 0.0002459 | 513.3899 | 0.053234 | 773.0862 | 0.24462 | 773.0862 | 4.3411 | 772.3821 | 0.00081146 | 773.0862 | 0.023051 | 514.4212 | 1.6568
| 513.5044 | 0 | 513.5044 | 0 | 514.5383 | 0.00024284 | 514.5383 | 0.0003334 | 564.76 | -0.017104 | 513.5044 | 4.5946 | 564.76 | 0.013736 | 564.76 | -0.0074475 | 514.5383 | 0.0004521 | 514.5383 | 0.00040361 | 513.5044 | 0 | 773.2514 | 0.22943 | 773.2514 | 4.3564 | 772.5474 | 0 | 773.2514 | 0.024453 | 514.5383 | 1.6705
| 513.6188 | 0.0025246 | 513.6188 | 0.019615 | 514.6555 | 0.00082547 | 514.6555 | 0.00017721 | 564.98 | -0.0042142 | 513.6188 | 4.597 | 564.98 | 0.0060475 | 564.98 | 0.0031115 | 514.6555 | 0.00023263 | 514.6555 | 0.00015771 | 513.6188 | 0.046321 | 773.4167 | 0.22965 | 773.4167 | 4.3998 | 772.7127 | 0.00057972 | 773.4167 | 0.022999 | 514.6555 | 1.6796
| 513.7332 | 0 | 513.7332 | 0 | 514.7726 | 0 | 514.7726 | 0.00036304 | 565.21 | -0.020574 | 513.7332 | 4.5799 | 565.21 | 0.0061643 | 565.21 | 5.1009e-05 | 514.7726 | 0.00043521 | 514.7726 | 0.00032654 | 513.7332 | 0 | 773.5819 | 0.21874 | 773.5819 | 4.4389 | 772.8781 | 0 | 773.5819 | 0.024505 | 514.7726 | 1.7012
| 513.8477 | 0.002409 | 513.8477 | 0.015937 | 514.8897 | 0.00053406 | 514.8897 | 0.00018643 | 565.44 | -0.0057014 | 513.8477 | 4.5411 | 565.44 | 0.010358 | 565.44 | -0.0053048 | 514.8897 | 0.00020257 | 514.8897 | 0.00016883 | 513.8477 | 0.010799 | 773.7471 | 0.22558 | 773.7471 | 4.4794 | 773.0434 | 0.00057972 | 773.7471 | 0.023103 | 514.8897 | 1.7165
| 513.9621 | 0 | 513.9621 | 0 | 515.0068 | 0 | 515.0068 | 0.00037385 | 565.67 | 0.002231 | 513.9621 | 4.5302 | 565.67 | 0.0058149 | 565.67 | 0.0069371 | 515.0068 | 0.00044463 | 515.0068 | 0.00042565 | 513.9621 | 0 | 773.9124 | 0.20904 | 773.9124 | 4.4882 | 773.2087 | 0 | 773.9124 | 0.024505 | 515.0068 | 1.7273
| 514.0766 | 0.002409 | 514.0766 | 0.0095447 | 515.124 | 0.00024284 | 515.124 | 0.00018743 | 565.9 | -0.0061972 | 514.0766 | 4.489 | 565.9 | 0.0098918 | 565.9 | 0.0096913 | 515.124 | 0.00024188 | 515.124 | 0.00025682 | 514.0766 | 0.040559 | 774.0776 | 0.21453 | 774.0776 | 4.5483 | 773.374 | 0.00081146 | 774.0776 | 0.023311 | 515.124 | 1.7299
| 514.1911 | 0 | 514.1911 | 0 | 515.2411 | 0 | 515.2411 | 0.00037345 | 566.12 | 0.019087 | 514.1911 | 4.543 | 566.12 | 0.011173 | 566.12 | 0.0020403 | 515.2411 | 0.00047255 | 515.2411 | 0.00048067 | 514.1911 | 0 | 774.2429 | 0.20516 | 774.2429 | 4.5732 | 773.5393 | 0 | 774.2429 | 0.024765 | 515.2411 | 1.7356
| 514.3055 | 0.0039122 | 514.3055 | 0.021891 | 515.3583 | 0.00053406 | 515.3583 | 0.00018603 | 566.35 | -0.026029 | 514.3055 | 4.4408 | 566.35 | 0.0097755 | 566.35 | 0.0051009 | 515.3583 | 0.00023068 | 515.3583 | 0.00022385 | 514.3055 | 0.025119 | 774.4082 | 0.19904 | 774.4082 | 4.6211 | 773.7047 | 0.00057972 | 774.4082 | 0.023363 | 515.3583 | 1.7405
| 514.42 | 0 | 514.42 | 0 | 515.4754 | 0 | 515.4754 | 0.00037946 | 566.58 | -0.0017352 | 514.42 | 4.4491 | 566.58 | 0.0010387 | 566.58 | -0.00010202 | 515.4754 | 0.00048821 | 515.4754 | 0.00043677 | 514.42 | 0 | 774.5734 | 0.20102 | 774.5734 | 4.6456 | 773.87 | 0 | 774.5734 | 0.024505 | 515.4754 | 1.751
| 514.5345 | 0.0026402 | 514.5345 | 0.014711 | 515.5926 | 0.00082547 | 515.5926 | 0.00019443 | 566.81 | 0.0076846 | 514.5345 | 4.4161 | 566.81 | 0.0015046 | 566.81 | 0.015353 | 515.5926 | 0.00026126 | 515.5926 | 0.00021292 | 514.5345 | 0.033646 | 774.7387 | 0.20223 | 774.7387 | 4.6855 | 774.0353 | 0.00034783 | 774.7387 | 0.022999 | 515.5926 | 1.7515
| 514.6489 | 0 | 514.6489 | 0 | 515.7097 | 0 | 515.7097 | 0.00035763 | 567.04 | -0.05181 | 514.6489 | 4.4066 | 567.04 | 0.011406 | 567.04 | -0.0007141 | 515.7097 | 0.00050688 | 515.7097 | 0.00042565 | 514.6489 | 0 | 774.904 | 0.19674 | 774.904 | 4.6959 | 774.2007 | 0 | 774.904 | 0.025024 | 515.7097 | 1.7599
| 514.7634 | 0.0026402 | 514.7634 | 0.019002 | 515.8269 | 0.00053406 | 515.8269 | 0.0001642 | 567.26 | -0.0096677 | 514.7634 | 4.3601 | 567.26 | -0.0046693 | 567.26 | 0.0012752 | 515.8269 | 0.00025095 | 515.8269 | 0.00021292 | 514.7634 | 0.0034557 | 775.0693 | 0.18744 | 775.0693 | 4.7627 | 774.366 | 0.00011594 | 775.0693 | 0.023882 | 515.8269 | 1.766
| 514.8779 | 0 | 514.8779 | 0 | 515.944 | 0 | 515.944 | 0.00035583 | 567.49 | -0.020574 | 514.8779 | 4.3631 | 567.49 | 0.0022036 | 567.49 | -0.0042337 | 515.944 | 0.00045548 | 515.944 | 0.00042565 | 514.8779 | 0 | 775.2345 | 0.1889 | 775.2345 | 4.7743 | 774.5314 | 0 | 775.2345 | 0.025543 | 515.944 | 1.7829
| 514.9924 | 0 | 514.9924 | 0.012609 | 516.0612 | 0.00082547 | 516.0612 | 0.00019263 | 567.72 | 0.013634 | 514.9924 | 4.3249 | 567.72 | 0.0090765 | 567.72 | 0.0043357 | 516.0612 | 0.00021129 | 516.0612 | 0.0002165 | 514.9924 | 0.032033 | 775.3998 | 0.1747 | 775.3998 | 4.8121 | 774.6967 | 0.00057972 | 775.3998 | 0.024194 | 516.0612 | 1.7942
| 515.1069 | 0 | 515.1069 | 0 | 516.1784 | 0 | 516.1784 | 0.00036084 | 567.95 | -0.0076846 | 515.1069 | 4.3233 | 567.95 | 0.0074455 | 567.95 | -0.0097429 | 516.1784 | 0.00042934 | 516.1784 | 0.00041096 | 515.1069 | 0 | 775.5651 | 0.17755 | 775.5651 | 4.8423 | 774.8621 | 0 | 775.5651 | 0.026011 | 516.1784 | 1.8049
| 515.2214 | 0.0074653 | 515.2214 | 0.010508 | 516.2956 | 0.00053406 | 516.2956 | 0.0001682 | 568.18 | 0.019087 | 515.2214 | 4.3629 | 568.18 | 0.0079117 | 568.18 | -0.007294 | 516.2956 | 0.00022107 | 516.2956 | 0.00019822 | 515.2214 | 0.032724 | 775.7304 | 0.16987 | 775.7304 | 4.8985 | 775.0275 | 0.00081146 | 775.7304 | 0.024868 | 516.2956 | 1.8085
| 515.3359 | 0 | 515.3359 | 0 | 516.4127 | 0 | 516.4127 | 0.00037946 | 568.41 | 0.006693 | 515.3359 | 4.2937 | 568.41 | 0.0052322 | 568.41 | -0.014487 | 516.4127 | 0.00046135 | 516.4127 | 0.00045128 | 515.3359 | 0 | 775.8957 | 0.16785 | 775.8957 | 4.9316 | 775.1928 | 0 | 775.8957 | 0.026478 | 516.4127 | 1.8134
| 515.4504 | 0.011327 | 515.4504 | 0.0094571 | 516.5299 | 0.00053406 | 516.5299 | 0.00021206 | 568.63 | 0.01413 | 515.4504 | 4.3019 | 568.63 | 0.0029025 | 568.63 | -0.010661 | 516.5299 | 0.00024188 | 516.5299 | 0.00025682 | 515.4504 | 0.021166 | 776.061 | 0.16869 | 776.061 | 4.9301 | 775.3582 | 0.00057972 | 776.061 | 0.025232 | 516.5299 | 1.8146
| 515.5649 | 0 | 515.5649 | 0 | 516.6471 | 0 | 516.6471 | 0.00039127 | 568.86 | 0.011651 | 515.5649 | 4.3416 | 568.86 | -0.00094161 | 568.86 | -0.0037746 | 516.6471 | 0.00048571 | 516.6471 | 0.00046974 | 515.5649 | 0 | 776.2263 | 0.16782 | 776.2263 | 5.0012 | 775.5236 | 0 | 776.2263 | 0.026582 | 516.6471 | 1.8229
| 515.6794 | 0.00067455 | 515.6794 | 0.019002 | 516.7643 | 0.00053406 | 516.7643 | 0.00018002 | 569.09 | 0.00471 | 515.6794 | 4.3362 | 569.09 | 0.0013882 | 569.09 | 0.0024994 | 516.7643 | 0.00024384 | 516.7643 | 0.00021292 | 515.6794 | 0.013822 | 776.3917 | 0.15149 | 776.3917 | 4.9856 | 775.689 | 0.00034783 | 776.3917 | 0.02492 | 516.7643 | 1.8315
| 515.7939 | 0 | 515.7939 | 0 | 516.8815 | 0 | 516.8815 | 0.00036184 | 569.32 | -0.0295 | 515.7939 | 4.3191 | 569.32 | -0.00035917 | 569.32 | -0.00056109 | 516.8815 | 0.00048198 | 516.8815 | 0.00037063 | 515.7939 | 0 | 776.557 | 0.14614 | 776.557 | 5.0477 | 775.8544 | 0 | 776.557 | 0.026374 | 516.8815 | 1.843
| 515.9085 | 0.0063405 | 515.9085 | 0.018214 | 516.9987 | 0.00024284 | 516.9987 | 0.00018282 | 569.55 | 0.020574 | 515.9085 | 4.3885 | 569.55 | 0.003485 | 569.55 | -0.0028565 | 516.9987 | 0.0002417 | 516.9987 | 0.00015771 | 515.9085 | 0.029728 | 776.7223 | 0.15365 | 776.7223 | 5.015 | 776.0198 | 0.00011594 | 776.7223 | 0.025076 | 516.9987 | 1.8556
| 516.023 | 0 | 516.023 | 0 | 517.1159 | 0 | 517.1159 | 0.00037906 | 569.77 | -0.006693 | 516.023 | 4.3882 | 569.77 | 0.0093092 | 569.77 | -0.0092835 | 517.1159 | 0.00045299 | 517.1159 | 0.00034859 | 516.023 | 0 | 776.8876 | 0.1356 | 776.8876 | 5.0507 | 776.1852 | 0 | 776.8876 | 0.026945 | 517.1159 | 1.8759
| 516.1375 | 0.0091386 | 516.1375 | 0.0047071 | 517.2331 | 0.00053406 | 517.2331 | 0.00019664 | 570 | 0.025532 | 516.1375 | 4.3945 | 570 | -0.002689 | 570 | -0.0011732 | 517.2331 | 0.00021574 | 517.2331 | 0.00019088 | 516.1375 | 0.049317 | 777.053 | 0.13988 | 777.053 | 5.0843 | 776.3506 | 0.00057972 | 777.053 | 0.025907 | 517.2331 | 1.8928
| 516.252 | 0 | 516.252 | 0 | 517.3503 | 0 | 517.3503 | 0.00038186 | 570.23 | -0.023549 | 516.252 | 4.4656 | 570.23 | -0.002689 | 570.23 | -0.0057639 | 517.3503 | 0.00042613 | 517.3503 | 0.00039268 | 516.252 | 0 | 777.2183 | 0.12612 | 777.2183 | 5.0948 | 776.516 | 0 | 777.2183 | 0.028035 | 517.3503 | 1.9069
| 516.3666 | 0 | 516.3666 | 0.0083512 | 517.4675 | 0.0011167 | 517.4675 | 0.00018643 | 570.46 | 0.0042142 | 516.3666 | 4.4211 | 570.46 | 0.003019 | 570.46 | 0.0017343 | 517.4675 | 0.00021662 | 517.4675 | 0.00021292 | 516.3666 | 0.026732 | 777.3836 | 0.14409 | 777.3836 | 5.1284 | 776.6814 | 0.00057972 | 777.3836 | 0.026738 | 517.4675 | 1.9058
| 516.4811 | 0 | 516.4811 | 0 | 517.5847 | 0 | 517.5847 | 0.00036264 | 570.69 | -0.0017352 | 516.4811 | 4.4165 | 570.69 | 0.00068922 | 570.69 | 0.0081613 | 517.5847 | 0.00045548 | 517.5847 | 0.00037063 | 516.4811 | 0 | 777.549 | 0.12399 | 777.549 | 5.1757 | 776.8468 | 0 | 777.549 | 0.028451 | 517.5847 | 1.9065
| 516.5956 | 0.0032185 | 516.5956 | 0.014011 | 517.7019 | 0.00024284 | 517.7019 | 0.00017862 | 570.92 | 0.024542 | 516.5956 | 4.4434 | 570.92 | -0.00035917 | 570.92 | -0.0017853 | 517.7019 | 0.00024384 | 517.7019 | 0.00016883 | 516.5956 | 0.038024 | 777.7143 | 0.12626 | 777.7143 | 5.1633 | 777.0122 | 0.00081146 | 777.7143 | 0.026841 | 517.7019 | 1.9
| 516.7102 | 0 | 516.7102 | 0 | 517.8191 | 0 | 517.8191 | 0.00036724 | 571.14 | -0.033961 | 516.7102 | 4.4249 | 571.14 | 0.0013882 | 571.14 | -0.005917 | 517.8191 | 0.00047629 | 517.8191 | 0.0003597 | 516.7102 | 0 | 777.8797 | 0.12198 | 777.8797 | 5.2081 | 777.1776 | 0 | 777.8797 | 0.028399 | 517.8191 | 1.8991
| 516.8247 | 0.0063405 | 516.8247 | 0.0065292 | 517.9364 | 0.00053406 | 517.9364 | 0.00019123 | 571.37 | 0.0071888 | 516.8247 | 4.3986 | 571.37 | 0.0075623 | 571.37 | 0.0051009 | 517.9364 | 0.00023654 | 517.9364 | 0.00020557 | 516.8247 | 0.038024 | 778.045 | 0.12293 | 778.045 | 5.2472 | 777.3431 | 0.00057972 | 778.045 | 0.027049 | 517.9364 | 1.8997
| 516.9393 | 0 | 516.9393 | 0 | 518.0536 | 0 | 518.0536 | 0.00039768 | 571.6 | -0.010164 | 516.9393 | 4.4029 | 571.6 | -0.010261 | 571.6 | 0.0052539 | 518.0536 | 0.00046704 | 518.0536 | 0.00045128 | 516.9393 | 0 | 778.2104 | 0.12088 | 778.2104 | 5.1968 | 777.5085 | 0 | 778.2104 | 0.029126 | 518.0536 | 1.9159
| 517.0539 | 0.0039122 | 517.0539 | 0.013485 | 518.1708 | 0.00082547 | 518.1708 | 0.00021166 | 571.83 | -0.024542 | 517.0539 | 4.4129 | 571.83 | 0.0077949 | 571.83 | 0.0090795 | 518.1708 | 0.00023316 | 518.1708 | 0.00024947 | 517.0539 | 0.016846 | 778.3758 | 0.13022 | 778.3758 | 5.2309 | 777.6739 | 0.0010433 | 778.3758 | 0.027724 | 518.1708 | 1.9349
| 517.1684 | 0 | 517.1684 | 0 | 518.2881 | 0 | 518.2881 | 0.0004113 | 572.06 | -0.018592 | 517.1684 | 4.4228 | 572.06 | 0.00033976 | 572.06 | -0.0045398 | 518.2881 | 0.00043965 | 518.2881 | 0.0004477 | 517.1684 | 0 | 778.5411 | 0.12348 | 778.5411 | 5.2272 | 777.8394 | 0 | 778.5411 | 0.029489 | 518.2881 | 1.9558
| 517.283 | 0.0040278 | 517.283 | 0.014011 | 518.4053 | 0.00053406 | 518.4053 | 0.00020325 | 572.29 | 0.006693 | 517.283 | 4.4378 | 572.29 | 0.0018541 | 572.29 | 0.0023464 | 518.4053 | 0.00020827 | 518.4053 | 0.0002018 | 517.283 | 0.025811 | 778.7065 | 0.13838 | 778.7065 | 5.2418 | 778.0048 | 0.00057972 | 778.7065 | 0.028035 | 518.4053 | 1.9667
| 517.3976 | 0 | 517.3976 | 0 | 518.5225 | 0 | 518.5225 | 0.00039848 | 572.51 | -0.012642 | 517.3976 | 4.3879 | 572.51 | -0.01096 | 572.51 | 0.00020403 | 518.5225 | 0.00044214 | 518.5225 | 0.00041472 | 517.3976 | 0 | 778.8719 | 0.12993 | 778.8719 | 5.2783 | 778.1703 | 0 | 778.8719 | 0.030424 | 518.5225 | 1.9812
| 517.5122 | 0.0013683 | 517.5122 | 0.012609 | 518.6398 | 0.00053406 | 518.6398 | 0.00019864 | 572.74 | 0.006693 | 517.5122 | 4.3313 | 572.74 | 0.006397 | 572.74 | 0.012752 | 518.6398 | 0.00023939 | 518.6398 | 0.00021292 | 517.5122 | 0.034568 | 779.0373 | 0.13326 | 779.0373 | 5.2631 | 778.3357 | 0.00057972 | 779.0373 | 0.029385 | 518.6398 | 1.9872
| 517.6267 | 0 | 517.6267 | 0 | 518.757 | 0 | 518.757 | 0.00040509 | 572.97 | -0.022558 | 517.6267 | 4.3578 | 572.97 | -0.0054848 | 572.97 | 0.0077024 | 518.757 | 0.00048447 | 518.757 | 0.00038156 | 517.6267 | 0 | 779.2026 | 0.13509 | 779.2026 | 5.2969 | 778.5012 | 0 | 779.2026 | 0.031202 | 518.757 | 1.9985
| 517.7413 | 0.0048373 | 517.7413 | 0.0086549 | 518.8743 | 0.00053406 | 518.8743 | 0.00020665 | 573.2 | -0.0017352 | 517.7413 | 4.3019 | 573.2 | 0.0022036 | 573.2 | -0.0014792 | 518.8743 | 0.00025166 | 518.8743 | 0.00016883 | 517.7413 | 0.055308 | 779.3681 | 0.13025 | 779.3681 | 5.3251 | 778.6667 | 0.00034783 | 779.3681 | 0.029281 | 518.8743 | 1.9981
| 517.8559 | 0 | 517.8559 | 0 | 518.9915 | 0 | 518.9915 | 0.00042571 | 573.43 | 0.014626 | 517.8559 | 4.338 | 573.43 | -0.0065332 | 573.43 | 0.0054069 | 518.9915 | 0.00046366 | 518.9915 | 0.0003597 | 517.8559 | 0 | 779.5334 | 0.13655 | 779.5334 | 5.3122 | 778.8321 | 0 | 779.5334 | 0.030424 | 518.9915 | 2.0088
| 517.9705 | 0.0047217 | 517.9705 | 0.0060736 | 519.1088 | 0.00053406 | 519.1088 | 0.00021947 | 573.66 | 0.011651 | 517.9705 | 4.2977 | 573.66 | 0.00092222 | 573.66 | -0.0022444 | 519.1088 | 0.00022143 | 519.1088 | 0.00019445 | 517.9705 | 0.014254 | 779.6988 | 0.11682 | 779.6988 | 5.3071 | 778.9976 | 0.00081146 | 779.6988 | 0.028814 | 519.1088 | 2.0099
| 518.0851 | 0 | 518.0851 | 0 | 519.2261 | 0 | 519.2261 | 0.00042551 | 573.88 | -0.0076846 | 518.0851 | 4.2467 | 573.88 | -0.0051353 | 573.88 | 0.0066312 | 519.2261 | 0.0004393 | 519.2261 | 0.00039626 | 518.0851 | 0 | 779.8642 | 0.1363 | 779.8642 | 5.2905 | 779.1631 | 0 | 779.8642 | 0.030683 | 519.2261 | 2.0189
| 518.1997 | 0.0070148 | 518.1997 | 0.010595 | 519.3433 | 0.0011167 | 519.3433 | 0.00020705 | 574.11 | 0.029994 | 518.1997 | 4.2753 | 574.11 | 0.0016211 | 574.11 | -0.00040807 | 519.3433 | 0.0002257 | 519.3433 | 0.00020557 | 518.1997 | 0.021166 | 780.0296 | 0.10316 | 780.0296 | 5.3125 | 779.3286 | 0.00011594 | 780.0296 | 0.029645 | 519.3433 | 2.0228
| 518.3143 | 0 | 518.3143 | 0 | 519.4606 | 0 | 519.4606 | 0.00041971 | 574.34 | -0.011155 | 518.3143 | 4.275 | 574.34 | 0.0093092 | 574.34 | 0.0098449 | 519.4606 | 0.00043361 | 519.4606 | 0.00042942 | 518.3143 | 0 | 780.1951 | 0.1404 | 780.1951 | 5.3028 | 779.4941 | 0 | 780.1951 | 0.030891 | 519.4606 | 2.038
| 518.4289 | 0.0081732 | 518.4289 | 0.0050107 | 519.5779 | 0.0011167 | 519.5779 | 0.00023068 | 574.57 | 0.0071888 | 518.4289 | 4.2652 | 574.57 | 0.010241 | 574.57 | 0.01872 | 519.5779 | 0.00027034 | 519.5779 | 0.0003175 | 518.4289 | 0.039638 | 780.3605 | 0.10214 | 780.3605 | 5.3092 | 779.6595 | 0.00011594 | 780.3605 | 0.031306 | 519.5779 | 2.0433
| 518.5435 | 0 | 518.5435 | 0 | 519.6951 | 0.00053406 | 519.6951 | 0.00026572 | 574.8 | 0.0081804 | 518.5435 | 4.2345 | 574.8 | 0.0015046 | 574.8 | -0.00056109 | 519.6951 | 0.00032832 | 519.6951 | 0.0003597 | 518.5435 | 0.0020906 | 780.5259 | 0.098515 | 780.5259 | 5.3288 | 779.8251 | 0 | 780.5259 | 0.031825 | 519.6951 | 2.0437
| 518.6581 | 0.0054154 | 518.6581 | 0.009895 | 519.8124 | 0 | 519.8124 | 8.1699e-05 | 575.03 | -0.021567 | 518.6581 | 4.2111 | 575.03 | 0.0020871 | 575.03 | 0.0073959 | 519.8124 | 0.00017892 | 519.8124 | 0.00019992 | 518.6581 | 0.0060472 | 780.6913 | 0.092547 | 780.6913 | 5.3328 | 779.9905 | 0 | 780.6913 | 0.032604 | 519.8124 | 2.0459
| 518.7727 | 0.0010424 | 518.7727 | 0 | 519.9297 | 0 | 519.9297 | 0.00010853 | 575.26 | 0.016113 | 518.7727 | 4.2087 | 575.26 | 0.0020871 | 575.26 | 0.01214 | 519.9297 | 0.00016274 | 519.9297 | 0.00018711 | 518.7727 | 0 | 780.8568 | 0.1099 | 780.8568 | 5.3394 | 780.1561 | 0 | 780.8568 | 0.031099 | 519.9297 | 2.0572
| 518.8874 | 0.0048373 | 518.8874 | 0.0047071 | 520.047 | 0 | 520.047 | 0.00010252 | 575.48 | 0.0176 | 518.8874 | 4.1301 | 575.48 | -0.0035044 | 575.48 | 0.011222 | 520.047 | 0.00014691 | 520.047 | 0.00016883 | 518.8874 | 0 | 781.0222 | 0.098661 | 781.0222 | 5.3375 | 780.3216 | 0 | 781.0222 | 0.032656 | 520.047 | 2.0805
| 519.002 | 0 | 519.002 | 0 | 520.1643 | 0 | 520.1643 | 0.00011013 | 575.71 | -0.0002479 | 519.002 | 4.141 | 575.71 | -0.002456 | 575.71 | 0.011528 | 520.1643 | 0.00013944 | 520.1643 | 0.00016336 | 519.002 | 0 | 781.1876 | 0.11514 | 781.1876 | 5.3098 | 780.4871 | 0 | 781.1876 | 0.031825 | 520.1643 | 2.0909
| 519.1166 | 0.0057624 | 519.1166 | 0.014711 | 520.2816 | 0 | 520.2816 | 9.3713e-05 | 575.94 | -0.026029 | 519.1166 | 4.0841 | 575.94 | -0.0097949 | 575.94 | 0.0054069 | 520.2816 | 0.00014246 | 520.2816 | 0.0001302 | 519.1166 | 0 | 781.3531 | 0.095 | 781.3531 | 5.292 | 780.6526 | 0 | 781.3531 | 0.033902 | 520.2816 | 2.1052
| 519.2313 | 0 | 519.2313 | 0 | 520.3989 | 0.00024284 | 520.3989 | 8.4903e-05 | 576.17 | -0.0086762 | 519.2313 | 4.0181 | 576.17 | -9.7074e-06 | 576.17 | 0.014282 | 520.3989 | 0.00013179 | 520.3989 | 0.00021292 | 519.2313 | 0.0020906 | 781.5185 | 0.10251 | 781.5185 | 5.2788 | 780.8181 | 0 | 781.5185 | 0.032968 | 520.3989 | 2.1028
| 519.3459 | 0.002409 | 519.3459 | 0.010333 | 520.5162 | 0 | 520.5162 | 8.1699e-05 | 576.4 | -0.021567 | 519.3459 | 3.9486 | 576.4 | -9.7074e-06 | 576.4 | 0.033257 | 520.5162 | 0.00014122 | 520.5162 | 0.0002165 | 519.3459 | 0 | 781.684 | 0.087862 | 781.684 | 5.2394 | 780.9836 | 0 | 781.684 | 0.034733 | 520.5162 | 2.1082
| 519.4606 | 0 | 519.4606 | 0 | 520.6335 | 0 | 520.6335 | 7.9696e-05 | 576.63 | -0.022558 | 519.4606 | 3.9406 | 576.63 | 0.0032519 | 576.63 | 0.03035 | 520.6335 | 0.00014068 | 520.6335 | 0.00020915 | 519.4606 | 0 | 781.8494 | 0.11323 | 781.8494 | 5.2361 | 781.1492 | 0 | 781.8494 | 0.033643 | 520.6335 | 2.102
| 519.5752 | 0.003681 | 519.5752 | 0.015324 | 520.7508 | 0 | 520.7508 | 8.7706e-05 | 576.85 | -0.012147 | 519.5752 | 3.9097 | 576.85 | -0.010261 | 576.85 | 0.036624 | 520.7508 | 0.00015971 | 520.7508 | 0.0001155 | 519.5752 | 0.0017277 | 782.0149 | 0.09489 | 782.0149 | 5.2481 | 781.3147 | 0 | 782.0149 | 0.0352 | 520.7508 | 2.113
| 519.6898 | 0 | 519.6898 | 0 | 520.8681 | 0 | 520.8681 | 7.2287e-05 | 577.08 | -0.0096677 | 519.6898 | 3.8771 | 577.08 | -0.0040868 | 577.08 | 0.038001 | 520.8681 | 0.00013748 | 520.8681 | 0.00014132 | 519.6898 | 0 | 782.1803 | 0.10844 | 782.1803 | 5.2991 | 781.4802 | 0 | 782.1803 | 0.033954 | 520.8681 | 2.1188
| 519.8045 | 0.0026402 | 519.8045 | 0.009282 | 520.9854 | 0 | 520.9854 | 8.8106e-05 | 577.31 | -0.0017352 | 519.8045 | 3.8418 | 577.31 | -0.0010581 | 577.31 | 0.049325 | 520.9854 | 0.00013001 | 520.9854 | 0.00015771 | 519.8045 | 0 | 782.3458 | 0.085702 | 782.3458 | 5.2353 | 781.6458 | 0 | 782.3458 | 0.036135 | 520.9854 | 2.1297
| 519.9192 | 0 | 519.9192 | 0 | 521.1027 | 0.00024284 | 521.1027 | 0.00010212 | 577.54 | -0.0076846 | 519.9192 | 3.7714 | 577.54 | -0.0037373 | 577.54 | 0.047642 | 521.1027 | 0.00012805 | 521.1027 | 0.00021292 | 519.9192 | 0 | 782.5113 | 0.068678 | 782.5113 | 5.2437 | 781.8113 | 0 | 782.5113 | 0.035408 | 521.1027 | 2.1288
| 520.0338 | 0.007594 | 520.0338 | 0.009895 | 521.2201 | 0.00024284 | 521.2201 | 0.00013156 | 577.77 | -0.0061972 | 520.0338 | 3.8044 | 577.77 | 0.00057274 | 577.77 | 0.067537 | 521.2201 | 0.00013659 | 521.2201 | 0.0001302 | 520.0338 | 0.0095029 | 782.6768 | 0.057586 | 782.6768 | 5.2244 | 781.9769 | 0 | 782.6768 | 0.036186 | 521.2201 | 2.1363
| 520.1485 | 0 | 520.1485 | 0 | 521.3374 | 0.00053406 | 521.3374 | 0.00011694 | 578 | 0.02702 | 520.1485 | 3.7231 | 578 | 0.0053486 | 578 | 0.073195 | 521.3374 | 0.00015331 | 521.3374 | 0.00013585 | 520.1485 | 0 | 782.8423 | 0.077721 | 782.8423 | 5.2071 | 782.1425 | 0 | 782.8423 | 0.034525 | 521.3374 | 2.1449
| 520.2632 | 0.0047217 | 520.2632 | 0.014273 | 521.4547 | 0 | 521.4547 | 0.00011133 | 578.23 | -0.017104 | 520.2632 | 3.6745 | 578.23 | -0.011775 | 578.23 | 0.089571 | 521.4547 | 0.00013819 | 521.4547 | 0.00016336 | 520.2632 | 0 | 783.0077 | 0.062711 | 783.0077 | 5.1858 | 782.308 | 0 | 783.0077 | 0.036446 | 521.4547 | 2.1583
| 520.3778 | 0 | 520.3778 | 0 | 521.572 | 0.00024284 | 521.572 | 9.7918e-05 | 578.46 | 0.0086762 | 520.3778 | 3.6624 | 578.46 | -0.0054848 | 578.46 | 0.079779 | 521.572 | 0.00012503 | 521.572 | 0.00022573 | 520.3778 | 0 | 783.1732 | 0.065676 | 783.1732 | 5.161 | 782.4736 | 0 | 783.1732 | 0.035719 | 521.572 | 2.1647
| 520.4925 | 0.0010214 | 520.4925 | 0.014011 | 521.6894 | 0.00024284 | 521.6894 | 9.7518e-05 | 578.68 | -0.024045 | 520.4925 | 3.5939 | 578.68 | -0.001757 | 578.68 | 0.10273 | 521.6894 | 0.00012965 | 521.6894 | 0.00017618 | 520.4925 | 0 | 783.3387 | 0.046384 | 783.3387 | 5.161 | 782.6391 | 0 | 783.3387 | 0.037277 | 521.6894 | 2.1713
| 520.6072 | 0 | 520.6072 | 0 | 521.8067 | 0.00024284 | 521.8067 | 0.00010252 | 578.91 | 0.01413 | 520.6072 | 3.5789 | 578.91 | 0.0039509 | 578.91 | 0.11038 | 521.8067 | 0.00014122 | 521.8067 | 0.00012662 | 520.6072 | 0 | 783.5042 | 0.052241 | 783.5042 | 5.1648 | 782.8047 | 0 | 783.5042 | 0.035875 | 521.8067 | 2.1781
| 520.7219 | 0.00090579 | 520.7219 | 0.0085031 | 521.9241 | 0.00024284 | 521.9241 | 9.2312e-05 | 579.14 | -0.0295 | 520.7219 | 3.4906 | 579.14 | 0.0012716 | 579.14 | 0.16195 | 521.9241 | 0.00015562 | 521.9241 | 8.9879e-05 | 520.7219 | 0 | 783.6697 | 0.050337 | 783.6697 | 5.1625 | 782.9703 | 0 | 783.6697 | 0.037744 | 521.9241 | 2.189
| 520.8366 | 0 | 520.8366 | 0 | 522.0414 | 0 | 522.0414 | 0.00010953 | 579.37 | 0.016609 | 520.8366 | 3.4852 | 579.37 | 0.0010387 | 579.37 | 0.16975 | 522.0414 | 0.00014691 | 522.0414 | 0.0001449 | 520.8366 | 0 | 783.8352 | 0.059746 | 783.8352 | 5.1608 | 783.1359 | 0 | 783.8352 | 0.036913 | 522.0414 | 2.1936
| 520.9513 | 0.0062249 | 520.9513 | 0.013835 | 522.1588 | 0 | 522.1588 | 9.5115e-05 | 579.6 | -0.016609 | 520.9513 | 3.5067 | 579.6 | -0.0082806 | 579.6 | 0.2002 | 522.1588 | 0.00015455 | 522.1588 | 0.00011381 | 520.9513 | 0 | 784.0007 | 0.045871 | 784.0007 | 5.1204 | 783.3015 | 0 | 784.0007 | 0.038575 | 522.1588 | 2.1969
| 521.066 | 0 | 521.066 | 0 | 522.2761 | 0.00024284 | 522.2761 | 9.5916e-05 | 579.83 | -0.020574 | 521.066 | 3.4537 | 579.83 | 0.003019 | 579.83 | 0.20633 | 522.2761 | 0.00015704 | 522.2761 | 0.00010269 | 521.066 | 0 | 784.1662 | 0.052754 | 784.1662 | 5.1238 | 783.4671 | 0 | 784.1662 | 0.038679 | 522.2761 | 2.1938
| 521.1807 | 0.0049529 | 521.1807 | 0.0016702 | 522.3935 | 0.00024284 | 522.3935 | 9.5515e-05 | 580.06 | -0.0002479 | 521.1807 | 3.4389 | 580.06 | -0.0028054 | 580.06 | 0.24489 | 522.3935 | 0.00017216 | 522.3935 | 8.253e-05 | 521.1807 | 0 | 784.3318 | 0.047701 | 784.3318 | 5.0304 | 783.6327 | 0 | 784.3318 | 0.040807 | 522.3935 | 2.1924
| 521.2954 | 0 | 521.2954 | 0 | 522.5108 | 0.00053406 | 522.5108 | 8.5904e-05 | 580.28 | 0.006693 | 521.2954 | 3.4567 | 580.28 | -0.0080475 | 580.28 | 0.25637 | 522.5108 | 0.00016932 | 522.5108 | 0.00013943 | 521.2954 | 0 | 784.4973 | 0.051399 | 784.4973 | 4.9996 | 783.7983 | 0 | 784.4973 | 0.040496 | 522.5108 | 2.1895
| 521.4101 | 0 | 521.4101 | 0.0071365 | 522.6282 | 0 | 522.6282 | 0.00010252 | 580.51 | -0.0017352 | 521.4101 | 3.4142 | 580.51 | -0.0050185 | 580.51 | 0.311 | 522.6282 | 0.0001622 | 522.6282 | 0.00016695 | 521.4101 | 0 | 784.6628 | 0.063663 | 784.6628 | 4.9486 | 783.9639 | 0 | 784.6628 | 0.041897 | 522.6282 | 2.1897
| 521.5249 | 0 | 521.5249 | 0 | 522.7456 | 0.00024284 | 522.7456 | 9.091e-05 | 580.74 | 0.012147 | 521.5249 | 3.4014 | 580.74 | -0.0042033 | 580.74 | 0.32003 | 522.7456 | 0.00016522 | 522.7456 | 0.00016148 | 521.5249 | 0 | 784.8284 | 0.06121 | 784.8284 | 4.9462 | 784.1295 | 0 | 784.8284 | 0.04169 | 522.7456 | 2.202
| 521.6396 | 0.0077227 | 521.6396 | 0.017951 | 522.8629 | 0.00024284 | 522.8629 | 0.00011574 | 580.97 | -0.0176 | 521.6396 | 3.4022 | 580.97 | 0.00080569 | 580.97 | 0.39026 | 522.8629 | 0.00016896 | 522.8629 | 0.00013397 | 521.6396 | 0 | 784.9939 | 0.056305 | 784.9939 | 4.9426 | 784.2951 | 0 | 784.9939 | 0.044026 | 522.8629 | 2.2196
| 521.7543 | 0 | 521.7543 | 0 | 522.9803 | 0.00024284 | 522.9803 | 0.00010713 | 581.2 | 0.00471 | 521.7543 | 3.4062 | 581.2 | -0.0047858 | 581.2 | 0.36165 | 522.9803 | 0.0001622 | 522.9803 | 0.00012285 | 521.7543 | 0 | 785.1594 | 0.058465 | 785.1594 | 4.9374 | 784.4607 | 0 | 785.1594 | 0.043092 | 522.9803 | 2.2373
| 521.869 | 0.0070148 | 521.869 | 0.0081994 | 523.0977 | 0.00024284 | 523.0977 | 0.00011654 | 581.43 | -0.032474 | 521.869 | 3.3843 | 581.43 | -0.002689 | 581.43 | 0.41628 | 523.0977 | 0.00015562 | 523.0977 | 0.00015055 | 521.869 | 0 | 785.325 | 0.059636 | 785.325 | 4.8869 | 784.6264 | 0 | 785.325 | 0.044545 | 523.0977 | 2.2462
| 521.9838 | 0 | 521.9838 | 0 | 523.2151 | 0 | 523.2151 | 0.00010393 | 581.66 | 0.00074368 | 521.9838 | 3.2995 | 581.66 | -0.00035917 | 581.66 | 0.43235 | 523.2151 | 0.00014833 | 523.2151 | 0.00021292 | 521.9838 | 0 | 785.4905 | 0.062858 | 785.4905 | 4.8188 | 784.792 | 0 | 785.4905 | 0.043351 | 523.2151 | 2.2449
| 522.0985 | 0.00055887 | 522.0985 | 0.0085031 | 523.3324 | 0.00053406 | 523.3324 | 0.00010633 | 581.89 | -0.006693 | 522.0985 | 3.2963 | 581.89 | -0.0028054 | 581.89 | 0.49111 | 523.3324 | 0.00016985 | 523.3324 | 0.00022931 | 522.0985 | 0 | 785.6561 | 0.064871 | 785.6561 | 4.7495 | 784.9576 | 0 | 785.6561 | 0.045324 | 523.3324 | 2.244
| 522.2133 | 0 | 522.2133 | 0 | 523.4498 | 0.00024284 | 523.4498 | 0.00010212 | 582.12 | 0.0076846 | 522.2133 | 3.2955 | 582.12 | -0.002689 | 582.12 | 0.48591 | 523.4498 | 0.00016985 | 523.4498 | 0.00019257 | 522.2133 | 0.0020906 | 785.8216 | 0.058098 | 785.8216 | 4.7399 | 785.1232 | 0 | 785.8216 | 0.04387 | 523.4498 | 2.2435
| 522.328 | 0.0035653 | 522.328 | 0.014011 | 523.5672 | 0 | 523.5672 | 9.972e-05 | 582.34 | -0.032968 | 522.328 | 3.1988 | 582.34 | -0.0029219 | 582.34 | 0.54926 | 523.5672 | 0.00016434 | 523.5672 | 0.00012662 | 522.328 | 0 | 785.9872 | 0.056561 | 785.9872 | 4.706 | 785.2889 | 0 | 785.9872 | 0.044441 | 523.5672 | 2.248
| 522.4428 | 0 | 522.4428 | 0 | 523.6846 | 0.00024284 | 523.6846 | 8.9108e-05 | 582.57 | 0.011651 | 522.4428 | 3.1996 | 582.57 | -0.005368 | 582.57 | 0.58109 | 523.6846 | 0.00014993 | 523.6846 | 0.00013755 | 522.4428 | 0 | 786.1527 | 0.060881 | 786.1527 | 4.607 | 785.4545 | 0 | 786.1527 | 0.043715 | 523.6846 | 2.2457
| 522.5575 | 0.0074653 | 522.5575 | 0.0059217 | 523.802 | 0.00024284 | 523.802 | 9.4714e-05 | 582.8 | -0.020574 | 522.5575 | 3.1294 | 582.8 | -0.002223 | 582.8 | 0.6487 | 523.802 | 0.00014619 | 523.802 | 0.00019822 | 522.5575 | 0 | 786.3183 | 0.065127 | 786.3183 | 4.5916 | 785.6202 | 0 | 786.3183 | 0.046362 | 523.802 | 2.2503
| 522.6723 | 0.0019689 | 522.6723 | 0 | 523.9194 | 0.00053406 | 523.9194 | 0.00012115 | 583.03 | 0.0086762 | 522.6723 | 3.1009 | 583.03 | 0.0072128 | 583.03 | 0.6515 | 523.9194 | 0.00015687 | 523.9194 | 0.00022027 | 522.6723 | 0.011174 | 786.4839 | 0.056048 | 786.4839 | 4.5735 | 785.7858 | 0 | 786.4839 | 0.047037 | 523.9194 | 2.2506
| 522.787 | 0.002409 | 522.787 | 0.0050107 | 524.0368 | 0.00053406 | 524.0368 | 0.00012775 | 583.26 | -0.010659 | 522.787 | 3.0999 | 583.26 | -0.0068827 | 583.26 | 0.71392 | 524.0368 | 0.00015989 | 524.0368 | 0.00018711 | 522.787 | 0 | 786.6495 | 0.060771 | 786.6495 | 4.541 | 785.9515 | 0 | 786.6495 | 0.048906 | 524.0368 | 2.2657
| 522.9018 | 0 | 522.9018 | 0 | 524.1542 | 0 | 524.1542 | 0.00011194 | 583.49 | -0.0057014 | 522.9018 | 3.0919 | 583.49 | -0.0036209 | 583.49 | 0.75246 | 524.1542 | 0.0001421 | 524.1542 | 0.00011739 | 522.9018 | 0 | 786.815 | 0.057073 | 786.815 | 4.5335 | 786.1172 | 0 | 786.815 | 0.048543 | 524.1542 | 2.274
| 523.0166 | 0.0018309 | 523.0166 | 0.010771 | 524.2717 | 0.00024284 | 524.2717 | 9.8719e-05 | 583.72 | -0.011651 | 523.0166 | 3.0653 | 583.72 | -0.0054848 | 583.72 | 0.81414 | 524.2717 | 0.00015242 | 524.2717 | 0.00013755 | 523.0166 | 0.0034557 | 786.9806 | 0.060991 | 786.9806 | 4.4467 | 786.2828 | 0 | 786.9806 | 0.050568 | 524.2717 | 2.2875
| 523.1313 | 0 | 523.1313 | 0 | 524.3891 | 0 | 524.3891 | 9.4714e-05 | 583.95 | -0.017104 | 523.1313 | 3.0275 | 583.95 | -0.0012911 | 583.95 | 0.82775 | 524.3891 | 0.00014815 | 524.3891 | 0.00011381 | 523.1313 | 0 | 787.1462 | 0.052021 | 787.1462 | 4.4171 | 786.4485 | 0 | 787.1462 | 0.050464 | 524.3891 | 2.2882
| 523.2461 | 0.0039122 | 523.2461 | 0.019877 | 524.5065 | 0.00024284 | 524.5065 | 0.00011854 | 584.18 | -0.018592 | 523.2461 | 2.9547 | 584.18 | 0.003019 | 584.18 | 0.89235 | 524.5065 | 0.00016096 | 524.5065 | 0.00016506 | 523.2461 | 0 | 787.3118 | 0.058501 | 787.3118 | 4.3836 | 786.6142 | 0 | 787.3118 | 0.051866 | 524.5065 | 2.291
| 523.3609 | 0 | 523.3609 | 0 | 524.6239 | 0.00024284 | 524.6239 | 0.00010733 | 584.4 | 0.034952 | 523.3609 | 2.9905 | 584.4 | 0.0032519 | 584.4 | 0.91958 | 524.6239 | 0.00015029 | 524.6239 | 0.00010269 | 523.3609 | 0 | 787.4774 | 0.049605 | 787.4774 | 4.3351 | 786.7799 | 0 | 787.4774 | 0.051658 | 524.6239 | 2.2921
| 523.4757 | 0.0042591 | 523.4757 | 0.0050107 | 524.7413 | 0 | 524.7413 | 0.00011153 | 584.63 | -0.026523 | 523.4757 | 2.9363 | 584.63 | -0.0054848 | 584.63 | 0.98523 | 524.7413 | 0.00014655 | 524.7413 | 0.0001432 | 523.4757 | 0 | 787.643 | 0.059453 | 787.643 | 4.2929 | 786.9455 | 0 | 787.643 | 0.053683 | 524.7413 | 2.2983
| 523.5905 | 0 | 523.5905 | 0 | 524.8588 | 0 | 524.8588 | 9.6517e-05 | 584.86 | 0.022558 | 523.5905 | 2.9627 | 584.86 | 0.00033976 | 584.86 | 1.0088 | 524.8588 | 0.00015117 | 524.8588 | 8.9879e-05 | 523.5905 | 0 | 787.8086 | 0.047372 | 787.8086 | 4.2955 | 787.1112 | 0 | 787.8086 | 0.053527 | 524.8588 | 2.2991
| 523.7053 | 0.0090098 | 523.7053 | 0.013835 | 524.9762 | 0 | 524.9762 | 0.00012215 | 585.09 | -0.0012395 | 523.7053 | 2.8964 | 585.09 | -0.0037373 | 585.09 | 1.0988 | 524.9762 | 0.0001494 | 524.9762 | 0.00012116 | 523.7053 | 0 | 787.9742 | 0.056378 | 787.9742 | 4.2169 | 787.2769 | 0 | 787.9742 | 0.055033 | 524.9762 | 2.3018
| 523.8201 | 0 | 523.8201 | 0 | 525.0936 | 0 | 525.0936 | 0.00013016 | 585.32 | 0.018096 | 523.8201 | 2.8837 | 585.32 | -0.0032714 | 585.32 | 1.1034 | 525.0936 | 0.00016185 | 525.0936 | 9.7228e-05 | 523.8201 | 0.013337 | 788.1398 | 0.050264 | 788.1398 | 4.1769 | 787.4426 | 0 | 788.1398 | 0.055084 | 525.0936 | 2.2975
| 523.9349 | 0.0010214 | 523.9349 | 0.010946 | 525.2111 | 0.00024284 | 525.2111 | 0.00013516 | 585.55 | -0.021071 | 523.9349 | 2.8657 | 585.55 | -0.0031549 | 585.55 | 1.2081 | 525.2111 | 0.00016096 | 525.2111 | 0.00011381 | 523.9349 | 0 | 788.3055 | 0.055609 | 788.3055 | 4.1742 | 787.6083 | 0 | 788.3055 | 0.057057 | 525.2111 | 2.3005
| 524.0497 | 0 | 524.0497 | 0 | 525.3285 | 0.00024284 | 525.3285 | 0.00012495 | 585.78 | 0.020574 | 524.0497 | 2.8335 | 585.78 | 0.0051159 | 585.78 | 1.1923 | 525.3285 | 0.00015242 | 525.3285 | 0.0001155 | 524.0497 | 0 | 788.4711 | 0.049495 | 788.4711 | 4.1121 | 787.774 | 0 | 788.4711 | 0.057213 | 525.3285 | 2.3
| 524.1645 | 0.0084306 | 524.1645 | 0.0045552 | 525.446 | 0 | 525.446 | 0.00011974 | 586.01 | 0.0061972 | 524.1645 | 2.8381 | 586.01 | 0.0067465 | 586.01 | 1.2656 | 525.446 | 0.00016096 | 525.446 | 0.0001449 | 524.1645 | 0.0025918 | 788.6367 | 0.056305 | 788.6367 | 4.0705 | 787.9397 | 0 | 788.6367 | 0.058251 | 525.446 | 2.31
| 524.2794 | 0 | 524.2794 | 0 | 525.5634 | 0 | 525.5634 | 0.00013016 | 586.24 | -0.0027268 | 524.2794 | 2.8023 | 586.24 | -0.0066496 | 586.24 | 1.3152 | 525.5634 | 0.00015704 | 525.5634 | 0.00015771 | 524.2794 | 0 | 788.8023 | 0.049056 | 788.8023 | 4.0319 | 788.1055 | 0 | 788.8023 | 0.058251 | 525.5634 | 2.315
| 524.3942 | 0 | 524.3942 | 0.0074402 | 525.6809 | 0.00024284 | 525.6809 | 0.00011614 | 586.47 | -0.036439 | 524.3942 | 2.8174 | 586.47 | -0.0018735 | 586.47 | 1.4299 | 525.6809 | 0.00018746 | 525.6809 | 0.00014132 | 524.3942 | 0.011663 | 788.968 | 0.055865 | 788.968 | 3.9473 | 788.2712 | 0 | 788.968 | 0.059913 | 525.6809 | 2.3196
| 524.509 | 0 | 524.509 | 0 | 525.7983 | 0.00024284 | 525.7983 | 0.00011554 | 586.69 | 0.0037184 | 524.509 | 2.8418 | 586.69 | -0.0012911 | 586.69 | 1.461 | 525.7983 | 0.00015936 | 525.7983 | 0.00014678 | 524.509 | 0 | 789.1336 | 0.050447 | 789.1336 | 3.9392 | 788.4369 | 0 | 789.1336 | 0.060069 | 525.7983 | 2.3091
| 524.6238 | 0.00044325 | 524.6238 | 0.0027331 | 525.9158 | 0 | 525.9158 | 0.00010352 | 586.92 | -0.018592 | 524.6238 | 2.8082 | 586.92 | -0.0036209 | 586.92 | 1.5554 | 525.9158 | 0.00015278 | 525.9158 | 0.00013397 | 524.6238 | 0.0077752 | 789.2993 | 0.056707 | 789.2993 | 3.8823 | 788.6026 | 0 | 789.2993 | 0.061522 | 525.9158 | 2.3058
| 524.7387 | 0.0033587 | 524.7387 | 0 | 526.0333 | 0.00053406 | 526.0333 | 0.00010252 | 587.15 | -0.0052058 | 524.7387 | 2.7898 | 587.15 | 0.0019706 | 587.15 | 1.5706 | 526.0333 | 0.00013214 | 526.0333 | 0.0001302 | 524.7387 | 0 | 789.4649 | 0.050447 | 789.4649 | 3.8217 | 788.7684 | 0 | 789.4649 | 0.060743 | 526.0333 | 2.3059
| 524.8535 | 0 | 524.8535 | 0.015762 | 526.1507 | 0 | 526.1507 | 0.00010573 | 587.38 | 0.002231 | 524.8535 | 2.7774 | 587.38 | -0.0037373 | 587.38 | 1.6628 | 526.1507 | 0.00014957 | 526.1507 | 7.7066e-05 | 524.8535 | 0 | 789.6305 | 0.058428 | 789.6305 | 3.7836 | 788.9341 | 0 | 789.6305 | 0.062353 | 526.1507 | 2.3141
| 524.9684 | 0 | 524.9684 | 0 | 526.2682 | 0.00024284 | 526.2682 | 0.00011234 | 587.61 | 0.006693 | 524.9684 | 2.6977 | 587.61 | 0.003485 | 587.61 | 1.6827 | 526.2682 | 0.00015562 | 526.2682 | 7.895e-05 | 524.9684 | 0 | 789.7962 | 0.05052 | 789.7962 | 3.7687 | 789.0998 | 0 | 789.7962 | 0.062612 | 526.2682 | 2.3172
| 525.0832 | 0.0044904 | 525.0832 | 0.006681 | 526.3857 | 0.00082547 | 526.3857 | 0.00011614 | 587.84 | -0.0017352 | 525.0832 | 2.7049 | 587.84 | 0.0072128 | 587.84 | 1.7879 | 526.3857 | 0.00016096 | 526.3857 | 6.9717e-05 | 525.0832 | 0.013822 | 789.9619 | 0.058501 | 789.9619 | 3.685 | 789.2656 | 0 | 789.9619 | 0.064222 | 526.3857 | 2.3231
| 525.1981 | 0 | 525.1981 | 0 | 526.5032 | 0.00024284 | 526.5032 | 0.00011434 | 588.07 | -0.021071 | 525.1981 | 2.7366 | 588.07 | 0.0013882 | 588.07 | 1.8237 | 526.5032 | 0.00014531 | 526.5032 | 8.7995e-05 | 525.1981 | 0 | 790.1275 | 0.049349 | 790.1275 | 3.6554 | 789.4313 | 0 | 790.1275 | 0.064378 | 526.5032 | 2.3227
| 525.3129 | 0.0026402 | 525.3129 | 0.0042515 | 526.6206 | 0 | 526.6206 | 0.00011894 | 588.3 | -0.035448 | 525.3129 | 2.7045 | 588.3 | 0.00057274 | 588.3 | 1.9407 | 526.6206 | 0.00015082 | 526.6206 | 0.00010834 | 525.3129 | 0 | 790.2932 | 0.057073 | 790.2932 | 3.5907 | 789.5971 | 0 | 790.2932 | 0.065779 | 526.6206 | 2.3191
| 525.4278 | 0 | 525.4278 | 0 | 526.7381 | 0 | 526.7381 | 0.00012315 | 588.53 | -0.012642 | 525.4278 | 2.6866 | 588.53 | -0.00199 | 588.53 | 1.9367 | 526.7381 | 0.00013997 | 526.7381 | 0.00011004 | 525.4278 | 0 | 790.4589 | 0.054328 | 790.4589 | 3.5307 | 789.7628 | 0 | 790.4589 | 0.066506 | 526.7381 | 2.3093
| 525.5426 | 0.012678 | 525.5426 | 0.0056181 | 526.8556 | 0 | 526.8556 | 0.00014417 | 588.76 | -0.020574 | 525.5426 | 2.6963 | 588.76 | 0.015949 | 588.76 | 2.1007 | 526.8556 | 0.00015117 | 526.8556 | 0.00011004 | 525.5426 | 0 | 790.6245 | 0.05689 | 790.6245 | 3.5166 | 789.9286 | 0 | 790.6245 | 0.067752 | 526.8556 | 2.3115
| 525.6575 | 0 | 525.6575 | 0 | 526.9731 | 0 | 526.9731 | 0.00013436 | 588.99 | -0.028507 | 525.6575 | 2.6947 | 588.99 | -0.0049022 | 588.99 | 2.1098 | 526.9731 | 0.00015278 | 526.9731 | 8.0646e-05 | 525.6575 | 0 | 790.7902 | 0.054913 | 790.7902 | 3.4374 | 790.0944 | 0 | 790.7902 | 0.067597 | 526.9731 | 2.3135
| 525.7724 | 0 | 525.7724 | 0.016112 | 527.0906 | 0 | 527.0906 | 0.00013837 | 589.21 | -0.035945 | 525.7724 | 2.6979 | 589.21 | -0.0051353 | 589.21 | 2.1978 | 527.0906 | 0.00017216 | 527.0906 | 0.00010458 | 525.7724 | 0 | 790.9559 | 0.057293 | 790.9559 | 3.3851 | 790.2601 | 0 | 790.9559 | 0.068531 | 527.0906 | 2.3166
| 525.8873 | 0 | 525.8873 | 0 | 527.2081 | 0 | 527.2081 | 0.00012295 | 589.44 | 0.020079 | 525.8873 | 2.6832 | 589.44 | 0.00010678 | 589.44 | 2.2713 | 527.2081 | 0.00017181 | 527.2081 | 0.00011381 | 525.8873 | 0 | 791.1216 | 0.051033 | 791.1216 | 3.3544 | 790.4259 | 0 | 791.1216 | 0.068791 | 527.2081 | 2.3095
| 526.0022 | 0.00067455 | 526.0022 | 0.00577 | 527.3256 | 0 | 527.3256 | 0.00012175 | 589.67 | -0.018592 | 526.0022 | 2.6551 | 589.67 | -0.00035917 | 589.67 | 2.3791 | 527.3256 | 0.00015331 | 527.3256 | 0.00013397 | 526.0022 | 0 | 791.2873 | 0.057989 | 791.2873 | 3.2851 | 790.5917 | 0 | 791.2873 | 0.069985 | 527.3256 | 2.317
| 526.117 | 0 | 526.117 | 0 | 527.4431 | 0.00024284 | 527.4431 | 0.00012876 | 589.9 | 0.03049 | 526.117 | 2.6242 | 589.9 | 0.00022327 | 589.9 | 2.4169 | 527.4431 | 0.00013997 | 527.4431 | 0.00014132 | 526.117 | 0.0046859 | 791.453 | 0.054584 | 791.453 | 3.2574 | 790.7575 | 0 | 791.453 | 0.069881 | 527.4431 | 2.3188
| 526.2319 | 0.0090098 | 526.2319 | 0.0083512 | 527.5606 | 0.00024284 | 527.5606 | 0.00012495 | 590.13 | -0.0017352 | 526.2319 | 2.6129 | 590.13 | -0.0014076 | 590.13 | 2.4959 | 527.5606 | 0.00015527 | 527.5606 | 0.00019634 | 526.2319 | 0 | 791.6187 | 0.057037 | 791.6187 | 3.2009 | 790.9233 | 0 | 791.6187 | 0.070452 | 527.5606 | 2.3317
| 526.3468 | 0 | 526.3468 | 0 | 527.6781 | 0.00024284 | 527.6781 | 0.00012815 | 590.36 | 0.0096677 | 526.3468 | 2.609 | 590.36 | -0.0010581 | 590.36 | 2.5553 | 527.6781 | 0.0001702 | 527.6781 | 0.00020369 | 526.3468 | 0 | 791.7844 | 0.051912 | 791.7844 | 3.135 | 791.0891 | 0.02052 | 791.7844 | 0.070815 | 527.6781 | 2.3266
| 526.4617 | 0.0081732 | 526.4617 | 0.0069846 | 527.7956 | 0.00024284 | 527.7956 | 0.00011053 | 590.59 | -0.006693 | 526.4617 | 2.6072 | 590.59 | -0.0014076 | 590.59 | 2.727 | 527.7956 | 0.00017216 | 527.7956 | 0.00016336 | 526.4617 | 0.009071 | 791.9501 | 0.057147 | 791.9501 | 3.1256 | 791.2549 | 0 | 791.9501 | 0.071698 | 527.7956 | 2.3301
| 526.5766 | 0 | 526.5766 | 0 | 527.9132 | 0 | 527.9132 | 0.00010813 | 590.82 | 0.016113 | 526.5766 | 2.5535 | 590.82 | 0.0059312 | 590.82 | 2.7508 | 527.9132 | 0.00015064 | 527.9132 | 0.00011739 | 526.5766 | 0.0098761 | 792.1158 | 0.053632 | 792.1158 | 3.0681 | 791.4207 | 0.053909 | 792.1158 | 0.072269 | 527.9132 | 2.3187
| 526.6916 | 0.01049 | 526.6916 | 0.010333 | 528.0307 | 0.00024284 | 528.0307 | 0.00011013 | 591.05 | -0.02702 | 526.6916 | 2.5446 | 591.05 | -0.010144 | 591.05 | 2.846 | 528.0307 | 0.00014691 | 528.0307 | 7.7066e-05 | 526.6916 | 0 | 792.2815 | 0.054657 | 792.2815 | 3.0287 | 791.5865 | 0.0066081 | 792.2815 | 0.07284 | 528.0307 | 2.3175
| 526.8065 | 0 | 526.8065 | 0 | 528.1482 | 0.00024284 | 528.1482 | 0.00012455 | 591.28 | 0.0061972 | 526.8065 | 2.5189 | 591.28 | -0.0031549 | 591.28 | 2.9002 | 528.1482 | 0.00014957 | 528.1482 | 0.000101 | 526.8065 | 0.010741 | 792.4472 | 0.054328 | 792.4472 | 2.957 | 791.7523 | 0.075009 | 792.4472 | 0.073827 | 528.1482 | 2.3071
| 526.9214 | 0.0054154 | 526.9214 | 0.021279 | 528.2657 | 0.00024284 | 528.2657 | 0.00014498 | 591.51 | -0.02702 | 526.9214 | 2.5212 | 591.51 | -0.010377 | 591.51 | 3.0497 | 528.2657 | 0.00015971 | 528.2657 | 0.00011927 | 526.9214 | 0 | 792.613 | 0.049129 | 792.613 | 2.8901 | 791.9181 | 0.057851 | 792.613 | 0.074086 | 528.2657 | 2.312
| 527.0363 | 0 | 527.0363 | 0 | 528.3833 | 0.00024284 | 528.3833 | 0.00015238 | 591.74 | -0.0176 | 527.0363 | 2.498 | 591.74 | 0.0040674 | 591.74 | 3.117 | 528.3833 | 0.00014317 | 528.3833 | 0.00015771 | 527.0363 | 0.0059835 | 792.7787 | 0.053815 | 792.7787 | 2.8462 | 792.0839 | 0.11234 | 792.7787 | 0.074813 | 528.3833 | 2.3038
| 527.1512 | 0.00044325 | 527.1512 | 0.0089317 | 528.5008 | 0.00024284 | 528.5008 | 0.00015298 | 591.97 | -0.0061972 | 527.1512 | 2.4658 | 591.97 | -0.0065332 | 591.97 | 3.1966 | 528.5008 | 0.00014744 | 528.5008 | 0.00018353 | 527.1512 | 0 | 792.9444 | 0.038915 | 792.9444 | 2.7781 | 792.2497 | 0.059938 | 792.9444 | 0.074709 | 528.5008 | 2.305
| 527.2662 | 0 | 527.2662 | 0 | 528.6183 | 0 | 528.6183 | 0.00011834 | 592.19 | 0.018096 | 527.2662 | 2.4153 | 592.19 | 0.0041839 | 592.19 | 3.2884 | 528.6183 | 0.00015527 | 528.6183 | 0.00018353 | 527.2662 | 0 | 793.1102 | 0.053888 | 793.1102 | 2.7175 | 792.4156 | 0.081502 | 793.1102 | 0.075644 | 528.6183 | 2.3013
| 527.3811 | 0.0043748 | 527.3811 | 0.020053 | 528.7359 | 0.00053406 | 528.7359 | 0.00011894 | 592.42 | -0.01413 | 527.3811 | 2.4273 | 592.42 | -0.0075817 | 592.42 | 3.3895 | 528.7359 | 0.00017803 | 528.7359 | 0.00017618 | 527.3811 | 0 | 793.2759 | 0.041588 | 793.2759 | 2.6836 | 792.5814 | 0.090545 | 793.2759 | 0.075228 | 528.7359 | 2.307
| 527.496 | 0 | 527.496 | 0 | 528.8534 | 0 | 528.8534 | 0.00010032 | 592.65 | -0.0057014 | 527.496 | 2.4088 | 592.65 | -0.0016406 | 592.65 | 3.4398 | 528.8534 | 0.00016896 | 528.8534 | 0.00014132 | 527.496 | 0 | 793.4416 | 0.05473 | 793.4416 | 2.6486 | 792.7472 | 0.12208 | 793.4416 | 0.076007 | 528.8534 | 2.3053
| 527.611 | 0.010297 | 527.611 | 0.007592 | 528.971 | 0.00024284 | 528.971 | 0.00012315 | 592.88 | 0.0012395 | 527.611 | 2.395 | 592.88 | -0.0045528 | 592.88 | 3.5701 | 528.971 | 0.00016149 | 528.971 | 0.0001432 | 527.611 | 0 | 793.6074 | 0.048434 | 793.6074 | 2.5689 | 792.9131 | 0.10608 | 793.6074 | 0.075696 | 528.971 | 2.3061
| 527.7259 | 0 | 527.7259 | 0 | 529.0885 | 0 | 529.0885 | 0.00010493 | 593.11 | -0.006693 | 527.7259 | 2.4101 | 593.11 | -0.0016406 | 593.11 | 3.629 | 529.0885 | 0.00015206 | 529.0885 | 0.00011192 | 527.7259 | 0.015067 | 793.7731 | 0.046676 | 793.7731 | 2.5619 | 793.0789 | 0.12417 | 793.7731 | 0.077097 | 529.0885 | 2.3069
| 527.8409 | 0.0028715 | 527.8409 | 0.012434 | 529.2061 | 0 | 529.2061 | 0.00011194 | 593.34 | 0.010164 | 527.8409 | 2.3544 | 593.34 | -0.0074648 | 593.34 | 3.7236 | 529.2061 | 0.00015082 | 529.2061 | 0.00012285 | 527.8409 | 0 | 793.9389 | 0.054328 | 793.9389 | 2.5246 | 793.2447 | 0.14805 | 793.9389 | 0.076474 | 529.2061 | 2.3131
| 527.9559 | 0 | 527.9559 | 0 | 529.3237 | 0 | 529.3237 | 0.00011794 | 593.57 | -0.0017352 | 527.9559 | 2.3495 | 593.57 | -0.0030384 | 593.57 | 3.8063 | 529.3237 | 0.00013819 | 529.3237 | 8.4415e-05 | 527.9559 | 0.0038208 | 794.1047 | 0.051143 | 794.1047 | 2.4696 | 793.4106 | 0.14411 | 794.1047 | 0.07772 | 529.3237 | 2.3109
| 528.0708 | 0.0055311 | 528.0708 | 0.0053144 | 529.4412 | 0.00024284 | 529.4412 | 0.00012495 | 593.8 | -0.0081804 | 528.0708 | 2.3313 | 593.8 | -0.0093286 | 593.8 | 3.9285 | 529.4412 | 0.00014957 | 529.4412 | 0.00010458 | 528.0708 | 0 | 794.2704 | 0.045615 | 794.2704 | 2.4209 | 793.5765 | 0.15361 | 794.2704 | 0.07663 | 529.4412 | 2.3091
| 528.1858 | 0 | 528.1858 | 0 | 529.5588 | 0.00024284 | 529.5588 | 0.00012675 | 594.03 | 0.0086762 | 528.1858 | 2.3036 | 594.03 | 0.0017376 | 594.03 | 3.9663 | 529.5588 | 0.00013784 | 529.5588 | 0.00012662 | 528.1858 | 0 | 794.4362 | 0.038513 | 794.4362 | 2.355 | 793.7423 | 0.18213 | 794.4362 | 0.078032 | 529.5588 | 2.3083
| 528.3007 | 0.0088811 | 528.3007 | 0.0089317 | 529.6764 | 0 | 529.6764 | 0.00011554 | 594.26 | 0.015121 | 528.3007 | 2.2832 | 594.26 | 0.00010678 | 594.26 | 4.0754 | 529.6764 | 0.00014691 | 529.6764 | 0.0001596 | 528.3007 | 0 | 794.602 | 0.048727 | 794.602 | 2.3041 | 793.9082 | 0.13877 | 794.602 | 0.076682 | 529.6764 | 2.3115
| 528.4157 | 0 | 528.4157 | 0 | 529.7939 | 0 | 529.7939 | 0.00011894 | 594.49 | 0.0061972 | 528.4157 | 2.2646 | 594.49 | -0.0035044 | 594.49 | 4.1631 | 529.7939 | 0.00014033 | 529.7939 | 0.00016506 | 528.4157 | 0 | 794.7677 | 0.043931 | 794.7677 | 2.2458 | 794.0741 | 0.2088 | 794.7677 | 0.078084 | 529.7939 | 2.3029
| 528.5307 | 0.0081732 | 528.5307 | 0.012785 | 529.9115 | 0 | 529.9115 | 0.00012075 | 594.72 | -0.010659 | 528.5307 | 2.266 | 594.72 | -0.0056011 | 594.72 | 4.2773 | 529.9115 | 0.00013873 | 529.9115 | 0.00017806 | 528.5307 | 0 | 794.9335 | 0.048104 | 794.9335 | 2.261 | 794.2399 | 0.19373 | 794.9335 | 0.076526 | 529.9115 | 2.2934
| 528.6457 | 0 | 528.6457 | 0 | 530.0291 | 0.00024284 | 530.0291 | 0.00011994 | 594.95 | -0.027516 | 528.6457 | 2.2509 | 594.95 | 0.0049991 | 594.95 | 4.3082 | 530.0291 | 0.00013712 | 530.0291 | 0.0001596 | 528.6457 | 0 | 795.0993 | 0.052095 | 795.0993 | 2.2069 | 794.4058 | 0.23616 | 795.0993 | 0.078292 | 530.0291 | 2.2799
| 528.7607 | 0.0012527 | 528.7607 | 0.010771 | 530.1467 | 0 | 530.1467 | 0.00010913 | 595.18 | -0.014626 | 528.7607 | 2.2282 | 595.18 | 0.00080569 | 595.18 | 4.4405 | 530.1467 | 0.00013961 | 530.1467 | 0.00017429 | 528.7607 | 0 | 795.2651 | 0.054035 | 795.2651 | 2.1649 | 794.5717 | 0.20254 | 795.2651 | 0.076734 | 530.1467 | 2.2767
| 528.8757 | 0 | 528.8757 | 0 | 530.2643 | 0 | 530.2643 | 0.00010152 | 595.41 | 0.0002479 | 528.8757 | 2.246 | 595.41 | 0.0056981 | 595.41 | 4.4047 | 530.2643 | 0.00014122 | 530.2643 | 0.00013397 | 528.8757 | 0 | 795.4309 | 0.045102 | 795.4309 | 2.1134 | 794.7376 | 0.251 | 795.4309 | 0.078811 | 530.2643 | 2.2706
| 528.9907 | 0 | 528.9907 | 0.022767 | 530.3819 | 0.00053406 | 530.3819 | 0.00011414 | 595.64 | -0.020079 | 528.9907 | 2.2649 | 595.64 | -0.0056011 | 595.64 | 4.5599 | 530.3819 | 0.00015278 | 530.3819 | 0.00015413 | 528.9907 | 0 | 795.5967 | 0.038732 | 795.5967 | 2.07 | 794.9035 | 0.26282 | 795.5967 | 0.076526 | 530.3819 | 2.2738
| 529.1057 | 0 | 529.1057 | 0 | 530.4995 | 0.00024284 | 530.4995 | 0.00011614 | 595.87 | 0.013138 | 529.1057 | 2.2227 | 595.87 | -0.00082513 | 595.87 | 4.5761 | 530.4995 | 0.00016932 | 530.4995 | 0.00014132 | 529.1057 | 0 | 795.7625 | 0.041075 | 795.7625 | 2.0364 | 795.0694 | 0.26468 | 795.7625 | 0.078603 | 530.4995 | 2.2786
| 529.2207 | 0.0017152 | 529.2207 | 0.0047071 | 530.617 | 0.00053406 | 530.617 | 0.00012996 | 596.1 | 0.012147 | 529.2207 | 2.1763 | 596.1 | -0.0054848 | 596.1 | 4.6107 | 530.617 | 0.0001823 | 530.617 | 0.00014132 | 529.2207 | 0 | 795.9283 | 0.038073 | 795.9283 | 2.0041 | 795.2353 | 0.28694 | 795.9283 | 0.076423 | 530.617 | 2.2881
| 529.3357 | 0 | 529.3357 | 0 | 530.7346 | 0.00053406 | 530.7346 | 0.00013757 | 596.32 | -0.02702 | 529.3357 | 2.2124 | 596.32 | -0.0033879 | 596.32 | 4.5971 | 530.7346 | 0.00017928 | 530.7346 | 0.00011004 | 529.3357 | 0 | 796.0941 | 0.041332 | 796.0941 | 1.948 | 795.4012 | 0.25888 | 796.0941 | 0.078759 | 530.7346 | 2.2906
| 529.4507 | 0 | 529.4507 | 0.0078957 | 530.8523 | 0 | 530.8523 | 0.00017121 | 596.55 | 0.0081804 | 529.4507 | 2.2004 | 596.55 | 0.0045333 | 596.55 | 4.7071 | 530.8523 | 0.00015936 | 530.8523 | 0.00015771 | 529.4507 | 0 | 796.2599 | 0.034962 | 796.2599 | 1.9071 | 795.5671 | 0.3027 | 796.2599 | 0.076267 | 530.8523 | 2.292
| 529.5657 | 0 | 529.5657 | 0 | 530.9699 | 0 | 530.9699 | 0.0001642 | 596.78 | -0.0061972 | 529.5657 | 2.2241 | 596.78 | -0.0038538 | 596.78 | 4.673 | 530.9699 | 0.00014442 | 530.9699 | 0.00016883 | 529.5657 | 0 | 796.4257 | 0.050008 | 796.4257 | 1.8754 | 795.733 | 0.30108 | 796.4257 | 0.078551 | 530.9699 | 2.2875
| 529.6807 | 0.0086237 | 529.6807 | 0.015324 | 531.0875 | 0.00024284 | 531.0875 | 0.00014498 | 597.01 | -0.026523 | 529.6807 | 2.1931 | 597.01 | -9.7074e-06 | 597.01 | 4.6612 | 531.0875 | 0.00014459 | 531.0875 | 0.00017071 | 529.6807 | 0 | 796.5915 | 0.026285 | 796.5915 | 1.8219 | 795.8989 | 0.29575 | 796.5915 | 0.076059 | 531.0875 | 2.2805
| 529.7958 | 0 | 529.7958 | 0 | 531.2051 | 0 | 531.2051 | 0.00011754 | 597.24 | 0.009172 | 529.7958 | 2.1581 | 597.24 | -0.0057175 | 597.24 | 4.6619 | 531.2051 | 0.0001325 | 531.2051 | 0.00018353 | 529.7958 | 0 | 796.7574 | 0.048287 | 796.7574 | 1.794 | 796.0648 | 0.26816 | 796.7574 | 0.078551 | 531.2051 | 2.2771
| 529.9108 | 0.0047217 | 529.9108 | 0.015499 | 531.3227 | 0 | 531.3227 | 0.00010873 | 597.47 | -0.0042142 | 529.9108 | 2.1406 | 597.47 | -0.0023395 | 597.47 | 4.6289 | 531.3227 | 0.00014246 | 531.3227 | 0.0002018 | 529.9108 | 0 | 796.9232 | 0.035218 | 796.9232 | 1.752 | 796.2307 | 0.31522 | 796.9232 | 0.075696 | 531.3227 | 2.2805
| 530.0258 | 0 | 530.0258 | 0 | 531.4403 | 0.00024284 | 531.4403 | 0.00010433 | 597.7 | 0.013634 | 530.0258 | 2.1568 | 597.7 | -9.7074e-06 | 597.7 | 4.6581 | 531.4403 | 0.00014708 | 531.4403 | 0.00022931 | 530.0258 | 0 | 797.089 | 0.041148 | 797.089 | 1.7479 | 796.3967 | 0.32404 | 797.089 | 0.078188 | 531.4403 | 2.2844
| 530.1409 | 0.00032764 | 530.1409 | 0 | 531.558 | 0.00024284 | 531.558 | 0.00011654 | 597.93 | -0.0037184 | 530.1409 | 2.1321 | 597.93 | 0.0044169 | 597.93 | 4.6624 | 531.558 | 0.00016149 | 531.558 | 0.00017071 | 530.1409 | 0 | 797.2549 | 0.034193 | 797.2549 | 1.7053 | 796.5626 | 0.26375 | 797.2549 | 0.075021 | 531.558 | 2.2852
| 530.2559 | 0 | 530.2559 | 0 | 531.6756 | 0 | 531.6756 | 0.00012115 | 598.16 | 0.024542 | 530.2559 | 2.137 | 598.16 | -0.00059213 | 598.16 | 4.5966 | 531.6756 | 0.00015776 | 531.6756 | 0.00015602 | 530.2559 | 0 | 797.4207 | 0.025443 | 797.4207 | 1.6324 | 796.7286 | 0.34908 | 797.4207 | 0.07772 | 531.6756 | 2.2678
| 530.371 | 0.006693 | 530.371 | 0.014711 | 531.7932 | 0.00024284 | 531.7932 | 0.00012355 | 598.39 | -0.013634 | 530.371 | 2.1398 | 598.39 | -0.013406 | 598.39 | 4.6081 | 531.7932 | 0.00014584 | 531.7932 | 0.00013585 | 530.371 | 0 | 797.5865 | 0.034449 | 797.5865 | 1.6329 | 796.8945 | 0.30479 | 797.5865 | 0.074709 | 531.7932 | 2.2573
| 530.486 | 0 | 530.486 | 0 | 531.9108 | 0.00024284 | 531.9108 | 0.00012295 | 598.62 | 0.020574 | 530.486 | 2.1334 | 598.62 | 0.00080569 | 598.62 | 4.5077 | 531.9108 | 0.00014442 | 531.9108 | 0.0001432 | 530.486 | 0 | 797.7524 | 0.034815 | 797.7524 | 1.5901 | 797.0604 | 0.34514 | 797.7524 | 0.077772 | 531.9108 | 2.2404
| 530.6011 | 0.0063405 | 530.6011 | 0.0068328 | 532.0285 | 0 | 532.0285 | 0.00013556 | 598.85 | 0.0081804 | 530.6011 | 2.1406 | 598.85 | 0.0015046 | 598.85 | 4.4247 | 532.0285 | 0.00016611 | 532.0285 | 0.00014132 | 530.6011 | 0 | 797.9182 | 0.031081 | 797.9182 | 1.5524 | 797.2264 | 0.28508 | 797.9182 | 0.074761 | 532.0285 | 2.2414
| 530.7162 | 0 | 530.7162 | 0 | 532.1461 | 0.00053406 | 532.1461 | 0.00013196 | 599.08 | 0.022558 | 530.7162 | 2.166 | 599.08 | -0.0028054 | 599.08 | 4.3562 | 532.1461 | 0.00017483 | 532.1461 | 0.00011927 | 530.7162 | 0 | 798.0841 | 0.02947 | 798.0841 | 1.5583 | 797.3923 | 0.29783 | 798.0841 | 0.077824 | 532.1461 | 2.2378
| 530.8312 | 0.0055311 | 530.8312 | 0.014448 | 532.2638 | 0 | 532.2638 | 0.00012675 | 599.31 | -0.022062 | 530.8312 | 2.1336 | 599.31 | -0.002456 | 599.31 | 4.3454 | 532.2638 | 0.00016522 | 532.2638 | 7.7066e-05 | 530.8312 | 0 | 798.25 | 0.03584 | 798.25 | 1.4901 | 797.5583 | 0.27187 | 798.25 | 0.074294 | 532.2638 | 2.2483
| 530.9463 | 0 | 530.9463 | 0.00060875 | 532.3814 | 0.00024284 | 532.3814 | 0.00010713 | 599.54 | -0.006693 | 530.9463 | 2.1191 | 599.54 | -0.0042033 | 599.54 | 4.2167 | 532.3814 | 0.00015491 | 532.3814 | 5.8789e-05 | 530.9463 | 0.010741 | 798.4158 | 0.036426 | 798.4158 | 1.4851 | 797.7243 | 0.29366 | 798.4158 | 0.077201 | 532.3814 | 2.2486
| 531.0614 | 0.005878 | 531.0614 | 0.011121 | 532.4991 | 0.00053406 | 532.4991 | 0.00010713 | 599.77 | -0.015617 | 531.0614 | 2.1252 | 599.77 | -0.0030384 | 599.77 | 4.1486 | 532.4991 | 0.00014193 | 532.4991 | 0.00012851 | 531.0614 | 0 | 798.5817 | 0.043711 | 798.5817 | 1.4164 | 797.8902 | 0.3136 | 798.5817 | 0.073515 | 532.4991 | 2.2508
| 531.1765 | 0 | 531.1765 | 0 | 532.6167 | 0 | 532.6167 | 0.00010352 | 600 | -0.00074368 | 531.1765 | 2.0689 | 600 | 0.00080569 | 600 | 4.0667 | 532.6167 | 0.00015331 | 532.6167 | 0.00013755 | 531.1765 | 0.011606 | 798.7476 | 0.037817 | 798.7476 | 1.4021 | 798.0562 | 0.46316 | 798.7476 | 0.076734 | 532.6167 | 2.2343
| 531.2916 | 0 | 531.2916 | 0.011208 | 532.7344 | 0 | 532.7344 | 0.00013056 | 600.23 | -0.021567 | 531.2916 | 2.1032 | 600.23 | 0.0033685 | 600.23 | 3.9758 | 532.7344 | 0.00013695 | 532.7344 | 0.00011381 | 531.2916 | 0 | 798.9135 | 0.02515 | 798.9135 | 1.3783 | 798.2222 | 0.3449 | 798.9135 | 0.073152 | 532.7344 | 2.2227
| 531.4067 | 0 | 531.4067 | 0 | 532.852 | 0 | 532.852 | 0.00014277 | 600.46 | 0.036439 | 531.4067 | 2.0687 | 600.46 | 0.0077949 | 600.46 | 3.862 | 532.852 | 0.00013997 | 532.852 | 4.2207e-05 | 531.4067 | 0 | 799.0793 | 0.031264 | 799.0793 | 1.3578 | 798.3882 | 0.44739 | 799.0793 | 0.076682 | 532.852 | 2.2049
| 531.5217 | 0.010876 | 531.5217 | 0.0060736 | 532.9697 | 0.00082547 | 532.9697 | 0.00014638 | 600.69 | -0.0032226 | 531.5217 | 2.0691 | 600.69 | -0.002456 | 600.69 | 3.7657 | 532.9697 | 0.00013712 | 532.9697 | 7.3486e-05 | 531.5217 | 0 | 799.2452 | 0.032106 | 799.2452 | 1.3211 | 798.5542 | 0.38409 | 799.2452 | 0.073048 | 532.9697 | 2.2037
| 531.6368 | 0 | 531.6368 | 0 | 533.0874 | 0 | 533.0874 | 0.00013096 | 600.92 | 0.037432 | 531.6368 | 2.0513 | 600.92 | 0.00022327 | 600.92 | 3.6484 | 533.0874 | 0.00014691 | 533.0874 | 0.00012116 | 531.6368 | 0.017229 | 799.4111 | 0.036279 | 799.4111 | 1.2962 | 798.7201 | 0.39916 | 799.4111 | 0.07663 | 533.0874 | 2.196
| 531.752 | 0 | 531.752 | 0.0077439 | 533.2051 | 0 | 533.2051 | 0.00014137 | 601.15 | 0.00471 | 531.752 | 2.0131 | 601.15 | -0.0061837 | 601.15 | 3.5351 | 533.2051 | 0.00014691 | 533.2051 | 0.00014678 | 531.752 | 0 | 799.577 | 0.024455 | 799.577 | 1.2505 | 798.8861 | 0.39592 | 799.577 | 0.072788 | 533.2051 | 2.2042
| 531.8671 | 0 | 531.8671 | 0 | 533.3227 | 0 | 533.3227 | 0.00012315 | 601.38 | 0.01413 | 531.8671 | 1.9934 | 601.38 | -0.0073485 | 601.38 | 3.4223 | 533.3227 | 0.00013997 | 533.3227 | 0.00013943 | 531.8671 | 0 | 799.7429 | 0.020098 | 799.7429 | 1.2193 | 799.0521 | 0.5362 | 799.7429 | 0.076423 | 533.3227 | 2.2023
| 531.9822 | 0.0021778 | 531.9822 | 0.0012147 | 533.4404 | 0 | 533.4404 | 0.00012435 | 601.61 | -0.012642 | 531.9822 | 1.9995 | 601.61 | -0.00070865 | 601.61 | 3.314 | 533.4404 | 0.00014459 | 533.4404 | 0.00010269 | 531.9822 | 0 | 799.9088 | 0.02343 | 799.9088 | 1.1938 | 799.2181 | 0.54617 | 799.9088 | 0.072633 | 533.4404 | 2.2092
| 532.0973 | 0 | 532.0973 | 0 | 533.5581 | 0.00024284 | 533.5581 | 0.00012175 | 601.84 | 0.024045 | 532.0973 | 1.971 | 601.84 | 0.0010387 | 601.84 | 3.1418 | 533.5581 | 0.00014193 | 533.5581 | 9.5343e-05 | 532.0973 | 0 | 800.0747 | 0.026029 | 800.0747 | 1.1719 | 799.3841 | 0.62431 | 800.0747 | 0.076786 | 533.5581 | 2.2015
| 532.2124 | 0.0040278 | 532.2124 | 0.016112 | 533.6758 | 0 | 533.6758 | 0.00013837 | 602.07 | 0.026523 | 532.2124 | 1.983 | 602.07 | 0.0033685 | 602.07 | 3.0434 | 533.6758 | 0.00014815 | 533.6758 | 0.00012116 | 532.2124 | 0.0086391 | 800.2406 | 0.025224 | 800.2406 | 1.152 | 799.5501 | 0.62152 | 800.2406 | 0.073152 | 533.6758 | 2.2013
| 532.3276 | 0 | 532.3276 | 0 | 533.7935 | 0.00024284 | 533.7935 | 0.00015559 | 602.3 | -0.010659 | 532.3276 | 1.9782 | 602.3 | 0.0013882 | 602.3 | 2.9343 | 533.7935 | 0.00015029 | 533.7935 | 0.00012116 | 532.3276 | 0 | 800.4065 | 0.031191 | 800.4065 | 1.1281 | 799.7162 | 0.58674 | 800.4065 | 0.077149 | 533.7935 | 2.193
| 532.4427 | 0.0054154 | 532.4427 | 0.0068328 | 533.9112 | 0 | 533.9112 | 0.00013656 | 602.53 | 0.011651 | 532.4427 | 1.966 | 602.53 | -0.0044363 | 602.53 | 2.8462 | 533.9112 | 0.00016985 | 533.9112 | 0.00014867 | 532.4427 | 0 | 800.5724 | 0.018854 | 800.5724 | 1.1135 | 799.8822 | 0.58558 | 800.5724 | 0.073359 | 533.9112 | 2.1845
| 532.5578 | 0 | 532.5578 | 0 | 534.0289 | 0 | 534.0289 | 0.00013276 | 602.76 | 0.010164 | 532.5578 | 1.9882 | 602.76 | 0.0022036 | 602.76 | 2.7083 | 534.0289 | 0.00017092 | 534.0289 | 0.00013943 | 532.5578 | 0.00036057 | 800.7383 | 0.017865 | 800.7383 | 1.1038 | 800.0482 | 0.60483 | 800.7383 | 0.077565 | 534.0289 | 2.1701
| 532.673 | 0 | 532.673 | 0.0071365 | 534.1466 | 0 | 534.1466 | 0.00013156 | 602.99 | 0.0086762 | 532.673 | 1.9679 | 602.99 | -0.010843 | 602.99 | 2.6495 | 534.1466 | 0.00016274 | 534.1466 | 0.00019445 | 532.673 | 0 | 800.9043 | 0.021014 | 800.9043 | 1.0503 | 800.2142 | 0.57051 | 800.9043 | 0.074346 | 534.1466 | 2.166
| 532.7881 | 0 | 532.7881 | 0 | 534.2642 | 0 | 534.2642 | 0.00013436 | 603.22 | -0.023549 | 532.7881 | 1.9718 | 603.22 | -0.0087464 | 603.22 | 2.493 | 534.2642 | 0.00014068 | 534.2642 | 0.00015413 | 532.7881 | 0.0012254 | 801.0702 | 0.030935 | 801.0702 | 1.0257 | 800.3803 | 0.64796 | 801.0702 | 0.078499 | 534.2642 | 2.1613
| 532.9033 | 0.004606 | 532.9033 | 0.0059217 | 534.3819 | 0.00024284 | 534.3819 | 0.00015058 | 603.45 | -0.0052058 | 532.9033 | 1.9605 | 603.45 | -0.00047565 | 603.45 | 2.3926 | 534.3819 | 0.0001494 | 534.3819 | 0.00015055 | 532.9033 | 0 | 801.2361 | 0.025736 | 801.2361 | 1.0144 | 800.5463 | 0.5835 | 801.2361 | 0.074917 | 534.3819 | 2.16
| 533.0184 | 0 | 533.0184 | 0 | 534.4997 | 0.00024284 | 534.4997 | 0.00013697 | 603.68 | 0.015121 | 533.0184 | 1.9517 | 603.68 | -0.0030384 | 603.68 | 2.2922 | 534.4997 | 0.00016149 | 534.4997 | 0.00011192 | 533.0184 | 0 | 801.4021 | 0.022917 | 801.4021 | 1.0012 | 800.7123 | 0.6403 | 801.4021 | 0.079226 | 534.4997 | 2.153
| 533.1336 | 0 | 533.1336 | 0.0097198 | 534.6174 | 0.00024284 | 534.6174 | 0.00015379 | 603.91 | -0.0096677 | 533.1336 | 1.9582 | 603.91 | -0.00047565 | 603.91 | 2.2062 | 534.6174 | 0.00016469 | 534.6174 | 0.00013209 | 533.1336 | 0 | 801.568 | 0.030642 | 801.568 | 0.97156 | 800.8784 | 0.65491 | 801.568 | 0.075748 | 534.6174 | 2.151
| 533.2487 | 0 | 533.2487 | 0.0041092 | 534.7351 | 0 | 534.7351 | 0.00013436 | 604.14 | 0.031978 | 533.2487 | 1.8842 | 604.14 | 0.0018541 | 604.14 | 2.0517 | 534.7351 | 0.00015117 | 534.7351 | 0.00013209 | 533.2487 | 0.0068486 | 801.7339 | 0.024418 | 801.7339 | 0.97796 | 801.0444 | 0.70569 | 801.7339 | 0.080524 | 534.7351 | 2.1401
| 533.3639 | 0.00055887 | 533.3639 | 0 | 534.8528 | 0.00024284 | 534.8528 | 0.00014558 | 604.36 | -0.0076846 | 533.3639 | 1.9085 | 604.36 | -0.0025725 | 604.36 | 1.9438 | 534.8528 | 0.00013961 | 534.8528 | 0.00012116 | 533.3639 | 0 | 801.8999 | 0.024528 | 801.8999 | 0.93963 | 801.2105 | 0.69966 | 801.8999 | 0.076838 | 534.8528 | 2.1347
| 533.4791 | 0 | 533.4791 | 0 | 534.9705 | 0.00053406 | 534.9705 | 0.00014397 | 604.59 | 0.013634 | 533.4791 | 1.86 | 604.59 | 0.0010387 | 604.59 | 1.8677 | 534.9705 | 0.00013588 | 534.9705 | 0.00020557 | 533.4791 | 0 | 802.0658 | 0.027237 | 802.0658 | 0.90295 | 801.3765 | 0.73398 | 802.0658 | 0.081926 | 534.9705 | 2.1207
| 533.5943 | 0.0097821 | 533.5943 | 0.012259 | 535.0883 | 0 | 535.0883 | 0.00014918 | 604.82 | -0.010164 | 533.5943 | 1.8277 | 604.82 | 0.0010387 | 604.82 | 1.7946 | 535.0883 | 0.00014459 | 535.0883 | 0.00018541 | 533.5943 | 0 | 802.2318 | 0.022588 | 802.2318 | 0.88452 | 801.5426 | 0.78824 | 802.2318 | 0.078966 | 535.0883 | 2.1197
| 533.7095 | 0 | 533.7095 | 0 | 535.206 | 0 | 535.206 | 0.00013136 | 605.05 | 0.015121 | 533.7095 | 1.7916 | 605.05 | 0.00068922 | 605.05 | 1.6625 | 535.206 | 0.00014584 | 535.206 | 0.00021104 | 533.7095 | 0.015932 | 802.3977 | 0.022661 | 802.3977 | 0.86669 | 801.7087 | 0.8258 | 802.3977 | 0.083587 | 535.206 | 2.112
| 533.8247 | 0.0035653 | 533.8247 | 0.0099825 | 535.3237 | 0 | 535.3237 | 0.00010913 | 605.28 | 0.0032226 | 533.8247 | 1.8005 | 605.28 | -0.0031549 | 605.28 | 1.6143 | 535.3237 | 0.00015971 | 535.3237 | 0.00010834 | 533.8247 | 0 | 802.5637 | 0.022039 | 802.5637 | 0.8511 | 801.8747 | 0.82139 | 802.5637 | 0.08068 | 535.3237 | 2.1137
| 533.9398 | 0 | 533.9398 | 0 | 535.4415 | 0.00024284 | 535.4415 | 0.00010172 | 605.51 | 0.018096 | 533.9398 | 1.795 | 605.51 | -0.0035044 | 605.51 | 1.5123 | 535.4415 | 0.00015491 | 535.4415 | 0.00011381 | 533.9398 | 0 | 802.7297 | 0.022002 | 802.7297 | 0.81613 | 802.0408 | 0.84087 | 802.7297 | 0.08447 | 535.4415 | 2.1051
| 534.055 | 0.00021202 | 534.055 | 0.0088442 | 535.5592 | 0 | 535.5592 | 0.00010853 | 605.74 | -0.0295 | 534.055 | 1.7515 | 605.74 | -0.005368 | 605.74 | 1.4206 | 535.5592 | 0.00015082 | 535.5592 | 8.9879e-05 | 534.055 | 0 | 802.8956 | 0.017865 | 802.8956 | 0.81271 | 802.2069 | 0.85988 | 802.8956 | 0.081614 | 535.5592 | 2.0977
| 534.1702 | 0 | 534.1702 | 0 | 535.6769 | 0.00024284 | 535.6769 | 0.00013757 | 605.97 | 0.032474 | 534.1702 | 1.7394 | 605.97 | 0.002786 | 605.97 | 1.3338 | 535.6769 | 0.00013624 | 535.6769 | 0.0001302 | 534.1702 | 0.021122 | 803.0616 | 0.021709 | 803.0616 | 0.80956 | 802.3729 | 0.87287 | 803.0616 | 0.084937 | 535.6769 | 2.0862
| 534.2854 | 0.0032185 | 534.2854 | 0.0018221 | 535.7947 | 0.00053406 | 535.7947 | 0.000164 | 606.2 | -0.01413 | 534.2854 | 1.6992 | 606.2 | 0.002786 | 606.2 | 1.309 | 535.7947 | 0.00014406 | 535.7947 | 0.00017806 | 534.2854 | 0 | 803.2276 | 0.020172 | 803.2276 | 0.78575 | 802.539 | 0.8673 | 803.2276 | 0.082393 | 535.7947 | 2.0723
| 534.4007 | 0 | 534.4007 | 0 | 535.9124 | 0.00024284 | 535.9124 | 0.00018042 | 606.43 | 0.0061972 | 534.4007 | 1.6698 | 606.43 | -0.0049022 | 606.43 | 1.1889 | 535.9124 | 0.00015082 | 535.9124 | 0.00020369 | 534.4007 | 0 | 803.3936 | 0.021965 | 803.3936 | 0.78046 | 802.7051 | 0.93547 | 803.3936 | 0.085197 | 535.9124 | 2.0605
| 534.5159 | 0.0013683 | 534.5159 | 0.015324 | 536.0302 | 0 | 536.0302 | 0.00017441 | 606.66 | -0.036936 | 534.5159 | 1.6473 | 606.66 | -0.0068827 | 606.66 | 1.1309 | 536.0302 | 0.00016025 | 536.0302 | 0.00018899 | 534.5159 | 0 | 803.5596 | 0.01662 | 803.5596 | 0.74095 | 802.8712 | 0.91113 | 803.5596 | 0.083431 | 536.0302 | 2.0609
| 534.6311 | 0 | 534.6311 | 0 | 536.1479 | 0 | 536.1479 | 0.00016119 | 606.89 | -0.0012395 | 534.6311 | 1.6116 | 606.89 | -0.0056011 | 606.89 | 1.0313 | 536.1479 | 0.00013961 | 536.1479 | 0.00017071 | 534.6311 | 0.007281 | 803.7255 | 0.020172 | 803.7255 | 0.73604 | 803.0373 | 0.95124 | 803.7255 | 0.085249 | 536.1479 | 2.0705
| 534.7463 | 0.0035653 | 534.7463 | 0.0097198 | 536.2657 | 0 | 536.2657 | 0.00015579 | 607.12 | -0.018592 | 534.7463 | 1.6153 | 607.12 | -0.0036209 | 607.12 | 0.99045 | 536.2657 | 0.00014086 | 536.2657 | 0.00017071 | 534.7463 | 0 | 803.8915 | 0.014424 | 803.8915 | 0.72221 | 803.2034 | 0.96237 | 803.8915 | 0.084002 | 536.2657 | 2.0759
| 534.8615 | 0 | 534.8615 | 0 | 536.3835 | 0 | 536.3835 | 0.00015579 | 607.35 | 0.044372 | 534.8615 | 1.5919 | 607.35 | 0.0061643 | 607.35 | 0.90889 | 536.3835 | 0.0001357 | 536.3835 | 0.00018899 | 534.8615 | 0 | 804.0575 | 0.019 | 804.0575 | 0.70293 | 803.3695 | 1.008 | 804.0575 | 0.084262 | 536.3835 | 2.0617
| 534.9768 | 0.0012527 | 534.9768 | 0.0099825 | 536.5012 | 0.00053406 | 536.5012 | 0.00015519 | 607.58 | -0.0071888 | 534.9768 | 1.5791 | 607.58 | -0.0056011 | 607.58 | 0.87183 | 536.5012 | 0.00014993 | 536.5012 | 0.00015413 | 534.9768 | 0 | 804.2235 | 0.024308 | 804.2235 | 0.70539 | 803.5356 | 0.96121 | 804.2235 | 0.084522 | 536.5012 | 2.0426
| 535.092 | 0 | 535.092 | 0 | 536.619 | 0 | 536.619 | 0.00014317 | 607.81 | -0.015121 | 535.092 | 1.5648 | 607.81 | -0.00024269 | 607.81 | 0.77727 | 536.619 | 0.00016487 | 536.619 | 0.00012662 | 535.092 | 0.0012254 | 804.3895 | 0.023796 | 804.3895 | 0.69636 | 803.7017 | 1.0537 | 804.3895 | 0.084418 | 536.619 | 2.0265
| 535.2073 | 0.003681 | 535.2073 | 0.014711 | 536.7368 | 0.00053406 | 536.7368 | 0.00015198 | 608.05 | -0.022558 | 535.2073 | 1.5722 | 608.05 | -0.00094161 | 608.05 | 0.74973 | 536.7368 | 0.00017928 | 536.7368 | 8.4415e-05 | 535.2073 | 0 | 804.5555 | 0.020757 | 804.5555 | 0.67805 | 803.8679 | 1.0238 | 804.5555 | 0.085508 | 536.7368 | 2.026
| 535.3225 | 0 | 535.3225 | 0 | 536.8545 | 0.00053406 | 536.8545 | 0.00015278 | 608.28 | -0.023054 | 535.3225 | 1.5756 | 608.28 | -0.0082806 | 608.28 | 0.65746 | 536.8545 | 0.00017892 | 536.8545 | 8.0646e-05 | 535.3225 | 0 | 804.7216 | 0.018634 | 804.7216 | 0.65157 | 804.034 | 1.0813 | 804.7216 | 0.082185 | 536.8545 | 2.0319
| 535.4378 | 0 | 535.4378 | 0.0060736 | 536.9723 | 0.00053406 | 536.9723 | 0.00014818 | 608.51 | 0.009172 | 535.4378 | 1.551 | 608.51 | 0.00092222 | 608.51 | 0.65317 | 536.9723 | 0.00016736 | 536.9723 | 8.6299e-05 | 535.4378 | 0 | 804.8876 | 0.021306 | 804.8876 | 0.64212 | 804.2001 | 1.086 | 804.8876 | 0.083743 | 536.9723 | 2.0439
| 535.553 | 0 | 535.553 | 0 | 537.0901 | 0 | 537.0901 | 0.00014818 | 608.74 | 0.012642 | 535.553 | 1.4962 | 608.74 | -0.0064164 | 608.74 | 0.54559 | 537.0901 | 0.00015811 | 537.0901 | 0.00010269 | 535.553 | 0.03065 | 805.0536 | 0.020721 | 805.0536 | 0.64126 | 804.3662 | 1.1036 | 805.0536 | 0.080732 | 537.0901 | 2.0415
| 535.6683 | 9.6336e-05 | 535.6683 | 0.010771 | 537.2079 | 0.00024284 | 537.2079 | 0.00013857 | 608.97 | 0.0042142 | 535.6683 | 1.5082 | 608.97 | 0.0026695 | 608.97 | 0.52906 | 537.2079 | 0.00015455 | 537.2079 | 8.9879e-05 | 535.6683 | 0 | 805.2196 | 0.019037 | 805.2196 | 0.60255 | 804.5324 | 1.1108 | 805.2196 | 0.084158 | 537.2079 | 2.037
| 535.7836 | 0 | 535.7836 | 0 | 537.3257 | 0 | 537.3257 | 0.00014818 | 609.2 | -0.0052058 | 535.7836 | 1.5155 | 609.2 | -0.010494 | 609.2 | 0.44551 | 537.3257 | 0.00015491 | 537.3257 | 8.0646e-05 | 535.7836 | 0 | 805.3856 | 0.02947 | 805.3856 | 0.60063 | 804.6985 | 1.1727 | 805.3856 | 0.079434 | 537.3257 | 2.0184
| 535.8988 | 0 | 535.8988 | 0.011997 | 537.4434 | 0 | 537.4434 | 0.00013997 | 609.43 | -0.022062 | 535.8988 | 1.4878 | 609.43 | 0.00010678 | 609.43 | 0.40817 | 537.4434 | 0.00016096 | 537.4434 | 6.7833e-05 | 535.8988 | 0 | 805.5517 | 0.014058 | 805.5517 | 0.57788 | 804.8647 | 1.1581 | 805.5517 | 0.081926 | 537.4434 | 2.0094
| 536.0141 | 0 | 536.0141 | 0 | 537.5612 | 0.00024284 | 537.5612 | 0.00012815 | 609.66 | 0.0071888 | 536.0141 | 1.4926 | 609.66 | 0.0048828 | 609.66 | 0.3641 | 537.5612 | 0.00015527 | 537.5612 | 9.3647e-05 | 536.0141 | 0 | 805.7177 | 0.022002 | 805.7177 | 0.57986 | 805.0308 | 1.1829 | 805.7177 | 0.077928 | 537.5612 | 1.9935
| 536.1294 | 0.0033341 | 536.1294 | 0.013398 | 537.679 | 0.00024284 | 537.679 | 0.00013236 | 609.89 | -0.019583 | 536.1294 | 1.4643 | 609.89 | 0.0067465 | 609.89 | 0.35078 | 537.679 | 0.00014691 | 537.679 | 0.00011004 | 536.1294 | 0 | 805.8837 | 0.018854 | 805.8837 | 0.57575 | 805.197 | 1.1782 | 805.8837 | 0.081459 | 537.679 | 1.9866
| 536.2447 | 0 | 536.2447 | 0 | 537.7968 | 0.00053406 | 537.7968 | 0.00012916 | 610.12 | 0.009172 | 536.2447 | 1.4817 | 610.12 | -0.006999 | 610.12 | 0.25682 | 537.7968 | 0.00014086 | 537.7968 | 0.00011739 | 536.2447 | 0.00079301 | 806.0498 | 0.020355 | 806.0498 | 0.56747 | 805.3631 | 1.2478 | 806.0498 | 0.076734 | 537.7968 | 1.9791
| 536.36 | 0.0025246 | 536.36 | 0.0072883 | 537.9147 | 0 | 537.9147 | 0.00014638 | 610.35 | -0.0076846 | 536.36 | 1.493 | 610.35 | 0.0019706 | 610.35 | 0.24581 | 537.9147 | 0.0001357 | 537.9147 | 0.00014678 | 536.36 | 0 | 806.2158 | 0.01911 | 806.2158 | 0.54387 | 805.5293 | 1.2341 | 806.2158 | 0.078966 | 537.9147 | 1.9822
| 536.4753 | 0.00011582 | 536.4753 | 0 | 538.0325 | 0.00053406 | 538.0325 | 0.00013656 | 610.58 | -0.0096677 | 536.4753 | 1.4643 | 610.58 | -0.005368 | 610.58 | 0.2126 | 538.0325 | 0.00013659 | 538.0325 | 0.00015771 | 536.4753 | 0 | 806.3819 | 0.017682 | 806.3819 | 0.53923 | 805.6954 | 1.2907 | 806.3819 | 0.074138 | 538.0325 | 1.986
| 536.5906 | 0.0015996 | 536.5906 | 0.0072883 | 538.1503 | 0.00024284 | 538.1503 | 0.00011794 | 610.81 | -0.019087 | 536.5906 | 1.4635 | 610.81 | -0.0025725 | 610.81 | 0.18827 | 538.1503 | 0.00014068 | 538.1503 | 0.00017071 | 536.5906 | 0 | 806.5479 | 0.019915 | 806.5479 | 0.5223 | 805.8616 | 1.219 | 806.5479 | 0.076942 | 538.1503 | 1.9934
| 536.7059 | 0 | 536.7059 | 0 | 538.2681 | 0.00024284 | 538.2681 | 0.00011994 | 611.04 | 0.010164 | 536.7059 | 1.4675 | 611.04 | 0.009426 | 611.04 | 0.14788 | 538.2681 | 0.00015331 | 538.2681 | 0.0001449 | 536.7059 | 0 | 806.714 | 0.024565 | 806.714 | 0.51199 | 806.0278 | 1.3062 | 806.714 | 0.072581 | 538.2681 | 1.995
| 536.8212 | 0.00032764 | 536.8212 | 0.009895 | 538.3859 | 0.00024284 | 538.3859 | 0.00013416 | 611.27 | -0.011155 | 536.8212 | 1.4415 | 611.27 | -0.0057175 | 611.27 | 0.1289 | 538.3859 | 0.00016932 | 538.3859 | 0.00013209 | 536.8212 | 0 | 806.88 | 0.023686 | 806.88 | 0.50212 | 806.194 | 1.2747 | 806.88 | 0.075073 | 538.3859 | 1.9956
| 536.9365 | 0 | 536.9365 | 0 | 538.5037 | 0 | 538.5037 | 0.00014958 | 611.5 | -0.011155 | 536.9365 | 1.4368 | 611.5 | 0.0015046 | 611.5 | 0.11421 | 538.5037 | 0.00016718 | 538.5037 | 0.00015602 | 536.9365 | 0.0012254 | 807.0461 | 0.021636 | 807.0461 | 0.49448 | 806.3601 | 1.3385 | 807.0461 | 0.07149 | 538.5037 | 1.9827
| 537.0518 | 0.0022934 | 537.0518 | 0.0056181 | 538.6215 | 0 | 538.6215 | 0.00015719 | 611.73 | -0.015121 | 537.0518 | 1.4109 | 611.73 | 0.0029025 | 611.73 | 0.09018 | 538.6215 | 0.00017181 | 538.6215 | 0.00016695 | 537.0518 | 0 | 807.2122 | 0.015962 | 807.2122 | 0.4759 | 806.5263 | 1.3343 | 807.2122 | 0.074138 | 538.6215 | 1.9673
| 537.1671 | 0 | 537.1671 | 0 | 538.7394 | 0 | 538.7394 | 0.00014738 | 611.96 | 0.011155 | 537.1671 | 1.432 | 611.96 | -0.0083969 | 611.96 | 0.054681 | 538.7394 | 0.00015313 | 538.7394 | 0.00017618 | 537.1671 | 0.011606 | 807.3783 | 0.020245 | 807.3783 | 0.46207 | 806.6925 | 1.3702 | 807.3783 | 0.071594 | 538.7394 | 1.9517
| 537.2825 | 0.00032764 | 537.2825 | 0.0069846 | 538.8572 | 0.00024284 | 538.8572 | 0.00015659 | 612.19 | -0.009172 | 537.2825 | 1.4263 | 612.19 | -0.010377 | 612.19 | 0.065697 | 538.8572 | 0.00015651 | 538.8572 | 0.00015771 | 537.2825 | 0 | 807.5443 | 0.022661 | 807.5443 | 0.46511 | 806.8587 | 1.3906 | 807.5443 | 0.074086 | 538.8572 | 1.9465
| 537.3978 | 0 | 537.3978 | 0 | 538.975 | 0.00024284 | 538.975 | 0.00013977 | 612.42 | -0.020079 | 537.3978 | 1.4013 | 612.42 | 0.0044169 | 612.42 | 0.04856 | 538.975 | 0.00014708 | 538.975 | 0.00012474 | 537.3978 | 0 | 807.7104 | 0.019513 | 807.7104 | 0.45689 | 807.0249 | 1.4294 | 807.7104 | 0.072165 | 538.975 | 1.939
| 537.5131 | 0.0017152 | 537.5131 | 0.013047 | 539.0929 | 0 | 539.0929 | 0.00013556 | 612.65 | -0.0017352 | 537.5131 | 1.4088 | 612.65 | 0.006397 | 612.65 | 0.048101 | 539.0929 | 0.00015455 | 539.0929 | 0.00014867 | 537.5131 | 0 | 807.8765 | 0.01889 | 807.8765 | 0.44045 | 807.1911 | 1.4073 | 807.8765 | 0.075073 | 539.0929 | 1.9354
| 537.6285 | 0 | 537.6285 | 0 | 539.2107 | 0 | 539.2107 | 0.00012675 | 612.88 | 0.038423 | 537.6285 | 1.3767 | 612.88 | -0.006999 | 612.88 | 0.019179 | 539.2107 | 0.00014868 | 539.2107 | 0.00019445 | 537.6285 | 0 | 808.0426 | 0.018304 | 808.0426 | 0.42849 | 807.3573 | 1.4518 | 808.0426 | 0.074034 | 539.2107 | 1.9299
| 537.7438 | 0.00044325 | 537.7438 | 0.012872 | 539.3286 | 0 | 539.3286 | 0.00013937 | 613.11 | -0.021071 | 537.7438 | 1.3873 | 613.11 | -0.005368 | 613.11 | 0.024535 | 539.3286 | 0.00015313 | 539.3286 | 0.00020369 | 537.7438 | 0 | 808.2087 | 0.020355 | 808.2087 | 0.42069 | 807.5235 | 1.4261 | 808.2087 | 0.077253 | 539.3286 | 1.9348
| 537.8592 | 0 | 537.8592 | 0 | 539.4464 | 0.00053406 | 539.4464 | 0.00014177 | 613.34 | 0.021071 | 537.8592 | 1.3875 | 613.34 | -0.0021065 | 613.34 | 0.018108 | 539.4464 | 0.00013819 | 539.4464 | 0.00017618 | 537.8592 | 0 | 808.3748 | 0.018378 | 808.3748 | 0.43286 | 807.6897 | 1.5049 | 808.3748 | 0.075955 | 539.4464 | 1.9315
| 537.9745 | 0.0054154 | 537.9745 | 0.00091103 | 539.5643 | 0 | 539.5643 | 0.00012856 | 613.57 | 0.011155 | 537.9745 | 1.3569 | 613.57 | -0.002223 | 613.57 | 0.01367 | 539.5643 | 0.00013784 | 539.5643 | 0.00012116 | 537.9745 | 0 | 808.5409 | 0.018195 | 808.5409 | 0.39762 | 807.856 | 1.5307 | 808.5409 | 0.079174 | 539.5643 | 1.93
| 538.0899 | 0 | 538.0899 | 0 | 539.6821 | 0.00053406 | 539.6821 | 0.00012075 | 613.8 | -0.011651 | 538.0899 | 1.3165 | 613.8 | 0.0059312 | 613.8 | 0.01566 | 539.6821 | 0.00013624 | 539.6821 | 0.00016336 | 538.0899 | 0.00036057 | 808.707 | 0.018378 | 808.707 | 0.3933 | 808.0222 | 1.5694 | 808.707 | 0.078343 | 539.6821 | 1.9221
| 538.2053 | 0.0017152 | 538.2053 | 0.0059217 | 539.8 | 0.00024284 | 539.8 | 0.00012535 | 614.03 | -0.0096677 | 538.2053 | 1.3354 | 614.03 | -0.0079311 | 614.03 | 0.0024994 | 539.8 | 0.00015153 | 539.8 | 0.00013397 | 538.2053 | 0.010799 | 808.8731 | 0.017389 | 808.8731 | 0.38673 | 808.1884 | 1.5205 | 808.8731 | 0.083847 | 539.8 | 1.9187
| 538.3207 | 0 | 538.3207 | 0 | 539.9178 | 0 | 539.9178 | 0.00012715 | 614.26 | -0.019087 | 538.3207 | 1.3557 | 614.26 | -0.002223 | 614.26 | 0.013364 | 539.9178 | 0.00013499 | 539.9178 | 0.00013585 | 538.3207 | 0.0020906 | 809.0392 | 0.019659 | 809.0392 | 0.39047 | 808.3546 | 1.6012 | 809.0392 | 0.083951 | 539.9178 | 1.9116
| 538.436 | 0.0034497 | 538.436 | 0.015061 | 540.0357 | 0 | 540.0357 | 0.00011434 | 614.49 | -0.0176 | 538.436 | 1.343 | 614.49 | 0.0032519 | 614.49 | 0.0089266 | 540.0357 | 0.00015278 | 540.0357 | 0.00010458 | 538.436 | 0 | 809.2053 | 0.02094 | 809.2053 | 0.37397 | 808.5209 | 1.5907 | 809.2053 | 0.089869 | 540.0357 | 1.9076
| 538.5514 | 0 | 538.5514 | 0 | 540.1536 | 0.00024284 | 540.1536 | 0.00011133 | 614.72 | 0.024542 | 538.5514 | 1.315 | 614.72 | -0.001524 | 614.72 | 0.014129 | 540.1536 | 0.00013873 | 540.1536 | 0.00015413 | 538.5514 | 0 | 809.3714 | 0.013911 | 809.3714 | 0.37253 | 808.6871 | 1.6383 | 809.3714 | 0.087741 | 540.1536 | 1.9045
| 538.6668 | 0.003681 | 538.6668 | 0.014448 | 540.2714 | 0.00024284 | 540.2714 | 0.00012355 | 614.95 | -0.011651 | 538.6668 | 1.2766 | 614.95 | -0.0059506 | 614.95 | -0.005917 | 540.2714 | 0.00015402 | 540.2714 | 0.00013209 | 538.6668 | 0 | 809.5376 | 0.018012 | 809.5376 | 0.35891 | 808.8533 | 1.6313 | 809.5376 | 0.092621 | 540.2714 | 1.905
| 538.7822 | 0 | 538.7822 | 0 | 540.3893 | 0.00024284 | 540.3893 | 0.00012815 | 615.18 | -0.010164 | 538.7822 | 1.2918 | 615.18 | -0.00047565 | 615.18 | 0.00066312 | 540.3893 | 0.00014584 | 540.3893 | 0.00012851 | 538.7822 | 0 | 809.7037 | 0.017499 | 809.7037 | 0.35753 | 809.0196 | 1.6744 | 809.7037 | 0.090233 | 540.3893 | 1.8935
| 538.8976 | 0.0040278 | 538.8976 | 0.01366 | 540.5072 | 0.00024284 | 540.5072 | 0.00014177 | 615.41 | -0.023054 | 538.8976 | 1.2886 | 615.41 | 0.00022327 | 615.41 | 0.0037236 | 540.5072 | 0.0001494 | 540.5072 | 9.3647e-05 | 538.8976 | 0 | 809.8698 | 0.016401 | 809.8698 | 0.34167 | 809.1858 | 1.6401 | 809.8698 | 0.097916 | 540.5072 | 1.8822
| 539.013 | 0 | 539.013 | 0 | 540.6251 | 0.00024284 | 540.6251 | 0.00014998 | 615.64 | -0.0081804 | 539.013 | 1.2886 | 615.64 | 0.0015046 | 615.64 | 0.0018873 | 540.6251 | 0.00015438 | 540.6251 | 0.00011192 | 539.013 | 0 | 810.0359 | 0.015888 | 810.0359 | 0.34119 | 809.3521 | 1.7384 | 810.0359 | 0.097241 | 540.6251 | 1.8689
| 539.1284 | 0 | 539.1284 | 0.0088442 | 540.7429 | 0.00024284 | 540.7429 | 0.00017481 | 615.87 | 0.017104 | 539.1284 | 1.2907 | 615.87 | 0.0058149 | 615.87 | 0.0098449 | 540.7429 | 0.00015331 | 540.7429 | 0.00014678 | 539.1284 | 0 | 810.2021 | 0.011715 | 810.2021 | 0.33585 | 809.5184 | 1.7456 | 810.2021 | 0.10872 | 540.7429 | 1.8732
| 539.2438 | 0 | 539.2438 | 0 | 540.8608 | 0 | 540.8608 | 0.0001654 | 616.1 | -0.040406 | 539.2438 | 1.2776 | 616.1 | 0.0054654 | 616.1 | 0.013976 | 540.8608 | 0.00015064 | 540.8608 | 0.00017241 | 539.2438 | 0 | 810.3682 | 0.023979 | 810.3682 | 0.33403 | 809.6846 | 1.8003 | 810.3682 | 0.10674 | 540.8608 | 1.8647
| 539.3592 | 0.0029872 | 539.3592 | 0.013222 | 540.9787 | 0.00024284 | 540.9787 | 0.00014217 | 616.34 | 0.009172 | 539.3592 | 1.2713 | 616.34 | 0.002786 | 616.34 | 0.0015813 | 540.9787 | 0.00016683 | 540.9787 | 0.0002018 | 539.3592 | 0 | 810.5344 | 0.012593 | 810.5344 | 0.3304 | 809.8509 | 1.7619 | 810.5344 | 0.11785 | 540.9787 | 1.8645
| 539.4746 | 0 | 539.4746 | 0 | 541.0966 | 0 | 541.0966 | 0.00012595 | 616.57 | -0.013138 | 539.4746 | 1.2503 | 616.57 | 0.0032519 | 616.57 | 0.0049478 | 541.0966 | 0.00017856 | 541.0966 | 0.00017429 | 539.4746 | 0.0046859 | 810.7005 | 0.020025 | 810.7005 | 0.30798 | 810.0172 | 1.8184 | 810.7005 | 0.11266 | 541.0966 | 1.8571
| 539.5901 | 0.0019465 | 539.5901 | 0.012434 | 541.2145 | 0 | 541.2145 | 0.00011714 | 616.8 | 0.016609 | 539.5901 | 1.2517 | 616.8 | -0.002689 | 616.8 | -0.0045398 | 541.2145 | 0.00017394 | 541.2145 | 0.00015771 | 539.5901 | 0 | 810.8667 | 0.015412 | 810.8667 | 0.31406 | 810.1834 | 1.8674 | 810.8667 | 0.12398 | 541.2145 | 1.8662
| 539.7055 | 0 | 539.7055 | 0 | 541.3324 | 0 | 541.3324 | 0.00013136 | 617.03 | 0.013138 | 539.7055 | 1.2202 | 617.03 | -0.0063001 | 617.03 | 0.00709 | 541.3324 | 0.00015153 | 541.3324 | 0.00014867 | 539.7055 | 0 | 811.0328 | 0.019769 | 811.0328 | 0.29986 | 810.3497 | 1.8847 | 811.0328 | 0.11801 | 541.3324 | 1.8633
| 539.8209 | 0.0017152 | 539.8209 | 0.00091103 | 541.4503 | 0.00024284 | 541.4503 | 0.00013236 | 617.26 | -0.0081804 | 539.8209 | 1.2293 | 617.26 | 0.00092222 | 617.26 | 0.0026524 | 541.4503 | 0.00015402 | 541.4503 | 0.00018899 | 539.8209 | 0 | 811.199 | 0.013472 | 811.199 | 0.28822 | 810.516 | 1.8973 | 811.199 | 0.13083 | 541.4503 | 1.8627
| 539.9364 | 0 | 539.9364 | 0 | 541.5682 | 0.00053406 | 541.5682 | 0.00014457 | 617.49 | 0.020574 | 539.9364 | 1.2209 | 617.49 | -0.002456 | 617.49 | 0.0040296 | 541.5682 | 0.00015864 | 541.5682 | 0.00016148 | 539.9364 | 0 | 811.3651 | 0.018451 | 811.3651 | 0.28817 | 810.6823 | 1.9677 | 811.3651 | 0.12429 | 541.5682 | 1.8492
| 540.0518 | 0.0020621 | 540.0518 | 0.0027331 | 541.6861 | 0.00024284 | 541.6861 | 0.00014698 | 617.72 | -0.0027268 | 540.0518 | 1.2381 | 617.72 | -0.0011746 | 617.72 | -0.0031625 | 541.6861 | 0.00016683 | 541.6861 | 0.0001155 | 540.0518 | 0.0021596 | 811.5313 | 0.012191 | 811.5313 | 0.27621 | 810.8486 | 1.9177 | 811.5313 | 0.13608 | 541.6861 | 1.8384
| 540.1673 | 0 | 540.1673 | 0 | 541.804 | 0.00024284 | 541.804 | 0.00016039 | 617.95 | 0.010659 | 540.1673 | 1.2224 | 617.95 | -0.0037373 | 617.95 | -0.0082122 | 541.804 | 0.00016736 | 541.804 | 7.7066e-05 | 540.1673 | 0 | 811.6975 | 0.02094 | 811.6975 | 0.27877 | 811.0149 | 1.9786 | 811.6975 | 0.12777 | 541.804 | 1.8237
| 540.2827 | 0.0086237 | 540.2827 | 0.0071365 | 541.922 | 0.00024284 | 541.922 | 0.00014698 | 618.18 | -0.013138 | 540.2827 | 1.189 | 618.18 | -0.0068827 | 618.18 | -0.0045398 | 541.922 | 0.00017465 | 541.922 | 0.00013755 | 540.2827 | 0.00086386 | 811.8636 | 0.0099942 | 811.8636 | 0.2753 | 811.1812 | 2.0277 | 811.8636 | 0.13919 | 541.922 | 1.8254
| 540.3982 | 0 | 540.3982 | 0 | 542.0399 | 0 | 542.0399 | 0.00015018 | 618.41 | -0.0081804 | 540.3982 | 1.2093 | 618.41 | -0.0033879 | 618.41 | 0.00051009 | 542.0399 | 0.00018266 | 542.0399 | 0.00015225 | 540.3982 | 0 | 812.0298 | 0.020721 | 812.0298 | 0.26505 | 811.3475 | 2.044 | 812.0298 | 0.13296 | 542.0399 | 1.8238
| 540.5136 | 0.0040278 | 540.5136 | 0.013222 | 542.1578 | 0 | 542.1578 | 0.00015278 | 618.64 | -0.024045 | 540.5136 | 1.2132 | 618.64 | -0.0032714 | 618.64 | -0.0053048 | 542.1578 | 0.00015189 | 542.1578 | 0.00019445 | 540.5136 | 0 | 812.196 | 0.015632 | 812.196 | 0.26515 | 811.5138 | 2.0337 | 812.196 | 0.14392 | 542.1578 | 1.8268
| 540.6291 | 0 | 540.6291 | 0 | 542.2757 | 0.00024284 | 542.2757 | 0.00015238 | 618.87 | 0.0032226 | 540.6291 | 1.2197 | 618.87 | 0.002786 | 618.87 | -0.0040807 | 542.2757 | 0.00013463 | 542.2757 | 0.00020915 | 540.6291 | 0 | 812.3622 | 0.016035 | 812.3622 | 0.25955 | 811.6801 | 2.0844 | 812.3622 | 0.13763 | 542.2757 | 1.8178
| 540.7446 | 0.0087524 | 540.7446 | 0.0091069 | 542.3936 | 0 | 542.3936 | 0.0001632 | 619.1 | -0.051313 | 540.7446 | 1.228 | 619.1 | -0.0078143 | 619.1 | -0.0095893 | 542.3936 | 0.00012218 | 542.3936 | 0.00022196 | 540.7446 | 0 | 812.5284 | 0.012154 | 812.5284 | 0.26318 | 811.8464 | 2.1251 | 812.5284 | 0.14573 | 542.3936 | 1.8153
| 540.8601 | 0 | 540.8601 | 0 | 542.5116 | 0.00024284 | 542.5116 | 0.00014177 | 619.33 | -0.009172 | 540.8601 | 1.2244 | 619.33 | -0.00035917 | 619.33 | 0.0015813 | 542.5116 | 0.00012041 | 542.5116 | 0.00018541 | 540.8601 | 0.007281 | 812.6946 | 0.01285 | 812.6946 | 0.23605 | 812.0127 | 2.2091 | 812.6946 | 0.13888 | 542.5116 | 1.8023
| 540.9755 | 0.0074653 | 540.9755 | 0.014011 | 542.6295 | 0.00053406 | 542.6295 | 0.00014738 | 619.56 | -0.020079 | 540.9755 | 1.2014 | 619.56 | -0.0080475 | 619.56 | -0.012344 | 542.6295 | 0.00014619 | 542.6295 | 0.0001302 | 540.9755 | 0 | 812.8608 | 0.013911 | 812.8608 | 0.24065 | 812.179 | 2.1886 | 812.8608 | 0.14594 | 542.6295 | 1.7936
| 541.091 | 0 | 541.091 | 0 | 542.7474 | 0.00053406 | 542.7474 | 0.00013656 | 619.79 | 0.013138 | 541.091 | 1.218 | 619.79 | -0.001757 | 619.79 | -0.0007141 | 542.7474 | 0.00015331 | 542.7474 | 0.0002018 | 541.091 | 0 | 813.027 | 0.013472 | 813.027 | 0.21502 | 812.3454 | 2.2369 | 813.027 | 0.13976 | 542.7474 | 1.7838
| 541.2065 | 0 | 541.2065 | 0.0074402 | 542.8654 | 0 | 542.8654 | 0.00015379 | 620.02 | 0.0032226 | 541.2065 | 1.2081 | 620.02 | -0.0080475 | 620.02 | 0.0021933 | 542.8654 | 0.00016807 | 542.8654 | 0.00017976 | 541.2065 | 0 | 813.1932 | 0.013106 | 813.1932 | 0.20466 | 812.5117 | 2.2756 | 813.1932 | 0.14563 | 542.8654 | 1.7844
| 541.322 | 0 | 541.322 | 0 | 542.9833 | 0 | 542.9833 | 0.0001622 | 620.26 | 0.02702 | 541.322 | 1.2237 | 620.26 | -0.0031549 | 620.26 | 0.014741 | 542.9833 | 0.00017181 | 542.9833 | 0.00020369 | 541.322 | 0.0068486 | 813.3594 | 0.018451 | 813.3594 | 0.21785 | 812.678 | 2.2968 | 813.3594 | 0.13976 | 542.9833 | 1.7858
| 541.4375 | 0 | 541.4375 | 0.0040997 | 543.1013 | 0 | 543.1013 | 0.00015799 | 620.49 | -0.018096 | 541.4375 | 1.208 | 620.49 | -0.00199 | 620.49 | 0.0018873 | 543.1013 | 0.00016185 | 543.1013 | 0.00015413 | 541.4375 | 0 | 813.5256 | 0.014387 | 813.5256 | 0.18768 | 812.8444 | 2.2776 | 813.5256 | 0.14454 | 543.1013 | 1.7996
| 541.553 | 0 | 541.553 | 0 | 543.2192 | 0 | 543.2192 | 0.00015138 | 620.72 | 0.011155 | 541.553 | 1.1815 | 620.72 | -0.0066496 | 620.72 | 0.0058659 | 543.2192 | 0.00015455 | 543.2192 | 0.00016883 | 541.553 | 0 | 813.6918 | 0.018707 | 813.6918 | 0.20258 | 813.0107 | 2.3538 | 813.6918 | 0.13935 | 543.2192 | 1.8067
| 541.6685 | 0.011327 | 541.6685 | 0.015937 | 543.3372 | 0 | 543.3372 | 0.00013056 | 620.95 | -0.009172 | 541.6685 | 1.1653 | 620.95 | 0.0033685 | 620.95 | 0.0012752 | 543.3372 | 0.00015064 | 543.3372 | 0.00016336 | 541.6685 | 0.0025918 | 813.858 | 0.013472 | 813.858 | 0.19943 | 813.1771 | 2.3474 | 813.858 | 0.14282 | 543.3372 | 1.8067
| 541.7841 | 0 | 541.7841 | 0 | 543.4552 | 0 | 543.4552 | 0.00011994 | 621.18 | -0.0086762 | 541.7841 | 1.1794 | 621.18 | -0.0036209 | 621.18 | 0.0029585 | 543.4552 | 0.00013588 | 543.4552 | 0.00011192 | 541.7841 | 0 | 814.0242 | 0.016547 | 814.0242 | 0.18939 | 813.3434 | 2.4236 | 814.0242 | 0.13872 | 543.4552 | 1.7871
| 541.8996 | 0 | 541.8996 | 0.013047 | 543.5731 | 0.00053406 | 543.5731 | 0.00012535 | 621.41 | 0.022558 | 541.8996 | 1.159 | 621.41 | -0.002456 | 621.41 | -0.010355 | 543.5731 | 0.00013321 | 543.5731 | 0.00010834 | 541.8996 | 0.009071 | 814.1905 | 0.01501 | 814.1905 | 0.1841 | 813.5098 | 2.4061 | 814.1905 | 0.14168 | 543.5731 | 1.7706
| 542.0151 | 0 | 542.0151 | 0 | 543.6911 | 0 | 543.6911 | 0.00015439 | 621.64 | -0.010659 | 542.0151 | 1.1567 | 621.64 | -0.0092122 | 621.64 | -0.0056109 | 543.6911 | 0.00011809 | 543.6911 | 8.9879e-05 | 542.0151 | 0 | 814.3567 | 0.01457 | 814.3567 | 0.18042 | 813.6762 | 2.4649 | 814.3567 | 0.13857 | 543.6911 | 1.7559
| 542.1306 | 0.0074009 | 542.1306 | 0.0042515 | 543.809 | 0.00053406 | 543.809 | 0.00018362 | 621.87 | -0.012642 | 542.1306 | 1.1383 | 621.87 | -0.0050185 | 621.87 | -0.0053048 | 543.809 | 0.00012965 | 543.809 | 0.00013943 | 542.1306 | 0 | 814.5229 | 0.018341 | 814.5229 | 0.17652 | 813.8425 | 2.5213 | 814.5229 | 0.14049 | 543.809 | 1.755
| 542.2462 | 0 | 542.2462 | 0 | 543.927 | 0.00053406 | 543.927 | 0.000166 | 622.1 | 0.01413 | 542.2462 | 1.1399 | 622.1 | -0.0016406 | 622.1 | -0.0013262 | 543.927 | 0.00014086 | 543.927 | 0.00012285 | 542.2462 | 0 | 814.6892 | 0.021233 | 814.6892 | 0.18117 | 814.0089 | 2.5701 | 814.6892 | 0.1395 | 543.927 | 1.7517
| 542.3617 | 0.0056467 | 542.3617 | 0.0065292 | 544.045 | 0.00024284 | 544.045 | 0.00015479 | 622.33 | -0.037432 | 542.3617 | 1.1458 | 622.33 | -0.0061837 | 622.33 | -0.0095893 | 544.045 | 0.00014744 | 544.045 | 0.00014678 | 542.3617 | 0.024658 | 814.8554 | 0.015266 | 814.8554 | 0.18869 | 814.1753 | 2.5888 | 814.8554 | 0.14116 | 544.045 | 1.7582
| 542.4773 | 0 | 542.4773 | 0 | 544.163 | 0 | 544.163 | 0.00013096 | 622.56 | 0.020079 | 542.4773 | 1.142 | 622.56 | 0.00022327 | 622.56 | -0.0025504 | 544.163 | 0.00015029 | 544.163 | 0.00014678 | 542.4773 | 0 | 815.0217 | 0.013838 | 815.0217 | 0.19692 | 814.3416 | 2.6362 | 815.0217 | 0.14282 | 544.163 | 1.7551
| 542.5928 | 0.0037966 | 542.5928 | 0.010946 | 544.2809 | 0 | 544.2809 | 0.00013837 | 622.79 | 0.00074368 | 542.5928 | 1.1514 | 622.79 | 0.0024366 | 622.79 | 0.0052539 | 544.2809 | 0.00015776 | 544.2809 | 0.00017429 | 542.5928 | 0 | 815.1879 | 0.012703 | 815.1879 | 0.19398 | 814.508 | 2.6412 | 815.1879 | 0.14288 | 544.2809 | 1.7519
| 542.7084 | 0 | 542.7084 | 0 | 544.3989 | 0.00024284 | 544.3989 | 0.00014277 | 623.02 | -0.0081804 | 542.7084 | 1.1124 | 623.02 | -0.0030384 | 623.02 | -0.00086717 | 544.3989 | 0.0001494 | 544.3989 | 0.00017618 | 542.7084 | 0 | 815.3542 | 0.011129 | 815.3542 | 0.20332 | 814.6744 | 2.6977 | 815.3542 | 0.14771 | 544.3989 | 1.7386
| 542.8239 | 0.0020621 | 542.8239 | 0.0021258 | 544.5169 | 0 | 544.5169 | 0.0001668 | 623.25 | -0.0057014 | 542.8239 | 1.1236 | 623.25 | -0.0010581 | 623.25 | 0.0063253 | 544.5169 | 0.00013037 | 544.5169 | 0.00015055 | 542.8239 | 0 | 815.5204 | 0.013802 | 815.5204 | 0.2061 | 814.8408 | 2.6841 | 815.5204 | 0.14765 | 544.5169 | 1.7311
| 542.9395 | 0 | 542.9395 | 0 | 544.6349 | 0.00024284 | 544.6349 | 0.00017541 | 623.49 | 0.00074368 | 542.9395 | 1.1007 | 623.49 | -0.0066496 | 623.49 | 0.0051009 | 544.6349 | 0.00010227 | 544.6349 | 0.00012662 | 542.9395 | 0.03065 | 815.6867 | 0.01673 | 815.6867 | 0.1604 | 815.0072 | 2.678 | 815.6867 | 0.15497 | 544.6349 | 1.7218
| 543.0551 | 0.0014839 | 543.0551 | 0.012785 | 544.7529 | 0.00053406 | 544.7529 | 0.00016139 | 623.72 | 0.0002479 | 543.0551 | 1.1063 | 623.72 | -0.0023395 | 623.72 | -0.0074475 | 544.7529 | 0.00012254 | 544.7529 | 0.000101 | 543.0551 | 0 | 815.8529 | 0.014424 | 815.8529 | 0.20503 | 815.1736 | 2.7122 | 815.8529 | 0.15217 | 544.7529 | 1.7224
| 543.1707 | 0 | 543.1707 | 0 | 544.8709 | 0.00024284 | 544.8709 | 0.00013897 | 623.95 | -0.0032226 | 543.1707 | 1.0901 | 623.95 | -0.0023395 | 623.95 | -0.0022444 | 544.8709 | 0.00014033 | 544.8709 | 0.00011192 | 543.1707 | 0.0046859 | 816.0192 | 0.018268 | 816.0192 | 0.15148 | 815.34 | 2.7621 | 816.0192 | 0.15783 | 544.8709 | 1.7172
| 543.2862 | 0.007594 | 543.2862 | 0.024168 | 544.9889 | 0 | 544.9889 | 0.00013056 | 624.18 | -0.013634 | 543.2862 | 1.1148 | 624.18 | -0.013522 | 624.18 | -0.0030095 | 544.9889 | 0.000159 | 544.9889 | 0.00012474 | 543.2862 | 0 | 816.1855 | 0.012191 | 816.1855 | 0.19371 | 815.5064 | 2.8102 | 816.1855 | 0.15196 | 544.9889 | 1.7213
| 543.4018 | 0 | 543.4018 | 0 | 545.1069 | 0.00024284 | 545.1069 | 0.00013196 | 624.41 | 0.0052058 | 543.4018 | 1.0846 | 624.41 | -0.0059506 | 624.41 | -0.0007141 | 545.1069 | 0.00015313 | 545.1069 | 0.00013755 | 543.4018 | 0 | 816.3517 | 0.011825 | 816.3517 | 0.15084 | 815.6728 | 2.8943 | 816.3517 | 0.15959 | 545.1069 | 1.7183
| 543.5174 | 0.0097178 | 543.5174 | 0.0065292 | 545.2249 | 0.00024284 | 545.2249 | 0.00013056 | 624.64 | 0.020574 | 543.5174 | 1.0586 | 624.64 | 0.0013882 | 624.64 | 0.00066312 | 545.2249 | 0.00015704 | 545.2249 | 0.00012851 | 543.5174 | 0 | 816.518 | 0.010214 | 816.518 | 0.13952 | 815.8392 | 2.861 | 816.518 | 0.15705 | 545.2249 | 1.7256
| 543.633 | 0 | 543.633 | 0 | 545.3429 | 0.00024284 | 545.3429 | 0.00012775 | 624.87 | 0.011651 | 543.633 | 1.0633 | 624.87 | 0.0036014 | 624.87 | 0.0029585 | 545.3429 | 0.00014442 | 545.3429 | 0.00014867 | 543.633 | 0 | 816.6843 | 0.012191 | 816.6843 | 0.14737 | 816.0056 | 2.9337 | 816.6843 | 0.16915 | 545.3429 | 1.7214
| 543.7486 | 0 | 543.7486 | 0.0095447 | 545.4609 | 0.00024284 | 545.4609 | 0.00015439 | 625.1 | -0.016609 | 543.7486 | 1.0741 | 625.1 | -0.0085133 | 625.1 | -0.010661 | 545.4609 | 0.00013659 | 545.4609 | 0.00012851 | 543.7486 | 0 | 816.8506 | 0.011385 | 816.8506 | 0.13541 | 816.1721 | 2.9297 | 816.8506 | 0.16588 | 545.4609 | 1.7187
| 543.8642 | 0 | 543.8642 | 0 | 545.5789 | 0.00024284 | 545.5789 | 0.00015979 | 625.33 | 0.0076846 | 543.8642 | 1.074 | 625.33 | -0.00199 | 625.33 | -0.010049 | 545.5789 | 0.00013463 | 545.5789 | 0.00011192 | 543.8642 | 0.010741 | 817.0169 | 0.020867 | 817.0169 | 0.15431 | 816.3385 | 2.9402 | 817.0169 | 0.17543 | 545.5789 | 1.7063
| 543.9799 | 0.0057624 | 543.9799 | 0.0071365 | 545.6969 | 0 | 545.6969 | 0.000167 | 625.56 | 0.010659 | 543.9799 | 1.0671 | 625.56 | 0.0032519 | 625.56 | -0.012344 | 545.6969 | 0.00014584 | 545.6969 | 9.5343e-05 | 543.9799 | 0 | 817.1831 | 0.014497 | 817.1831 | 0.14593 | 816.5049 | 2.932 | 817.1831 | 0.1693 | 545.6969 | 1.7007
| 544.0955 | 0 | 544.0955 | 0 | 545.815 | 0 | 545.815 | 0.0001656 | 625.79 | 0.00074368 | 544.0955 | 1.0549 | 625.79 | -0.0011746 | 625.79 | 0.0024994 | 545.815 | 0.00015704 | 545.815 | 0.0001155 | 544.0955 | 0 | 817.3494 | 0.017792 | 817.3494 | 0.16782 | 816.6713 | 2.9764 | 817.3494 | 0.17834 | 545.815 | 1.6956
| 544.2111 | 0 | 544.2111 | 0.0056181 | 545.933 | 0 | 545.933 | 0.00018422 | 626.03 | 0.00074368 | 544.2111 | 1.0518 | 626.03 | -0.0025725 | 626.03 | -0.0088246 | 545.933 | 0.00015278 | 545.933 | 0.00014132 | 544.2111 | 0 | 817.5157 | 0.0074316 | 817.5157 | 0.13979 | 816.8378 | 2.9811 | 817.5157 | 0.17356 | 545.933 | 1.6993
| 544.3267 | 0 | 544.3267 | 0 | 546.051 | 0 | 546.051 | 0.00019023 | 626.26 | -0.011155 | 544.3267 | 1.053 | 626.26 | -0.0014076 | 626.26 | -0.0056109 | 546.051 | 0.00014744 | 546.051 | 0.00012116 | 544.3267 | 0.007281 | 817.682 | 0.015266 | 817.682 | 0.16493 | 817.0042 | 3.0668 | 817.682 | 0.1815 | 546.051 | 1.6997
| 544.4424 | 0 | 544.4424 | 0.019615 | 546.169 | 0 | 546.169 | 0.00018322 | 626.49 | -0.0081804 | 544.4424 | 1.04 | 626.49 | -0.0058343 | 626.49 | 0.00066312 | 546.169 | 0.00015064 | 546.169 | 0.0001432 | 544.4424 | 0 | 817.8483 | 0.01296 | 817.8483 | 0.11031 | 817.1707 | 3.0525 | 817.8483 | 0.17704 | 546.169 | 1.7047
| 544.558 | 0 | 544.558 | 0 | 546.2871 | 0.00024284 | 546.2871 | 0.0001684 | 626.72 | -0.0076846 | 544.558 | 1.0435 | 626.72 | -0.0049022 | 626.72 | -0.00056109 | 546.2871 | 0.00015331 | 546.2871 | 0.00015055 | 544.558 | 0.007281 | 818.0147 | 0.017426 | 818.0147 | 0.15938 | 817.3371 | 3.0427 | 818.0147 | 0.18233 | 546.2871 | 1.6982
| 544.6736 | 0.00055887 | 544.6736 | 0.010771 | 546.4051 | 0 | 546.4051 | 0.0001618 | 626.95 | 0.010659 | 544.6736 | 1.0287 | 626.95 | -0.0074648 | 626.95 | -0.010508 | 546.4051 | 0.00015082 | 546.4051 | 0.00018541 | 544.6736 | 0 | 818.181 | 0.0095183 | 818.181 | 0.10684 | 817.5036 | 3.1281 | 818.181 | 0.18036 | 546.4051 | 1.6963
| 544.7893 | 0 | 544.7893 | 0 | 546.5232 | 0.00024284 | 546.5232 | 0.00013897 | 627.18 | -0.0002479 | 544.7893 | 1.033 | 627.18 | 0.0023201 | 627.18 | 5.1009e-05 | 546.5232 | 0.00014566 | 546.5232 | 0.00018164 | 544.7893 | 0.0085786 | 818.3473 | 0.017536 | 818.3473 | 0.11293 | 817.67 | 3.1936 | 818.3473 | 0.18394 | 546.5232 | 1.692
| 544.9049 | 0 | 544.9049 | 0.0025813 | 546.6412 | 0.00053406 | 546.6412 | 0.00014878 | 627.41 | -0.035448 | 544.9049 | 1.0217 | 627.41 | -0.0023395 | 627.41 | -0.012038 | 546.6412 | 0.00016149 | 546.6412 | 0.00018711 | 544.9049 | 0 | 818.5136 | 0.013619 | 818.5136 | 0.10113 | 817.8365 | 3.1666 | 818.5136 | 0.18244 | 546.6412 | 1.6898
| 545.0206 | 0 | 545.0206 | 0 | 546.7592 | 0 | 546.7592 | 0.00014918 | 627.64 | 0.0295 | 545.0206 | 1.0105 | 627.64 | 0.0010387 | 627.64 | -0.0053048 | 546.7592 | 0.00015776 | 546.7592 | 0.00013397 | 545.0206 | 0 | 818.6799 | 0.019769 | 818.6799 | 0.1038 | 818.003 | 3.1767 | 818.6799 | 0.18244 | 546.7592 | 1.6843
| 545.1363 | 0.0028715 | 545.1363 | 0.0040997 | 546.8773 | 0 | 546.8773 | 0.00015419 | 627.87 | 0.013634 | 545.1363 | 1.0393 | 627.87 | -0.002223 | 627.87 | -0.0030095 | 546.8773 | 0.00015064 | 546.8773 | 0.00015225 | 545.1363 | 0 | 818.8463 | 0.014424 | 818.8463 | 0.081693 | 818.1694 | 3.2179 | 818.8463 | 0.18057 | 546.8773 | 1.6778
| 545.2519 | 0 | 545.2519 | 0 | 546.9954 | 0.00024284 | 546.9954 | 0.00013797 | 628.1 | 0.013138 | 545.2519 | 1.027 | 628.1 | 0.0053486 | 628.1 | 0.0083142 | 546.9954 | 0.00015438 | 546.9954 | 0.00014867 | 545.2519 | 0 | 819.0126 | 0.016474 | 819.0126 | 0.095095 | 818.3359 | 3.247 | 819.0126 | 0.17974 | 546.9954 | 1.6723
| 545.3676 | 0.0022934 | 545.3676 | 0.011559 | 547.1134 | 0.00024284 | 547.1134 | 0.00014117 | 628.33 | -0.015121 | 545.3676 | 1.0171 | 628.33 | -0.010144 | 628.33 | -0.0082122 | 547.1134 | 0.00016149 | 547.1134 | 0.00016148 | 545.3676 | 0 | 819.1789 | 0.011239 | 819.1789 | 0.0708 | 818.5024 | 3.2812 | 819.1789 | 0.17896 | 547.1134 | 1.6745
| 545.4833 | 0 | 545.4833 | 0 | 547.2315 | 0 | 547.2315 | 0.00013156 | 628.57 | -0.0061972 | 545.4833 | 1.0279 | 628.57 | -0.0087464 | 628.57 | 0.0028055 | 547.2315 | 0.00015616 | 547.2315 | 0.00013209 | 545.4833 | 0.0051184 | 819.3453 | 0.013655 | 819.3453 | 0.076941 | 818.6689 | 3.3267 | 819.3453 | 0.17818 | 547.2315 | 1.6757
| 545.599 | 0.0039122 | 545.599 | 0.016988 | 547.3495 | 0.00024284 | 547.3495 | 0.00013476 | 628.8 | -0.028507 | 545.599 | 1.0297 | 628.8 | -0.0063001 | 628.8 | 0.0046418 | 547.3495 | 0.00013001 | 547.3495 | 0.00011739 | 545.599 | 0 | 819.5116 | 0.014424 | 819.5116 | 0.069839 | 818.8353 | 3.2524 | 819.5116 | 0.17834 | 547.3495 | 1.6804
| 545.7147 | 0 | 545.7147 | 0 | 547.4676 | 0 | 547.4676 | 0.00012395 | 629.03 | -0.02702 | 545.7147 | 1.025 | 629.03 | -0.0038538 | 629.03 | 0.0038766 | 547.4676 | 0.00012663 | 547.4676 | 0.00017806 | 545.7147 | 0 | 819.678 | 0.018634 | 819.678 | 0.085484 | 819.0018 | 3.3562 | 819.678 | 0.17709 | 547.4676 | 1.6786
| 545.8303 | 0.01049 | 545.8303 | 0.0059217 | 547.5857 | 0.00024284 | 547.5857 | 0.00014037 | 629.26 | -0.010659 | 545.8303 | 1.0163 | 629.26 | 0.00010678 | 629.26 | -0.0065293 | 547.5857 | 0.00014691 | 547.5857 | 0.00015413 | 545.8303 | 0 | 819.8443 | 0.0075414 | 819.8443 | 0.086445 | 819.1683 | 3.3758 | 819.8443 | 0.17657 | 547.5857 | 1.6788
| 545.946 | 0 | 545.946 | 0 | 547.7037 | 0.00024284 | 547.7037 | 0.00015098 | 629.49 | 0.0071888 | 545.946 | 0.99305 | 629.49 | -0.0090959 | 629.49 | 0.0041827 | 547.7037 | 0.00015776 | 547.7037 | 0.00018164 | 545.946 | 0 | 820.0107 | 0.01252 | 820.0107 | 0.095095 | 819.3348 | 3.4079 | 820.0107 | 0.17491 | 547.7037 | 1.6714
| 546.0617 | 0 | 546.0617 | 0.0036442 | 547.8218 | 0.00024284 | 547.8218 | 0.0001678 | 629.72 | -0.020574 | 546.0617 | 0.99554 | 629.72 | -0.0059506 | 629.72 | -0.00607 | 547.8218 | 0.00015971 | 547.8218 | 0.00016148 | 546.0617 | 0.0051834 | 820.177 | 0.013875 | 820.177 | 0.078009 | 819.5013 | 3.4041 | 820.177 | 0.17496 | 547.8218 | 1.6672
| 546.1775 | 0 | 546.1775 | 0 | 547.9399 | 0 | 547.9399 | 0.00015939 | 629.95 | -0.016609 | 546.1775 | 1.0046 | 629.95 | 0.00022327 | 629.95 | -0.0086717 | 547.9399 | 0.0001494 | 547.9399 | 0.00017618 | 546.1775 | 0 | 820.3434 | 0.01501 | 820.3434 | 0.089542 | 819.6678 | 3.4487 | 820.3434 | 0.17356 | 547.9399 | 1.6575
| 546.2932 | 0.0049529 | 546.2932 | 0.0034924 | 548.058 | 0 | 548.058 | 0.00015419 | 630.18 | -0.00074368 | 546.2932 | 0.99526 | 630.18 | -9.7074e-06 | 630.18 | -0.0025504 | 548.058 | 0.00016558 | 548.058 | 0.00010646 | 546.2932 | 0 | 820.5097 | 0.013472 | 820.5097 | 0.081586 | 819.8343 | 3.4662 | 820.5097 | 0.17309 | 548.058 | 1.6568
| 546.4089 | 0 | 546.4089 | 0 | 548.1761 | 0.00053406 | 548.1761 | 0.00012956 | 630.41 | 0.0027268 | 546.4089 | 1.0051 | 630.41 | 0.00057274 | 630.41 | -0.0053048 | 548.1761 | 0.00015971 | 548.1761 | 7.3486e-05 | 546.4089 | 0.0020906 | 820.6761 | 0.018304 | 820.6761 | 0.095255 | 820.0009 | 3.55 | 820.6761 | 0.17076 | 548.1761 | 1.6559
| 546.5246 | 0.003681 | 546.5246 | 0.016287 | 548.2941 | 0 | 548.2941 | 0.00013717 | 630.65 | -0.0076846 | 546.5246 | 0.99888 | 630.65 | -0.01096 | 630.65 | -0.0022444 | 548.2941 | 0.00015242 | 548.2941 | 0.00012285 | 546.5246 | 0 | 820.8425 | 0.010434 | 820.8425 | 0.092478 | 820.1674 | 3.5494 | 820.8425 | 0.17076 | 548.2941 | 1.6607
| 546.6403 | 0 | 546.6403 | 0 | 548.4122 | 0.00024284 | 548.4122 | 0.00012956 | 630.88 | -0.011155 | 546.6403 | 0.99427 | 630.88 | -0.0046693 | 630.88 | 0.0011222 | 548.4122 | 0.00012432 | 548.4122 | 0.00016148 | 546.6403 | 0 | 821.0088 | 0.01717 | 821.0088 | 0.079771 | 820.3339 | 3.6381 | 821.0088 | 0.16904 | 548.4122 | 1.655
| 546.7561 | 0.0047217 | 546.7561 | 0.010508 | 548.5303 | 0.00024284 | 548.5303 | 0.0001622 | 631.11 | -0.01413 | 546.7561 | 0.99658 | 631.11 | 0.0017376 | 631.11 | -0.0030095 | 548.5303 | 0.00013997 | 548.5303 | 0.00018164 | 546.7561 | 0.0069114 | 821.1752 | 0.011898 | 821.1752 | 0.093493 | 820.5004 | 3.5367 | 821.1752 | 0.17045 | 548.5303 | 1.6563
| 546.8718 | 0 | 546.8718 | 0 | 548.6484 | 0 | 548.6484 | 0.0001646 | 631.34 | -0.010659 | 546.8718 | 0.98933 | 631.34 | 0.0018541 | 631.34 | 0.0029585 | 548.6484 | 0.00013624 | 548.6484 | 0.00012116 | 546.8718 | 0 | 821.3416 | 0.011605 | 821.3416 | 0.085217 | 820.667 | 3.6901 | 821.3416 | 0.16915 | 548.6484 | 1.6498
| 546.9876 | 0.0068217 | 546.9876 | 0.013047 | 548.7665 | 0.00024284 | 548.7665 | 0.00017521 | 631.57 | -0.0086762 | 546.9876 | 0.98924 | 631.57 | 0.00068922 | 631.57 | -0.0034686 | 548.7665 | 0.00016096 | 548.7665 | 0.00011927 | 546.9876 | 0 | 821.508 | 0.011715 | 821.508 | 0.09408 | 820.8335 | 3.6141 | 821.508 | 0.17096 | 548.7665 | 1.6564
| 547.1033 | 0 | 547.1033 | 0 | 548.8846 | 0 | 548.8846 | 0.00015379 | 631.8 | 0.044868 | 547.1033 | 0.9812 | 631.8 | 0.0015046 | 631.8 | -0.0042337 | 548.8846 | 0.00015206 | 548.8846 | 8.9879e-05 | 547.1033 | 0 | 821.6744 | 0.013472 | 821.6744 | 0.092906 | 821 | 3.7031 | 821.6744 | 0.16956 | 548.8846 | 1.6511
| 547.2191 | 0.0032185 | 547.2191 | 0.0053144 | 549.0027 | 0.00024284 | 549.0027 | 0.00016039 | 632.03 | -0.0012395 | 547.2191 | 0.96775 | 632.03 | -0.0059506 | 632.03 | -0.0013262 | 549.0027 | 0.0001702 | 549.0027 | 8.9879e-05 | 547.2191 | 0 | 821.8408 | 0.013033 | 821.8408 | 0.092585 | 821.1666 | 3.7405 | 821.8408 | 0.17231 | 549.0027 | 1.6573
| 547.3348 | 0 | 547.3348 | 0 | 549.1209 | 0.00053406 | 549.1209 | 0.00013937 | 632.26 | 0.0017352 | 547.3348 | 0.97227 | 632.26 | 0.0020871 | 632.26 | 0.0011222 | 549.1209 | 0.0001325 | 549.1209 | 7.1602e-05 | 547.3348 | 0 | 822.0072 | 0.016218 | 822.0072 | 0.077795 | 821.3331 | 3.7912 | 822.0072 | 0.17076 | 549.1209 | 1.6514
| 547.4506 | 0 | 547.4506 | 0.011559 | 549.239 | 0.00024284 | 549.239 | 0.00014397 | 632.5 | -0.021567 | 547.4506 | 0.94881 | 632.5 | -0.010144 | 632.5 | -0.007141 | 549.239 | 0.00013001 | 549.239 | 6.4253e-05 | 547.4506 | 0 | 822.1735 | 0.0096648 | 822.1735 | 0.088047 | 821.4996 | 3.7904 | 822.1735 | 0.17299 | 549.239 | 1.6511
| 547.5664 | 0 | 547.5664 | 0 | 549.3571 | 0.00024284 | 549.3571 | 0.00015298 | 632.73 | 0.002231 | 547.5664 | 0.94768 | 632.73 | 0.0033685 | 632.73 | -0.0054579 | 549.3571 | 0.0001229 | 549.3571 | 8.7995e-05 | 547.5664 | 0 | 822.34 | 0.015815 | 822.34 | 0.073417 | 821.6662 | 3.8709 | 822.34 | 0.17086 | 549.3571 | 1.6412
| 547.6821 | 0.0065643 | 547.6821 | 0.006681 | 549.4752 | 0 | 549.4752 | 0.00015939 | 632.96 | -0.0061972 | 547.6821 | 0.952 | 632.96 | -0.0065332 | 632.96 | -0.0036216 | 549.4752 | 0.00014815 | 549.4752 | 0.00011192 | 547.6821 | 0.009071 | 822.5064 | 0.01296 | 822.5064 | 0.082974 | 821.8328 | 3.9112 | 822.5064 | 0.17314 | 549.4752 | 1.6439
| 547.7979 | 0 | 547.7979 | 0 | 549.5933 | 0.00024284 | 549.5933 | 0.00017161 | 633.19 | 0.002231 | 547.7979 | 0.92633 | 633.19 | 0.0015046 | 633.19 | 0.0037236 | 549.5933 | 0.00015402 | 549.5933 | 0.00013209 | 547.7979 | 0 | 822.6728 | 0.015083 | 822.6728 | 0.075072 | 821.9993 | 3.9894 | 822.6728 | 0.17128 | 549.5933 | 1.6446
| 547.9137 | 0.0015996 | 547.9137 | 0.013835 | 549.7115 | 0 | 549.7115 | 0.00010493 | 633.42 | -0.037432 | 547.9137 | 0.95163 | 633.42 | -0.010494 | 633.42 | -0.0034686 | 549.7115 | 0.00010529 | 549.7115 | 8.0646e-05 | 547.9137 | 0 | 822.8392 | 0.010946 | 822.8392 | 0.082974 | 822.1659 | 3.9309 | 822.8392 | 0.17247 | 549.7115 | 1.6492
| 548.0295 | 0 | 548.0295 | 0 | 549.8296 | 0 | 549.8296 | 0.00029656 | 633.65 | -0.019087 | 548.0295 | 0.93889 | 633.65 | -0.005368 | 633.65 | -0.0085181 | 549.8296 | 0.00028705 | 549.8296 | 0.00025871 | 548.0295 | 0 | 823.0056 | 0.012081 | 823.0056 | 0.084096 | 822.3325 | 4.0418 | 823.0056 | 0.17548 | 549.8296 | 1.6498
| 548.1453 | 0.0049529 | 548.1453 | 0.018652 | 549.9477 | 0.00053406 | 549.9477 | 0.00023408 | 633.88 | 0.025036 | 548.1453 | 0.91839 | 633.88 | 0.0056981 | 633.88 | 0.0081613 | 549.9477 | 0.00023779 | 549.9477 | 0.00022385 | 548.1453 | 0.049777 | 823.172 | 0.014241 | 823.172 | 0.073417 | 822.499 | 4.1637 | 823.172 | 0.1773 | 549.9477 | 1.6464
| 548.2611 | 0 | 548.2611 | 0 | 550.0658 | 0 | 550.0658 | 0.00045835 | 634.11 | -0.0076846 | 548.2611 | 0.9166 | 634.11 | -9.7074e-06 | 634.11 | -0.0056109 | 550.0658 | 0.000477 | 550.0658 | 0.0004477 | 548.2611 | 0 | 823.3384 | 0.016328 | 823.3384 | 0.084309 | 822.6656 | 4.2122 | 823.3384 | 0.18259 | 550.0658 | 1.6477
| 548.3769 | 0.0027559 | 548.3769 | 0.012434 | 550.184 | 0.00082547 | 550.184 | 0.00022647 | 634.35 | -0.0052058 | 548.3769 | 0.89568 | 634.35 | -0.0035044 | 634.35 | -0.0051518 | 550.184 | 0.00024686 | 550.184 | 0.00022385 | 548.3769 | 0.014686 | 823.5049 | 0.015193 | 823.5049 | 0.072189 | 822.8322 | 4.2518 | 823.5049 | 0.18015 | 550.184 | 1.6433
| 548.4927 | 0 | 548.4927 | 0 | 550.3021 | 0 | 550.3021 | 0.00043252 | 634.58 | -0.011651 | 548.4927 | 0.89121 | 634.58 | -0.0011746 | 634.58 | -0.0085181 | 550.3021 | 0.00046829 | 550.3021 | 0.0004477 | 548.4927 | 0 | 823.6713 | 0.017023 | 823.6713 | 0.085804 | 822.9988 | 4.308 | 823.6713 | 0.18529 | 550.3021 | 1.6494
| 548.6085 | 0.0019465 | 548.6085 | 0.014448 | 550.4203 | 0.00053406 | 550.4203 | 0.00020925 | 634.81 | 0.022062 | 548.6085 | 0.88717 | 634.81 | 0.0013882 | 634.81 | 0.0015813 | 550.4203 | 0.00022943 | 550.4203 | 0.00022385 | 548.6085 | 0.013822 | 823.8377 | 0.013289 | 823.8377 | 0.072936 | 823.1654 | 4.3083 | 823.8377 | 0.18187 | 550.4203 | 1.6497
| 548.7243 | 0 | 548.7243 | 0 | 550.5384 | 0 | 550.5384 | 0.00046196 | 635.04 | -0.021567 | 548.7243 | 0.88105 | 635.04 | -0.00035917 | 635.04 | -0.0092835 | 550.5384 | 0.00045015 | 550.5384 | 0.00048067 | 548.7243 | 0 | 824.0042 | 0.011678 | 824.0042 | 0.084683 | 823.332 | 4.3504 | 824.0042 | 0.18747 | 550.5384 | 1.6522
| 548.8402 | 0.0068217 | 548.8402 | 0.010946 | 550.6566 | 0.00053406 | 550.6566 | 0.00025591 | 635.27 | 0.018096 | 548.8402 | 0.8701 | 635.27 | -0.00047565 | 635.27 | 0.0023464 | 550.6566 | 0.00022818 | 550.6566 | 0.00026059 | 548.8402 | 0.035489 | 824.1706 | 0.013435 | 824.1706 | 0.079984 | 823.4986 | 4.4039 | 824.1706 | 0.18509 | 550.6566 | 1.6421
| 548.956 | 0 | 548.956 | 0 | 550.7747 | 0 | 550.7747 | 0.00047778 | 635.5 | -0.016609 | 548.956 | 0.85477 | 635.5 | -0.0029219 | 635.5 | -0.0068351 | 550.7747 | 0.00047629 | 550.7747 | 0.00048444 | 548.956 | 0 | 824.337 | 0.018378 | 824.337 | 0.085964 | 823.6652 | 4.4784 | 824.337 | 0.191 | 550.7747 | 1.6401
| 549.0719 | 0.0039122 | 549.0719 | 0.0088442 | 550.8929 | 0.00053406 | 550.8929 | 0.00022327 | 635.73 | -0.009172 | 549.0719 | 0.83672 | 635.73 | 0.0081444 | 635.73 | -0.0023974 | 550.8929 | 0.00025308 | 550.8929 | 0.00022743 | 549.0719 | 0.029728 | 824.5035 | 0.011898 | 824.5035 | 0.077261 | 823.8318 | 4.5567 | 824.5035 | 0.18763 | 550.8929 | 1.6394
| 549.1877 | 0 | 549.1877 | 0 | 551.011 | 0 | 551.011 | 0.00042752 | 635.96 | -0.051313 | 549.1877 | 0.83197 | 635.96 | -0.0040868 | 635.96 | 0.0011222 | 551.011 | 0.00047078 | 551.011 | 0.00043677 | 549.1877 | 0 | 824.6699 | 0.015815 | 824.6699 | 0.084683 | 823.9984 | 4.5744 | 824.6699 | 0.19235 | 551.011 | 1.6496
| 549.3035 | 0.0048373 | 549.3035 | 0.011821 | 551.1292 | 0.00053406 | 551.1292 | 0.00020645 | 636.2 | 0.012147 | 549.3035 | 0.8087 | 636.2 | -0.0018735 | 636.2 | 0.0024994 | 551.1292 | 0.00021769 | 551.1292 | 0.00021292 | 549.3035 | 0.010367 | 824.8364 | 0.012447 | 824.8364 | 0.07331 | 824.165 | 4.6232 | 824.8364 | 0.18872 | 551.1292 | 1.6516
| 549.4194 | 0 | 549.4194 | 0 | 551.2474 | 0 | 551.2474 | 0.00044814 | 636.43 | -0.0081804 | 549.4194 | 0.80578 | 636.43 | -0.0021065 | 636.43 | 0.0017343 | 551.2474 | 0.00045637 | 551.2474 | 0.0004477 | 549.4194 | 0 | 825.0029 | 0.0083102 | 825.0029 | 0.085217 | 824.3316 | 4.7001 | 825.0029 | 0.19396 | 551.2474 | 1.6542
| 549.5353 | 0.0068217 | 549.5353 | 0.014273 | 551.3655 | 0.00053406 | 551.3655 | 0.00024389 | 636.66 | 0.03049 | 549.5353 | 0.78679 | 636.66 | 0.0026695 | 636.66 | 0.0041827 | 551.3655 | 0.0002401 | 551.3655 | 0.00024947 | 549.5353 | 0.049317 | 825.1693 | 0.015632 | 825.1693 | 0.077368 | 824.4982 | 4.7758 | 825.1693 | 0.19235 | 551.3655 | 1.6527
| 549.6511 | 0 | 549.6511 | 0 | 551.4837 | 0 | 551.4837 | 0.0005008 | 636.89 | -0.002231 | 549.6511 | 0.78899 | 636.89 | 0.002553 | 636.89 | 0.0018873 | 551.4837 | 0.00048394 | 551.4837 | 0.00049537 | 549.6511 | 0 | 825.3358 | 0.014497 | 825.3358 | 0.086712 | 824.6648 | 4.7796 | 825.3358 | 0.19781 | 551.4837 | 1.651
| 549.767 | 0.00032764 | 549.767 | 0.010333 | 551.6019 | 0.00082547 | 551.6019 | 0.00026052 | 637.12 | 0.0052058 | 549.767 | 0.78199 | 637.12 | -0.0049022 | 637.12 | -0.0082122 | 551.6019 | 0.00024633 | 551.6019 | 0.00026059 | 549.767 | 0.043555 | 825.5023 | 0.025333 | 825.5023 | 0.078382 | 824.8315 | 4.8405 | 825.5023 | 0.19588 | 551.6019 | 1.6452
| 549.8829 | 0 | 549.8829 | 0 | 551.7201 | 0 | 551.7201 | 0.00048719 | 637.35 | -0.015617 | 549.8829 | 0.76426 | 637.35 | -0.0081638 | 637.35 | -0.0023974 | 551.7201 | 0.00046455 | 551.7201 | 0.0004477 | 549.8829 | 0 | 825.6687 | 0.011861 | 825.6687 | 0.086071 | 824.9981 | 4.9022 | 825.6687 | 0.19936 | 551.7201 | 1.6418
| 549.9987 | 0.0026402 | 549.9987 | 0.013485 | 551.8382 | 0.00082547 | 551.8382 | 0.00022928 | 637.58 | -0.0076846 | 549.9987 | 0.77254 | 637.58 | -0.0035044 | 637.58 | -0.0043867 | 551.8382 | 0.0002257 | 551.8382 | 0.00020557 | 549.9987 | 0.0012958 | 825.8352 | 0.017499 | 825.8352 | 0.080572 | 825.1647 | 5.0267 | 825.8352 | 0.19786 | 551.8382 | 1.6396
| 550.1146 | 0 | 550.1146 | 0 | 551.9564 | 0 | 551.9564 | 0.00046256 | 637.82 | -0.012642 | 550.1146 | 0.75025 | 637.82 | -0.0047858 | 637.82 | -0.0020913 | 551.9564 | 0.00045139 | 551.9564 | 0.00042942 | 550.1146 | 0 | 826.0017 | 0.011605 | 826.0017 | 0.087086 | 825.3314 | 4.9789 | 826.0017 | 0.20222 | 551.9564 | 1.6394
| 550.2305 | 0.0095891 | 550.2305 | 0.0089317 | 552.0746 | 0.00053406 | 552.0746 | 0.00023588 | 638.05 | 0.024045 | 550.2305 | 0.75011 | 638.05 | 0.0015046 | 638.05 | -0.0046928 | 552.0746 | 0.00023352 | 552.0746 | 0.00022743 | 550.2305 | 0.029037 | 826.1682 | 0.015522 | 826.1682 | 0.078115 | 825.498 | 5.1025 | 826.1682 | 0.20227 | 552.0746 | 1.6357
| 550.3464 | 0 | 550.3464 | 0 | 552.1928 | 0 | 552.1928 | 0.00048118 | 638.28 | -0.0057014 | 550.3464 | 0.74184 | 638.28 | -0.005368 | 638.28 | -0.0066822 | 552.1928 | 0.00044979 | 552.1928 | 0.00041472 | 550.3464 | 0 | 826.3347 | 0.014241 | 826.3347 | 0.083188 | 825.6647 | 5.1169 | 826.3347 | 0.20663 | 552.1928 | 1.6377
| 550.4623 | 0 | 550.4623 | 0.013222 | 552.311 | 0.00053406 | 552.311 | 0.0002465 | 638.51 | 0.012642 | 550.4623 | 0.75063 | 638.51 | 0.0026695 | 638.51 | -0.0085181 | 552.311 | 0.00022285 | 552.311 | 0.00019088 | 550.4623 | 0.014686 | 826.5011 | 0.010873 | 826.5011 | 0.079504 | 825.8313 | 5.2029 | 826.5011 | 0.20689 | 552.311 | 1.6411
| 550.5782 | 0 | 550.5782 | 0 | 552.4292 | 0 | 552.4292 | 0.0005006 | 638.74 | -0.015617 | 550.5782 | 0.71997 | 638.74 | -0.0065332 | 638.74 | 0.0046418 | 552.4292 | 0.00045388 | 552.4292 | 0.00041472 | 550.5782 | 0 | 826.6676 | 0.013911 | 826.6676 | 0.08511 | 825.998 | 5.2133 | 826.6676 | 0.20985 | 552.4292 | 1.6474
| 550.6941 | 0.0034497 | 550.6941 | 0.0071365 | 552.5474 | 0.00053406 | 552.5474 | 0.00025491 | 638.97 | -0.0002479 | 550.6941 | 0.73902 | 638.97 | 0.0038344 | 638.97 | -0.0051518 | 552.5474 | 0.00023263 | 552.5474 | 0.00022385 | 550.6941 | 0.038946 | 826.8341 | 0.011056 | 826.8341 | 0.080625 | 826.1646 | 5.2778 | 826.8341 | 0.21047 | 552.5474 | 1.6444
| 550.81 | 0 | 550.81 | 0 | 552.6656 | 0 | 552.6656 | 0.00049039 | 639.21 | -0.033961 | 550.81 | 0.73276 | 639.21 | -0.012474 | 639.21 | 0.0075495 | 552.6656 | 0.00047078 | 552.6656 | 0.00042565 | 550.81 | 0 | 827.0006 | 0.010653 | 827.0006 | 0.085804 | 826.3313 | 5.355 | 827.0006 | 0.21328 | 552.6656 | 1.645
| 550.926 | 0 | 550.926 | 0.016112 | 552.7838 | 0.00082547 | 552.7838 | 0.00023588 | 639.44 | -0.010164 | 550.926 | 0.72726 | 639.44 | 0.00057274 | 639.44 | 0.0038766 | 552.7838 | 0.00024063 | 552.7838 | 0.0002018 | 550.926 | 0.0030237 | 827.1671 | 0.015083 | 827.1671 | 0.07913 | 826.498 | 5.396 | 827.1671 | 0.21447 | 552.7838 | 1.6424
| 551.0419 | 0 | 551.0419 | 0 | 552.902 | 0 | 552.902 | 0.00048619 | 639.67 | -0.019583 | 551.0419 | 0.71941 | 639.67 | -0.00024269 | 639.67 | -0.0086717 | 552.902 | 0.00045637 | 552.902 | 0.00038156 | 551.0419 | 0 | 827.3336 | 0.014753 | 827.3336 | 0.079397 | 826.6646 | 5.4292 | 827.3336 | 0.21665 | 552.902 | 1.6507
| 551.1578 | 0.0014839 | 551.1578 | 0.0056181 | 553.0202 | 0.00053406 | 553.0202 | 0.00025831 | 639.9 | 0.009172 | 551.1578 | 0.73196 | 639.9 | 0.003485 | 639.9 | 0.0020403 | 553.0202 | 0.00021894 | 553.0202 | 0.00017976 | 551.1578 | 0.029267 | 827.5001 | 0.015705 | 827.5001 | 0.080358 | 826.8313 | 5.473 | 827.5001 | 0.21826 | 553.0202 | 1.65
| 551.2738 | 0 | 551.2738 | 0 | 553.1385 | 0 | 553.1385 | 0.00047698 | 640.13 | -0.027516 | 551.2738 | 0.71932 | 640.13 | -0.0011746 | 640.13 | 0.0029585 | 553.1385 | 0.00045352 | 553.1385 | 0.00040361 | 551.2738 | 0 | 827.6667 | 0.014351 | 827.6667 | 0.084736 | 826.998 | 5.623 | 827.6667 | 0.22039 | 553.1385 | 1.6534
| 551.3897 | 0.0035653 | 551.3897 | 0.0025813 | 553.2567 | 0.00024284 | 553.2567 | 0.00022707 | 640.36 | -0.017104 | 551.3897 | 0.68245 | 640.36 | -0.0042033 | 640.36 | -0.0036216 | 553.2567 | 0.00023779 | 553.2567 | 0.00022385 | 551.3897 | 0.027193 | 827.8332 | 0.013875 | 827.8332 | 0.07913 | 827.1647 | 5.5502 | 827.8332 | 0.22221 | 553.2567 | 1.643
| 551.5057 | 0 | 551.5057 | 0 | 553.3749 | 0 | 553.3749 | 0.00046857 | 640.59 | -0.006693 | 551.5057 | 0.68579 | 640.59 | -0.0035044 | 640.59 | -0.012497 | 553.3749 | 0.0004754 | 553.3749 | 0.0004477 | 551.5057 | 0 | 827.9997 | 0.013033 | 827.9997 | 0.078863 | 827.3314 | 5.5941 | 827.9997 | 0.22434 | 553.3749 | 1.6422
| 551.6216 | 0.0055311 | 551.6216 | 0.014011 | 553.4931 | 0.00082547 | 553.4931 | 0.00025411 | 640.83 | 0.006693 | 551.6216 | 0.68979 | 640.83 | -0.001757 | 640.83 | 0.0090795 | 553.4931 | 0.00024135 | 553.4931 | 0.00022385 | 551.6216 | 0.030189 | 828.1662 | 0.016913 | 828.1662 | 0.077101 | 827.4981 | 5.6469 | 828.1662 | 0.22688 | 553.4931 | 1.6363
| 551.7376 | 0 | 551.7376 | 0 | 553.6113 | 0 | 553.6113 | 0.00048679 | 641.06 | -0.0002479 | 551.7376 | 0.67709 | 641.06 | -0.0060669 | 641.06 | -0.00056109 | 553.6113 | 0.00047078 | 553.6113 | 0.0004477 | 551.7376 | 0 | 828.3328 | 0.013106 | 828.3328 | 0.079397 | 827.6648 | 5.6411 | 828.3328 | 0.22844 | 553.6113 | 1.6372
| 551.8535 | 0.0037966 | 551.8535 | 0.0065292 | 553.7296 | 0.00053406 | 553.7296 | 0.00023769 | 641.29 | -0.0071888 | 551.8535 | 0.65495 | 641.29 | -0.0023395 | 641.29 | 0.0012752 | 553.7296 | 0.00023263 | 553.7296 | 0.00022385 | 551.8535 | 0.013391 | 828.4993 | 0.013619 | 828.4993 | 0.067116 | 827.8315 | 5.7137 | 828.4993 | 0.2301 | 553.7296 | 1.6337
| 551.9695 | 0 | 551.9695 | 0 | 553.8478 | 0 | 553.8478 | 0.00048519 | 641.52 | -0.0012395 | 551.9695 | 0.67244 | 641.52 | 0.0066302 | 641.52 | 0.0029585 | 553.8478 | 0.00045228 | 553.8478 | 0.00051384 | 551.9695 | 0 | 828.6658 | 0.0087495 | 828.6658 | 0.077795 | 827.9982 | 5.7756 | 828.6658 | 0.23155 | 553.8478 | 1.6398
| 552.0855 | 0.0018309 | 552.0855 | 0.013835 | 553.966 | 0.00053406 | 553.966 | 0.00025451 | 641.75 | -0.00074368 | 552.0855 | 0.6691 | 641.75 | 0.0022036 | 641.75 | -0.0036216 | 553.966 | 0.00022481 | 553.966 | 0.00028999 | 552.0855 | 0.019438 | 828.8324 | 0.010946 | 828.8324 | 0.077368 | 828.1649 | 5.8219 | 828.8324 | 0.23659 | 553.966 | 1.6397
| 552.2015 | 0 | 552.2015 | 0 | 554.0843 | 0 | 554.0843 | 0.00049219 | 641.98 | -0.015617 | 552.2015 | 0.66525 | 641.98 | -0.0074648 | 641.98 | 0.012446 | 554.0843 | 0.00044143 | 554.0843 | 0.00052477 | 552.2015 | 0 | 828.9989 | 0.015083 | 828.9989 | 0.081479 | 828.3316 | 5.7914 | 828.9989 | 0.24074 | 554.0843 | 1.6437
| 552.3174 | 0.0084306 | 552.3174 | 0.014098 | 554.2025 | 0.00053406 | 554.2025 | 0.00024049 | 642.22 | -0.011155 | 552.3174 | 0.66525 | 642.22 | 0.0080281 | 642.22 | 0.0032646 | 554.2025 | 0.00021911 | 554.2025 | 0.00023478 | 552.3174 | 0.012959 | 829.1654 | 0.017938 | 829.1654 | 0.065461 | 828.4983 | 5.8573 | 829.1654 | 0.24635 | 554.2025 | 1.644
| 552.4334 | 0 | 552.4334 | 0 | 554.3208 | 0 | 554.3208 | 0.00047517 | 642.45 | -0.011651 | 552.4334 | 0.64216 | 642.45 | -0.01096 | 642.45 | -0.0085181 | 554.3208 | 0.00045744 | 554.3208 | 0.0004477 | 552.4334 | 0 | 829.332 | 0.016804 | 829.332 | 0.077154 | 828.665 | 5.8904 | 829.332 | 0.24853 | 554.3208 | 1.6517
| 552.5494 | 0.0061092 | 552.5494 | 0.009282 | 554.439 | 0.00082547 | 554.439 | 0.00023789 | 642.68 | -0.0002479 | 552.5494 | 0.61734 | 642.68 | 0.0047664 | 642.68 | 0.00081613 | 554.439 | 0.00024348 | 554.439 | 0.00021292 | 552.5494 | 0.022893 | 829.4985 | 0.01706 | 829.4985 | 0.077742 | 828.8317 | 5.9784 | 829.4985 | 0.25076 | 554.439 | 1.6525
| 552.6654 | 0 | 552.6654 | 0 | 554.5573 | 0 | 554.5573 | 0.0005008 | 642.91 | 0.012642 | 552.6654 | 0.62039 | 642.91 | -0.0071154 | 642.91 | -0.0063763 | 554.5573 | 0.00047985 | 554.5573 | 0.00045863 | 552.6654 | 0 | 829.6651 | 0.0093353 | 829.6651 | 0.070694 | 828.9985 | 5.9115 | 829.6651 | 0.25055 | 554.5573 | 1.6531
| 552.7814 | 0.0026402 | 552.7814 | 0.0051626 | 554.6755 | 0.00024284 | 554.6755 | 0.00026612 | 643.14 | -0.0076846 | 552.7814 | 0.62077 | 643.14 | 0.006397 | 643.14 | -0.0080593 | 554.6755 | 0.00023974 | 554.6755 | 0.0002459 | 552.7814 | 0.039638 | 829.8316 | 0.015412 | 829.8316 | 0.065247 | 829.1652 | 5.9997 | 829.8316 | 0.25133 | 554.6755 | 1.6478
| 552.8975 | 0 | 552.8975 | 0 | 554.7938 | 0 | 554.7938 | 0.0004978 | 643.37 | -0.0042142 | 552.8975 | 0.60732 | 643.37 | -0.0089791 | 643.37 | -0.0007141 | 554.7938 | 0.00049763 | 554.7938 | 0.00048067 | 552.8975 | 0 | 829.9982 | 0.01036 | 829.9982 | 0.063058 | 829.3319 | 6.0587 | 829.9982 | 0.25087 | 554.7938 | 1.6509
| 553.0135 | 0.0072722 | 553.0135 | 0.011997 | 554.9121 | 0.00082547 | 554.9121 | 0.00023689 | 643.61 | -0.012642 | 553.0135 | 0.59528 | 643.61 | 0.00045625 | 643.61 | 0.0034176 | 554.9121 | 0.00026251 | 554.9121 | 0.00023478 | 553.0135 | 0.041942 | 830.1648 | 0.015632 | 830.1648 | 0.06749 | 829.4986 | 6.0874 | 830.1648 | 0.25216 | 554.9121 | 1.6491
| 553.1295 | 0 | 553.1295 | 0 | 555.0303 | 0 | 555.0303 | 0.00046156 | 643.84 | -0.013138 | 553.1295 | 0.58673 | 643.84 | 0.00092222 | 643.84 | -0.0042337 | 555.0303 | 0.00049319 | 555.0303 | 0.0004477 | 553.1295 | 0 | 830.3314 | 0.011385 | 830.3314 | 0.062898 | 829.6654 | 6.0084 | 830.3314 | 0.25414 | 555.0303 | 1.6539
| 553.2455 | 0.002409 | 553.2455 | 0.010508 | 555.1486 | 0.00053406 | 555.1486 | 0.00023068 | 644.07 | -0.009172 | 553.2455 | 0.61306 | 644.07 | -0.0097949 | 644.07 | -0.0054579 | 555.1486 | 0.00023281 | 555.1486 | 0.00021292 | 553.2455 | 0.027193 | 830.4979 | 0.016108 | 830.4979 | 0.053608 | 829.8321 | 6.1047 | 830.4979 | 0.25725 | 555.1486 | 1.655
| 553.3615 | 0 | 553.3615 | 0 | 555.2669 | 0 | 555.2669 | 0.00047237 | 644.3 | -0.009172 | 553.3615 | 0.59825 | 644.3 | -0.0066496 | 644.3 | -0.0017853 | 555.2669 | 0.00046366 | 555.2669 | 0.00046974 | 553.3615 | 0 | 830.6645 | 0.0098844 | 830.6645 | 0.067223 | 829.9989 | 6.0353 | 830.6645 | 0.25876 | 555.2669 | 1.6562
| 553.4776 | 0.0034497 | 553.4776 | 0.016725 | 555.3851 | 0.00053406 | 555.3851 | 0.0002457 | 644.53 | 0.013138 | 553.4776 | 0.61334 | 644.53 | -0.0044363 | 644.53 | 0.0047948 | 555.3851 | 0.00023601 | 555.3851 | 0.00025682 | 553.4776 | 0.052773 | 830.8311 | 0.018268 | 830.8311 | 0.072189 | 830.1656 | 6.1465 | 830.8311 | 0.25886 | 555.3851 | 1.6545
| 553.5936 | 0 | 553.5936 | 0 | 555.5034 | 0 | 555.5034 | 0.00050541 | 644.76 | -0.00074368 | 553.5936 | 0.58409 | 644.76 | -0.00024269 | 644.76 | 0.0037236 | 555.5034 | 0.00044837 | 555.5034 | 0.00045863 | 553.5936 | 0 | 830.9977 | 0.010983 | 830.9977 | 0.05003 | 830.3324 | 6.1005 | 830.9977 | 0.25876 | 555.5034 | 1.6566
| 553.7097 | 0.0032185 | 553.7097 | 0.0028849 | 555.6217 | 0.0011167 | 555.6217 | 0.00026352 | 645 | 0.006693 | 553.7097 | 0.58677 | 645 | -0.0021065 | 645 | 0.010916 | 555.6217 | 0.00021734 | 555.6217 | 0.00020557 | 553.7097 | 0 | 831.1642 | 0.019842 | 831.1642 | 0.056224 | 830.4992 | 6.0732 | 831.1642 | 0.25902 | 555.6217 | 1.6606
| 553.8257 | 0 | 553.8257 | 0 | 555.74 | 0 | 555.74 | 0.00047918 | 645.23 | -0.022558 | 553.8257 | 0.57793 | 645.23 | -0.0010581 | 645.23 | 0.0044887 | 555.74 | 0.00044677 | 555.74 | 0.00041831 | 553.8257 | 0 | 831.3308 | 0.015522 | 831.3308 | 0.04373 | 830.6659 | 6.1656 | 831.3308 | 0.26031 | 555.74 | 1.675
| 553.9418 | 0.0084306 | 553.9418 | 0.0060736 | 555.8583 | 0.00082547 | 555.8583 | 0.00021826 | 645.46 | 0.0052058 | 553.9418 | 0.58518 | 645.46 | -0.002223 | 645.46 | 0.0031115 | 555.8583 | 0.00023512 | 555.8583 | 0.00022027 | 553.9418 | 0.030189 | 831.4974 | 0.015193 | 831.4974 | 0.047521 | 830.8327 | 6.1567 | 831.4974 | 0.26198 | 555.8583 | 1.679
| 554.0579 | 0 | 554.0579 | 0 | 555.9765 | 0 | 555.9765 | 0.00047517 | 645.69 | -0.012147 | 554.0579 | 0.56844 | 645.69 | -0.0095617 | 645.69 | -0.00010202 | 555.9765 | 0.00044926 | 555.9765 | 0.00040738 | 554.0579 | 0 | 831.664 | 0.01252 | 831.664 | 0.056117 | 830.9995 | 6.1487 | 831.664 | 0.26426 | 555.9765 | 1.69
| 554.1739 | 0.013193 | 554.1739 | 0.0053144 | 556.0948 | 0.0011167 | 556.0948 | 0.00025911 | 645.92 | 0.0081804 | 554.1739 | 0.55955 | 645.92 | -0.0039703 | 645.92 | -0.0030095 | 556.0948 | 0.00021822 | 556.0948 | 0.00019992 | 554.1739 | 0.041942 | 831.8306 | 0.011202 | 831.8306 | 0.05302 | 831.1662 | 6.1731 | 831.8306 | 0.26551 | 556.0948 | 1.6854
| 554.29 | 0 | 554.29 | 0 | 556.2131 | 0 | 556.2131 | 0.0004988 | 646.16 | -0.011155 | 554.29 | 0.58005 | 646.16 | 0.0032519 | 646.16 | -0.0085181 | 556.2131 | 0.0004521 | 556.2131 | 0.00039814 | 554.29 | 0 | 831.9972 | 0.014607 | 831.9972 | 0.057345 | 831.333 | 6.145 | 831.9972 | 0.26727 | 556.2131 | 1.6847
| 554.4061 | 0.0022934 | 554.4061 | 0.0034924 | 556.3314 | 0.00082547 | 556.3314 | 0.00023969 | 646.39 | -0.012642 | 554.4061 | 0.56609 | 646.39 | -0.0031549 | 646.39 | -0.00086717 | 556.3314 | 0.00023761 | 556.3314 | 0.00020727 | 554.4061 | 0.030189 | 832.1638 | 0.014314 | 832.1638 | 0.05585 | 831.4998 | 6.1945 | 832.1638 | 0.26795 | 556.3314 | 1.6725
| 554.5222 | 0 | 554.5222 | 0 | 556.4497 | 0 | 556.4497 | 0.00050902 | 646.62 | 0.010164 | 554.5222 | 0.55833 | 646.62 | -0.0043198 | 646.62 | -0.011273 | 556.4497 | 0.00045548 | 556.4497 | 0.00039268 | 554.5222 | 0 | 832.3304 | 0.0079808 | 832.3304 | 0.04421 | 831.6666 | 6.2122 | 832.3304 | 0.26961 | 556.4497 | 1.6688
| 554.6383 | 0.011327 | 554.6383 | 0.014011 | 556.568 | 0.00024284 | 556.568 | 0.00027053 | 646.85 | -0.031481 | 554.6383 | 0.56101 | 646.85 | -0.0042033 | 646.85 | -0.010661 | 556.568 | 0.00022072 | 556.568 | 0.00019445 | 554.6383 | 0.033646 | 832.497 | 0.016291 | 832.497 | 0.051472 | 831.8334 | 6.2427 | 832.497 | 0.26987 | 556.568 | 1.668
| 554.7544 | 0 | 554.7544 | 0 | 556.6863 | 0 | 556.6863 | 0.00051662 | 647.08 | -0.020079 | 554.7544 | 0.5335 | 647.08 | -0.012008 | 647.08 | -0.011579 | 556.6863 | 0.00043147 | 556.6863 | 0.00039626 | 554.7544 | 0 | 832.6636 | 0.013838 | 832.6636 | 0.043356 | 832.0002 | 6.2403 | 832.6636 | 0.2722 | 556.6863 | 1.668
| 554.8705 | 0.0020621 | 554.8705 | 0.010946 | 556.8047 | 0.00082547 | 556.8047 | 0.0002475 | 647.31 | -0.016113 | 554.8705 | 0.53712 | 647.31 | 0.002786 | 647.31 | 0.0051009 | 556.8047 | 0.000212 | 556.8047 | 0.00020557 | 554.8705 | 0.015118 | 832.8303 | 0.014241 | 832.8303 | 0.040259 | 832.167 | 6.2499 | 832.8303 | 0.27376 | 556.8047 | 1.6657
| 554.9866 | 0 | 554.9866 | 0 | 556.923 | 0 | 556.923 | 0.00048999 | 647.55 | -0.028012 | 554.9866 | 0.54535 | 647.55 | -0.0044363 | 647.55 | -0.010813 | 556.923 | 0.00044837 | 556.923 | 0.00041472 | 554.9866 | 0 | 832.9969 | 0.013728 | 832.9969 | 0.05286 | 832.3338 | 6.2966 | 832.9969 | 0.27672 | 556.923 | 1.665
| 555.1027 | 0.0063405 | 555.1027 | 0.0031887 | 557.0413 | 0.00024284 | 557.0413 | 0.0002475 | 647.78 | 0.020079 | 555.1027 | 0.52725 | 647.78 | -0.0051353 | 647.78 | 0.014436 | 557.0413 | 0.0002369 | 557.0413 | 0.00021292 | 555.1027 | 0.03595 | 833.1635 | 0.016474 | 833.1635 | 0.063379 | 832.5006 | 6.3324 | 833.1635 | 0.27698 | 557.0413 | 1.6659
| 555.2188 | 0 | 555.2188 | 0 | 557.1596 | 0 | 557.1596 | 0.00047377 | 648.01 | -0.034222 | 555.2188 | 0.54432 | 648.01 | -0.0012822 | 648.01 | -0.002989 | 557.1596 | 0.00045637 | 557.1596 | 0.00041472 | 555.2188 | 0 | 833.3302 | 0.0078709 | 833.3302 | 0.047894 | 832.6674 | 6.3247 | 833.3302 | 0.27823 | 557.1596 | 1.6733
| 555.335 | 0 | 555.335 | 0.013047 | 557.2779 | 0.0011167 | 557.2779 | 0.00023448 | 648.24 | 0.0037537 | 555.335 | 0.5327 | 648.24 | -0.0021265 | 648.24 | 0.0011329 | 557.2779 | 0.00022072 | 557.2779 | 0.0002018 | 555.335 | 0.033646 | 833.4968 | 0.011898 | 833.4968 | 0.048268 | 832.8342 | 6.4345 | 833.4968 | 0.27719 | 557.2779 | 1.6755
| 555.4511 | 0 | 555.4511 | 0 | 557.3963 | 0 | 557.3963 | 0.00047497 | 648.47 | -0.022185 | 555.4511 | 0.51456 | 648.47 | -0.0084433 | 648.47 | -0.0067189 | 557.3963 | 0.00044712 | 557.3963 | 0.0004477 | 555.4511 | 0 | 833.6634 | 0.01252 | 833.6634 | 0.043356 | 833.001 | 6.4112 | 833.6634 | 0.27791 | 557.3963 | 1.6812
| 555.5672 | 0.0047217 | 555.5672 | 0.015762 | 557.5146 | 0.00082547 | 557.5146 | 0.0002485 | 648.71 | -0.0027236 | 555.5672 | 0.52325 | 648.71 | 0.0059241 | 648.71 | 0.0011209 | 557.5146 | 0.00022765 | 557.5146 | 0.0002459 | 555.5672 | 0.0086391 | 833.8301 | 0.011568 | 833.8301 | 0.054729 | 833.1679 | 6.3941 | 833.8301 | 0.27703 | 557.5146 | 1.6862
| 555.6834 | 0 | 555.6834 | 0 | 557.6329 | 0 | 557.6329 | 0.00049239 | 648.94 | -0.028618 | 555.6834 | 0.51653 | 648.94 | -0.0046873 | 648.94 | 0.00066567 | 557.6329 | 0.00044517 | 557.6329 | 0.00051384 | 555.6834 | 0 | 833.9967 | 0.010873 | 833.9967 | 0.039138 | 833.3347 | 6.3532 | 833.9967 | 0.27895 | 557.6329 | 1.6931
| 555.7995 | 0.0020621 | 555.7995 | 0.016813 | 557.7513 | 0.00082547 | 557.7513 | 0.0002485 | 649.17 | -0.0012448 | 555.7995 | 0.50684 | 649.17 | -0.0032854 | 649.17 | 0.00081961 | 557.7513 | 0.00021947 | 557.7513 | 0.00026794 | 555.7995 | 0.031572 | 834.1633 | 0.017426 | 834.1633 | 0.041327 | 833.5015 | 6.4101 | 834.1633 | 0.27968 | 557.7513 | 1.6964
| 555.9157 | 0 | 555.9157 | 0 | 557.8696 | 0 | 557.8696 | 0.00047778 | 649.4 | 0.00024705 | 555.9157 | 0.47915 | 649.4 | -0.0073234 | 649.4 | -0.00055917 | 557.8696 | 0.00041653 | 557.8696 | 0.00045863 | 555.9157 | 0 | 834.33 | 0.014607 | 834.33 | 0.041754 | 833.6684 | 6.4313 | 834.33 | 0.28202 | 557.8696 | 1.6981
| 556.0318 | 0.0048373 | 556.0318 | 0.0071365 | 557.9879 | 0.00082547 | 557.9879 | 0.00022928 | 649.63 | -0.014615 | 556.0318 | 0.48747 | 649.63 | 0.0034823 | 649.63 | 0.011978 | 557.9879 | 0.00019831 | 557.9879 | 0.00019088 | 556.0318 | 0.02203 | 834.4966 | 0.015266 | 834.4966 | 0.039832 | 833.8352 | 6.4678 | 834.4966 | 0.28269 | 557.9879 | 1.6943
| 556.148 | 0 | 556.148 | 0 | 558.1063 | 0 | 558.1063 | 0.00047738 | 649.87 | -0.0027462 | 556.148 | 0.48489 | 649.87 | -0.0013003 | 649.87 | -0.011661 | 558.1063 | 0.00040906 | 558.1063 | 0.00037063 | 556.148 | 0 | 834.6633 | 0.012118 | 834.6633 | 0.028245 | 834.002 | 6.4622 | 834.6633 | 0.28477 | 558.1063 | 1.6939
| 556.2642 | 0.0061092 | 556.2642 | 0.011121 | 558.2246 | 0.00082547 | 558.2246 | 0.0002517 | 650.1 | -0.0037103 | 556.2642 | 0.47854 | 650.1 | -0.001637 | 650.1 | -0.0016287 | 558.2246 | 0.00021253 | 558.2246 | 0.00017976 | 556.2642 | 0.042403 | 834.83 | 0.011202 | 834.83 | 0.036255 | 834.1689 | 6.5511 | 834.83 | 0.28534 | 558.2246 | 1.6814
| 556.3803 | 0 | 556.3803 | 0 | 558.343 | 0 | 558.343 | 0.0004956 | 650.33 | -0.01085 | 556.3803 | 0.47878 | 650.33 | -0.0025022 | 650.33 | -0.0030761 | 558.343 | 0.00044019 | 558.343 | 0.00038156 | 556.3803 | 0 | 834.9966 | 0.011568 | 834.9966 | 0.037643 | 834.3357 | 6.4383 | 834.9966 | 0.28736 | 558.343 | 1.6791
| 556.4965 | 0.0061092 | 556.4965 | 0.017163 | 558.4613 | 0.00082547 | 558.4613 | 0.0002485 | 650.56 | 0.013356 | 556.4965 | 0.47666 | 650.56 | 0.0043268 | 650.56 | 0.0070956 | 558.4613 | 0.00023032 | 558.4613 | 0.0002018 | 556.4965 | 0.018574 | 835.1633 | 0.013179 | 835.1633 | 0.045705 | 834.5026 | 6.5912 | 835.1633 | 0.28804 | 558.4613 | 1.6798
| 556.6127 | 0 | 556.6127 | 0 | 558.5797 | 0 | 558.5797 | 0.00046937 | 650.79 | 0.008949 | 556.6127 | 0.47196 | 650.79 | -0.0067153 | 650.79 | 0.009008 | 558.5797 | 0.00044926 | 558.5797 | 0.00048067 | 556.6127 | 0 | 835.33 | 0.011312 | 835.33 | 0.03855 | 834.6694 | 6.5749 | 835.33 | 0.28996 | 558.5797 | 1.6929
| 556.7289 | 0.0061092 | 556.7289 | 0.0077439 | 558.698 | 0.00082547 | 558.698 | 0.00022567 | 651.03 | 0.057264 | 556.7289 | 0.49335 | 651.03 | 0.002361 | 651.03 | 0.0072156 | 558.698 | 0.00022196 | 558.698 | 0.00027887 | 556.7289 | 0.034568 | 835.4966 | 0.017316 | 835.4966 | 0.034172 | 834.8363 | 6.6049 | 835.4966 | 0.2896 | 558.698 | 1.7074
| 556.8451 | 0 | 556.8451 | 0 | 558.8164 | 0 | 558.8164 | 0.00043913 | 651.26 | -0.0071004 | 556.8451 | 0.47995 | 651.26 | -0.0075486 | 651.26 | 0.00070347 | 558.8164 | 0.00046544 | 558.8164 | 0.00048067 | 556.8451 | 0 | 835.6633 | 0.014168 | 835.6633 | 0.034279 | 835.0032 | 6.6435 | 835.6633 | 0.29037 | 558.8164 | 1.7181
| 556.9613 | 0.0051842 | 556.9613 | 0.014886 | 558.9348 | 0.00024284 | 558.9348 | 0.00021586 | 651.49 | 0.028279 | 556.9613 | 0.47186 | 651.49 | 0.0019245 | 651.49 | -0.0024858 | 558.9348 | 0.00024757 | 558.9348 | 0.0002018 | 556.9613 | 0.038946 | 835.83 | 0.013875 | 835.83 | 0.038283 | 835.17 | 6.6348 | 835.83 | 0.28949 | 558.9348 | 1.7166
| 557.0775 | 0 | 557.0775 | 0 | 559.0531 | 0 | 559.0531 | 0.00044293 | 651.72 | 0.020284 | 557.0775 | 0.47356 | 651.72 | -0.00040259 | 651.72 | -0.014179 | 559.0531 | 0.00047611 | 559.0531 | 0.00042565 | 557.0775 | 0 | 835.9967 | 0.01252 | 835.9967 | 0.043196 | 835.3369 | 6.5897 | 835.9967 | 0.29204 | 559.0531 | 1.713
| 557.1937 | 0.0077227 | 557.1937 | 0.01366 | 559.1715 | 0.00082547 | 559.1715 | 0.00022848 | 651.95 | -0.013258 | 557.1937 | 0.45705 | 651.95 | 0.0081269 | 651.95 | 0.010077 | 559.1715 | 0.00023032 | 559.1715 | 0.00022385 | 557.1937 | 0.030189 | 836.1634 | 0.0096648 | 836.1634 | 0.042448 | 835.5038 | 6.7403 | 836.1634 | 0.29266 | 559.1715 | 1.7034
| 557.3099 | 0 | 557.3099 | 0 | 559.2899 | 0 | 559.2899 | 0.00048058 | 652.19 | -0.028364 | 557.3099 | 0.45325 | 652.19 | -0.0043703 | 652.19 | -0.014182 | 559.2899 | 0.00046331 | 559.2899 | 0.00040738 | 557.3099 | 0 | 836.33 | 0.012118 | 836.33 | 0.041113 | 835.6707 | 6.6509 | 836.33 | 0.29525 | 559.2899 | 1.703
| 557.4262 | 0 | 557.4262 | 0.016375 | 559.4083 | 0.00024284 | 559.4083 | 0.00025371 | 652.42 | -0.0088095 | 557.4262 | 0.45226 | 652.42 | -0.0017667 | 652.42 | 0.0046691 | 559.4083 | 0.00023814 | 559.4083 | 0.00018353 | 557.4262 | 0.051391 | 836.4967 | 0.016547 | 836.4967 | 0.034172 | 835.8375 | 6.6895 | 836.4967 | 0.29505 | 559.4083 | 1.7016
| 557.5424 | 0 | 557.5424 | 0 | 559.5266 | 0 | 559.5266 | 0.0004936 | 652.65 | -0.031497 | 557.5424 | 0.45983 | 652.65 | -0.010085 | 652.65 | -0.0053376 | 559.5266 | 0.00047451 | 559.5266 | 0.00041831 | 557.5424 | 0 | 836.6634 | 0.0092621 | 836.6634 | 0.034813 | 836.0044 | 6.675 | 836.6634 | 0.29738 | 559.5266 | 1.7083
| 557.6586 | 0.0081732 | 557.6586 | 0.012609 | 559.645 | 0.0011167 | 559.645 | 0.00024229 | 652.88 | -0.020928 | 557.6586 | 0.45075 | 652.88 | 0.00061204 | 652.88 | -0.0040336 | 559.645 | 0.0002401 | 559.645 | 0.00026059 | 557.6586 | 0.023736 | 836.8301 | 0.013289 | 836.8301 | 0.0354 | 836.1713 | 6.7901 | 836.8301 | 0.29842 | 559.645 | 1.7226
| 557.7749 | 0 | 557.7749 | 0 | 559.7634 | 0 | 559.7634 | 0.00048398 | 653.12 | -0.008183 | 557.7749 | 0.44337 | 653.12 | 0.0051996 | 653.12 | 0.01032 | 559.7634 | 0.0004505 | 559.7634 | 0.0004624 | 557.7749 | 0 | 836.9968 | 0.010726 | 836.9968 | 0.036628 | 836.3382 | 6.7543 | 836.9968 | 0.30154 | 559.7634 | 1.7379
| 557.8911 | 0 | 557.8911 | 0.0097198 | 559.8818 | 0.00053406 | 559.8818 | 0.0002447 | 653.35 | 0.0023632 | 557.8911 | 0.43237 | 653.35 | -0.0027249 | 653.35 | -0.010644 | 559.8818 | 0.00021413 | 559.8818 | 0.0002312 | 557.8911 | 0.039407 | 837.1635 | 0.017829 | 837.1635 | 0.03775 | 836.5051 | 6.8465 | 837.1635 | 0.30242 | 559.8818 | 1.7427
| 558.0074 | 0 | 558.0074 | 0 | 560.0002 | 0 | 560.0002 | 0.00048899 | 653.58 | 0.028906 | 558.0074 | 0.42978 | 653.58 | 0.0059861 | 653.58 | -0.0036439 | 560.0002 | 0.00044303 | 560.0002 | 0.0004624 | 558.0074 | 0 | 837.3302 | 0.01252 | 837.3302 | 0.034706 | 836.672 | 6.7866 | 837.3302 | 0.30444 | 560.0002 | 1.7374
| 558.1236 | 0.0035653 | 558.1236 | 0.0083512 | 560.1186 | 0.00082547 | 560.1186 | 0.0002465 | 653.81 | 0.015863 | 558.1236 | 0.42677 | 653.81 | 0.0036558 | 653.81 | 0.0011772 | 560.1186 | 0.0002289 | 560.1186 | 0.00026606 | 558.1236 | 0.034107 | 837.4969 | 0.013106 | 837.4969 | 0.033692 | 836.8389 | 6.8131 | 837.4969 | 0.30476 | 560.1186 | 1.7189
| 558.2399 | 0 | 558.2399 | 0 | 560.237 | 0 | 560.237 | 0.00047557 | 654.04 | -0.011815 | 558.2399 | 0.42551 | 654.04 | 0.00048322 | 654.04 | 0.006699 | 560.237 | 0.00045957 | 560.237 | 0.0005193 | 558.2399 | 0 | 837.6637 | 0.013399 | 837.6637 | 0.033318 | 837.0058 | 6.8721 | 837.6637 | 0.30709 | 560.237 | 1.707
| 558.3561 | 0.0081732 | 558.3561 | 0.0083512 | 560.3554 | 0.00024284 | 560.3554 | 0.00023128 | 654.28 | -0.025012 | 558.3561 | 0.42113 | 654.28 | -0.0053301 | 654.28 | -0.0051466 | 560.3554 | 0.00023156 | 560.3554 | 0.00026229 | 558.3561 | 0.042403 | 837.8304 | 0.016291 | 837.8304 | 0.026644 | 837.1727 | 6.9005 | 837.8304 | 0.30771 | 560.3554 | 1.6957
| 558.4724 | 0 | 558.4724 | 0 | 560.4738 | 0 | 560.4738 | 0.00047938 | 654.51 | -0.011784 | 558.4724 | 0.42268 | 654.51 | -0.00099471 | 654.51 | -0.0099686 | 560.4738 | 0.00045868 | 560.4738 | 0.00052477 | 558.4724 | 0 | 837.9971 | 0.008237 | 837.9971 | 0.039031 | 837.3397 | 6.9092 | 837.9971 | 0.30974 | 560.4738 | 1.7041
| 558.5887 | 0.0037966 | 558.5887 | 0.014011 | 560.5922 | 0.00053406 | 560.5922 | 0.0002507 | 654.74 | 0.016607 | 558.5887 | 0.42969 | 654.74 | -0.0049651 | 654.74 | -0.0017358 | 560.5922 | 0.00022783 | 560.5922 | 0.00027152 | 558.5887 | 0.01987 | 838.1638 | 0.012264 | 838.1638 | 0.027765 | 837.5066 | 6.9497 | 838.1638 | 0.3101 | 560.5922 | 1.7142
| 558.705 | 0 | 558.705 | 0 | 560.7106 | 0 | 560.7106 | 0.00047597 | 654.97 | 0.024715 | 558.705 | 0.40881 | 654.97 | 0.00047882 | 654.97 | -0.0084578 | 560.7106 | 0.0004521 | 560.7106 | 0.0004624 | 558.705 | 0 | 838.3306 | 0.014241 | 838.3306 | 0.028726 | 837.6735 | 6.9285 | 838.3306 | 0.31327 | 560.7106 | 1.734
| 558.8213 | 0.0088811 | 558.8213 | 0.0089317 | 560.829 | 0.00053406 | 560.829 | 0.00022788 | 655.2 | -0.014983 | 558.8213 | 0.41953 | 655.2 | -0.0013691 | 655.2 | 0.002975 | 560.829 | 0.00022516 | 560.829 | 0.00019822 | 558.8213 | 0.0095029 | 838.4973 | 0.014241 | 838.4973 | 0.042181 | 837.8405 | 7.0032 | 838.4973 | 0.31452 | 560.829 | 1.7447
| 558.9376 | 0 | 558.9376 | 0 | 560.9474 | 0 | 560.9474 | 0.00045875 | 655.44 | -0.023147 | 558.9376 | 0.40388 | 655.44 | -0.0012323 | 655.44 | 0.0064758 | 560.9474 | 0.00043894 | 560.9474 | 0.00044035 | 558.9376 | 0 | 838.664 | 0.01036 | 838.664 | 0.024882 | 838.0074 | 6.9897 | 838.664 | 0.3182 | 560.9474 | 1.7531
| 559.0539 | 0.012035 | 559.0539 | 0.0062254 | 561.0659 | 0.00082547 | 561.0659 | 0.00023268 | 655.67 | 0.0059875 | 559.0539 | 0.40195 | 655.67 | -0.006616 | 655.67 | -0.0087848 | 561.0659 | 0.0002152 | 561.0659 | 0.00025324 | 559.0539 | 0.03065 | 838.8308 | 0.012923 | 838.8308 | 0.032837 | 838.1743 | 7.0603 | 838.8308 | 0.31862 | 561.0659 | 1.7465
| 559.1702 | 0 | 559.1702 | 0 | 561.1843 | 0 | 561.1843 | 0.00043453 | 655.9 | -0.01525 | 559.1702 | 0.4028 | 655.9 | -0.002075 | 655.9 | -0.0026593 | 561.1843 | 0.00044392 | 561.1843 | 0.00047333 | 559.1702 | 0 | 838.9975 | 0.012191 | 838.9975 | 0.02344 | 838.3413 | 7.0302 | 838.9975 | 0.32189 | 561.1843 | 1.742
| 559.2865 | 0.0080445 | 559.2865 | 0.012872 | 561.3027 | 0.00082547 | 561.3027 | 0.00020665 | 656.13 | 0.015872 | 559.2865 | 0.38883 | 656.13 | 0.0080408 | 656.13 | -0.00088128 | 561.3027 | 0.00023032 | 561.3027 | 0.00022743 | 559.2865 | 0.037103 | 839.1642 | 0.01457 | 839.1642 | 0.031289 | 838.5082 | 7.1219 | 839.1642 | 0.32241 | 561.3027 | 1.7365
| 559.4028 | 0 | 559.4028 | 0 | 561.4211 | 0 | 561.4211 | 0.00045735 | 656.37 | -0.020736 | 559.4028 | 0.39692 | 656.37 | -0.011633 | 656.37 | 0.0026733 | 561.4211 | 0.00044481 | 561.4211 | 0.00043677 | 559.4028 | 0 | 839.331 | 0.013472 | 839.331 | 0.025149 | 838.6752 | 7.0462 | 839.331 | 0.32594 | 561.4211 | 1.7392
| 559.5191 | 0.0033341 | 559.5191 | 0.010771 | 561.5396 | 0.00024284 | 561.5396 | 0.00025651 | 656.6 | 0.0041789 | 559.5191 | 0.39767 | 656.6 | -0.00024066 | 656.6 | 0.003996 | 561.5396 | 0.00021734 | 561.5396 | 0.00021292 | 559.5191 | 0.044938 | 839.4977 | 0.011825 | 839.4977 | 0.027765 | 838.8421 | 7.1347 | 839.4977 | 0.32698 | 561.5396 | 1.7401
| 559.6355 | 0 | 559.6355 | 0 | 561.658 | 0 | 561.658 | 0.00048819 | 656.83 | -0.010918 | 559.6355 | 0.38479 | 656.83 | 0.0075154 | 656.83 | -0.0081874 | 561.658 | 0.00044588 | 561.658 | 0.00045863 | 559.6355 | 0 | 839.6645 | 0.012703 | 839.6645 | 0.024508 | 839.0091 | 7.1197 | 839.6645 | 0.32983 | 561.658 | 1.7479
| 559.7518 | 0.0057624 | 559.7518 | 0.0077439 | 561.7764 | 0.0011167 | 561.7764 | 0.00023689 | 657.06 | 0.022671 | 559.7518 | 0.39527 | 657.06 | -0.0034461 | 657.06 | -0.002207 | 561.7764 | 0.00023032 | 561.7764 | 0.0002459 | 559.7518 | 0.048395 | 839.8312 | 0.013033 | 839.8312 | 0.036255 | 839.176 | 7.2634 | 839.8312 | 0.32988 | 561.7764 | 1.7625
| 559.8682 | 0 | 559.8682 | 0 | 561.8949 | 0 | 561.8949 | 0.00047557 | 657.3 | -0.016316 | 559.8682 | 0.37731 | 657.3 | -0.003786 | 657.3 | 0.003658 | 561.8949 | 0.00044854 | 561.8949 | 0.00043677 | 559.8682 | 0 | 839.998 | 0.010031 | 839.998 | 0.027231 | 839.343 | 7.2074 | 839.998 | 0.33175 | 561.8949 | 1.7755
| 559.9845 | 0.003681 | 559.9845 | 0.0016702 | 562.0133 | 0.00082547 | 562.0133 | 0.00024069 | 657.53 | -0.0032405 | 559.9845 | 0.36885 | 657.53 | -0.0057496 | 657.53 | -0.00071808 | 562.0133 | 0.00021983 | 562.0133 | 0.00019088 | 559.9845 | 0.029267 | 840.1648 | 0.015156 | 840.1648 | 0.021785 | 839.51 | 7.2713 | 840.1648 | 0.33222 | 562.0133 | 1.7763
| 560.1009 | 0 | 560.1009 | 0 | 562.1318 | 0 | 562.1318 | 0.00047417 | 657.76 | -0.036163 | 560.1009 | 0.37491 | 657.76 | -0.0085653 | 657.76 | -0.01165 | 562.1318 | 0.00045015 | 562.1318 | 0.00039268 | 560.1009 | 0 | 840.3315 | 0.0096648 | 840.3315 | 0.024988 | 839.6769 | 7.2331 | 840.3315 | 0.3343 | 562.1318 | 1.7731
| 560.2172 | 0.0068217 | 560.2172 | 0.014011 | 562.2502 | 0.00082547 | 562.2502 | 0.00023448 | 657.99 | -0.0027373 | 560.2172 | 0.36509 | 657.99 | -0.0048043 | 657.99 | 0.0055814 | 562.2502 | 0.00023316 | 562.2502 | 0.00021292 | 560.2172 | 0.030189 | 840.4983 | 0.018012 | 840.4983 | 0.028085 | 839.8439 | 7.2914 | 840.4983 | 0.33424 | 562.2502 | 1.7637
| 560.3336 | 0 | 560.3336 | 0 | 562.3687 | 0 | 562.3687 | 0.00048398 | 658.22 | -0.044196 | 560.3336 | 0.35047 | 658.22 | 0.0082035 | 658.22 | -0.0010276 | 562.3687 | 0.00046384 | 562.3687 | 0.0004477 | 560.3336 | 0 | 840.6651 | 0.013985 | 840.6651 | 0.028833 | 840.0109 | 7.3298 | 840.6651 | 0.33513 | 562.3687 | 1.7665
| 560.4499 | 0.0056467 | 560.4499 | 0.0083512 | 562.4871 | 0.00053406 | 562.4871 | 0.0002513 | 658.46 | 0.034932 | 560.4499 | 0.36349 | 658.46 | -0.00012612 | 658.46 | 0.0058625 | 562.4871 | 0.00023316 | 562.4871 | 0.0002459 | 560.4499 | 0.020734 | 840.8319 | 0.014424 | 840.8319 | 0.034653 | 840.1779 | 7.3573 | 840.8319 | 0.33528 | 562.4871 | 1.7646
| 560.5663 | 0 | 560.5663 | 0 | 562.6056 | 0 | 562.6056 | 0.00047237 | 658.69 | -0.037432 | 560.5663 | 0.34727 | 658.69 | 0.0048828 | 658.69 | 0.00035706 | 562.6056 | 0.00047629 | 562.6056 | 0.00045128 | 560.5663 | 0 | 840.9986 | 0.012191 | 840.9986 | 0.031983 | 840.3448 | 7.3157 | 840.9986 | 0.33778 | 562.6056 | 1.7754
| 560.6827 | 0.0021778 | 560.6827 | 0.015061 | 562.724 | 0.00053406 | 562.724 | 0.00022227 | 658.92 | 0.00074368 | 560.6827 | 0.35521 | 658.92 | 0.0052322 | 658.92 | 0.0096913 | 562.724 | 0.00024561 | 562.724 | 0.0002165 | 560.6827 | 0.044938 | 841.1654 | 0.010177 | 841.1654 | 0.033638 | 840.5118 | 7.4218 | 841.1654 | 0.33944 | 562.724 | 1.7815
| 560.7991 | 0 | 560.7991 | 0 | 562.8425 | 0 | 562.8425 | 0.00044253 | 659.15 | -0.00074368 | 560.7991 | 0.35009 | 659.15 | -0.0081638 | 659.15 | -0.0053048 | 562.8425 | 0.00049319 | 562.8425 | 0.00037421 | 560.7991 | 0 | 841.3322 | 0.011166 | 841.3322 | 0.024134 | 840.6788 | 7.3574 | 841.3322 | 0.34208 | 562.8425 | 1.7947
| 560.9155 | 0.0079802 | 560.9155 | 0.0077439 | 562.961 | 0.00053406 | 562.961 | 0.00022227 | 659.39 | -0.040903 | 560.9155 | 0.34055 | 659.39 | -0.0097949 | 659.39 | 0.0014282 | 562.961 | 0.00024793 | 562.961 | 0.00016148 | 560.9155 | 0.018142 | 841.499 | 0.014314 | 841.499 | 0.02611 | 840.8458 | 7.498 | 841.499 | 0.34286 | 562.961 | 1.7937
| 561.0319 | 0 | 561.0319 | 0 | 563.0794 | 0 | 563.0794 | 0.00045555 | 659.62 | -0.0176 | 561.0319 | 0.33688 | 659.62 | -0.0029219 | 659.62 | -0.011885 | 563.0794 | 0.00047665 | 563.0794 | 0.00039626 | 561.0319 | 0 | 841.6658 | 0.011056 | 841.6658 | 0.02926 | 841.0128 | 7.478 | 841.6658 | 0.34452 | 563.0794 | 1.7938
| 561.1483 | 0.011198 | 561.1483 | 0.010771 | 563.1979 | 0.00024284 | 563.1979 | 0.00023488 | 659.85 | -0.026029 | 561.1483 | 0.32531 | 659.85 | 0.0049991 | 659.85 | 0.0067842 | 563.1979 | 0.00022907 | 563.1979 | 0.00023855 | 561.1483 | 0.030189 | 841.8326 | 0.010617 | 841.8326 | 0.025629 | 841.1798 | 7.4749 | 841.8326 | 0.34499 | 563.1979 | 1.7803
| 561.2647 | 0 | 561.2647 | 0 | 563.3164 | 0 | 563.3164 | 0.00047217 | 660.08 | -0.0042142 | 561.2647 | 0.33392 | 660.08 | -0.002456 | 660.08 | -0.015404 | 563.3164 | 0.00044267 | 563.3164 | 0.00042565 | 561.2647 | 0 | 841.9994 | 0.008896 | 841.9994 | 0.027978 | 841.3468 | 7.536 | 841.9994 | 0.34681 | 563.3164 | 1.7824
| 561.3811 | 0.0054154 | 561.3811 | 0.0050107 | 563.4349 | 0.00053406 | 563.4349 | 0.00023909 | 660.32 | -0.010659 | 561.3811 | 0.33975 | 660.32 | -0.006999 | 660.32 | -0.00607 | 563.4349 | 0.00021378 | 563.4349 | 0.00019088 | 561.3811 | 0.032724 | 842.1662 | 0.016987 | 842.1662 | 0.027711 | 841.5139 | 7.6151 | 842.1662 | 0.34707 | 563.4349 | 1.781
| 561.4975 | 0 | 561.4975 | 0 | 563.5534 | 0 | 563.5534 | 0.0004952 | 660.55 | -0.024045 | 561.4975 | 0.33862 | 660.55 | -0.0035044 | 660.55 | 0.0096913 | 563.5534 | 0.00043716 | 563.5534 | 0.00038156 | 561.4975 | 0 | 842.333 | 0.013289 | 842.333 | 0.028833 | 841.6809 | 7.6333 | 842.333 | 0.34992 | 563.5534 | 1.7931
| 561.614 | 0.0080445 | 561.614 | 0.0099825 | 563.6718 | 0.0011167 | 563.6718 | 0.00025771 | 660.78 | 0.016609 | 561.614 | 0.31892 | 660.78 | 0.0020871 | 660.78 | 0.0046418 | 563.6718 | 0.0002232 | 563.6718 | 0.00019088 | 561.614 | 0.028115 | 842.4998 | 0.013728 | 842.4998 | 0.027338 | 841.8479 | 7.5664 | 842.4998 | 0.35101 | 563.6718 | 1.7965
| 561.7304 | 0 | 561.7304 | 0 | 563.7903 | 0 | 563.7903 | 0.00046576 | 661.01 | -0.0052058 | 561.7304 | 0.31323 | 661.01 | -0.010494 | 661.01 | 0.00096913 | 563.7903 | 0.00043716 | 563.7903 | 0.00038156 | 561.7304 | 0 | 842.6666 | 0.0094085 | 842.6666 | 0.024401 | 842.0149 | 7.7092 | 842.6666 | 0.35501 | 563.7903 | 1.8051
| 561.8468 | 0.0047217 | 561.8468 | 0.011997 | 563.9088 | 0.00082547 | 563.9088 | 0.00020885 | 661.25 | -0.0081804 | 561.8468 | 0.32197 | 661.25 | -0.00035917 | 661.25 | 0.0044887 | 563.9088 | 0.00021378 | 563.9088 | 0.00019088 | 561.8468 | 0.035489 | 842.8334 | 0.018012 | 842.8334 | 0.030061 | 842.1819 | 7.6963 | 842.8334 | 0.35657 | 563.9088 | 1.8021
| 561.9633 | 0 | 561.9633 | 0 | 564.0273 | 0 | 564.0273 | 0.00045875 | 661.48 | -0.0081804 | 561.9633 | 0.32193 | 661.48 | -0.0035044 | 661.48 | -0.00025504 | 564.0273 | 0.00043343 | 564.0273 | 0.00033935 | 561.9633 | 0 | 843.0002 | 0.0098844 | 843.0002 | 0.032944 | 842.349 | 7.7094 | 843.0002 | 0.36093 | 564.0273 | 1.7956
| 562.0797 | 0.0021778 | 562.0797 | 0.014711 | 564.1458 | 0.0011167 | 564.1458 | 0.0002503 | 661.71 | -0.012642 | 562.0797 | 0.32348 | 661.71 | -0.00199 | 661.71 | 0.0038766 | 564.1458 | 0.00022072 | 564.1458 | 0.00014867 | 562.0797 | 0.026271 | 843.1671 | 0.015083 | 843.1671 | 0.025469 | 842.516 | 7.799 | 843.1671 | 0.36264 | 564.1458 | 1.7852
| 562.1962 | 0 | 562.1962 | 0 | 564.2643 | 0 | 564.2643 | 0.00048378 | 661.94 | -0.0017352 | 562.1962 | 0.31633 | 661.94 | -0.0028054 | 661.94 | 5.1009e-05 | 564.2643 | 0.00043272 | 564.2643 | 0.00035047 | 562.1962 | 0 | 843.3339 | 0.011166 | 843.3339 | 0.019702 | 842.683 | 7.7629 | 843.3339 | 0.36591 | 564.2643 | 1.7803
| 562.3126 | 0.0071435 | 562.3126 | 0.01366 | 564.3828 | 0.00024284 | 564.3828 | 0.00023408 | 662.18 | 0.025036 | 562.3126 | 0.31224 | 662.18 | -0.0012911 | 662.18 | 0.0021933 | 564.3828 | 0.0002136 | 564.3828 | 0.0002018 | 562.3126 | 0.048395 | 843.5007 | 0.018268 | 843.5007 | 0.024775 | 842.8501 | 7.742 | 843.5007 | 0.36607 | 564.3828 | 1.7841
| 562.4291 | 0 | 562.4291 | 0 | 564.5013 | 0 | 564.5013 | 0.00048659 | 662.41 | -0.029003 | 562.4291 | 0.31873 | 662.41 | -0.012008 | 662.41 | -0.0068351 | 564.5013 | 0.00044854 | 564.5013 | 0.0003597 | 562.4291 | 0 | 843.6675 | 0.011568 | 843.6675 | 0.030061 | 843.0171 | 7.816 | 843.6675 | 0.3669 | 564.5013 | 1.7938
| 562.5456 | 0.003681 | 562.5456 | 0.0095447 | 564.6198 | 0.00024284 | 564.6198 | 0.00025311 | 662.64 | 0.016113 | 562.5456 | 0.30303 | 662.64 | -0.0036209 | 662.64 | 0.0028055 | 564.6198 | 0.00023654 | 564.6198 | 0.00015771 | 562.5456 | 0.050008 | 843.8344 | 0.014387 | 843.8344 | 0.030061 | 843.1842 | 7.9112 | 843.8344 | 0.36643 | 564.6198 | 1.8067
| 562.6621 | 0 | 562.6621 | 0 | 564.7383 | 0.00024284 | 564.7383 | 0.00048799 | 662.87 | 0.02702 | 562.6621 | 0.30603 | 662.87 | -0.00070865 | 662.87 | 0.0040296 | 564.7383 | 0.00045015 | 564.7383 | 0.00039268 | 562.6621 | 0 | 844.0012 | 0.015632 | 844.0012 | 0.023654 | 843.3512 | 7.9113 | 844.0012 | 0.36856 | 564.7383 | 1.8187
| 562.7785 | 0.0061092 | 562.7785 | 0.011997 | 564.8569 | 0.00082547 | 564.8569 | 0.00023548 | 663.11 | -0.016609 | 562.7785 | 0.31332 | 663.11 | -0.0054848 | 663.11 | -0.00056109 | 564.8569 | 0.00021413 | 564.8569 | 0.00023478 | 562.7785 | 0.044016 | 844.168 | 0.015412 | 844.168 | 0.03556 | 843.5183 | 7.9773 | 844.168 | 0.37007 | 564.8569 | 1.8183
| 562.895 | 0 | 562.895 | 0 | 564.9754 | 0 | 564.9754 | 0.00044374 | 663.34 | -0.006693 | 562.895 | 0.29602 | 663.34 | 0.0046498 | 663.34 | -0.0027035 | 564.9754 | 0.00043485 | 564.9754 | 0.00042565 | 562.895 | 0 | 844.3349 | 0.0083102 | 844.3349 | 0.028833 | 843.6853 | 8.0372 | 844.3349 | 0.37266 | 564.9754 | 1.8133
| 563.0115 | 0 | 563.0115 | 0.012172 | 565.0939 | 0.0011167 | 565.0939 | 0.00021166 | 663.57 | -0.024045 | 563.0115 | 0.30824 | 663.57 | 0.0019706 | 663.57 | 0.0026524 | 565.0939 | 0.00022232 | 565.0939 | 0.00019088 | 563.0115 | 0.011231 | 844.5017 | 0.01296 | 844.5017 | 0.025469 | 843.8524 | 8.1007 | 844.5017 | 0.3736 | 565.0939 | 1.799
| 563.128 | 0 | 563.128 | 0 | 565.2124 | 0 | 565.2124 | 0.00043392 | 663.8 | -0.013138 | 563.128 | 0.30335 | 663.8 | 0.0033685 | 663.8 | 0.00035706 | 565.2124 | 0.00044428 | 565.2124 | 0.00038156 | 563.128 | 0 | 844.6686 | 0.010104 | 844.6686 | 0.020343 | 844.0195 | 8.1485 | 844.6686 | 0.37588 | 565.2124 | 1.793
| 563.2445 | 0.0062249 | 563.2445 | 0.015937 | 565.3309 | 0.00053406 | 565.3309 | 0.00022567 | 664.04 | -0.0057014 | 563.2445 | 0.28182 | 664.04 | -0.00082513 | 664.04 | 0.0051009 | 565.3309 | 0.00022409 | 565.3309 | 0.00019088 | 563.2445 | 0.029037 | 844.8355 | 0.01457 | 844.8355 | 0.030595 | 844.1866 | 8.2539 | 844.8355 | 0.37728 | 565.3309 | 1.7899
| 563.361 | 0 | 563.361 | 0 | 565.4495 | 0 | 565.4495 | 0.00042691 | 664.27 | -0.016609 | 563.361 | 0.28948 | 664.27 | -0.0044363 | 664.27 | -0.011426 | 565.4495 | 0.00045175 | 565.4495 | 0.00037063 | 563.361 | 0 | 845.0023 | 0.01263 | 845.0023 | 0.022052 | 844.3536 | 8.1666 | 845.0023 | 0.37931 | 565.4495 | 1.7943
| 563.4776 | 0.0051842 | 563.4776 | 0.019702 | 565.568 | 0.00024284 | 565.568 | 0.00020525 | 664.5 | 0.024045 | 563.4776 | 0.29555 | 664.5 | -0.0038538 | 664.5 | 0.0083142 | 565.568 | 0.00022943 | 565.568 | 0.00017976 | 563.4776 | 0.032033 | 845.1692 | 0.011751 | 845.1692 | 0.018688 | 844.5207 | 8.2947 | 845.1692 | 0.38009 | 565.568 | 1.8005
| 563.5941 | 0 | 563.5941 | 0 | 565.6865 | 0 | 565.6865 | 0.00042651 | 664.73 | 0.01413 | 563.5941 | 0.29231 | 664.73 | -0.00059213 | 664.73 | 0.0011222 | 565.6865 | 0.00043521 | 565.6865 | 0.00037063 | 563.5941 | 0 | 845.336 | 0.0077977 | 845.336 | 0.023066 | 844.6878 | 8.2844 | 845.336 | 0.38175 | 565.6865 | 1.8142
| 563.7106 | 0.0014839 | 563.7106 | 0.012872 | 565.8051 | 0.0011167 | 565.8051 | 0.00022227 | 664.97 | 0.0061972 | 563.7106 | 0.2829 | 664.97 | 0.0023201 | 664.97 | 0.0055599 | 565.8051 | 0.00020666 | 565.8051 | 0.00019088 | 563.7106 | 0.018142 | 845.5029 | 0.012667 | 845.5029 | 0.036628 | 844.8549 | 8.3873 | 845.5029 | 0.38341 | 565.8051 | 1.8266
| 563.8271 | 0 | 563.8271 | 0 | 565.9236 | 0 | 565.9236 | 0.00044814 | 665.2 | -0.0528 | 563.8271 | 0.29762 | 665.2 | -0.0014076 | 665.2 | -0.013874 | 565.9236 | 0.0004224 | 565.9236 | 0.00040361 | 563.8271 | 0 | 845.6698 | 0.013399 | 845.6698 | 0.02344 | 845.022 | 8.3688 | 845.6698 | 0.38621 | 565.9236 | 1.8333
| 563.9437 | 0.0037966 | 563.9437 | 0.0091069 | 566.0421 | 0.00024284 | 566.0421 | 0.00022747 | 665.43 | -0.029994 | 563.9437 | 0.27115 | 665.43 | 0.012571 | 665.43 | 0.00051009 | 566.0421 | 0.00021609 | 566.0421 | 0.00021292 | 563.9437 | 0.038485 | 845.8366 | 0.011825 | 845.8366 | 0.025896 | 845.1891 | 8.4315 | 845.8366 | 0.38808 | 566.0421 | 1.8271
| 564.0602 | 0 | 564.0602 | 0 | 566.1607 | 0 | 566.1607 | 0.00047097 | 665.67 | -0.034458 | 564.0602 | 0.28601 | 665.67 | -0.0088628 | 665.67 | 0.0058659 | 566.1607 | 0.00040088 | 566.1607 | 0.0004477 | 564.0602 | 0 | 846.0035 | 0.013472 | 846.0035 | 0.025629 | 845.3562 | 8.4759 | 846.0035 | 0.39078 | 566.1607 | 1.8137
| 564.1768 | 0.002409 | 564.1768 | 0.011997 | 566.2792 | 0.00082547 | 566.2792 | 0.0002451 | 665.9 | 0.012147 | 564.1768 | 0.2845 | 665.9 | 0.00092222 | 665.9 | 0.0064783 | 566.2792 | 0.00018514 | 566.2792 | 0.00023478 | 564.1768 | 0.012095 | 846.1704 | 0.01717 | 846.1704 | 0.028459 | 845.5233 | 8.5303 | 846.1704 | 0.39218 | 566.2792 | 1.8018
| 564.2934 | 0 | 564.2934 | 0 | 566.3978 | 0 | 566.3978 | 0.00047517 | 666.13 | -0.026029 | 564.2934 | 0.27533 | 666.13 | -0.0028054 | 666.13 | -0.0077534 | 566.3978 | 0.00041084 | 566.3978 | 0.00045863 | 564.2934 | 0 | 846.3373 | 0.0096648 | 846.3373 | 0.021411 | 845.6904 | 8.6151 | 846.3373 | 0.39483 | 566.3978 | 1.7992
| 564.4099 | 0.0031028 | 564.4099 | 0.011121 | 566.5163 | 0.00053406 | 566.5163 | 0.00023648 | 666.36 | -0.0176 | 564.4099 | 0.26273 | 666.36 | -0.0061837 | 666.36 | -0.0033155 | 566.5163 | 0.0002257 | 566.5163 | 0.00022385 | 564.4099 | 0.021166 | 846.5041 | 0.014314 | 846.5041 | 0.024988 | 845.8575 | 8.6933 | 846.5041 | 0.39639 | 566.5163 | 1.8007
| 564.5265 | 0 | 564.5265 | 0 | 566.6349 | 0 | 566.6349 | 0.00047357 | 666.6 | -0.037432 | 564.5265 | 0.27228 | 666.6 | -0.0030384 | 666.6 | -0.011426 | 566.6349 | 0.00042845 | 566.6349 | 0.00038156 | 564.5265 | 0 | 846.671 | 0.014607 | 846.671 | 0.026537 | 846.0246 | 8.7449 | 846.671 | 0.40039 | 566.6349 | 1.8123
| 564.6431 | 0.0037966 | 564.6431 | 0.0031887 | 566.7535 | 0.00082547 | 566.7535 | 0.00024289 | 666.83 | -0.0052058 | 564.6431 | 0.25582 | 666.83 | 0.0061643 | 666.83 | 0.00020403 | 566.7535 | 0.00020382 | 566.7535 | 0.00015771 | 564.6431 | 0.0025918 | 846.8379 | 0.017682 | 846.8379 | 0.022532 | 846.1917 | 8.8637 | 846.8379 | 0.40283 | 566.7535 | 1.8148
| 564.7596 | 0 | 564.7596 | 0 | 566.872 | 0 | 566.872 | 0.00044394 | 667.06 | 0.014626 | 564.7596 | 0.25944 | 667.06 | -0.0068827 | 667.06 | -0.0016323 | 566.872 | 0.00041457 | 566.872 | 0.00034859 | 564.7596 | 0 | 847.0048 | 0.010983 | 847.0048 | 0.02344 | 846.3588 | 8.8768 | 847.0048 | 0.40662 | 566.872 | 1.8261
| 564.8762 | 0.01004 | 564.8762 | 0.012785 | 566.9906 | 0.00082547 | 566.9906 | 0.00020705 | 667.29 | 0.018096 | 564.8762 | 0.26847 | 667.29 | -0.0037373 | 667.29 | 0.00051009 | 566.9906 | 0.00021253 | 566.9906 | 0.00019088 | 564.8762 | 0.029037 | 847.1717 | 0.016291 | 847.1717 | 0.02376 | 846.526 | 9.0335 | 847.1717 | 0.40797 | 566.9906 | 1.8272
| 564.9928 | 0 | 564.9928 | 0 | 567.1092 | 0 | 567.1092 | 0.00041951 | 667.53 | 0.006693 | 564.9928 | 0.24825 | 667.53 | 0.0011552 | 667.53 | -0.0031625 | 567.1092 | 0.00042934 | 567.1092 | 0.00041472 | 564.9928 | 0 | 847.3386 | 0.014497 | 847.3386 | 0.021037 | 846.6931 | 9.0603 | 847.3386 | 0.41067 | 567.1092 | 1.8339
| 565.1094 | 0.0019465 | 565.1094 | 0.016813 | 567.2277 | 0.00053406 | 567.2277 | 0.00021386 | 667.76 | 0.035945 | 565.1094 | 0.2538 | 667.76 | 0.0053486 | 667.76 | 0.0051009 | 567.2277 | 0.00022072 | 567.2277 | 0.00022385 | 565.1094 | 0.044016 | 847.5055 | 0.016035 | 847.5055 | 0.024134 | 846.8602 | 9.1276 | 847.5055 | 0.41233 | 567.2277 | 1.8367
| 565.226 | 0 | 565.226 | 0 | 567.3463 | 0 | 567.3463 | 0.00044434 | 667.99 | -0.013634 | 565.226 | 0.2569 | 667.99 | -0.0031549 | 667.99 | 0.0049478 | 567.3463 | 0.00042845 | 567.3463 | 0.00042565 | 565.226 | 0 | 847.6724 | 0.0092621 | 847.6724 | 0.027498 | 847.0273 | 9.1806 | 847.6724 | 0.41472 | 567.3463 | 1.8435
| 565.3426 | 0 | 565.3426 | 0.013398 | 567.4649 | 0.00053406 | 567.4649 | 0.00023408 | 668.23 | 0.042884 | 565.3426 | 0.26419 | 668.23 | 0.00068922 | 668.23 | 0.0017343 | 567.4649 | 0.0002104 | 567.4649 | 0.0002018 | 565.3426 | 0.031572 | 847.8393 | 0.0099942 | 847.8393 | 0.023173 | 847.1945 | 9.3031 | 847.8393 | 0.41674 | 567.4649 | 1.8408
| 565.4593 | 0 | 565.4593 | 0 | 567.5835 | 0 | 567.5835 | 0.00047738 | 668.46 | 0.0012395 | 565.4593 | 0.23969 | 668.46 | 0.0048828 | 668.46 | -0.0074475 | 567.5835 | 0.00043716 | 567.5835 | 0.0004477 | 565.4593 | 0 | 848.0062 | 0.01047 | 848.0062 | 0.021892 | 847.3616 | 9.3568 | 848.0062 | 0.41887 | 567.5835 | 1.8415
| 565.5759 | 0.010168 | 565.5759 | 0.013835 | 567.7021 | 0.00082547 | 567.7021 | 0.0002467 | 668.69 | -0.006693 | 565.5759 | 0.24181 | 668.69 | -0.0016406 | 668.69 | 0.0066312 | 567.7021 | 0.00022943 | 567.7021 | 0.0002459 | 565.5759 | 0.042403 | 848.1731 | 0.0099942 | 848.1731 | 0.023173 | 847.5288 | 9.4705 | 848.1731 | 0.41929 | 567.7021 | 1.8354
| 565.6925 | 0 | 565.6925 | 0 | 567.8207 | 0 | 567.8207 | 0.00047597 | 668.92 | -0.018592 | 565.6925 | 0.24717 | 668.92 | 0.00033976 | 668.92 | 0.0152 | 567.8207 | 0.00041208 | 567.8207 | 0.00040361 | 565.6925 | 0 | 848.3401 | 0.016328 | 848.3401 | 0.033051 | 847.6959 | 9.5214 | 848.3401 | 0.42048 | 567.8207 | 1.8378
| 565.8091 | 0.0042591 | 565.8091 | 0.0097198 | 567.9392 | 0.00053406 | 567.9392 | 0.00023208 | 669.16 | -0.011651 | 565.8091 | 0.25154 | 669.16 | -0.0033879 | 669.16 | -0.0023974 | 567.9392 | 0.00018337 | 567.9392 | 0.00017241 | 565.8091 | 0.021166 | 848.507 | 0.0088228 | 848.507 | 0.026483 | 847.8631 | 9.5995 | 848.507 | 0.42136 | 567.9392 | 1.8393
| 565.9258 | 0 | 565.9258 | 0 | 568.0578 | 0 | 568.0578 | 0.00046056 | 669.39 | -0.02702 | 565.9258 | 0.24505 | 669.39 | -0.0066496 | 669.39 | 0.0029585 | 568.0578 | 0.00039003 | 568.0578 | 0.00033031 | 565.9258 | 0 | 848.6739 | 0.012374 | 848.6739 | 0.029847 | 848.0302 | 9.7044 | 848.6739 | 0.42469 | 568.0578 | 1.8437
| 566.0424 | 0.0079802 | 566.0424 | 0.0068328 | 568.1764 | 0.00082547 | 568.1764 | 0.00023068 | 669.62 | 0.022558 | 566.0424 | 0.23941 | 669.62 | 0.0043004 | 669.62 | -0.0023974 | 568.1764 | 0.00020827 | 568.1764 | 0.00018711 | 566.0424 | 0.029267 | 848.8408 | 0.013289 | 848.8408 | 0.021518 | 848.1974 | 9.8442 | 848.8408 | 0.42692 | 568.1764 | 1.8471
| 566.1591 | 0 | 566.1591 | 0 | 568.295 | 0 | 568.295 | 0.00045915 | 669.86 | -0.026523 | 566.1591 | 0.22394 | 669.86 | -9.7074e-06 | 669.86 | -0.0028565 | 568.295 | 0.00040586 | 568.295 | 0.00038533 | 566.1591 | 0 | 849.0078 | 0.011056 | 849.0078 | 0.029634 | 848.3646 | 9.8335 | 849.0078 | 0.43102 | 568.295 | 1.8519
| 566.2757 | 0 | 566.2757 | 0.019615 | 568.4136 | 0.00082547 | 568.4136 | 0.00023228 | 670.09 | -0.011651 | 566.2757 | 0.22469 | 670.09 | -0.0049022 | 670.09 | 0.0052539 | 568.4136 | 0.00019866 | 568.4136 | 0.00022743 | 566.2757 | 0.021598 | 849.1747 | 0.013875 | 849.1747 | 0.018101 | 848.5317 | 9.962 | 849.1747 | 0.43377 | 568.4136 | 1.8582
| 566.3924 | 0 | 566.3924 | 0 | 568.5322 | 0 | 568.5322 | 0.00046897 | 670.32 | -0.032474 | 566.3924 | 0.21327 | 670.32 | 0.0032519 | 670.32 | -0.0025504 | 568.5322 | 0.00042365 | 568.5322 | 0.00038156 | 566.3924 | 0 | 849.3416 | 0.013326 | 849.3416 | 0.027711 | 848.6989 | 9.9685 | 849.3416 | 0.43766 | 568.5322 | 1.8677
| 566.5091 | 0.0029872 | 566.5091 | 0.015762 | 568.6508 | 0.00082547 | 568.6508 | 0.00024049 | 670.55 | 0.006693 | 566.5091 | 0.22869 | 670.55 | -0.00047565 | 670.55 | -0.010202 | 568.6508 | 0.00022605 | 568.6508 | 0.00016883 | 566.5091 | 0.032724 | 849.5086 | 0.011568 | 849.5086 | 0.030435 | 848.8661 | 10.102 | 849.5086 | 0.43922 | 568.6508 | 1.865
| 566.6258 | 0 | 566.6258 | 0 | 568.7695 | 0 | 568.7695 | 0.00047037 | 670.79 | -0.015617 | 566.6258 | 0.21421 | 670.79 | -0.0056011 | 670.79 | -0.011426 | 568.7695 | 0.0004473 | 568.7695 | 0.00039268 | 566.6258 | 0 | 849.6755 | 0.011056 | 849.6755 | 0.023654 | 849.0333 | 10.2057 | 849.6755 | 0.4427 | 568.7695 | 1.8659
| 566.7424 | 0.0040278 | 566.7424 | 0.0021258 | 568.8881 | 0.00024284 | 568.8881 | 0.00023268 | 671.02 | 0.025532 | 566.7424 | 0.22018 | 671.02 | -0.00024269 | 671.02 | 0.0028055 | 568.8881 | 0.0002216 | 568.8881 | 0.00022931 | 566.7424 | 0.027654 | 849.8425 | 0.013875 | 849.8425 | 0.02659 | 849.2004 | 10.2546 | 849.8425 | 0.44535 | 568.8881 | 1.862
| 566.8591 | 0 | 566.8591 | 0 | 569.0067 | 0 | 569.0067 | 0.00047698 | 671.25 | -0.024542 | 566.8591 | 0.2206 | 671.25 | -0.0096781 | 671.25 | -0.014027 | 569.0067 | 0.00042987 | 569.0067 | 0.00042019 | 566.8591 | 0 | 850.0094 | 0.014607 | 850.0094 | 0.018047 | 849.3676 | 10.3012 | 850.0094 | 0.44877 | 569.0067 | 1.8662
| 566.9758 | 0.0094603 | 566.9758 | 0.014011 | 569.1253 | 0.00024284 | 569.1253 | 0.0002447 | 671.49 | -0.0027268 | 566.9758 | 0.21778 | 671.49 | 0.0069796 | 671.49 | -0.0030095 | 569.1253 | 0.0002088 | 569.1253 | 0.00019992 | 566.9758 | 0.025811 | 850.1764 | 0.012923 | 850.1764 | 0.028352 | 849.5348 | 10.4614 | 850.1764 | 0.45038 | 569.1253 | 1.8625
| 567.0925 | 0 | 567.0925 | 0 | 569.2439 | 0 | 569.2439 | 0.00046937 | 671.72 | -0.033961 | 567.0925 | 0.21073 | 671.72 | -0.00070865 | 671.72 | -0.00607 | 569.2439 | 0.00040373 | 569.2439 | 0.00040738 | 567.0925 | 0 | 850.3433 | 0.011239 | 850.3433 | 0.023387 | 849.702 | 10.4749 | 850.3433 | 0.45241 | 569.2439 | 1.8634
| 567.2092 | 0 | 567.2092 | 0.015149 | 569.3625 | 0.00024284 | 569.3625 | 0.00022607 | 671.95 | -0.0027268 | 567.2092 | 0.21205 | 671.95 | -0.002223 | 671.95 | 0.0067842 | 569.3625 | 0.00019546 | 569.3625 | 0.0002165 | 567.2092 | 0.04586 | 850.5103 | 0.017865 | 850.5103 | 0.030969 | 849.8692 | 10.5961 | 850.5103 | 0.45397 | 569.3625 | 1.8603
| 567.3259 | 0 | 567.3259 | 0 | 569.4812 | 0 | 569.4812 | 0.00045355 | 672.18 | 0.013634 | 567.3259 | 0.21675 | 672.18 | -0.0085133 | 672.18 | 0.0029585 | 569.4812 | 0.000424 | 569.4812 | 0.00038156 | 567.3259 | 0 | 850.6772 | 0.014827 | 850.6772 | 0.02328 | 850.0364 | 10.6737 | 850.6772 | 0.4576 | 569.4812 | 1.8625
| 567.4426 | 0.0055311 | 567.4426 | 0.010508 | 569.5998 | 0.00053406 | 569.5998 | 0.00022928 | 672.42 | 0.028507 | 567.4426 | 0.19587 | 672.42 | -0.00070865 | 672.42 | 0.0034176 | 569.5998 | 0.00023263 | 569.5998 | 0.00017976 | 567.4426 | 0.025811 | 850.8442 | 0.012777 | 850.8442 | 0.030969 | 850.2036 | 10.7459 | 850.8442 | 0.45879 | 569.5998 | 1.8598
| 567.5594 | 0 | 567.5594 | 0 | 569.7184 | 0 | 569.7184 | 0.00045235 | 672.65 | 0.019583 | 567.5594 | 0.19738 | 672.65 | -0.0075817 | 672.65 | -0.0013262 | 569.7184 | 0.00043716 | 569.7184 | 0.00034859 | 567.5594 | 0 | 851.0112 | 0.0076879 | 851.0112 | 0.015858 | 850.3708 | 10.8497 | 851.0112 | 0.46046 | 569.7184 | 1.8643
| 567.6761 | 0.010297 | 567.6761 | 0.01655 | 569.8371 | 0.00082547 | 569.8371 | 0.00022567 | 672.88 | 0.017104 | 567.6761 | 0.1971 | 672.88 | -0.00070865 | 672.88 | 0.0047948 | 569.8371 | 0.00020862 | 569.8371 | 0.00017976 | 567.6761 | 0.032494 | 851.1781 | 0.012264 | 851.1781 | 0.027978 | 850.538 | 10.8939 | 851.1781 | 0.45994 | 569.8371 | 1.8641
| 567.7928 | 0 | 567.7928 | 0 | 569.9557 | 0 | 569.9557 | 0.00046676 | 673.12 | -0.018096 | 567.7928 | 0.18671 | 673.12 | -0.0058343 | 673.12 | -0.0022444 | 569.9557 | 0.00040373 | 569.9557 | 0.00040361 | 567.7928 | 0 | 851.3451 | 0.015083 | 851.3451 | 0.02627 | 850.7052 | 10.9575 | 851.3451 | 0.46248 | 569.9557 | 1.8695
| 567.9096 | 0.0047217 | 567.9096 | 0.015762 | 570.0743 | 0.00053406 | 570.0743 | 0.00024289 | 673.35 | 0.010659 | 567.9096 | 0.1923 | 673.35 | 0.011173 | 673.35 | 0.0034176 | 570.0743 | 0.0001992 | 570.0743 | 0.00023478 | 567.9096 | 0.030189 | 851.5121 | 0.013985 | 851.5121 | 0.020824 | 850.8725 | 11.0362 | 851.5121 | 0.46419 | 570.0743 | 1.8687
| 568.0263 | 0 | 568.0263 | 0 | 570.193 | 0 | 570.193 | 0.00046937 | 673.58 | 0.012642 | 568.0263 | 0.18445 | 673.58 | 0.0019706 | 673.58 | 0.0093854 | 570.193 | 0.00040711 | 570.193 | 0.0004477 | 568.0263 | 0 | 851.6791 | 0.010653 | 851.6791 | 0.018314 | 851.0397 | 11.0781 | 851.6791 | 0.46757 | 570.193 | 1.8773
| 568.1431 | 0.0037966 | 568.1431 | 0.011559 | 570.3116 | 0.0011167 | 570.3116 | 0.00022808 | 673.82 | -0.013634 | 568.1431 | 0.19507 | 673.82 | -0.0042033 | 673.82 | -0.0074475 | 570.3116 | 0.00021111 | 570.3116 | 0.00021292 | 568.1431 | 0.01987 | 851.8461 | 0.0087129 | 851.8461 | 0.013028 | 851.2069 | 11.1167 | 851.8461 | 0.46996 | 570.3116 | 1.8756
| 568.2598 | 0 | 568.2598 | 0 | 570.4303 | 0 | 570.4303 | 0.00047918 | 674.05 | -0.0076846 | 568.2598 | 0.18323 | 674.05 | 0.0051159 | 674.05 | -0.016017 | 570.4303 | 0.00040995 | 570.4303 | 0.00043489 | 568.2598 | 0 | 852.013 | 0.0099576 | 852.013 | 0.02344 | 851.3741 | 11.1544 | 852.013 | 0.47307 | 570.4303 | 1.8759
| 568.3766 | 0.0071435 | 568.3766 | 0.011384 | 570.5489 | 0.00082547 | 570.5489 | 0.0002523 | 674.28 | 0.011155 | 568.3766 | 0.18586 | 674.28 | -0.0032714 | 674.28 | -0.0089776 | 570.5489 | 0.00020168 | 570.5489 | 0.00022196 | 568.3766 | 0.050008 | 852.18 | 0.012081 | 852.18 | 0.023867 | 851.5414 | 11.2356 | 852.18 | 0.47411 | 570.5489 | 1.8636
| 568.4934 | 0 | 568.4934 | 0 | 570.6676 | 0 | 570.6676 | 0.00047878 | 674.51 | 0.012147 | 568.4934 | 0.17777 | 674.51 | -0.015736 | 674.51 | -0.01617 | 570.6676 | 0.00041315 | 570.6676 | 0.00041284 | 568.4934 | 0 | 852.347 | 0.013033 | 852.347 | 0.022159 | 851.7086 | 11.2256 | 852.347 | 0.47458 | 570.6676 | 1.8658
| 568.6101 | 0 | 568.6101 | 0.016287 | 570.7863 | 0.00082547 | 570.7863 | 0.00023368 | 674.75 | -0.0002479 | 568.6101 | 0.1804 | 674.75 | 0.0016211 | 674.75 | 0.00051009 | 570.7863 | 0.00021609 | 570.7863 | 0.00019088 | 568.6101 | 0.011663 | 852.514 | 0.014753 | 852.514 | 0.024027 | 851.8759 | 11.3806 | 852.514 | 0.47395 | 570.7863 | 1.8646
| 568.7269 | 0 | 568.7269 | 0 | 570.9049 | 0 | 570.9049 | 0.00047798 | 674.98 | 0.006693 | 568.7269 | 0.17589 | 674.98 | -0.0040868 | 674.98 | -0.0023974 | 570.9049 | 0.00040657 | 570.9049 | 0.00042565 | 568.7269 | 0 | 852.681 | 0.012337 | 852.681 | 0.020343 | 852.0431 | 11.3185 | 852.681 | 0.47582 | 570.9049 | 1.8764
| 568.8437 | 0.0072722 | 568.8437 | 0.011208 | 571.0236 | 0.00053406 | 571.0236 | 0.0002509 | 675.21 | 0.015617 | 568.8437 | 0.17838 | 675.21 | -0.0030384 | 675.21 | -0.0092835 | 571.0236 | 0.00019244 | 571.0236 | 0.00023478 | 568.8437 | 0.037103 | 852.848 | 0.01501 | 852.848 | 0.027498 | 852.2104 | 11.4042 | 852.848 | 0.47707 | 571.0236 | 1.8768
| 568.9605 | 0 | 568.9605 | 0 | 571.1422 | 0.00024284 | 571.1422 | 0.00047597 | 675.45 | -0.0076846 | 568.9605 | 0.18948 | 675.45 | 0.0059312 | 675.45 | 0.011069 | 571.1422 | 0.00036513 | 571.1422 | 0.00045863 | 568.9605 | 0 | 853.015 | 0.011751 | 853.015 | 0.021945 | 852.3776 | 11.4607 | 853.015 | 0.48086 | 571.1422 | 1.8793
| 569.0773 | 0.0037966 | 569.0773 | 0.0086549 | 571.2609 | 0.00024284 | 571.2609 | 0.00023128 | 675.68 | -0.0076846 | 569.0773 | 0.16653 | 675.68 | -0.007698 | 675.68 | -0.0025504 | 571.2609 | 0.00017679 | 571.2609 | 0.00022385 | 569.0773 | 0.038024 | 853.182 | 0.014168 | 853.182 | 0.018047 | 852.5449 | 11.467 | 853.182 | 0.48268 | 571.2609 | 1.8739
| 569.1941 | 0 | 569.1941 | 0 | 571.3796 | 0 | 571.3796 | 0.00046516 | 675.91 | -0.0017352 | 569.1941 | 0.16456 | 675.91 | -0.013057 | 675.91 | -0.0022444 | 571.3796 | 0.00037474 | 571.3796 | 0.0003908 | 569.1941 | 0 | 853.349 | 0.0086763 | 853.349 | 0.023013 | 852.7121 | 11.5075 | 853.349 | 0.4874 | 571.3796 | 1.8716
| 569.3109 | 0.0083019 | 569.3109 | 0.012259 | 571.4983 | 0.00082547 | 571.4983 | 0.00023488 | 676.15 | -0.0012395 | 569.3109 | 0.16653 | 676.15 | -0.0010581 | 676.15 | -0.0025504 | 571.4983 | 0.0002008 | 571.4983 | 0.00016695 | 569.3109 | 0.038946 | 853.516 | 0.011459 | 853.516 | 0.022425 | 852.8794 | 11.5273 | 853.516 | 0.49124 | 571.4983 | 1.867
| 569.4277 | 0 | 569.4277 | 0 | 571.6169 | 0 | 571.6169 | 0.00046436 | 676.38 | -0.017104 | 569.4277 | 0.17669 | 676.38 | -0.0025725 | 676.38 | 0.0034176 | 571.6169 | 0.00038345 | 571.6169 | 0.0003908 | 569.4277 | 0 | 853.6831 | 0.016071 | 853.6831 | 0.022052 | 853.0467 | 11.4484 | 853.6831 | 0.4968 | 571.6169 | 1.8679
| 569.5446 | 0.010297 | 569.5446 | 0.011121 | 571.7356 | 0.00053406 | 571.7356 | 0.00023068 | 676.61 | 0.019087 | 569.5446 | 0.15906 | 676.61 | -0.0033879 | 676.61 | 0.0049478 | 571.7356 | 0.0001855 | 571.7356 | 0.00022385 | 569.5446 | 0.044016 | 853.8501 | 0.010543 | 853.8501 | 0.027605 | 853.2139 | 11.5934 | 853.8501 | 0.49867 | 571.7356 | 1.8677
| 569.6614 | 0.00069492 | 569.6614 | 0 | 571.8543 | 0 | 571.8543 | 0.00044394 | 676.85 | -0.019087 | 569.6614 | 0.17363 | 676.85 | -0.006999 | 676.85 | -0.007141 | 571.8543 | 0.00037385 | 571.8543 | 0.00041472 | 569.6614 | 0 | 854.0171 | 0.0072852 | 854.0171 | 0.028726 | 853.3812 | 11.4484 | 854.0171 | 0.50126 | 571.8543 | 1.8715
| 569.7782 | 0.0012527 | 569.7782 | 0.010771 | 571.973 | 0.0014081 | 571.973 | 0.00021766 | 677.08 | 0.016113 | 569.7782 | 0.15958 | 677.08 | -0.00082513 | 677.08 | 0.0031115 | 571.973 | 0.00018959 | 571.973 | 0.00019088 | 569.7782 | 0.028576 | 854.1841 | 0.012337 | 854.1841 | 0.025522 | 853.5485 | 11.5475 | 854.1841 | 0.5022 | 571.973 | 1.8668
| 569.8951 | 0 | 569.8951 | 0 | 572.0917 | 0 | 572.0917 | 0.00042571 | 677.31 | -0.0057014 | 569.8951 | 0.15215 | 677.31 | -0.0030384 | 677.31 | -0.0066822 | 572.0917 | 0.00035446 | 572.0917 | 0.00039268 | 569.8951 | 0 | 854.3511 | 0.01296 | 854.3511 | 0.021037 | 853.7158 | 11.5629 | 854.3511 | 0.50604 | 572.0917 | 1.8662
| 570.0119 | 0.0081732 | 570.0119 | 0.00091103 | 572.2104 | 0.00053406 | 572.2104 | 0.00021125 | 677.54 | 0.0061972 | 570.0119 | 0.164 | 677.54 | -0.0028054 | 677.54 | 5.1009e-05 | 572.2104 | 0.00016558 | 572.2104 | 0.0002018 | 570.0119 | 0.027654 | 854.5182 | 0.013289 | 854.5182 | 0.026857 | 853.8831 | 11.5855 | 854.5182 | 0.50957 | 572.2104 | 1.8553
| 570.1288 | 0 | 570.1288 | 0 | 572.3291 | 0 | 572.3291 | 0.00043773 | 677.78 | -0.037432 | 570.1288 | 0.15788 | 677.78 | 0.0032519 | 677.78 | 0.0038766 | 572.3291 | 0.00034326 | 572.3291 | 0.00039268 | 570.1288 | 0 | 854.6852 | 0.0045395 | 854.6852 | 0.02045 | 854.0503 | 11.5207 | 854.6852 | 0.51585 | 572.3291 | 1.8505
| 570.2456 | 0.0012527 | 570.2456 | 0.0085031 | 572.4478 | 0.00053406 | 572.4478 | 0.00022948 | 678.01 | 0.019087 | 570.2456 | 0.15398 | 678.01 | 0.0081444 | 678.01 | 0.014436 | 572.4478 | 0.00017839 | 572.4478 | 0.00019088 | 570.2456 | 0.027654 | 854.8523 | 0.01662 | 854.8523 | 0.03241 | 854.2176 | 11.5872 | 854.8523 | 0.5198 | 572.4478 | 1.8396
| 570.3625 | 0 | 570.3625 | 0 | 572.5665 | 0 | 572.5665 | 0.00046937 | 678.24 | -0.052304 | 570.3625 | 0.15172 | 678.24 | -0.012358 | 678.24 | -0.0049988 | 572.5665 | 0.00036069 | 572.5665 | 0.00044223 | 570.3625 | 0 | 855.0193 | 0.013655 | 855.0193 | 0.019809 | 854.3849 | 11.5376 | 855.0193 | 0.52385 | 572.5665 | 1.8362
| 570.4794 | 0.0054154 | 570.4794 | 0.021279 | 572.6852 | 0.00082547 | 572.6852 | 0.00024369 | 678.48 | -0.015617 | 570.4794 | 0.15826 | 678.48 | -0.001757 | 678.48 | 0.0037236 | 572.6852 | 0.0001823 | 572.6852 | 0.00025136 | 570.4794 | 0.063144 | 855.1863 | 0.014936 | 855.1863 | 0.02611 | 854.5522 | 11.4821 | 855.1863 | 0.52504 | 572.6852 | 1.8301
| 570.5962 | 0 | 570.5962 | 0 | 572.8039 | 0 | 572.8039 | 0.00046516 | 678.71 | 0.018096 | 570.5962 | 0.14839 | 678.71 | -0.0081638 | 678.71 | -0.0049988 | 572.8039 | 0.00035393 | 572.8039 | 0.00045316 | 570.5962 | 0 | 855.3534 | 0.010873 | 855.3534 | 0.020717 | 854.7195 | 11.4709 | 855.3534 | 0.52748 | 572.8039 | 1.8282
| 570.7131 | 0.0051842 | 570.7131 | 0.006681 | 572.9226 | 0.0011167 | 572.9226 | 0.00022567 | 678.94 | 0.026029 | 570.7131 | 0.16291 | 678.94 | -0.0031549 | 678.94 | -0.0040807 | 572.9226 | 0.00017181 | 572.9226 | 0.0002018 | 570.7131 | 0.030189 | 855.5204 | 0.013911 | 855.5204 | 0.027017 | 854.8868 | 11.4793 | 855.5204 | 0.52795 | 572.9226 | 1.8234
| 570.83 | 0 | 570.83 | 0 | 573.0413 | 0 | 573.0413 | 0.00045034 | 679.18 | 0.0295 | 570.83 | 0.14636 | 679.18 | -0.0018735 | 679.18 | 0.0075495 | 573.0413 | 0.00035268 | 573.0413 | 0.00038156 | 570.83 | 0 | 855.6875 | 0.014058 | 855.6875 | 0.018581 | 855.0541 | 11.4046 | 855.6875 | 0.52888 | 573.0413 | 1.821
| 570.9469 | 0.013257 | 570.9469 | 0.0088442 | 573.16 | 0.00024284 | 573.16 | 0.00022888 | 679.41 | 0.016609 | 570.9469 | 0.15666 | 679.41 | 0.002786 | 679.41 | -0.0007141 | 573.16 | 0.00018105 | 573.16 | 0.00018353 | 570.9469 | 0.037564 | 855.8545 | 0.010287 | 855.8545 | 0.027391 | 855.2215 | 11.3826 | 855.8545 | 0.52894 | 573.16 | 1.8231
| 571.0638 | 0 | 571.0638 | 0 | 573.2787 | 0 | 573.2787 | 0.00045775 | 679.64 | -0.010164 | 571.0638 | 0.14453 | 679.64 | 0.0040674 | 679.64 | -0.0039276 | 573.2787 | 0.00036353 | 573.2787 | 0.00035236 | 571.0638 | 0 | 856.0216 | 0.010617 | 856.0216 | 0.019542 | 855.3888 | 11.2923 | 856.0216 | 0.53148 | 573.2787 | 1.8325
| 571.1807 | 0.01004 | 571.1807 | 0.0097198 | 573.3975 | 0.00024284 | 573.3975 | 0.00022928 | 679.88 | 0.013138 | 571.1807 | 0.14359 | 679.88 | -0.00059213 | 679.88 | 0.0093854 | 573.3975 | 0.00018266 | 573.3975 | 0.00017241 | 571.1807 | 0.044938 | 856.1887 | 0.013435 | 856.1887 | 0.0291 | 855.5561 | 11.3017 | 856.1887 | 0.53408 | 573.3975 | 1.8376
| 571.2976 | 0 | 571.2976 | 0 | 573.5162 | 0 | 573.5162 | 0.00046817 | 680.11 | -0.030987 | 571.2976 | 0.15281 | 680.11 | -0.0056011 | 680.11 | -0.010355 | 573.5162 | 0.00037153 | 573.5162 | 0.00033766 | 571.2976 | 0 | 856.3557 | 0.011495 | 856.3557 | 0.020717 | 855.7234 | 11.2543 | 856.3557 | 0.53807 | 573.5162 | 1.8391
| 571.4145 | 0.0029872 | 571.4145 | 0.013835 | 573.6349 | 0.00024284 | 573.6349 | 0.00023909 | 680.34 | -0.0081804 | 571.4145 | 0.14411 | 680.34 | -0.002223 | 680.34 | -0.0066822 | 573.6349 | 0.00018888 | 573.6349 | 0.00016883 | 571.4145 | 0.014254 | 856.5228 | 0.01252 | 856.5228 | 0.027391 | 855.8908 | 11.2892 | 856.5228 | 0.53984 | 573.6349 | 1.8323
| 571.5315 | 0 | 571.5315 | 0 | 573.7537 | 0 | 573.7537 | 0.00047738 | 680.58 | -0.00074368 | 571.5315 | 0.14025 | 680.58 | 0.00045625 | 680.58 | 0.0066312 | 573.7537 | 0.00033365 | 573.7537 | 0.00039268 | 571.5315 | 0 | 856.6898 | 0.012374 | 856.6898 | 0.025255 | 856.0581 | 11.1479 | 856.6898 | 0.54275 | 573.7537 | 1.8366
| 571.6484 | 0.010168 | 571.6484 | 0.012259 | 573.8724 | 0.00082547 | 573.8724 | 0.00023869 | 680.81 | -0.021071 | 571.6484 | 0.14542 | 680.81 | -0.0063001 | 680.81 | -0.0036216 | 573.8724 | 0.00014459 | 573.8724 | 0.00022385 | 571.6484 | 0.036642 | 856.8569 | 0.015962 | 856.8569 | 0.025362 | 856.2254 | 11.0355 | 856.8569 | 0.54467 | 573.8724 | 1.8352
| 571.7654 | 0 | 571.7654 | 0 | 573.9911 | 0 | 573.9911 | 0.00045555 | 681.04 | -0.00471 | 571.7654 | 0.13851 | 681.04 | -0.01061 | 681.04 | -0.0068351 | 573.9911 | 0.00032298 | 573.9911 | 0.00039268 | 571.7654 | 0 | 857.024 | 0.0095916 | 857.024 | 0.025736 | 856.3927 | 10.9865 | 857.024 | 0.54861 | 573.9911 | 1.8398
| 571.8823 | 0 | 571.8823 | 0.015762 | 574.1099 | 0.00082547 | 574.1099 | 0.00021726 | 681.28 | -0.015617 | 571.8823 | 0.14035 | 681.28 | -0.002456 | 681.28 | -0.0068351 | 574.1099 | 0.00017892 | 574.1099 | 0.00017241 | 571.8823 | 0.026732 | 857.1911 | 0.014644 | 857.1911 | 0.030488 | 856.5601 | 10.9439 | 857.1911 | 0.55074 | 574.1099 | 1.8359
| 571.9992 | 0 | 571.9992 | 0 | 574.2286 | 0 | 574.2286 | 0.00043453 | 681.51 | -0.021071 | 571.9992 | 0.1301 | 681.51 | 0.00045625 | 681.51 | 0.0049478 | 574.2286 | 0.0003445 | 574.2286 | 0.00034124 | 571.9992 | 0 | 857.3582 | 0.0098478 | 857.3582 | 0.030061 | 856.7274 | 10.8091 | 857.3582 | 0.55422 | 574.2286 | 1.8332
| 572.1162 | 0.0044904 | 572.1162 | 0.0068328 | 574.3474 | 0.00053406 | 574.3474 | 0.00021766 | 681.74 | 0.0012395 | 572.1162 | 0.12836 | 681.74 | -0.0029219 | 681.74 | 0.00035706 | 574.3474 | 0.00016611 | 574.3474 | 0.00017241 | 572.1162 | 0.044016 | 857.5252 | 0.011312 | 857.5252 | 0.030808 | 856.8948 | 10.8016 | 857.5252 | 0.55583 | 574.3474 | 1.8269
| 572.2332 | 0 | 572.2332 | 0 | 574.4661 | 0 | 574.4661 | 0.00045095 | 681.98 | -0.020574 | 572.2332 | 0.13052 | 681.98 | -0.014804 | 681.98 | 0.00020403 | 574.4661 | 0.00033294 | 574.4661 | 0.00038156 | 572.2332 | 0 | 857.6923 | 0.013143 | 857.6923 | 0.020824 | 857.0621 | 10.7488 | 857.6923 | 0.55941 | 574.4661 | 1.8219
| 572.3501 | 0 | 572.3501 | 0.018214 | 574.5848 | 0.00082547 | 574.5848 | 0.00023448 | 682.21 | -0.0027268 | 572.3501 | 0.14049 | 682.21 | -0.0071154 | 682.21 | -0.0030095 | 574.5848 | 0.00016736 | 574.5848 | 0.00021292 | 572.3501 | 0.040559 | 857.8594 | 0.012154 | 857.8594 | 0.024882 | 857.2295 | 10.5876 | 857.8594 | 0.56112 | 574.5848 | 1.8188
| 572.4671 | 0 | 572.4671 | 0 | 574.7036 | 0 | 574.7036 | 0.00045315 | 682.44 | -0.002231 | 572.4671 | 0.13052 | 682.44 | -0.0047858 | 682.44 | -0.0031625 | 574.7036 | 0.00035322 | 574.7036 | 0.00039268 | 572.4671 | 0 | 858.0265 | 0.013289 | 858.0265 | 0.021197 | 857.3969 | 10.4475 | 858.0265 | 0.56611 | 574.7036 | 1.8251
| 572.5841 | 0.0029872 | 572.5841 | 0.016813 | 574.8224 | 0.00053406 | 574.8224 | 0.00021967 | 682.68 | 0.024542 | 572.5841 | 0.13235 | 682.68 | 0.0060475 | 682.68 | 0.00709 | 574.8224 | 0.00018586 | 574.8224 | 0.00017976 | 572.5841 | 0.040559 | 858.1936 | 0.015595 | 858.1936 | 0.025362 | 857.5642 | 10.4619 | 858.1936 | 0.56964 | 574.8224 | 1.8255
| 572.7011 | 0 | 572.7011 | 0 | 574.9411 | 0 | 574.9411 | 0.00041831 | 682.91 | -0.010659 | 572.7011 | 0.12036 | 682.91 | -0.0059506 | 682.91 | -0.012956 | 574.9411 | 0.00036033 | 574.9411 | 0.00037421 | 572.7011 | 0 | 858.3607 | 0.010543 | 858.3607 | 0.020824 | 857.7316 | 10.2838 | 858.3607 | 0.57421 | 574.9411 | 1.8239
| 572.8181 | 0 | 572.8181 | 0.012172 | 575.0599 | 0.00053406 | 575.0599 | 0.00020245 | 683.14 | -0.006693 | 572.8181 | 0.12676 | 683.14 | 0.0082607 | 683.14 | 0.013364 | 575.0599 | 0.00017465 | 575.0599 | 0.00019445 | 572.8181 | 0.037103 | 858.5278 | 0.014387 | 858.5278 | 0.024294 | 857.899 | 10.141 | 858.5278 | 0.5753 | 575.0599 | 1.8116
| 572.9351 | 0 | 572.9351 | 0 | 575.1786 | 0 | 575.1786 | 0.00040008 | 683.38 | 0.0076846 | 572.9351 | 0.12168 | 683.38 | -0.010843 | 683.38 | -0.0053048 | 575.1786 | 0.00030111 | 575.1786 | 0.00040738 | 572.9351 | 0 | 858.6949 | 0.01263 | 858.6949 | 0.016445 | 858.0663 | 10.0545 | 858.6949 | 0.57841 | 575.1786 | 1.8048
| 573.0521 | 0.0017152 | 573.0521 | 0.0077439 | 575.2974 | 0.0011167 | 575.2974 | 0.00020104 | 683.61 | 0.011651 | 573.0521 | 0.123 | 683.61 | -0.0050185 | 683.61 | 0.0012752 | 575.2974 | 0.00012663 | 575.2974 | 0.0002165 | 573.0521 | 0.014686 | 858.862 | 0.0051985 | 858.862 | 0.011159 | 858.2337 | 9.8869 | 858.862 | 0.58116 | 575.2974 | 1.7994
| 573.1691 | 0 | 573.1691 | 0 | 575.4162 | 0 | 575.4162 | 0.00042371 | 683.84 | -0.020574 | 573.1691 | 0.1237 | 683.84 | -0.0001262 | 683.84 | 5.1009e-05 | 575.4162 | 0.00027692 | 575.4162 | 0.00044035 | 573.1691 | 0 | 859.0291 | 0.0068459 | 859.0291 | 0.015698 | 858.4011 | 9.8447 | 859.0291 | 0.58599 | 575.4162 | 1.7974
| 573.2861 | 0.0097178 | 573.2861 | 0.010771 | 575.5349 | 0.00053406 | 575.5349 | 0.00022647 | 684.08 | 0.0037184 | 573.2861 | 0.11463 | 684.08 | -0.0036209 | 684.08 | -0.0010202 | 575.5349 | 0.00015029 | 575.5349 | 0.00022743 | 573.2861 | 0.01771 | 859.1962 | 0.01252 | 859.1962 | 0.025522 | 858.5685 | 9.7146 | 859.1962 | 0.58869 | 575.5349 | 1.7909
| 573.4031 | 0 | 573.4031 | 0 | 575.6537 | 0 | 575.6537 | 0.00045915 | 684.31 | 0.0071888 | 573.4031 | 0.11862 | 684.31 | 0.00045625 | 684.31 | -0.00607 | 575.6537 | 0.00029026 | 575.6537 | 0.00037063 | 573.4031 | 0 | 859.3633 | 0.011312 | 859.3633 | 0.020343 | 858.7359 | 9.4744 | 859.3633 | 0.59207 | 575.6537 | 1.784
| 573.5202 | 0.0072722 | 573.5202 | 0.0071365 | 575.7725 | 0.00053406 | 575.7725 | 0.00023368 | 684.54 | 0.002231 | 573.5202 | 0.11609 | 684.54 | -0.0037373 | 684.54 | 0.010457 | 575.7725 | 0.00013997 | 575.7725 | 0.00014678 | 573.5202 | 0.038946 | 859.5305 | 0.0090058 | 859.5305 | 0.019542 | 858.9033 | 9.509 | 859.5305 | 0.5944 | 575.7725 | 1.7665
| 573.6372 | 0 | 573.6372 | 0 | 575.8913 | 0 | 575.8913 | 0.00048218 | 684.78 | -0.0002479 | 573.6372 | 0.11566 | 684.78 | -0.0010581 | 684.78 | -0.0046928 | 575.8913 | 0.00030057 | 575.8913 | 0.00033031 | 573.6372 | 0 | 859.6976 | 0.01457 | 859.6976 | 0.017246 | 859.0707 | 9.2448 | 859.6976 | 0.59897 | 575.8913 | 1.756
| 573.7542 | 0.0086237 | 573.7542 | 0.013398 | 576.0101 | 0.0011167 | 576.0101 | 0.0002493 | 685.01 | 0.016609 | 573.7542 | 0.10847 | 685.01 | 0.0044169 | 685.01 | -0.0074475 | 576.0101 | 0.00016113 | 576.0101 | 0.00018353 | 573.7542 | 0.063144 | 859.8647 | 0.018854 | 859.8647 | 0.033211 | 859.2381 | 9.139 | 859.8647 | 0.60167 | 576.0101 | 1.7437
| 573.8713 | 0 | 573.8713 | 0 | 576.1289 | 0 | 576.1289 | 0.00046616 | 685.25 | 0.011155 | 573.8713 | 0.12088 | 685.25 | -0.0016406 | 685.25 | -0.0025504 | 576.1289 | 0.0002947 | 576.1289 | 0.00036328 | 573.8713 | 0 | 860.0318 | 0.010653 | 860.0318 | 0.022425 | 859.4055 | 8.9573 | 860.0318 | 0.6051 | 576.1289 | 1.7469
| 573.9883 | 0.0015996 | 573.9883 | 0.012434 | 576.2476 | 0.0011167 | 576.2476 | 0.00021726 | 685.48 | -0.021071 | 573.9883 | 0.10222 | 685.48 | -0.0079311 | 685.48 | -0.0053048 | 576.2476 | 0.0001341 | 576.2476 | 0.00017976 | 573.9883 | 0 | 860.199 | 0.01501 | 860.199 | 0.028726 | 859.5729 | 8.905 | 860.199 | 0.60608 | 576.2476 | 1.7454
| 574.1054 | 0 | 574.1054 | 0 | 576.3664 | 0 | 576.3664 | 0.00046817 | 685.71 | -0.0052058 | 574.1054 | 0.10969 | 685.71 | 0.00068922 | 685.71 | -0.0030095 | 576.3664 | 0.00029239 | 576.3664 | 0.00038156 | 574.1054 | 0 | 860.3661 | 0.0061869 | 860.3661 | 0.018421 | 859.7403 | 8.6079 | 860.3661 | 0.61091 | 576.3664 | 1.7537
| 574.2225 | 0.0020621 | 574.2225 | 0.010158 | 576.4852 | 0.00053406 | 576.4852 | 0.0002521 | 685.95 | 0.01413 | 574.2225 | 0.11129 | 685.95 | 0.0026695 | 685.95 | -0.0030095 | 576.4852 | 0.000159 | 576.4852 | 0.0002018 | 574.2225 | 0.00086386 | 860.5332 | 0.012154 | 860.5332 | 0.013242 | 859.9077 | 8.5556 | 860.5332 | 0.61429 | 576.4852 | 1.7542
| 574.3395 | 0 | 574.3395 | 0 | 576.604 | 0 | 576.604 | 0.00050221 | 686.18 | -0.028507 | 574.3395 | 0.099535 | 686.18 | 0.00010678 | 686.18 | -0.01112 | 576.604 | 0.00031587 | 576.604 | 0.00039814 | 574.3395 | 0 | 860.7004 | 0.0095183 | 860.7004 | 0.021945 | 860.0751 | 8.3384 | 860.7004 | 0.61984 | 576.604 | 1.7604
| 574.4566 | 0.0022934 | 574.4566 | 0.0022776 | 576.7228 | 0.00082547 | 576.7228 | 0.0002517 | 686.41 | 0.01413 | 574.4566 | 0.10969 | 686.41 | -0.002456 | 686.41 | -0.00086717 | 576.7228 | 0.00015687 | 576.7228 | 0.00019634 | 574.4566 | 0.034568 | 860.8675 | 0.0082004 | 860.8675 | 0.024775 | 860.2425 | 8.2811 | 860.8675 | 0.62275 | 576.7228 | 1.7578
| 574.5737 | 0 | 574.5737 | 0 | 576.8416 | 0 | 576.8416 | 0.00045815 | 686.65 | -0.032474 | 574.5737 | 0.094457 | 686.65 | -0.0001262 | 686.65 | -0.0037746 | 576.8416 | 0.00030342 | 576.8416 | 0.00038721 | 574.5737 | 0 | 861.0347 | 0.0090058 | 861.0347 | 0.019809 | 860.41 | 8.1214 | 861.0347 | 0.62747 | 576.8416 | 1.761
| 574.6908 | 0.010361 | 574.6908 | 0.0089317 | 576.9604 | 0.00082547 | 576.9604 | 0.00021125 | 686.88 | 0.010659 | 574.6908 | 0.10193 | 686.88 | 0.0046498 | 686.88 | -0.01418 | 576.9604 | 0.00014691 | 576.9604 | 0.00019088 | 574.6908 | 0.034107 | 861.2018 | 0.014827 | 861.2018 | 0.032784 | 860.5774 | 7.9861 | 861.2018 | 0.63163 | 576.9604 | 1.7604
| 574.8079 | 0 | 574.8079 | 0 | 577.0792 | 0 | 577.0792 | 0.00044574 | 687.11 | -0.018592 | 574.8079 | 0.10316 | 687.11 | -0.0074648 | 687.11 | -0.015404 | 577.0792 | 0.00025806 | 577.0792 | 0.00035236 | 574.8079 | 0 | 861.369 | 0.012118 | 861.369 | 0.030488 | 860.7448 | 7.7428 | 861.369 | 0.63781 | 577.0792 | 1.7608
| 574.925 | 0.0087524 | 574.925 | 0.015324 | 577.198 | 0.00082547 | 577.198 | 0.00023869 | 687.35 | -0.028012 | 574.925 | 0.10301 | 687.35 | -0.0016406 | 687.35 | 0.0052539 | 577.198 | 0.00011169 | 577.198 | 0.00016148 | 574.925 | 0.036181 | 861.5361 | 0.016913 | 861.5361 | 0.02029 | 860.9123 | 7.649 | 861.5361 | 0.64165 | 577.198 | 1.7558
| 575.0421 | 0 | 575.0421 | 0 | 577.3169 | 0 | 577.3169 | 0.00045815 | 687.58 | -0.018592 | 575.0421 | 0.10753 | 687.58 | 0.00033976 | 687.58 | -0.00025504 | 577.3169 | 0.00024544 | 577.3169 | 0.00039626 | 575.0421 | 0 | 861.7033 | 0.017865 | 861.7033 | 0.026483 | 861.0797 | 7.4599 | 861.7033 | 0.64617 | 577.3169 | 1.7538
| 575.1592 | 0.0070148 | 575.1592 | 0.016988 | 577.4357 | 0.00024284 | 577.4357 | 0.00022287 | 687.81 | 0.041894 | 575.1592 | 0.10405 | 687.81 | -0.00070865 | 687.81 | 0.0021933 | 577.4357 | 0.0001341 | 577.4357 | 0.00023478 | 575.1592 | 0.011231 | 861.8704 | 0.012593 | 861.8704 | 0.027498 | 861.2471 | 7.3339 | 861.8704 | 0.64798 | 577.4357 | 1.7481
| 575.2763 | 0 | 575.2763 | 0 | 577.5545 | 0 | 577.5545 | 0.00047137 | 688.05 | -0.010164 | 575.2763 | 0.098454 | 688.05 | -0.0060669 | 688.05 | -0.0065293 | 577.5545 | 0.00024882 | 577.5545 | 0.00042565 | 575.2763 | 0 | 862.0376 | 0.013838 | 862.0376 | 0.018101 | 861.4146 | 7.1274 | 862.0376 | 0.65343 | 577.5545 | 1.7489
| 575.3935 | 0.0056467 | 575.3935 | 0.0086549 | 577.6733 | 0.00053406 | 577.6733 | 0.0002495 | 688.28 | -0.0002479 | 575.3935 | 0.098219 | 688.28 | 0.00010678 | 688.28 | -0.0053048 | 577.6733 | 0.00011471 | 577.6733 | 0.00019088 | 575.3935 | 0.033646 | 862.2047 | 0.01468 | 862.2047 | 0.030969 | 861.582 | 7.0649 | 862.2047 | 0.65567 | 577.6733 | 1.7461
| 575.5106 | 0 | 575.5106 | 0 | 577.7921 | 0 | 577.7921 | 0.00048298 | 688.52 | -0.029994 | 575.5106 | 0.094975 | 688.52 | -0.0089791 | 688.52 | -0.0028565 | 577.7921 | 0.00025308 | 577.7921 | 0.00034859 | 575.5106 | 0 | 862.3719 | 0.013399 | 862.3719 | 0.025362 | 861.7495 | 6.899 | 862.3719 | 0.66101 | 577.7921 | 1.7431
| 575.6278 | 0.0055311 | 575.6278 | 0.0072883 | 577.911 | 0.00053406 | 577.911 | 0.00023448 | 688.75 | 0.034458 | 575.6278 | 0.11383 | 688.75 | 0.0067465 | 688.75 | -0.00056109 | 577.911 | 0.00013837 | 577.911 | 0.00015771 | 575.6278 | 0.043094 | 862.5391 | 0.013472 | 862.5391 | 0.028245 | 861.9169 | 6.703 | 862.5391 | 0.6646 | 577.911 | 1.7321
| 575.7449 | 0 | 575.7449 | 0 | 578.0298 | 0 | 578.0298 | 0.00045595 | 688.98 | 0.0057014 | 575.7449 | 0.10142 | 688.98 | 0.00022327 | 688.98 | 0.0093854 | 578.0298 | 0.00023388 | 578.0298 | 0.00034859 | 575.7449 | 0 | 862.7062 | 0.01036 | 862.7062 | 0.023173 | 862.0844 | 6.5269 | 862.7062 | 0.67062 | 578.0298 | 1.7181
| 575.8621 | 0.0010214 | 575.8621 | 0.013398 | 578.1486 | 0.0011167 | 578.1486 | 0.00022247 | 689.22 | 0.012642 | 575.8621 | 0.10222 | 689.22 | -0.0028054 | 689.22 | 0.0055599 | 578.1486 | 9.5329e-05 | 578.1486 | 0.00019088 | 575.8621 | 0.043555 | 862.8734 | 0.014753 | 862.8734 | 0.024775 | 862.2519 | 6.364 | 862.8734 | 0.67379 | 578.1486 | 1.7082
| 575.9792 | 0 | 575.9792 | 0 | 578.2675 | 0 | 578.2675 | 0.00044754 | 689.45 | -0.015617 | 575.9792 | 0.10461 | 689.45 | -0.00199 | 689.45 | -0.00010202 | 578.2675 | 0.00020951 | 578.2675 | 0.0003028 | 575.9792 | 0 | 863.0406 | 0.010726 | 863.0406 | 0.028886 | 862.4193 | 6.1779 | 863.0406 | 0.67732 | 578.2675 | 1.7072
| 576.0964 | 0 | 576.0964 | 0.017776 | 578.3863 | 0.00053406 | 578.3863 | 0.00022607 | 689.68 | 0.013138 | 576.0964 | 0.098877 | 689.68 | 0.0015046 | 689.68 | 0.010916 | 578.3863 | 0.00011418 | 578.3863 | 0.0001155 | 576.0964 | 0.039638 | 863.2078 | 0.01468 | 863.2078 | 0.019916 | 862.5868 | 6.0628 | 863.2078 | 0.67913 | 578.3863 | 1.7059
| 576.2136 | 0 | 576.2136 | 0 | 578.5051 | 0 | 578.5051 | 0.00044674 | 689.92 | -0.010164 | 576.2136 | 0.093282 | 689.92 | -0.0033879 | 689.92 | 0.0064783 | 578.5051 | 0.00021858 | 578.5051 | 0.00030638 | 576.2136 | 0 | 863.375 | 0.012008 | 863.375 | 0.022692 | 862.7543 | 5.8695 | 863.375 | 0.68329 | 578.5051 | 1.709
| 576.3307 | 0.005878 | 576.3307 | 0.0072883 | 578.624 | 0.00024284 | 578.624 | 0.00022187 | 690.15 | 0.0042142 | 576.3307 | 0.093141 | 690.15 | -0.012124 | 690.15 | -0.0040807 | 578.624 | 0.0001044 | 578.624 | 0.00019445 | 576.3307 | 0.033185 | 863.5422 | 0.016913 | 863.5422 | 0.025042 | 862.9217 | 5.7733 | 863.5422 | 0.68412 | 578.624 | 1.7037
| 576.4479 | 0 | 576.4479 | 0.0013697 | 578.7428 | 0 | 578.7428 | 0.00043112 | 690.38 | -0.00471 | 576.4479 | 0.086323 | 690.38 | -0.0029219 | 690.38 | -0.0017853 | 578.7428 | 0.00019582 | 578.7428 | 0.00038156 | 576.4479 | 0 | 863.7093 | 0.0070289 | 863.7093 | 0.018207 | 863.0892 | 5.5679 | 863.7093 | 0.68682 | 578.7428 | 1.6985
| 576.5651 | 0.010297 | 576.5651 | 0.00577 | 578.8617 | 0.00082547 | 578.8617 | 0.00021025 | 690.62 | 0.01413 | 576.5651 | 0.094457 | 690.62 | 0.0010387 | 690.62 | 0.007243 | 578.8617 | 9.1416e-05 | 578.8617 | 0.00019088 | 576.5651 | 0.015982 | 863.8765 | 0.01662 | 863.8765 | 0.02675 | 863.2567 | 5.5124 | 863.8765 | 0.6865 | 578.8617 | 1.6848
| 576.6823 | 0 | 576.6823 | 0 | 578.9805 | 0 | 578.9805 | 0.0004169 | 690.85 | 0.019583 | 576.6823 | 0.083644 | 690.85 | -0.006999 | 690.85 | -0.0022444 | 578.9805 | 0.0001871 | 578.9805 | 0.00033766 | 576.6823 | 0 | 864.0437 | 0.014424 | 864.0437 | 0.026377 | 863.4242 | 5.3216 | 864.0437 | 0.68946 | 578.9805 | 1.6784
| 576.7995 | 0.015381 | 576.7995 | 0.011997 | 579.0994 | 0.00082547 | 579.0994 | 0.00020745 | 691.09 | -0.0042142 | 576.7995 | 0.09394 | 691.09 | 0.002553 | 691.09 | 0.0051009 | 579.0994 | 9.5685e-05 | 579.0994 | 0.00014678 | 576.7995 | 0.058304 | 864.2109 | 0.016108 | 864.2109 | 0.024615 | 863.5917 | 5.282 | 864.2109 | 0.69087 | 579.0994 | 1.6734
| 576.9167 | 0 | 576.9167 | 0 | 579.2183 | 0 | 579.2183 | 0.00044514 | 691.32 | 0.0012395 | 576.9167 | 0.083126 | 691.32 | -0.0031549 | 691.32 | -0.0013262 | 579.2183 | 0.00018354 | 579.2183 | 0.00031561 | 576.9167 | 0 | 864.3781 | 0.0092621 | 864.3781 | 0.022906 | 863.7592 | 4.991 | 864.3781 | 0.6944 | 579.2183 | 1.6737
| 577.0339 | 0.0014839 | 577.0339 | 0.018652 | 579.3371 | 0.00082547 | 579.3371 | 0.00023869 | 691.55 | -0.0057014 | 577.0339 | 0.094881 | 691.55 | 0.0088434 | 691.55 | 0.0018873 | 579.3371 | 8.7859e-05 | 579.3371 | 0.00016883 | 577.0339 | 0.035489 | 864.5453 | 0.016145 | 864.5453 | 0.027017 | 863.9267 | 4.956 | 864.5453 | 0.69746 | 579.3371 | 1.6724
| 577.1512 | 0 | 577.1512 | 0 | 579.456 | 0 | 579.456 | 0.00046717 | 691.79 | -0.019583 | 577.1512 | 0.085242 | 691.79 | -0.012591 | 691.79 | -0.007294 | 579.456 | 0.00018337 | 579.456 | 0.00035782 | 577.1512 | 0 | 864.7125 | 0.011129 | 864.7125 | 0.021197 | 864.0942 | 4.736 | 864.7125 | 0.70395 | 579.456 | 1.6697
| 577.2684 | 0 | 577.2684 | 0.013485 | 579.5748 | 0.00024284 | 579.5748 | 0.00022948 | 692.02 | 0.0081804 | 577.2684 | 0.090602 | 692.02 | 0.0032519 | 692.02 | 0.0046418 | 579.5748 | 9.5329e-05 | 579.5748 | 0.00018899 | 577.2684 | 0.03595 | 864.8797 | 0.014314 | 864.8797 | 0.026377 | 864.2617 | 4.6295 | 864.8797 | 0.71018 | 579.5748 | 1.6619
| 577.3856 | 0 | 577.3856 | 0 | 579.6937 | 0 | 579.6937 | 0.00045735 | 692.25 | -0.009172 | 577.3856 | 0.084866 | 692.25 | 0.0011552 | 692.25 | -0.00607 | 579.6937 | 0.00017109 | 579.6937 | 0.00036875 | 577.3856 | 0 | 865.047 | 0.0090058 | 865.047 | 0.025255 | 864.4292 | 4.4972 | 865.047 | 0.71916 | 579.6937 | 1.6557
| 577.5029 | 0.0026402 | 577.5029 | 0.0083512 | 579.8126 | 0.00053406 | 579.8126 | 0.00022808 | 692.49 | 0.01413 | 577.5029 | 0.096714 | 692.49 | -0.005368 | 692.49 | -0.0063763 | 579.8126 | 7.5765e-05 | 579.8126 | 0.00017976 | 577.5029 | 0.035029 | 865.2142 | 0.015083 | 865.2142 | 0.016072 | 864.5967 | 4.3561 | 865.2142 | 0.72518 | 579.8126 | 1.6501
| 577.6201 | 0 | 577.6201 | 0 | 579.9315 | 0 | 579.9315 | 0.00047878 | 692.72 | -0.011651 | 577.6201 | 0.088063 | 692.72 | -0.0030384 | 692.72 | -0.012803 | 579.9315 | 0.00017465 | 579.9315 | 0.00033766 | 577.6201 | 0 | 865.3814 | 0.010214 | 865.3814 | 0.021785 | 864.7642 | 4.2215 | 865.3814 | 0.73245 | 579.9315 | 1.6589
| 577.7374 | 0.0042591 | 577.7374 | 0.010508 | 580.0503 | 0.0016993 | 580.0503 | 0.00028494 | 692.96 | 0.014626 | 577.7374 | 0.090978 | 692.96 | 0.00080569 | 692.96 | 0.0077024 | 580.0503 | 0.00010138 | 580.0503 | 0.00017241 | 577.7374 | 0.037103 | 865.5486 | 0.017389 | 865.5486 | 0.022052 | 864.9318 | 4.1502 | 865.5486 | 0.73837 | 580.0503 | 1.6527
| 577.8546 | 0 | 577.8546 | 0 | 580.1692 | 0.00053406 | 580.1692 | 0.00032039 | 693.19 | -0.00074368 | 577.8546 | 0.083785 | 693.19 | -0.0086301 | 693.19 | 0.0077024 | 580.1692 | 0.00010387 | 580.1692 | 0.0002165 | 577.8546 | 0 | 865.7158 | 0.015266 | 865.7158 | 0.028459 | 865.0993 | 3.9178 | 865.7158 | 0.74444 | 580.1692 | 1.6459
| 577.9719 | 0.00044325 | 577.9719 | 0.012259 | 580.2881 | 0.00024284 | 580.2881 | 0.00012035 | 693.42 | -0.023549 | 577.9719 | 0.08764 | 693.42 | -0.0056011 | 693.42 | -0.0023974 | 580.2881 | 1.0849e-05 | 580.2881 | 0.000101 | 577.9719 | 0 | 865.8831 | 0.0083835 | 865.8831 | 0.01746 | 865.2668 | 3.7588 | 865.8831 | 0.74984 | 580.2881 | 1.6256
| 578.0892 | 0 | 578.0892 | 0 | 580.407 | 0 | 580.407 | 0.00013616 | 693.66 | 0.0032226 | 578.0892 | 0.07913 | 693.66 | -0.0014076 | 693.66 | 0.018108 | 580.407 | 8.3591e-06 | 580.407 | 9.1763e-05 | 578.0892 | 0 | 866.0503 | 0.015449 | 866.0503 | 0.02376 | 865.4343 | 3.7221 | 866.0503 | 0.75151 | 580.407 | 1.6174
| 578.2065 | 0.0017152 | 578.2065 | 0.015937 | 580.5259 | 0.00024284 | 580.5259 | 0.00014878 | 693.89 | -0.0295 | 578.2065 | 0.084208 | 693.89 | -0.0073485 | 693.89 | -0.00607 | 580.5259 | 7.1141e-06 | 580.5259 | 7.895e-05 | 578.2065 | 0 | 866.2175 | 0.008054 | 866.2175 | 0.017086 | 865.6019 | 3.5446 | 866.2175 | 0.75275 | 580.5259 | 1.621
| 578.3237 | 0 | 578.3237 | 0 | 580.6448 | 0.00024284 | 580.6448 | 0.00015519 | 694.12 | 0.019583 | 578.3237 | 0.082327 | 694.12 | -0.0016406 | 694.12 | -0.0077534 | 580.6448 | 2.4899e-06 | 580.6448 | 4.4092e-05 | 578.3237 | 0 | 866.3848 | 0.015815 | 866.3848 | 0.026163 | 865.7694 | 3.4016 | 866.3848 | 0.75374 | 580.6448 | 1.6175
| 578.441 | 0.0081732 | 578.441 | 0.014536 | 580.7637 | 0 | 580.7637 | 0.0001664 | 694.36 | 0.0032226 | 578.441 | 0.082327 | 694.36 | -0.010028 | 694.36 | -0.01617 | 580.7637 | 7.8255e-06 | 580.7637 | 5.6905e-05 | 578.441 | 0 | 866.552 | 0.012777 | 866.552 | 0.022906 | 865.937 | 3.3632 | 866.552 | 0.75862 | 580.7637 | 1.616
| 578.5583 | 0 | 578.5583 | 0 | 580.8826 | 0.00024284 | 580.8826 | 0.00015379 | 694.59 | 0.022558 | 578.5583 | 0.089521 | 694.59 | -0.002223 | 694.59 | 0.0069371 | 580.8826 | 6.5805e-06 | 580.8826 | 6.4253e-05 | 578.5583 | 0 | 866.7192 | 0.010141 | 866.7192 | 0.021892 | 866.1045 | 3.2671 | 866.7192 | 0.76386 | 580.8826 | 1.6033
| 578.6756 | 0.003681 | 578.6756 | 0.014273 | 581.0015 | 0.00024284 | 581.0015 | 0.00013416 | 694.83 | 0.0052058 | 578.6756 | 0.094881 | 694.83 | -0.0052516 | 694.83 | -0.0025504 | 581.0015 | 5.8691e-06 | 581.0015 | 6.0485e-05 | 578.6756 | 0 | 866.8865 | 0.0085665 | 866.8865 | 0.021144 | 866.272 | 3.1854 | 866.8865 | 0.76957 | 581.0015 | 1.6068
| 578.7929 | 0 | 578.7929 | 0 | 581.1204 | 0 | 581.1204 | 0.00010312 | 695.06 | 0.010164 | 578.7929 | 0.07739 | 695.06 | 0.0017376 | 695.06 | -0.0083652 | 581.1204 | 7.1141e-07 | 581.1204 | 6.0485e-05 | 578.7929 | 0.013337 | 867.0537 | 0.013728 | 867.0537 | 0.028459 | 866.4396 | 3.0733 | 867.0537 | 0.7702 | 581.1204 | 1.6041
| 578.9103 | 0 | 578.9103 | 0.0060736 | 581.2393 | 0 | 581.2393 | 0.00012295 | 695.29 | -0.03049 | 578.9103 | 0.07913 | 695.29 | -0.00047565 | 695.29 | -0.0010202 | 581.2393 | 7.1141e-07 | 581.2393 | 4.5787e-05 | 578.9103 | 0.0021596 | 867.221 | 0.011898 | 867.221 | 0.027498 | 866.6071 | 2.9157 | 867.221 | 0.77139 | 581.2393 | 1.6058
| 579.0276 | 0 | 579.0276 | 0.00076096 | 581.3582 | 0.00024284 | 581.3582 | 0.00014217 | 695.53 | 0.0076846 | 579.0276 | 0.078566 | 695.53 | -0.0001262 | 695.53 | 0.0012752 | 581.3582 | 0 | 581.3582 | 7.895e-05 | 579.0276 | 0 | 867.3882 | 0.016035 | 867.3882 | 0.027391 | 866.7747 | 2.8662 | 867.3882 | 0.77201 | 581.3582 | 1.5953
| 579.1449 | 0.0031028 | 579.1449 | 0.012259 | 581.4771 | 0.00024284 | 581.4771 | 0.00015759 | 695.76 | -0.0076846 | 579.1449 | 0.076309 | 695.76 | -0.0081638 | 695.76 | -0.010508 | 581.4771 | 2.1342e-06 | 581.4771 | 8.6299e-05 | 579.1449 | 0 | 867.5555 | 0.011385 | 867.5555 | 0.027391 | 866.9423 | 2.8049 | 867.5555 | 0.77798 | 581.4771 | 1.59
| 579.2622 | 0 | 579.2622 | 0 | 581.596 | 0 | 581.596 | 0.00013516 | 696 | 0.0076846 | 579.2622 | 0.081105 | 696 | -0.0001262 | 696 | -0.0034686 | 581.596 | 2.1342e-06 | 581.596 | 6.9717e-05 | 579.2622 | 0 | 867.7227 | 0.01457 | 867.7227 | 0.016606 | 867.1098 | 2.7125 | 867.7227 | 0.78162 | 581.596 | 1.5794
| 579.3796 | 0.0042591 | 579.3796 | 0.0085031 | 581.7149 | 0 | 581.7149 | 0.00011374 | 696.23 | 0.006693 | 579.3796 | 0.075792 | 696.23 | 0.002553 | 696.23 | -0.0094364 | 581.7149 | 2.1342e-06 | 581.7149 | 4.2207e-05 | 579.3796 | 0 | 867.89 | 0.012667 | 867.89 | 0.018581 | 867.2774 | 2.5874 | 867.89 | 0.78385 | 581.7149 | 1.574
| 579.4969 | 0 | 579.4969 | 0 | 581.8338 | 0 | 581.8338 | 9.8319e-05 | 696.46 | 0.0176 | 579.4969 | 0.076168 | 696.46 | 0.010358 | 696.46 | -0.0013262 | 581.8338 | 0 | 581.8338 | 4.4092e-05 | 579.4969 | 0 | 868.0573 | 0.010653 | 868.0573 | 0.029954 | 867.445 | 2.5657 | 868.0573 | 0.78318 | 581.8338 | 1.5649
| 579.6143 | 0.007594 | 579.6143 | 0.014711 | 581.9528 | 0.00024284 | 581.9528 | 0.00011654 | 696.7 | -0.013138 | 579.6143 | 0.085242 | 696.7 | 0.0011552 | 696.7 | 0.00020403 | 581.9528 | 0 | 581.9528 | 7.7066e-05 | 579.6143 | 0 | 868.2245 | 0.012337 | 868.2245 | 0.022425 | 867.6125 | 2.4775 | 868.2245 | 0.78754 | 581.9528 | 1.564
| 579.7317 | 0 | 579.7317 | 0 | 582.0717 | 0.00053406 | 582.0717 | 0.00012355 | 696.93 | 0.0027268 | 579.7317 | 0.071513 | 696.93 | -0.0052516 | 696.93 | -0.0043867 | 582.0717 | 0 | 582.0717 | 7.3486e-05 | 579.7317 | 0.0016581 | 868.3918 | 0.012703 | 868.3918 | 0.021197 | 867.7801 | 2.3698 | 868.3918 | 0.79465 | 582.0717 | 1.5568
| 579.849 | 0.0074009 | 579.849 | 0.0069846 | 582.1906 | 0.00053406 | 582.1906 | 0.00012916 | 697.17 | -0.026029 | 579.849 | 0.07377 | 697.17 | -0.010144 | 697.17 | -0.0031625 | 582.1906 | 7.1141e-07 | 582.1906 | 5.502e-05 | 579.849 | 0 | 868.5591 | 0.0096648 | 868.5591 | 0.014577 | 867.9477 | 2.2547 | 868.5591 | 0.80592 | 582.1906 | 1.5549
| 579.9664 | 0.0005791 | 579.9664 | 0 | 582.3095 | 0 | 582.3095 | 0.00011854 | 697.4 | -0.022558 | 579.9664 | 0.079506 | 697.4 | -0.0031549 | 697.4 | 0.014894 | 582.3095 | 7.1141e-07 | 582.3095 | 3.8439e-05 | 579.9664 | 0 | 868.7263 | 0.013216 | 868.7263 | 0.030061 | 868.1153 | 2.2043 | 868.7263 | 0.81329 | 582.3095 | 1.5469
| 580.0838 | 0.003681 | 580.0838 | 0.013485 | 582.4285 | 0 | 582.4285 | 0.00013136 | 697.63 | 0.019087 | 580.0838 | 0.071231 | 697.63 | -0.0032714 | 697.63 | -0.0063763 | 582.4285 | 8.8926e-07 | 582.4285 | 4.0323e-05 | 580.0838 | 0 | 868.8936 | 0.011715 | 868.8936 | 0.019329 | 868.2829 | 2.1309 | 868.8936 | 0.82102 | 582.4285 | 1.5505
| 580.2012 | 0 | 580.2012 | 0 | 582.5474 | 0 | 582.5474 | 0.00012635 | 697.87 | -0.00471 | 580.2012 | 0.079788 | 697.87 | -0.0039703 | 697.87 | 5.1009e-05 | 582.5474 | 3.5571e-07 | 582.5474 | 5.144e-05 | 580.2012 | 0 | 869.0609 | 0.014351 | 869.0609 | 0.021785 | 868.4505 | 2.0999 | 869.0609 | 0.82512 | 582.5474 | 1.5476
| 580.3186 | 0.0086237 | 580.3186 | 0.014711 | 582.6663 | 0 | 582.6663 | 0.00012155 | 698.1 | -0.026523 | 580.3186 | 0.072689 | 698.1 | 0.0031355 | 698.1 | -0.0028565 | 582.6663 | 2.8456e-06 | 582.6663 | 4.5787e-05 | 580.3186 | 0 | 869.2282 | 0.0095916 | 869.2282 | 0.019062 | 868.6181 | 1.9713 | 869.2282 | 0.83317 | 582.6663 | 1.5457
| 580.436 | 0 | 580.436 | 0 | 582.7853 | 0 | 582.7853 | 0.00010773 | 698.34 | -0.002231 | 580.436 | 0.067752 | 698.34 | -0.0052516 | 698.34 | 0.0073959 | 582.7853 | 2.4899e-06 | 582.7853 | 4.7672e-05 | 580.436 | 0 | 869.3955 | 0.017426 | 869.3955 | 0.023066 | 868.7857 | 1.9937 | 869.3955 | 0.83784 | 582.7853 | 1.5315
| 580.5534 | 0.002409 | 580.5534 | 0.016287 | 582.9042 | 0 | 582.9042 | 0.00011694 | 698.57 | -0.021567 | 580.5534 | 0.081669 | 698.57 | -0.0011746 | 698.57 | -0.0017853 | 582.9042 | 2.4899e-06 | 582.9042 | 4.0323e-05 | 580.5534 | 0.012959 | 869.5627 | 0.0075048 | 869.5627 | 0.019435 | 868.9533 | 1.9054 | 869.5627 | 0.84413 | 582.9042 | 1.5272
| 580.6708 | 0 | 580.6708 | 0 | 583.0232 | 0 | 583.0232 | 0.00011334 | 698.8 | 0.0037184 | 580.6708 | 0.077531 | 698.8 | -0.0058343 | 698.8 | -0.01418 | 583.0232 | 0 | 583.0232 | 4.4092e-05 | 580.6708 | 0 | 869.73 | 0.014168 | 869.73 | 0.0291 | 869.1209 | 1.8472 | 869.73 | 0.84631 | 583.0232 | 1.5129
| 580.7882 | 0.012485 | 580.7882 | 0.0095447 | 583.1421 | 0.00024284 | 583.1421 | 0.00011334 | 699.04 | 0.00074368 | 580.7882 | 0.086182 | 699.04 | -0.011425 | 699.04 | -0.0040807 | 583.1421 | 2.1342e-06 | 583.1421 | 4.4092e-05 | 580.7882 | 0.0082071 | 869.8973 | 0.01252 | 869.8973 | 0.016339 | 869.2885 | 1.7746 | 869.8973 | 0.85461 | 583.1421 | 1.5077
| 580.9056 | 0 | 580.9056 | 0 | 583.261 | 0.00053406 | 583.261 | 0.00011194 | 699.27 | 0.006693 | 580.9056 | 0.076027 | 699.27 | 0.00068922 | 699.27 | -0.00010202 | 583.261 | 2.1342e-06 | 583.261 | 5.144e-05 | 580.9056 | 0 | 870.0646 | 0.014058 | 870.0646 | 0.023387 | 869.4561 | 1.7009 | 870.0646 | 0.86204 | 583.261 | 1.4935
| 581.0231 | 0.0078514 | 581.0231 | 0.014011 | 583.38 | 0.00053406 | 583.38 | 0.00013857 | 699.51 | 0.018096 | 581.0231 | 0.066294 | 699.51 | -0.0016406 | 699.51 | 0.0066312 | 583.38 | 4.6242e-06 | 583.38 | 3.2975e-05 | 581.0231 | 0 | 870.2319 | 0.0084567 | 870.2319 | 0.01746 | 869.6237 | 1.6218 | 870.2319 | 0.87071 | 583.38 | 1.4924
| 581.1405 | 0 | 581.1405 | 0 | 583.499 | 0 | 583.499 | 0.00013416 | 699.74 | 0.022062 | 581.1405 | 0.068833 | 699.74 | 0.006397 | 699.74 | 0.0092325 | 583.499 | 2.4899e-06 | 583.499 | 2.751e-05 | 581.1405 | 0.016364 | 870.3992 | 0.015303 | 870.3992 | 0.021518 | 869.7913 | 1.635 | 870.3992 | 0.87247 | 583.499 | 1.4852
| 581.2579 | 0.0014839 | 581.2579 | 0.013485 | 583.6179 | 0 | 583.6179 | 0.00012876 | 699.97 | 0.019583 | 581.2579 | 0.068974 | 699.97 | -0.0061837 | 699.97 | -0.0040807 | 583.6179 | 3.2013e-06 | 583.6179 | 1.8277e-05 | 581.2579 | 0 | 870.5665 | 0.011495 | 870.5665 | 0.015751 | 869.959 | 1.5087 | 870.5665 | 0.87424 | 583.6179 | 1.4842
| 581.3754 | 0 | 581.3754 | 0 | 583.7369 | 0.00024284 | 583.7369 | 9.972e-05 | 700.21 | 0.040406 | 581.3754 | 0.071513 | 700.21 | 0.008727 | 700.21 | 0.0037236 | 583.7369 | 7.1141e-07 | 583.7369 | 1.8277e-05 | 581.3754 | 0.0042533 | 870.7338 | 0.0095183 | 870.7338 | 0.027017 | 870.1266 | 1.4711 | 870.7338 | 0.87465 | 583.7369 | 1.4761
| 581.4928 | 0.0081732 | 581.4928 | 0.0078957 | 583.8559 | 0.00024284 | 583.8559 | 9.8319e-05 | 700.44 | 0.00471 | 581.4928 | 0.072594 | 700.44 | -9.7074e-06 | 700.44 | -0.0051518 | 583.8559 | 2.1342e-06 | 583.8559 | 2.751e-05 | 581.4928 | 0 | 870.9011 | 0.013179 | 870.9011 | 0.01794 | 870.2942 | 1.4305 | 870.9011 | 0.87824 | 583.8559 | 1.4726
| 581.6103 | 0 | 581.6103 | 0 | 583.9748 | 0.00082547 | 583.9748 | 0.00010292 | 700.68 | -0.00471 | 581.6103 | 0.06935 | 700.68 | -0.0039703 | 700.68 | 0.0078554 | 583.9748 | 1.6007e-06 | 583.9748 | 2.5626e-05 | 581.6103 | 0 | 871.0684 | 0.020611 | 871.0684 | 0.028619 | 870.4619 | 1.4224 | 871.0684 | 0.88229 | 583.9748 | 1.4597
| 581.7278 | 0.0074653 | 581.7278 | 0.010595 | 584.0938 | 0 | 584.0938 | 0.00010453 | 700.91 | -0.015617 | 581.7278 | 0.068034 | 700.91 | 0.002786 | 700.91 | 0.00051009 | 584.0938 | 2.1342e-06 | 584.0938 | 4.2207e-05 | 581.7278 | 0 | 871.2358 | 0.009921 | 871.2358 | 0.024134 | 870.6295 | 1.3401 | 871.2358 | 0.88794 | 584.0938 | 1.4557
| 581.8453 | 0 | 581.8453 | 0 | 584.2128 | 0 | 584.2128 | 0.00010733 | 701.14 | 0.026029 | 581.8453 | 0.061639 | 701.14 | 0.0013882 | 701.14 | 0.0075495 | 584.2128 | 7.1141e-07 | 584.2128 | 3.1279e-05 | 581.8453 | 0 | 871.4031 | 0.01684 | 871.4031 | 0.024988 | 870.7971 | 1.2888 | 871.4031 | 0.89397 | 584.2128 | 1.4459
| 581.9628 | 0.0056467 | 581.9628 | 0.0048589 | 584.3317 | 0.00024284 | 584.3317 | 0.00013296 | 701.38 | -0.0076846 | 581.9628 | 0.061357 | 701.38 | -0.00047565 | 701.38 | 0.0032646 | 584.3317 | 5.6913e-06 | 584.3317 | 2.5626e-05 | 581.9628 | 0 | 871.5704 | 0.0075048 | 871.5704 | 0.021304 | 870.9648 | 1.2142 | 871.5704 | 0.90046 | 584.3317 | 1.4486
| 582.0802 | 0 | 582.0802 | 0 | 584.4507 | 0.00053406 | 584.4507 | 0.00015939 | 701.61 | -0.0012395 | 582.0802 | 0.070432 | 701.61 | 0.0038344 | 701.61 | 0.00066312 | 584.4507 | 4.9799e-06 | 584.4507 | 1.2813e-05 | 582.0802 | 0 | 871.7377 | 0.0097746 | 871.7377 | 0.021678 | 871.1324 | 1.2237 | 871.7377 | 0.90684 | 584.4507 | 1.442
| 582.1977 | 0 | 582.1977 | 0.018214 | 584.5697 | 0.00024284 | 584.5697 | 0.0001618 | 701.85 | -0.021071 | 582.1977 | 0.067752 | 701.85 | 0.0015046 | 701.85 | -0.0037746 | 584.5697 | 8.7148e-06 | 584.5697 | 2.5626e-05 | 582.1977 | 0 | 871.905 | 0.012923 | 871.905 | 0.02093 | 871.3001 | 1.1481 | 871.905 | 0.91515 | 584.5697 | 1.4397
| 582.3152 | 0 | 582.3152 | 0 | 584.6887 | 0.00024284 | 584.6887 | 0.00014958 | 702.08 | -0.0017352 | 582.3152 | 0.061639 | 702.08 | -0.0039703 | 702.08 | 0.011222 | 584.6887 | 3.7349e-06 | 584.6887 | 2.2046e-05 | 582.3152 | 0.007281 | 872.0724 | 0.014497 | 872.0724 | 0.028726 | 871.4677 | 1.1657 | 872.0724 | 0.92237 | 584.6887 | 1.4264
| 582.4328 | 0.002409 | 582.4328 | 0.007592 | 584.8077 | 0.00024284 | 584.8077 | 0.00012715 | 702.32 | 0.0061972 | 582.4328 | 0.066858 | 702.32 | -0.0012911 | 702.32 | -0.0051518 | 584.8077 | 1.654e-05 | 584.8077 | 1.4697e-05 | 582.4328 | 0 | 872.2397 | 0.015449 | 872.2397 | 0.021304 | 871.6354 | 1.0417 | 872.2397 | 0.92927 | 584.8077 | 1.423
| 582.5503 | 0 | 582.5503 | 0 | 584.9266 | 0.00024284 | 584.9266 | 0.00011654 | 702.55 | 0.0032226 | 582.5503 | 0.062157 | 702.55 | -0.0030384 | 702.55 | 0.0012752 | 584.9266 | 1.2805e-05 | 584.9266 | 3.5801e-06 | 582.5503 | 0 | 872.407 | 0.012374 | 872.407 | 0.031983 | 871.803 | 1.0567 | 872.407 | 0.9327 | 584.9266 | 1.4191
| 582.6678 | 0.005878 | 582.6678 | 0.0054663 | 585.0456 | 0.00053406 | 585.0456 | 0.00011894 | 702.78 | -0.015617 | 582.6678 | 0.066717 | 702.78 | 0.00057274 | 702.78 | -0.005917 | 585.0456 | 6.3316e-05 | 585.0456 | 1.0929e-05 | 582.6678 | 0.0086391 | 872.5744 | 0.0092621 | 872.5744 | 0.015324 | 871.9707 | 0.95912 | 872.5744 | 0.93763 | 585.0456 | 1.4192
| 582.7853 | 0 | 582.7853 | 0 | 585.1646 | 0 | 585.1646 | 0.00013196 | 703.02 | -0.015617 | 582.7853 | 0.07015 | 703.02 | 0.002553 | 703.02 | -0.0049988 | 585.1646 | 5.051e-05 | 585.1646 | 2.0162e-05 | 582.7853 | 0 | 872.7417 | 0.016218 | 872.7417 | 0.024401 | 872.1384 | 0.98301 | 872.7417 | 0.94324 | 585.1646 | 1.408
| 582.9028 | 0.0012527 | 582.9028 | 0.014711 | 585.2836 | 0 | 585.2836 | 0.00014598 | 703.25 | -0.0096677 | 582.9028 | 0.061498 | 703.25 | -0.0045528 | 703.25 | -0.0076005 | 585.2836 | 0.00040622 | 585.2836 | 1.6581e-05 | 582.9028 | 0 | 872.909 | 0.0097746 | 872.909 | 0.016926 | 872.3061 | 0.91808 | 872.909 | 0.94916 | 585.2836 | 1.3987
| 583.0204 | 0 | 583.0204 | 0 | 585.4026 | 0 | 585.4026 | 0.00015198 | 703.49 | 0.015617 | 583.0204 | 0.066952 | 703.49 | 0.00033976 | 703.49 | -0.0011732 | 585.4026 | 0.00035571 | 585.4026 | 2.393e-05 | 583.0204 | 0 | 873.0764 | 0.011422 | 873.0764 | 0.026377 | 872.4737 | 0.90927 | 873.0764 | 0.95367 | 585.4026 | 1.3833
| 583.1379 | 0.0062249 | 583.1379 | 0.017426 | 585.5216 | 0 | 585.5216 | 0.00015659 | 703.72 | -0.0052058 | 583.1379 | 0.063614 | 703.72 | -0.0051353 | 703.72 | -0.0091305 | 585.5216 | 0.00060737 | 585.5216 | 1.8277e-05 | 583.1379 | 0 | 873.2437 | 0.014387 | 873.2437 | 0.018314 | 872.6414 | 0.84017 | 873.2437 | 0.95902 | 585.5216 | 1.3768
| 583.2555 | 0 | 583.2555 | 0 | 585.6406 | 0 | 585.6406 | 0.00015999 | 703.96 | -0.014626 | 583.2555 | 0.061875 | 703.96 | 0.00092222 | 703.96 | 0.0046418 | 585.6406 | 0.00025166 | 585.6406 | 1.8277e-05 | 583.2555 | 0 | 873.4111 | 0.016547 | 873.4111 | 0.023921 | 872.8091 | 0.85014 | 873.4111 | 0.96328 | 585.6406 | 1.3715
| 583.3731 | 0.0095891 | 583.3731 | 0.0056181 | 585.7596 | 0 | 585.7596 | 0.00014998 | 704.19 | -0.016113 | 583.3731 | 0.059383 | 704.19 | -0.0099112 | 704.19 | -0.0027035 | 585.7596 | 0.0022251 | 585.7596 | 3.2975e-05 | 583.3731 | 0 | 873.5784 | 0.0039904 | 873.5784 | 0.015965 | 872.9768 | 0.78986 | 873.5784 | 0.97044 | 585.7596 | 1.3803
| 583.4906 | 0 | 583.4906 | 0 | 585.8786 | 0 | 585.8786 | 0.00013837 | 704.42 | 0.0076846 | 583.4906 | 0.059759 | 704.42 | -0.0021065 | 704.42 | 0.0041827 | 585.8786 | 0.0019807 | 585.8786 | 3.1279e-05 | 583.4906 | 0 | 873.7458 | 0.013545 | 873.7458 | 0.022906 | 873.1445 | 0.71775 | 873.7458 | 0.97527 | 585.8786 | 1.3828
| 583.6082 | 0.0054154 | 583.6082 | 0.0095447 | 585.9977 | 0.00024284 | 585.9977 | 0.00012535 | 704.66 | 0.03049 | 583.6082 | 0.061075 | 704.66 | 0.00092222 | 704.66 | 0.0064783 | 585.9977 | 0.0069245 | 585.9977 | 4.0323e-05 | 583.6082 | 0 | 873.9131 | 0.012081 | 873.9131 | 0.019542 | 873.3121 | 0.75044 | 873.9131 | 0.98508 | 585.9977 | 1.3886
| 583.7258 | 0 | 583.7258 | 0 | 586.1167 | 0.00024284 | 586.1167 | 0.00011474 | 704.89 | 0.0176 | 583.7258 | 0.054822 | 704.89 | -0.0045528 | 704.89 | 0.00020403 | 586.1167 | 0.0069163 | 586.1167 | 1.0929e-05 | 583.7258 | 0.0055508 | 874.0805 | 0.016474 | 874.0805 | 0.030061 | 873.4799 | 0.69178 | 874.0805 | 0.99157 | 586.1167 | 1.3815
| 583.8434 | 0.00067455 | 583.8434 | 0.0083512 | 586.2357 | 0 | 586.2357 | 0.00011574 | 705.13 | -0.017104 | 583.8434 | 0.062956 | 705.13 | 0.0012716 | 705.13 | -0.00040807 | 586.2357 | 0.016858 | 586.2357 | 9.2328e-06 | 583.8434 | 0 | 874.2479 | 0.013692 | 874.2479 | 0.018047 | 873.6476 | 0.58466 | 874.2479 | 0.99952 | 586.2357 | 1.3784
| 583.961 | 0 | 583.961 | 0 | 586.3547 | 0 | 586.3547 | 0.00013336 | 705.36 | -0.0037184 | 583.961 | 0.065072 | 705.36 | -0.0028054 | 705.36 | -0.0010202 | 586.3547 | 0.012987 | 586.3547 | 7.3486e-06 | 583.961 | 0.0012254 | 874.4152 | 0.015449 | 874.4152 | 0.028085 | 873.8152 | 0.64007 | 874.4152 | 1.0025 | 586.3547 | 1.3608
| 584.0786 | 0.0074009 | 584.0786 | 0.010946 | 586.4737 | 0 | 586.4737 | 0.00014137 | 705.6 | -0.021567 | 584.0786 | 0.058442 | 705.6 | -0.005368 | 705.6 | -0.0057639 | 586.4737 | 0.02354 | 586.4737 | 7.3486e-06 | 584.0786 | 0 | 874.5826 | 0.0084567 | 874.5826 | 0.016499 | 873.9829 | 0.56541 | 874.5826 | 1.0085 | 586.4737 | 1.3511
| 584.1962 | 0 | 584.1962 | 0 | 586.5928 | 0.00024284 | 586.5928 | 0.00013616 | 705.83 | -0.0057014 | 584.1962 | 0.055198 | 705.83 | -0.00047565 | 705.83 | -0.0028565 | 586.5928 | 0.019439 | 586.5928 | 7.3486e-06 | 584.1962 | 0.0051184 | 874.75 | 0.01047 | 874.75 | 0.028139 | 874.1507 | 0.60344 | 874.75 | 1.01 | 586.5928 | 1.3404
| 584.3138 | 0.0090098 | 584.3138 | 0.0027331 | 586.7118 | 0 | 586.7118 | 0.00013837 | 706.06 | 0.0042142 | 584.3138 | 0.057784 | 706.06 | -0.0023395 | 706.06 | -0.0094364 | 586.7118 | 0.032804 | 586.7118 | 3.5801e-06 | 584.3138 | 0 | 874.9173 | 0.012264 | 874.9173 | 0.020076 | 874.3184 | 0.62152 | 874.9173 | 1.0141 | 586.7118 | 1.3377
| 584.4314 | 0 | 584.4314 | 0 | 586.8308 | 0 | 586.8308 | 0.00012996 | 706.3 | 0.037926 | 584.4314 | 0.048663 | 706.3 | 0.00010678 | 706.3 | 0.0031115 | 586.8308 | 0.037816 | 586.8308 | 3.5801e-06 | 584.4314 | 0 | 875.0847 | 0.013326 | 875.0847 | 0.021411 | 874.4861 | 0.62036 | 875.0847 | 1.0148 | 586.8308 | 1.3353
| 584.549 | 0.0042591 | 584.549 | 0.0095447 | 586.9498 | 0 | 586.9498 | 0.00013576 | 706.53 | -0.015121 | 584.549 | 0.058818 | 706.53 | -0.0028054 | 706.53 | -0.0031625 | 586.9498 | 0.048447 | 586.9498 | 2.9394e-05 | 584.549 | 0.015982 | 875.2521 | 0.012593 | 875.2521 | 0.022639 | 874.6538 | 0.59718 | 875.2521 | 1.0213 | 586.9498 | 1.3267
| 584.6667 | 0 | 584.6667 | 0 | 587.0689 | 0.00024284 | 587.0689 | 0.00013436 | 706.77 | -0.021071 | 584.6667 | 0.053082 | 706.77 | -0.0014076 | 706.77 | -0.0034686 | 587.0689 | 0.045106 | 587.0689 | 2.5626e-05 | 584.6667 | 0 | 875.4195 | 0.01501 | 875.4195 | 0.025789 | 874.8215 | 0.54663 | 875.4195 | 1.0269 | 587.0689 | 1.3177
| 584.7843 | 0.002409 | 584.7843 | 0.012609 | 587.1879 | 0.00024284 | 587.1879 | 0.00013556 | 707 | 0.0076846 | 584.7843 | 0.057079 | 707 | -0.0028054 | 707 | -0.0025504 | 587.1879 | 0.046321 | 587.1879 | 2.5626e-05 | 584.7843 | 0 | 875.5869 | 0.014387 | 875.5869 | 0.016339 | 874.9893 | 0.47405 | 875.5869 | 1.0342 | 587.1879 | 1.3092
| 584.902 | 0 | 584.902 | 0 | 587.307 | 0.00024284 | 587.307 | 0.00013897 | 707.24 | 0.00074368 | 584.902 | 0.06084 | 707.24 | -0.00035917 | 707.24 | 0.0011222 | 587.307 | 0.044194 | 587.307 | 0 | 584.902 | 0.0012254 | 875.7542 | 0.01296 | 875.7542 | 0.024027 | 875.157 | 0.40333 | 875.7542 | 1.0379 | 587.307 | 1.3049
| 585.0196 | 0.00044325 | 585.0196 | 0 | 587.426 | 0.00024284 | 587.426 | 0.00014678 | 707.47 | -0.027516 | 585.0196 | 0.048005 | 707.47 | -0.0047858 | 707.47 | -0.00607 | 587.426 | 0.05604 | 587.426 | 0 | 585.0196 | 0 | 875.9216 | 0.010983 | 875.9216 | 0.023547 | 875.3247 | 0.33262 | 875.9216 | 1.0419 | 587.426 | 1.3027
| 585.1373 | 0 | 585.1373 | 0 | 587.5451 | 0.00024284 | 587.5451 | 0.00014498 | 707.7 | 0.021567 | 585.1373 | 0.050967 | 707.7 | 0.00068922 | 707.7 | 0.011069 | 587.5451 | 0.053459 | 587.5451 | 0 | 585.1373 | 0.013769 | 876.089 | 0.008896 | 876.089 | 0.022052 | 875.4925 | 0.47405 | 876.089 | 1.0429 | 587.5451 | 1.2955
| 585.2549 | 9.6336e-05 | 585.2549 | 0.0051626 | 587.6641 | 0 | 587.6641 | 0.00013276 | 707.94 | -0.019087 | 585.2549 | 0.056844 | 707.94 | -0.0073485 | 707.94 | -0.010202 | 587.6641 | 0.065001 | 587.6641 | 1.0929e-05 | 585.2549 | 0.014686 | 876.2564 | 0.0080174 | 876.2564 | 0.018421 | 875.6602 | 0.30201 | 876.2564 | 1.0475 | 587.6641 | 1.2915
| 585.3726 | 0 | 585.3726 | 0 | 587.7832 | 0.00024284 | 587.7832 | 0.00011834 | 708.17 | 0.0037184 | 585.3726 | 0.055621 | 708.17 | 0.0033685 | 708.17 | -0.0054579 | 587.7832 | 0.06166 | 587.7832 | 1.2813e-05 | 585.3726 | 0 | 876.4238 | 0.016584 | 876.4238 | 0.031983 | 875.8279 | 0.31151 | 876.4238 | 1.0521 | 587.7832 | 1.2839
| 585.4903 | 0.0025246 | 585.4903 | 0.012259 | 587.9022 | 0.00053406 | 587.9022 | 0.00010953 | 708.41 | -0.019087 | 585.4903 | 0.043773 | 708.41 | -0.0066496 | 708.41 | -0.011426 | 587.9022 | 0.073354 | 587.9022 | 1.2813e-05 | 585.4903 | 0 | 876.5912 | 0.008896 | 876.5912 | 0.017834 | 875.9957 | 0.26514 | 876.5912 | 1.0594 | 587.9022 | 1.2813
| 585.608 | 0 | 585.608 | 0 | 588.0213 | 0.00024284 | 588.0213 | 0.00012575 | 708.64 | 0.00471 | 585.608 | 0.048287 | 708.64 | 0.0020871 | 708.64 | -0.0023974 | 588.0213 | 0.07062 | 588.0213 | 3.5801e-06 | 585.608 | 0 | 876.7586 | 0.012593 | 876.7586 | 0.025789 | 876.1634 | 0.32867 | 876.7586 | 1.0671 | 588.0213 | 1.2762
| 585.7257 | 0 | 585.7257 | 0.0053144 | 588.1403 | 0 | 588.1403 | 0.00012455 | 708.88 | -0.0002479 | 585.7257 | 0.060276 | 708.88 | -0.0028054 | 708.88 | 0.0043357 | 588.1403 | 0.083377 | 588.1403 | 1.8842e-06 | 585.7257 | 0.0017277 | 876.926 | 0.010983 | 876.926 | 0.019809 | 876.3312 | 0.33679 | 876.926 | 1.0757 | 588.1403 | 1.2749
| 585.8434 | 0 | 585.8434 | 0 | 588.2594 | 0.00024284 | 588.2594 | 0.00012575 | 709.11 | -0.015121 | 585.8434 | 0.054681 | 709.11 | 0.0054654 | 709.11 | -0.0054579 | 588.2594 | 0.081099 | 588.2594 | 1.8842e-06 | 585.8434 | 0.00079301 | 877.0934 | 0.014241 | 877.0934 | 0.027978 | 876.4989 | 0.3507 | 877.0934 | 1.0825 | 588.2594 | 1.2622
| 585.9611 | 0.0026402 | 585.9611 | 0.011208 | 588.3785 | 0.00024284 | 588.3785 | 0.00012355 | 709.35 | -0.010659 | 585.9611 | 0.052424 | 709.35 | -0.0033879 | 709.35 | -0.0048458 | 588.3785 | 0.09659 | 588.3785 | 3.5801e-06 | 585.9611 | 0 | 877.2608 | 0.011642 | 877.2608 | 0.022639 | 876.6667 | 0.32311 | 877.2608 | 1.0876 | 588.3785 | 1.2519
| 586.0788 | 0 | 586.0788 | 0 | 588.4975 | 0 | 588.4975 | 0.00012155 | 709.58 | 0.032474 | 586.0788 | 0.049462 | 709.58 | 0.0011552 | 709.58 | -0.0051518 | 588.4975 | 0.092641 | 588.4975 | 3.5801e-06 | 586.0788 | 0 | 877.4282 | 0.015705 | 877.4282 | 0.034332 | 876.8345 | 0.27697 | 877.4282 | 1.0903 | 588.4975 | 1.2346
| 586.1965 | 0.0029872 | 586.1965 | 0.013835 | 588.6166 | 0.00024284 | 588.6166 | 0.00014818 | 709.81 | -0.026523 | 586.1965 | 0.051766 | 709.81 | 0.0010387 | 709.81 | -0.00086717 | 588.6166 | 0.10646 | 588.6166 | 3.5801e-06 | 586.1965 | 0.00043193 | 877.5956 | 0.0084933 | 877.5956 | 0.017193 | 877.0022 | 0.34235 | 877.5956 | 1.0955 | 588.6166 | 1.2299
| 586.3142 | 0 | 586.3142 | 0 | 588.7357 | 0.00024284 | 588.7357 | 0.00014117 | 710.05 | 0.011155 | 586.3142 | 0.042927 | 710.05 | -0.002456 | 710.05 | 0.0012752 | 588.7357 | 0.10266 | 588.7357 | 0 | 586.3142 | 0 | 877.7631 | 0.018378 | 877.7631 | 0.02093 | 877.17 | 0.2663 | 877.7631 | 1.1009 | 588.7357 | 1.2257
| 586.432 | 0.0041435 | 586.432 | 0.0097198 | 588.8547 | 0 | 588.8547 | 0.00013656 | 710.28 | -0.0076846 | 586.432 | 0.046829 | 710.28 | -0.0074648 | 710.28 | -0.00010202 | 588.8547 | 0.12089 | 588.8547 | 0 | 586.432 | 0 | 877.9305 | 0.011715 | 877.9305 | 0.020183 | 877.3378 | 0.2663 | 877.9305 | 1.1099 | 588.8547 | 1.2333
| 586.5497 | 0 | 586.5497 | 0 | 588.9738 | 0.00024284 | 588.9738 | 0.00011053 | 710.52 | 0.0027268 | 586.5497 | 0.043726 | 710.52 | -0.0063001 | 710.52 | -0.0062227 | 588.9738 | 0.11922 | 588.9738 | 0 | 586.5497 | 0 | 878.0979 | 0.01512 | 878.0979 | 0.021785 | 877.5055 | 0.25262 | 878.0979 | 1.118 | 588.9738 | 1.2346
| 586.6675 | 0.0059936 | 586.6675 | 0.015149 | 589.0929 | 0.00053406 | 589.0929 | 0.00012215 | 710.75 | 0.006693 | 586.6675 | 0.050684 | 710.75 | 0.0033685 | 710.75 | 0.0083142 | 589.0929 | 0.13395 | 589.0929 | 3.5801e-06 | 586.6675 | 0 | 878.2653 | 0.008896 | 878.2653 | 0.037483 | 877.6733 | 0.21204 | 878.2653 | 1.1251 | 589.0929 | 1.2369
| 586.7852 | 0 | 586.7852 | 0 | 589.212 | 0 | 589.212 | 0.00012775 | 710.99 | -0.0017352 | 586.7852 | 0.044008 | 710.99 | 0.0010387 | 710.99 | 0.0043357 | 589.212 | 0.1297 | 589.212 | 3.5801e-06 | 586.7852 | 0.020257 | 878.4328 | 0.011678 | 878.4328 | 0.015751 | 877.8411 | 0.20115 | 878.4328 | 1.1294 | 589.212 | 1.2291
| 586.903 | 0.0020621 | 586.903 | 0.0080475 | 589.3311 | 0 | 589.3311 | 0.00014678 | 711.22 | -0.036439 | 586.903 | 0.045748 | 711.22 | -0.007698 | 711.22 | -0.0011732 | 589.3311 | 0.1464 | 589.3311 | 3.5801e-06 | 586.903 | 0 | 878.6002 | 0.01468 | 878.6002 | 0.015698 | 878.0089 | 0.1659 | 878.6002 | 1.1352 | 589.3311 | 1.2246
| 587.0207 | 0 | 587.0207 | 0 | 589.4502 | 0 | 589.4502 | 0.00014818 | 711.46 | 0.036439 | 587.0207 | 0.037614 | 711.46 | -0.00082513 | 711.46 | -0.0017853 | 589.4502 | 0.14428 | 589.4502 | 0 | 587.0207 | 0.017662 | 878.7676 | 0.013985 | 878.7676 | 0.023921 | 878.1767 | 0.171 | 878.7676 | 1.1424 | 589.4502 | 1.2118
| 587.1385 | 0.0068217 | 587.1385 | 0.013398 | 589.5693 | 0 | 589.5693 | 0.00015859 | 711.69 | -0.026523 | 587.1385 | 0.041469 | 711.69 | -0.0018735 | 711.69 | 0.0052539 | 589.5693 | 0.16083 | 589.5693 | 0 | 587.1385 | 0.012959 | 878.9351 | 0.0084567 | 878.9351 | 0.02045 | 878.3445 | 0.11906 | 878.9351 | 1.154 | 589.5693 | 1.2075
| 587.2563 | 0 | 587.2563 | 0 | 589.6884 | 0.00053406 | 589.6884 | 0.00015579 | 711.92 | 0.0071888 | 587.2563 | 0.043068 | 711.92 | -0.00082513 | 711.92 | 0.0047948 | 589.6884 | 0.15658 | 589.6884 | 0 | 587.2563 | 0.0077135 | 879.1025 | 0.013326 | 879.1025 | 0.023547 | 878.5123 | 0.1244 | 879.1025 | 1.1616 | 589.6884 | 1.1965
| 587.3741 | 0.0057624 | 587.3741 | 0.0033405 | 589.8075 | 0.00024284 | 589.8075 | 0.00013656 | 712.16 | -0.012642 | 587.3741 | 0.050543 | 712.16 | -0.0036209 | 712.16 | -0.0023974 | 589.8075 | 0.17571 | 589.8075 | 1.0929e-05 | 587.3741 | 0 | 879.2699 | 0.011239 | 879.2699 | 0.016499 | 878.6801 | 0.12857 | 879.2699 | 1.1699 | 589.8075 | 1.2012
| 587.4918 | 0 | 587.4918 | 0 | 589.9266 | 0 | 589.9266 | 0.00011994 | 712.39 | 0.018096 | 587.4918 | 0.041892 | 712.39 | -0.0079311 | 712.39 | -0.011273 | 589.9266 | 0.17253 | 589.9266 | 1.0929e-05 | 587.4918 | 0 | 879.4374 | 0.012374 | 879.4374 | 0.027498 | 878.8479 | 0.13019 | 879.4374 | 1.1712 | 589.9266 | 1.1975
| 587.6096 | 0.0041435 | 587.6096 | 0.0031887 | 590.0457 | 0.00024284 | 590.0457 | 0.00011194 | 712.63 | -0.043877 | 587.6096 | 0.056562 | 712.63 | -0.0040868 | 712.63 | 0.0018873 | 590.0457 | 0.18832 | 590.0457 | 1.0929e-05 | 587.6096 | 0.0043195 | 879.6048 | 0.0089692 | 879.6048 | 0.013135 | 879.0157 | 0.063416 | 879.6048 | 1.176 | 590.0457 | 1.1991
| 587.7275 | 0 | 587.7275 | 0 | 590.1648 | 0.00024284 | 590.1648 | 0.00010853 | 712.86 | -0.045364 | 587.7275 | 0.051625 | 712.86 | -0.0016406 | 712.86 | -0.0062227 | 590.1648 | 0.1786 | 590.1648 | 0 | 587.7275 | 0 | 879.7723 | 0.013802 | 879.7723 | 0.023547 | 879.1835 | 0.082893 | 879.7723 | 1.1774 | 590.1648 | 1.1862
| 587.8453 | 9.6336e-05 | 587.8453 | 0.0078957 | 590.2839 | 0.00024284 | 590.2839 | 0.00011894 | 713.1 | 0.022062 | 587.8453 | 0.046829 | 713.1 | -0.005368 | 713.1 | 0.0018873 | 590.2839 | 0.19409 | 590.2839 | 0 | 587.8453 | 0 | 879.9397 | 0.009738 | 879.9397 | 0.02077 | 879.3513 | 0.053214 | 879.9397 | 1.1831 | 590.2839 | 1.1775
| 587.9631 | 0 | 587.9631 | 0 | 590.403 | 0.00053406 | 590.403 | 0.00013016 | 713.33 | -0.036439 | 587.9631 | 0.049321 | 713.33 | -0.0080475 | 713.33 | -0.013568 | 590.403 | 0.19242 | 590.403 | 0 | 587.9631 | 0 | 880.1072 | 0.013106 | 880.1072 | 0.024775 | 879.5191 | 0.074546 | 880.1072 | 1.1869 | 590.403 | 1.1664
| 588.0809 | 0.0063405 | 588.0809 | 0.010508 | 590.5221 | 0.00024284 | 590.5221 | 0.00014558 | 713.57 | -0.0002479 | 588.0809 | 0.041093 | 713.57 | -0.0089791 | 713.57 | 0.0018873 | 590.5221 | 0.21414 | 590.5221 | 0 | 588.0809 | 0 | 880.2746 | 0.011202 | 880.2746 | 0.017567 | 879.687 | 0.033273 | 880.2746 | 1.195 | 590.5221 | 1.1598
| 588.1988 | 0.0027796 | 588.1988 | 0 | 590.6412 | 0.00024284 | 590.6412 | 0.00014638 | 713.8 | 0.029003 | 588.1988 | 0.043726 | 713.8 | -0.0021065 | 713.8 | 0.0066312 | 590.6412 | 0.21004 | 590.6412 | 0 | 588.1988 | 0.0064159 | 880.4421 | 0.012118 | 880.4421 | 0.028833 | 879.8548 | 0.042316 | 880.4421 | 1.1993 | 590.6412 | 1.1524
| 588.3166 | 0.0042591 | 588.3166 | 0.0099825 | 590.7603 | 0 | 590.7603 | 0.00013717 | 714.04 | -0.048339 | 588.3166 | 0.048146 | 714.04 | -0.007698 | 714.04 | -0.0095893 | 590.7603 | 0.22978 | 590.7603 | 0 | 588.3166 | 0 | 880.6096 | 0.008896 | 880.6096 | 0.013615 | 880.0226 | 0 | 880.6096 | 1.2053 | 590.7603 | 1.1516
| 588.4344 | 0 | 588.4344 | 0 | 590.8794 | 0 | 590.8794 | 0.00015379 | 714.27 | -0.019583 | 588.4344 | 0.039212 | 714.27 | 0.00045625 | 714.27 | 0.0066312 | 590.8794 | 0.22933 | 590.8794 | 0 | 588.4344 | 0.0012254 | 880.777 | 0.016145 | 880.777 | 0.03508 | 880.1904 | 0.040925 | 880.777 | 1.2083 | 590.8794 | 1.1487
| 588.5523 | 0.01049 | 588.5523 | 0.010946 | 590.9986 | 0.00053406 | 590.9986 | 0.00013656 | 714.51 | -0.023054 | 588.5523 | 0.041093 | 714.51 | -0.00082513 | 714.51 | 0.0028055 | 590.9986 | 0.24952 | 590.9986 | 0 | 588.5523 | 0 | 880.9445 | 0.012008 | 880.9445 | 0.022746 | 880.3583 | 0.0040576 | 880.9445 | 1.2165 | 590.9986 | 1.1494
| 588.6701 | 0 | 588.6701 | 0 | 591.1177 | 0.00024284 | 591.1177 | 0.00012435 | 714.74 | -0.0096677 | 588.6701 | 0.045466 | 714.74 | -0.001524 | 714.74 | 0.0078554 | 591.1177 | 0.24375 | 591.1177 | 0 | 588.6701 | 0.0064159 | 881.1119 | 0.016584 | 881.1119 | 0.024401 | 880.5261 | 0.00030918 | 881.1119 | 1.2239 | 591.1177 | 1.1385
| 588.788 | 0 | 588.788 | 0.014273 | 591.2368 | 0.00082547 | 591.2368 | 9.6517e-05 | 714.97 | -0.016609 | 588.788 | 0.041328 | 714.97 | 0.00010678 | 714.97 | -0.00056109 | 591.2368 | 0.26866 | 591.2368 | 0 | 588.788 | 0 | 881.2794 | 0.0108 | 881.2794 | 0.016072 | 880.6939 | 0 | 881.2794 | 1.2334 | 591.2368 | 1.1343
| 588.9059 | 0 | 588.9059 | 0 | 591.3559 | 0 | 591.3559 | 0.00012735 | 715.21 | 0.0032226 | 588.9059 | 0.039212 | 715.21 | -0.0014076 | 715.21 | 0.00081613 | 591.3559 | 0.26653 | 591.3559 | 0 | 588.9059 | 0.0081462 | 881.4469 | 0.013655 | 881.4469 | 0.027017 | 880.8618 | 0 | 881.4469 | 1.2399 | 591.3559 | 1.1226
| 589.0238 | 0.0028715 | 589.0238 | 0.0044034 | 591.4751 | 0.00024284 | 591.4751 | 0.00013697 | 715.44 | -0.012642 | 589.0238 | 0.040811 | 715.44 | -0.0087464 | 715.44 | -0.0046928 | 591.4751 | 0.29387 | 591.4751 | 0 | 589.0238 | 0 | 881.6144 | 0.012703 | 881.6144 | 0.024027 | 881.0296 | 0 | 881.6144 | 1.2473 | 591.4751 | 1.1215
| 589.1417 | 0 | 589.1417 | 0 | 591.5942 | 0 | 591.5942 | 0.00013757 | 715.68 | 0.01413 | 589.1417 | 0.042409 | 715.68 | 0.0019706 | 715.68 | 0.011375 | 591.5942 | 0.29144 | 591.5942 | 0 | 589.1417 | 0.0038208 | 881.7818 | 0.015266 | 881.7818 | 0.021678 | 881.1975 | 0 | 881.7818 | 1.2508 | 591.5942 | 1.1134
| 589.2595 | 0.0064356 | 589.2595 | 0.00577 | 591.7133 | 0 | 591.7133 | 0.00011414 | 715.91 | -0.016113 | 589.2595 | 0.036814 | 715.91 | -0.0036209 | 715.91 | -0.013109 | 591.7133 | 0.31984 | 591.7133 | 0 | 589.2595 | 0 | 881.9493 | 0.011239 | 881.9493 | 0.018047 | 881.3653 | 0 | 881.9493 | 1.256 | 591.7133 | 1.1132
| 589.3774 | 0 | 589.3774 | 0 | 591.8325 | 0.00024284 | 591.8325 | 0.00012876 | 716.15 | 0.010659 | 589.3774 | 0.038413 | 716.15 | 0.00092222 | 716.15 | 0.0034176 | 591.8325 | 0.32546 | 591.8325 | 0 | 589.3774 | 0.0090113 | 882.1168 | 0.008054 | 882.1168 | 0.032303 | 881.5332 | 0 | 882.1168 | 1.2608 | 591.8325 | 1.1052
| 589.4954 | 0.0084306 | 589.4954 | 0.0059217 | 591.9516 | 0 | 591.9516 | 0.00015138 | 716.38 | -0.016113 | 589.4954 | 0.037614 | 716.38 | -0.0072322 | 716.38 | 0.0015813 | 591.9516 | 0.3452 | 591.9516 | 0 | 589.4954 | 0 | 882.2843 | 0.010104 | 882.2843 | 0.018688 | 881.7011 | 0 | 882.2843 | 1.272 | 591.9516 | 1.1052
| 589.6133 | 0 | 589.6133 | 0 | 592.0708 | 0.00024284 | 592.0708 | 0.00014177 | 716.62 | 0.032968 | 589.6133 | 0.031172 | 716.62 | -0.002223 | 716.62 | -0.0054579 | 592.0708 | 0.34854 | 592.0708 | 0 | 589.6133 | 0.0046859 | 882.4518 | 0.010031 | 882.4518 | 0.027711 | 881.8689 | 0 | 882.4518 | 1.2828 | 592.0708 | 1.0987
| 589.7312 | 0.0048373 | 589.7312 | 0.012172 | 592.1899 | 0.00024284 | 592.1899 | 0.00013136 | 716.85 | -0.029003 | 589.7312 | 0.035498 | 716.85 | -0.0067659 | 716.85 | -0.0046928 | 592.1899 | 0.35917 | 592.1899 | 0 | 589.7312 | 0 | 882.6193 | 0.0068459 | 882.6193 | 0.015751 | 882.0368 | 0 | 882.6193 | 1.2979 | 592.1899 | 1.0958
| 589.8491 | 0 | 589.8491 | 0 | 592.3091 | 0.00053406 | 592.3091 | 0.00013436 | 717.09 | 0.022558 | 589.8491 | 0.042268 | 717.09 | -0.00024269 | 717.09 | 0.011222 | 592.3091 | 0.36069 | 592.3091 | 0 | 589.8491 | 0.013337 | 882.7868 | 0.008237 | 882.7868 | 0.02328 | 882.2047 | 0 | 882.7868 | 1.3096 | 592.3091 | 1.0877
| 589.967 | 0.005878 | 589.967 | 0.009895 | 592.4282 | 0 | 592.4282 | 0.0001656 | 717.32 | 0.010164 | 589.967 | 0.042127 | 717.32 | -0.0037373 | 717.32 | -0.0077534 | 592.4282 | 0.36586 | 592.4282 | 0 | 589.967 | 0 | 882.9543 | 0.010983 | 882.9543 | 0.028566 | 882.3725 | 0 | 882.9543 | 1.3206 | 592.4282 | 1.0858
| 590.085 | 0 | 590.085 | 0 | 592.5474 | 0.00053406 | 592.5474 | 0.0001696 | 717.56 | -0.037432 | 590.085 | 0.042409 | 717.56 | -0.0090959 | 717.56 | -0.0068351 | 592.5474 | 0.3695 | 592.5474 | 0 | 590.085 | 0 | 883.1218 | 0.013289 | 883.1218 | 0.024027 | 882.5404 | 0 | 883.1218 | 1.3253 | 592.5474 | 1.0799
| 590.2029 | 0.0079802 | 590.2029 | 0.0072883 | 592.6666 | 0 | 592.6666 | 0.00017481 | 717.79 | 0.0027268 | 590.2029 | 0.04429 | 717.79 | 0.0026695 | 717.79 | 0.0018873 | 592.6666 | 0.36935 | 592.6666 | 0 | 590.2029 | 0 | 883.2893 | 0.011568 | 883.2893 | 0.016339 | 882.7083 | 0 | 883.2893 | 1.3305 | 592.6666 | 1.0735
| 590.3209 | 0 | 590.3209 | 0 | 592.7857 | 0 | 592.7857 | 0.00015699 | 718.03 | 0.012642 | 590.3209 | 0.04161 | 718.03 | -0.011193 | 718.03 | 0.0024994 | 592.7857 | 0.37299 | 592.7857 | 0 | 590.3209 | 0 | 883.4568 | 0.021453 | 883.4568 | 0.029634 | 882.8762 | 0 | 883.4568 | 1.334 | 592.7857 | 1.0643
| 590.4388 | 0.0033341 | 590.4388 | 0.014448 | 592.9049 | 0 | 592.9049 | 0.00015939 | 718.26 | -0.025532 | 590.4388 | 0.037896 | 718.26 | -0.012241 | 718.26 | 0.00709 | 592.9049 | 0.36221 | 592.9049 | 0 | 590.4388 | 0 | 883.6243 | 0.011312 | 883.6243 | 0.02659 | 883.044 | 0 | 883.6243 | 1.3411 | 592.9049 | 1.0617
| 590.5568 | 0 | 590.5568 | 0 | 593.024 | 0.00024284 | 593.024 | 0.00013276 | 718.5 | 0.009172 | 590.5568 | 0.027317 | 718.5 | 0.00022327 | 718.5 | 0.0043357 | 593.024 | 0.37056 | 593.024 | 0 | 590.5568 | 0.0033881 | 883.7918 | 0.014314 | 883.7918 | 0.028886 | 883.2119 | 0 | 883.7918 | 1.3458 | 593.024 | 1.0572
| 590.6748 | 0 | 590.6748 | 0.012434 | 593.1432 | 0 | 593.1432 | 0.00013436 | 718.73 | -0.026523 | 590.6748 | 0.031454 | 718.73 | -0.0023395 | 718.73 | -0.0033155 | 593.1432 | 0.35811 | 593.1432 | 0 | 590.6748 | 0.0017277 | 883.9593 | 0.010873 | 883.9593 | 0.021945 | 883.3798 | 0 | 883.9593 | 1.3541 | 593.1432 | 1.0574
| 590.7928 | 0 | 590.7928 | 0 | 593.2624 | 0 | 593.2624 | 0.00012355 | 718.97 | 0.002231 | 590.7928 | 0.035733 | 718.97 | 0.0016211 | 718.97 | 0.00051009 | 593.2624 | 0.37618 | 593.2624 | 0 | 590.7928 | 0 | 884.1268 | 0.013216 | 884.1268 | 0.026163 | 883.5477 | 0 | 884.1268 | 1.3593 | 593.2624 | 1.0551
| 590.9108 | 0.003681 | 590.9108 | 0.0085031 | 593.3815 | 0.00024284 | 593.3815 | 0.00014137 | 719.2 | 0.0012395 | 590.9108 | 0.036297 | 719.2 | -0.0023395 | 719.2 | -0.0007141 | 593.3815 | 0.36009 | 593.3815 | 0 | 590.9108 | 0.0069114 | 884.2943 | 0.014241 | 884.2943 | 0.020396 | 883.7156 | 0 | 884.2943 | 1.3703 | 593.3815 | 1.0558
| 591.0287 | 0 | 591.0287 | 0 | 593.5007 | 0 | 593.5007 | 0.00014958 | 719.44 | 0.00074368 | 591.0287 | 0.041892 | 719.44 | -0.0016406 | 719.44 | -0.0095893 | 593.5007 | 0.38408 | 593.5007 | 0 | 591.0287 | 0 | 884.4618 | 0.012703 | 884.4618 | 0.020717 | 883.8835 | 0 | 884.4618 | 1.3779 | 593.5007 | 1.0494
| 591.1467 | 0 | 591.1467 | 0.0080475 | 593.6199 | 0 | 593.6199 | 0.00018142 | 719.67 | 0.0086762 | 591.1467 | 0.040153 | 719.67 | -0.0023395 | 719.67 | -0.0025504 | 593.6199 | 0.37284 | 593.6199 | 0 | 591.1467 | 0 | 884.6294 | 0.010214 | 884.6294 | 0.02077 | 884.0514 | 0 | 884.6294 | 1.3893 | 593.6199 | 1.0466
| 591.2648 | 0 | 591.2648 | 0 | 593.7391 | 0.00024284 | 593.7391 | 0.00018422 | 719.91 | -0.022558 | 591.2648 | 0.032536 | 719.91 | -0.0075817 | 719.91 | -0.0028565 | 593.7391 | 0.39699 | 593.7391 | 0 | 591.2648 | 0.0055508 | 884.7969 | 0.010214 | 884.7969 | 0.027338 | 884.2193 | 0 | 884.7969 | 1.3957 | 593.7391 | 1.0448
| 591.3828 | 0.012807 | 591.3828 | 0.018214 | 593.8583 | 0.00024284 | 593.8583 | 0.00017481 | 720.14 | -0.013634 | 591.3828 | 0.04161 | 720.14 | 0.00092222 | 720.14 | -0.0057639 | 593.8583 | 0.38773 | 593.8583 | 0 | 591.3828 | 0 | 884.9644 | 0.01047 | 884.9644 | 0.035881 | 884.3873 | 0 | 884.9644 | 1.4026 | 593.8583 | 1.0452
| 591.5008 | 0 | 591.5008 | 0 | 593.9775 | 0 | 593.9775 | 0.00014277 | 720.37 | -0.021071 | 591.5008 | 0.045183 | 720.37 | -0.00199 | 720.37 | 0.0084671 | 593.9775 | 0.39988 | 593.9775 | 0 | 591.5008 | 0.010309 | 885.1319 | 0.01717 | 885.1319 | 0.033959 | 884.5552 | 0 | 885.1319 | 1.4043 | 593.9775 | 1.0366
| 591.6188 | 0 | 591.6188 | 0.015937 | 594.0966 | 0.00024284 | 594.0966 | 0.00011974 | 720.61 | 0.027516 | 591.6188 | 0.03799 | 720.61 | 0.0052322 | 720.61 | 0.0026524 | 594.0966 | 0.39471 | 594.0966 | 0 | 591.6188 | 0 | 885.2994 | 0.013435 | 885.2994 | 0.0173 | 884.7231 | 0 | 885.2994 | 1.4096 | 594.0966 | 1.0313
| 591.7369 | 0 | 591.7369 | 0 | 594.2159 | 0.00024284 | 594.2159 | 0.00011574 | 720.84 | -0.0017352 | 591.7369 | 0.033335 | 720.84 | -9.7074e-06 | 720.84 | -0.0013262 | 594.2159 | 0.39623 | 594.2159 | 0 | 591.7369 | 0 | 885.467 | 0.014314 | 885.467 | 0.026644 | 884.891 | 0 | 885.467 | 1.4125 | 594.2159 | 1.0222
| 591.8549 | 0.0070148 | 591.8549 | 0.0030368 | 594.335 | 0.00024284 | 594.335 | 0.00013136 | 721.08 | -0.018592 | 591.8549 | 0.035874 | 721.08 | -0.0071154 | 721.08 | -0.0054579 | 594.335 | 0.39912 | 594.335 | 0 | 591.8549 | 0 | 885.6345 | 0.009921 | 885.6345 | 0.019649 | 885.0589 | 0 | 885.6345 | 1.4203 | 594.335 | 1.0226
| 591.9729 | 0 | 591.9729 | 0 | 594.4542 | 0 | 594.4542 | 0.00015298 | 721.31 | 0.0295 | 591.9729 | 0.036015 | 721.31 | 0.0054654 | 721.31 | 0.0087736 | 594.4542 | 0.38241 | 594.4542 | 0 | 591.9729 | 0.0090113 | 885.8021 | 0.015266 | 885.8021 | 0.026644 | 885.2269 | 0 | 885.8021 | 1.4255 | 594.4542 | 1.0191
| 592.091 | 0.0063405 | 592.091 | 0.0095447 | 594.5734 | 0.00024284 | 594.5734 | 0.00017481 | 721.55 | -0.032474 | 592.091 | 0.041093 | 721.55 | -0.00070865 | 721.55 | -0.00607 | 594.5734 | 0.38028 | 594.5734 | 0 | 592.091 | 0 | 885.9696 | 0.01036 | 885.9696 | 0.01164 | 885.3948 | 0 | 885.9696 | 1.4354 | 594.5734 | 1.0188
| 592.2091 | 0 | 592.2091 | 0 | 594.6926 | 0.00024284 | 594.6926 | 0.00015899 | 721.78 | -0.0032226 | 592.2091 | 0.034417 | 721.78 | 0.0032519 | 721.78 | 0.0052539 | 594.6926 | 0.35735 | 594.6926 | 0 | 592.2091 | 0 | 886.1371 | 0.016291 | 886.1371 | 0.024294 | 885.5627 | 0 | 886.1371 | 1.4441 | 594.6926 | 1.011
| 592.3271 | 0.004606 | 592.3271 | 0.0051626 | 594.8118 | 0 | 594.8118 | 0.00016079 | 722.02 | -0.0037184 | 592.3271 | 0.036673 | 722.02 | -0.0036209 | 722.02 | -0.00056109 | 594.8118 | 0.36464 | 594.8118 | 1.0929e-05 | 592.3271 | 0 | 886.3047 | 0.0078709 | 886.3047 | 0.030702 | 885.7307 | 0 | 886.3047 | 1.4539 | 594.8118 | 1.0042
| 592.4452 | 0 | 592.4452 | 0 | 594.9311 | 0 | 594.9311 | 0.00013857 | 722.25 | 0.0071888 | 592.4452 | 0.045089 | 722.25 | -0.0001262 | 722.25 | -0.0051518 | 594.9311 | 0.35462 | 594.9311 | 1.6581e-05 | 592.4452 | 0 | 886.4722 | 0.011166 | 886.4722 | 0.030488 | 885.8986 | 0 | 886.4722 | 1.4625 | 594.9311 | 0.99683
| 592.5633 | 0.0057624 | 592.5633 | 0.015499 | 595.0503 | 0 | 595.0503 | 0.00013436 | 722.49 | -0.031481 | 592.5633 | 0.034793 | 722.49 | -0.0060669 | 722.49 | -0.0066822 | 595.0503 | 0.36996 | 595.0503 | 0.00067701 | 592.5633 | 0 | 886.6398 | 0.012447 | 886.6398 | 0.015751 | 886.0666 | 0 | 886.6398 | 1.4709 | 595.0503 | 0.99099
| 592.6814 | 0 | 592.6814 | 0 | 595.1695 | 0.00024284 | 595.1695 | 0.00012575 | 722.72 | 0.026029 | 592.6814 | 0.034652 | 722.72 | 0.0068633 | 722.72 | 0.0066312 | 595.1695 | 0.36844 | 595.1695 | 0.00066608 | 592.6814 | 0 | 886.8073 | 0.011056 | 886.8073 | 0.026377 | 886.2345 | 0 | 886.8073 | 1.4802 | 595.1695 | 0.98253
| 592.7995 | 0.0097821 | 592.7995 | 0.010946 | 595.2887 | 0.00053406 | 595.2887 | 0.00012115 | 722.96 | 0.002231 | 592.7995 | 0.028022 | 722.96 | -0.0016406 | 722.96 | 0.0037236 | 595.2887 | 0.40322 | 595.2887 | 0.0012734 | 592.7995 | 0 | 886.9749 | 0.011568 | 886.9749 | 0.018047 | 886.4025 | 0 | 886.9749 | 1.4922 | 595.2887 | 0.97804
| 592.9176 | 0 | 592.9176 | 0 | 595.4079 | 0 | 595.4079 | 0.00013156 | 723.19 | -0.0042142 | 592.9176 | 0.038272 | 723.19 | 0.011173 | 723.19 | -0.0036216 | 595.4079 | 0.4143 | 595.4079 | 0.00061276 | 592.9176 | 0 | 887.1424 | 0.016657 | 887.1424 | 0.030061 | 886.5704 | 0 | 887.1424 | 1.5045 | 595.4079 | 0.97586
| 593.0357 | 0.0065643 | 593.0357 | 0.0030368 | 595.5271 | 0.00024284 | 595.5271 | 0.00012295 | 723.43 | -0.027516 | 593.0357 | 0.034934 | 723.43 | 0.00045625 | 723.43 | -0.0069881 | 595.5271 | 0.46108 | 595.5271 | 0.0042514 | 593.0357 | 0 | 887.31 | 0.010031 | 887.31 | 0.023013 | 886.7384 | 0 | 887.31 | 1.5167 | 595.5271 | 0.97849
| 593.1538 | 0 | 593.1538 | 0 | 595.6463 | 0 | 595.6463 | 0.00013997 | 723.66 | -0.0032226 | 593.1538 | 0.027458 | 723.66 | -0.0080475 | 723.66 | 0.0032646 | 595.6463 | 0.45637 | 595.6463 | 0.0040331 | 593.1538 | 0.0020906 | 887.4776 | 0.013838 | 887.4776 | 0.026483 | 886.9063 | 0 | 887.4776 | 1.5235 | 595.6463 | 0.97362
| 593.2719 | 0.0021778 | 593.2719 | 0.011384 | 595.7656 | 0 | 595.7656 | 0.00012075 | 723.9 | 0.01413 | 593.2719 | 0.039494 | 723.9 | 0.0032519 | 723.9 | 0.00035706 | 595.7656 | 0.5115 | 595.7656 | 0.016281 | 593.2719 | 0.012527 | 887.6451 | 0.013802 | 887.6451 | 0.024988 | 887.0743 | 0 | 887.6451 | 1.5313 | 595.7656 | 0.96906
| 593.3901 | 0 | 593.3901 | 0 | 595.8848 | 0 | 595.8848 | 0.00013717 | 724.13 | 0.0081804 | 593.3901 | 0.036109 | 724.13 | 0.0039509 | 724.13 | 0.0046418 | 595.8848 | 0.50603 | 595.8848 | 0.017159 | 593.3901 | 0 | 887.8127 | 0.013472 | 887.8127 | 0.029473 | 887.2423 | 0 | 887.8127 | 1.536 | 595.8848 | 0.96374
| 593.5082 | 0.00044325 | 593.5082 | 0.01366 | 596.004 | 0 | 596.004 | 0.00012455 | 724.37 | -0.028507 | 593.5082 | 0.037755 | 724.37 | -0.013057 | 724.37 | -0.0030095 | 596.004 | 0.55964 | 596.004 | 0.034319 | 593.5082 | 0 | 887.9803 | 0.011495 | 887.9803 | 0.016712 | 887.4103 | 0 | 887.9803 | 1.5443 | 596.004 | 0.96579
| 593.6264 | 0 | 593.6264 | 0 | 596.1233 | 0 | 596.1233 | 0.00013416 | 724.6 | 0.0071888 | 593.6264 | 0.02774 | 724.6 | 0.00080569 | 724.6 | -0.007141 | 596.1233 | 0.53717 | 596.1233 | 0.030715 | 593.6264 | 0.0012254 | 888.1478 | 0.019842 | 888.1478 | 0.031449 | 887.5782 | 0 | 888.1478 | 1.5481 | 596.1233 | 0.96393
| 593.7445 | 0.0049529 | 593.7445 | 0.009282 | 596.2425 | 0 | 596.2425 | 0.00012455 | 724.84 | -0.027516 | 593.7445 | 0.033758 | 724.84 | -0.0038538 | 724.84 | 0.0044887 | 596.2425 | 0.57179 | 596.2425 | 0.042384 | 593.7445 | 0 | 888.3154 | 0.0091522 | 888.3154 | 0.02328 | 887.7462 | 0 | 888.3154 | 1.5571 | 596.2425 | 0.9622
| 593.8627 | 0 | 593.8627 | 0 | 596.3617 | 0.00053406 | 596.3617 | 0.00013196 | 725.07 | -0.0032226 | 593.8627 | 0.031737 | 725.07 | 0.00045625 | 725.07 | -0.0053048 | 596.3617 | 0.56147 | 596.3617 | 0.035177 | 593.8627 | 0.007281 | 888.483 | 0.016145 | 888.483 | 0.024882 | 887.9142 | 0 | 888.483 | 1.5631 | 596.3617 | 0.95444
| 593.9808 | 0 | 593.9808 | 0.010771 | 596.481 | 0 | 596.481 | 0.00015278 | 725.31 | -0.024045 | 593.9808 | 0.032536 | 725.31 | -0.0052516 | 725.31 | 0.0047948 | 596.481 | 0.58273 | 596.481 | 0.046845 | 593.9808 | 0 | 888.6506 | 0.010983 | 888.6506 | 0.016339 | 888.0822 | 0 | 888.6506 | 1.5761 | 596.481 | 0.95374
| 594.099 | 0.001274 | 594.099 | 0 | 596.6002 | 0 | 596.6002 | 0.00013977 | 725.54 | 0.024045 | 594.099 | 0.031596 | 725.54 | 0.0013882 | 725.54 | -0.00040807 | 596.6002 | 0.59427 | 596.6002 | 0.051478 | 594.099 | 0 | 888.8181 | 0.01285 | 888.8181 | 0.023387 | 888.2502 | 0 | 888.8181 | 1.5872 | 596.6002 | 0.94995
| 594.2172 | 0.0015996 | 594.2172 | 0.0027331 | 596.7195 | 0.00024284 | 596.7195 | 0.00016139 | 725.78 | -0.016113 | 594.2172 | 0.033194 | 725.78 | -0.00070865 | 725.78 | 0.0035706 | 596.7195 | 0.60764 | 596.7195 | 0.06452 | 594.2172 | 0 | 888.9857 | 0.011385 | 888.9857 | 0.015858 | 888.4181 | 0 | 888.9857 | 1.6034 | 596.7195 | 0.95162
| 594.3354 | 0 | 594.3354 | 0 | 596.8387 | 0.00024284 | 596.8387 | 0.0001618 | 726.01 | 0.0042142 | 594.3354 | 0.034652 | 726.01 | 0.0011552 | 726.01 | -0.0077534 | 596.8387 | 0.64727 | 596.8387 | 0.063147 | 594.3354 | 0 | 889.1533 | 0.014058 | 889.1533 | 0.031609 | 888.5861 | 0 | 889.1533 | 1.6175 | 596.8387 | 0.94213
| 594.4536 | 0 | 594.4536 | 0.01366 | 596.958 | 0.00024284 | 596.958 | 0.0001674 | 726.25 | 0.011155 | 594.4536 | 0.023744 | 726.25 | -0.00024269 | 726.25 | -0.0048458 | 596.958 | 0.66109 | 596.958 | 0.071898 | 594.4536 | 0 | 889.3209 | 0.009738 | 889.3209 | 0.016979 | 888.7541 | 0 | 889.3209 | 1.6349 | 596.958 | 0.93572
| 594.5718 | 0 | 594.5718 | 0 | 597.0772 | 0.00024284 | 597.0772 | 0.00012775 | 726.48 | 0.036936 | 594.5718 | 0.033711 | 726.48 | 0.002786 | 726.48 | 0.00066312 | 597.0772 | 0.69891 | 597.0772 | 0.066922 | 594.5718 | 0 | 889.4885 | 0.018451 | 889.4885 | 0.034813 | 888.9221 | 0 | 889.4885 | 1.6481 | 597.0772 | 0.92687
| 594.69 | 0.002409 | 594.69 | 0.011208 | 597.1965 | 0 | 597.1965 | 0.00012435 | 726.72 | -0.026029 | 594.69 | 0.044149 | 726.72 | -0.0037373 | 726.72 | -0.010508 | 597.1965 | 0.70969 | 597.1965 | 0.084768 | 594.69 | 0 | 889.6561 | 0.01922 | 889.6561 | 0.015858 | 889.0901 | 0 | 889.6561 | 1.6599 | 597.1965 | 0.92867
| 594.8082 | 0 | 594.8082 | 0 | 597.3157 | 0 | 597.3157 | 0.00013056 | 726.96 | 0.046355 | 594.8082 | 0.038413 | 726.96 | -0.0057175 | 726.96 | 0.0024994 | 597.3157 | 0.7384 | 597.3157 | 0.082537 | 594.8082 | 0 | 889.8237 | 0.015705 | 889.8237 | 0.022532 | 889.2582 | 0 | 889.8237 | 1.6634 | 597.3157 | 0.92694
| 594.9264 | 0.0057624 | 594.9264 | 0.010158 | 597.435 | 0.00053406 | 597.435 | 0.00017121 | 727.19 | -0.0017352 | 594.9264 | 0.031878 | 727.19 | -0.0072322 | 727.19 | -0.01617 | 597.435 | 0.74477 | 597.435 | 0.10656 | 594.9264 | 0 | 889.9913 | 0.0071021 | 889.9913 | 0.019222 | 889.4262 | 0 | 889.9913 | 1.6672 | 597.435 | 0.92982
| 595.0446 | 0 | 595.0446 | 0 | 597.5543 | 0 | 597.5543 | 0.00018402 | 727.43 | -0.0012395 | 595.0446 | 0.035874 | 727.43 | -0.0025725 | 727.43 | 0.0037236 | 597.5543 | 0.75176 | 597.5543 | 0.10021 | 595.0446 | 0.018527 | 890.1589 | 0.0092621 | 890.1589 | 0.025149 | 889.5942 | 0 | 890.1589 | 1.6685 | 597.5543 | 0.92533
| 595.1629 | 0.0079802 | 595.1629 | 0.0081994 | 597.6735 | 0.00024284 | 597.6735 | 0.00018322 | 727.66 | -0.00074368 | 595.1629 | 0.040811 | 727.66 | 0.0041839 | 727.66 | 0.0034176 | 597.6735 | 0.74326 | 597.6735 | 0.1184 | 595.1629 | 0.0099349 | 890.3265 | 0.01241 | 890.3265 | 0.020076 | 889.7622 | 0 | 890.3265 | 1.673 | 597.6735 | 0.92732
| 595.2811 | 0 | 595.2811 | 0 | 597.7928 | 0 | 597.7928 | 0.00019303 | 727.9 | 0.0081804 | 595.2811 | 0.028116 | 727.9 | 0.0011552 | 727.9 | -0.0079064 | 597.7928 | 0.73551 | 597.7928 | 0.11548 | 595.2811 | 0 | 890.4941 | 0.013655 | 890.4941 | 0.033585 | 889.9302 | 0 | 890.4941 | 1.6737 | 597.7928 | 0.91937
| 595.3994 | 0.0048373 | 595.3994 | 0.0034924 | 597.9121 | 0 | 597.9121 | 0.00017621 | 728.13 | 0.026523 | 595.3994 | 0.0268 | 728.13 | 0.03051 | 728.13 | 0.030809 | 597.9121 | 0.7264 | 597.9121 | 0.13402 | 595.3994 | 0 | 890.6617 | 0.012337 | 890.6617 | 0.021571 | 890.0982 | 0 | 890.6617 | 1.678 | 597.9121 | 0.91751
| 595.5176 | 0 | 595.5176 | 0 | 598.0313 | 0.00024284 | 598.0313 | 0.00015659 | 728.37 | 0.0176 | 595.5176 | 0.032771 | 728.37 | -0.0037373 | 728.37 | -0.0034686 | 598.0313 | 0.71987 | 598.0313 | 0.13316 | 595.5176 | 0 | 890.8293 | 0.016804 | 890.8293 | 0.019702 | 890.2663 | 0 | 890.8293 | 1.6806 | 598.0313 | 0.90905
| 595.6359 | 0.0031028 | 595.6359 | 0.0080475 | 598.1506 | 0 | 598.1506 | 0.00013296 | 728.6 | 0.0057014 | 595.6359 | 0.030561 | 728.6 | -0.011775 | 728.6 | -0.012038 | 598.1506 | 0.72944 | 598.1506 | 0.14483 | 595.6359 | 0 | 890.9969 | 0.009921 | 890.9969 | 0.016979 | 890.4343 | 0 | 890.9969 | 1.6918 | 598.1506 | 0.91007
| 595.7541 | 0 | 595.7541 | 0 | 598.2699 | 0 | 598.2699 | 0.00013376 | 728.84 | 0.0052058 | 595.7541 | 0.021863 | 728.84 | 0.0049991 | 728.84 | 0.0014282 | 598.2699 | 0.72685 | 598.2699 | 0.14397 | 595.7541 | 0.00079301 | 891.1645 | 0.014351 | 891.1645 | 0.025736 | 890.6023 | 0 | 891.1645 | 1.7015 | 598.2699 | 0.90526
| 595.8724 | 0.00055887 | 595.8724 | 0.0080475 | 598.3892 | 0.00024284 | 598.3892 | 0.00019383 | 729.07 | -0.011651 | 595.8724 | 0.0268 | 729.07 | -0.0030384 | 729.07 | 0.0031115 | 598.3892 | 0.74584 | 598.3892 | 0.1589 | 595.8724 | 0 | 891.3321 | 0.014168 | 891.3321 | 0.03257 | 890.7704 | 0 | 891.3321 | 1.7192 | 598.3892 | 0.90404
| 595.9907 | 0 | 595.9907 | 0 | 598.5085 | 0.00024284 | 598.5085 | 0.00017061 | 729.31 | 0.0076846 | 595.9907 | 0.028398 | 729.31 | 0.00022327 | 729.31 | -0.0051518 | 598.5085 | 0.74174 | 598.5085 | 0.16096 | 595.9907 | 0 | 891.4998 | 0.01468 | 891.4998 | 0.023013 | 890.9384 | 0 | 891.4998 | 1.7337 | 598.5085 | 0.89814
| 596.109 | 0.0014839 | 596.109 | 0.014448 | 598.6277 | 0.00024284 | 598.6277 | 0.00018983 | 729.54 | -0.05528 | 596.109 | 0.037614 | 729.54 | -0.0074648 | 729.54 | 0.0035706 | 598.6277 | 0.7674 | 598.6277 | 0.17777 | 596.109 | 0 | 891.6674 | 0.012008 | 891.6674 | 0.02045 | 891.1064 | 0 | 891.6674 | 1.7538 | 598.6277 | 0.89904
| 596.2273 | 0 | 596.2273 | 0 | 598.747 | 0.00024284 | 598.747 | 0.00013857 | 729.78 | 0.026523 | 596.2273 | 0.029574 | 729.78 | 0.0041839 | 729.78 | 0.00020403 | 598.747 | 0.77363 | 598.747 | 0.17657 | 596.2273 | 0 | 891.835 | 0.011935 | 891.835 | 0.030862 | 891.2745 | 0 | 891.835 | 1.7672 | 598.747 | 0.89398
| 596.3456 | 0.0064356 | 596.3456 | 0.0080475 | 598.8663 | 0.00024284 | 598.8663 | 0.0001668 | 730.01 | -0.010164 | 596.3456 | 0.037473 | 730.01 | 0.00057274 | 730.01 | -0.0025504 | 598.8663 | 0.80871 | 598.8663 | 0.19219 | 596.3456 | 0 | 892.0026 | 0.013472 | 892.0026 | 0.024615 | 891.4425 | 0 | 892.0026 | 1.7823 | 598.8663 | 0.89366
| 596.4639 | 0 | 596.4639 | 0 | 598.9856 | 0.00053406 | 598.9856 | 0.00014177 | 730.25 | 0.019583 | 596.4639 | 0.031972 | 730.25 | -0.010377 | 730.25 | 0.0041827 | 598.9856 | 0.82572 | 598.9856 | 0.19098 | 596.4639 | 0.0020906 | 892.1703 | 0.015962 | 892.1703 | 0.024882 | 891.6106 | 0 | 892.1703 | 1.7896 | 598.9856 | 0.88506
| 596.5822 | 0.0074653 | 596.5822 | 0.0072883 | 599.1049 | 0.00024284 | 599.1049 | 0.00013516 | 730.48 | -0.013138 | 596.5822 | 0.026142 | 730.48 | -0.0047858 | 730.48 | -0.00025504 | 599.1049 | 0.86141 | 599.1049 | 0.20883 | 596.5822 | 0 | 892.3379 | 0.011825 | 892.3379 | 0.016819 | 891.7786 | 0 | 892.3379 | 1.7991 | 599.1049 | 0.88667
| 596.7006 | 0 | 596.7006 | 0 | 599.2242 | 0.00024284 | 599.2242 | 0.00011834 | 730.72 | 0.026523 | 596.7006 | 0.037708 | 730.72 | -0.00199 | 730.72 | 0.011528 | 599.2242 | 0.88146 | 599.2242 | 0.21192 | 596.7006 | 0 | 892.5055 | 0.012118 | 892.5055 | 0.018474 | 891.9467 | 0 | 892.5055 | 1.8046 | 599.2242 | 0.88269
| 596.8189 | 0.0042591 | 596.8189 | 0.0077439 | 599.3435 | 0.00024284 | 599.3435 | 0.00014257 | 730.95 | -0.02702 | 596.8189 | 0.02948 | 730.95 | -0.0090959 | 730.95 | -0.0037746 | 599.3435 | 0.90971 | 599.3435 | 0.23079 | 596.8189 | 0 | 892.6732 | 0.0062235 | 892.6732 | 0.02611 | 892.1148 | 0.00011594 | 892.6732 | 1.8149 | 599.3435 | 0.88705
| 596.9372 | 0 | 596.9372 | 0 | 599.4628 | 0 | 599.4628 | 0.00016079 | 731.19 | 0.016113 | 596.9372 | 0.031078 | 731.19 | -0.0074648 | 731.19 | 0.0034176 | 599.4628 | 0.92429 | 599.4628 | 0.23131 | 596.9372 | 0 | 892.8408 | 0.01933 | 892.8408 | 0.027124 | 892.2828 | 0 | 892.8408 | 1.8227 | 599.4628 | 0.88096
| 597.0556 | 0.0019465 | 597.0556 | 0.00577 | 599.5821 | 0.00053406 | 599.5821 | 0.00017761 | 731.42 | -0.0002479 | 597.0556 | 0.029057 | 731.42 | 0.0010387 | 731.42 | 0.0044887 | 599.5821 | 0.94722 | 599.5821 | 0.25396 | 597.0556 | 0 | 893.0084 | 0.0088228 | 893.0084 | 0.019222 | 892.4509 | 0.00011594 | 893.0084 | 1.833 | 599.5821 | 0.88179
| 597.1739 | 0 | 597.1739 | 0 | 599.7014 | 0.00024284 | 599.7014 | 0.00015439 | 731.66 | -0.0061972 | 597.1739 | 0.037191 | 731.66 | -0.0058343 | 731.66 | 0.0028055 | 599.7014 | 0.96301 | 599.7014 | 0.25276 | 597.1739 | 0 | 893.1761 | 0.020684 | 893.1761 | 0.0291 | 892.619 | 0 | 893.1761 | 1.8403 | 599.7014 | 0.87775
| 597.2923 | 0.01049 | 597.2923 | 0.0091069 | 599.8207 | 0 | 599.8207 | 0.00015018 | 731.89 | 0.041894 | 597.2923 | 0.028257 | 731.89 | -0.007698 | 731.89 | -0.0053048 | 599.8207 | 0.98944 | 599.8207 | 0.27472 | 597.2923 | 0 | 893.3437 | 0.01296 | 893.3437 | 0.016606 | 892.7871 | 0 | 893.3437 | 1.8524 | 599.8207 | 0.87731
| 597.4107 | 0 | 597.4107 | 0 | 599.9401 | 0 | 599.9401 | 0.00015419 | 732.13 | 0.022062 | 597.4107 | 0.028633 | 732.13 | -0.0021065 | 732.13 | -0.0027035 | 599.9401 | 1.0031 | 599.9401 | 0.27146 | 597.4107 | 0.018527 | 893.5114 | 0.014497 | 893.5114 | 0.025789 | 892.9551 | 0 | 893.5114 | 1.864 | 599.9401 | 0.86955
| 597.529 | 0.011906 | 597.529 | 0.006681 | 600.0594 | 0 | 600.0594 | 0.00015659 | 732.37 | -0.0086762 | 597.529 | 0.025201 | 732.37 | -0.0071154 | 732.37 | -0.0034686 | 600.0594 | 1.0254 | 600.0594 | 0.30115 | 597.529 | 0 | 893.679 | 0.010177 | 893.679 | 0.02029 | 893.1232 | 0 | 893.679 | 1.8798 | 600.0594 | 0.86281
| 597.6474 | 0 | 597.6474 | 0 | 600.1787 | 0.00053406 | 600.1787 | 0.00015439 | 732.6 | 0.0061972 | 597.6474 | 0.026659 | 732.6 | -0.0014076 | 732.6 | -0.0037746 | 600.1787 | 1.0339 | 600.1787 | 0.30921 | 597.6474 | 0 | 893.8467 | 0.017792 | 893.8467 | 0.03209 | 893.2913 | 0 | 893.8467 | 1.8916 | 600.1787 | 0.8564
| 597.7658 | 0.0068217 | 597.7658 | 0.0094571 | 600.298 | 0.00024284 | 600.298 | 0.00015439 | 732.84 | -0.05181 | 597.7658 | 0.022521 | 732.84 | -0.0089791 | 732.84 | -0.0097429 | 600.298 | 1.0555 | 600.298 | 0.33701 | 597.7658 | 0 | 894.0143 | 0.013435 | 894.0143 | 0.021197 | 893.4594 | 0.00011594 | 894.0143 | 1.9032 | 600.298 | 0.85493
| 597.8842 | 0 | 597.8842 | 0 | 600.4173 | 0.00053406 | 600.4173 | 0.000167 | 733.07 | -0.00074368 | 597.8842 | 0.028539 | 733.07 | -0.00199 | 733.07 | 0.007243 | 600.4173 | 1.0654 | 600.4173 | 0.35022 | 597.8842 | 0 | 894.182 | 0.017536 | 894.182 | 0.030862 | 893.6275 | 0 | 894.182 | 1.9104 | 600.4173 | 0.85185
| 598.0026 | 0.0055311 | 598.0026 | 0.0078957 | 600.5367 | 0.00024284 | 600.5367 | 0.00020104 | 733.31 | 0.0002479 | 598.0026 | 0.026424 | 733.31 | -0.0061837 | 733.31 | 0.0014282 | 600.5367 | 1.0875 | 600.5367 | 0.3691 | 598.0026 | 0 | 894.3496 | 0.011935 | 894.3496 | 0.023547 | 893.7956 | 0 | 894.3496 | 1.9232 | 600.5367 | 0.84928
| 598.121 | 0.00034746 | 598.121 | 0 | 600.656 | 0.00024284 | 600.656 | 0.00017982 | 733.54 | -0.012642 | 598.121 | 0.023038 | 733.54 | 0.0023201 | 733.54 | 5.1009e-05 | 600.656 | 1.0973 | 600.656 | 0.37922 | 598.121 | 0 | 894.5173 | 0.01285 | 894.5173 | 0.025789 | 893.9637 | 0 | 894.5173 | 1.9359 | 600.656 | 0.84281
| 598.2394 | 0.0031028 | 598.2394 | 0.0071365 | 600.7753 | 0 | 600.7753 | 0.00017101 | 733.78 | -0.016113 | 598.2394 | 0.026941 | 733.78 | -0.010261 | 733.78 | -0.0013262 | 600.7753 | 1.1216 | 600.7753 | 0.38008 | 598.2394 | 0.0025918 | 894.685 | 0.010214 | 894.685 | 0.024241 | 894.1318 | 0 | 894.685 | 1.9502 | 600.7753 | 0.84037
| 598.3579 | 0 | 598.3579 | 0 | 600.8946 | 0.00024284 | 600.8946 | 0.00013476 | 734.01 | -0.0032226 | 598.3579 | 0.025436 | 734.01 | -0.011775 | 734.01 | 0.0040296 | 600.8946 | 1.1311 | 600.8946 | 0.38712 | 598.3579 | 0.0012254 | 894.8526 | 0.015083 | 894.8526 | 0.030328 | 894.2999 | 0 | 894.8526 | 1.9542 | 600.8946 | 0.8362
| 598.4763 | 0.002409 | 598.4763 | 0.0065292 | 601.014 | 0.00024284 | 601.014 | 0.00014598 | 734.25 | -0.019087 | 598.4763 | 0.028398 | 734.25 | -0.0016406 | 734.25 | -0.0045398 | 601.014 | 1.1507 | 601.014 | 0.38128 | 598.4763 | 0 | 895.0203 | 0.008054 | 895.0203 | 0.02627 | 894.468 | 0.00034783 | 895.0203 | 1.9589 | 601.014 | 0.83935
| 598.5947 | 0 | 598.5947 | 0 | 601.1333 | 0.00053406 | 601.1333 | 0.00013336 | 734.48 | -0.03049 | 598.5947 | 0.031172 | 734.48 | 0.0022036 | 734.48 | -0.0080593 | 601.1333 | 1.1592 | 601.1333 | 0.39021 | 598.5947 | 0.011174 | 895.188 | 0.015266 | 895.188 | 0.028085 | 894.6361 | 0 | 895.188 | 1.9579 | 601.1333 | 0.83787
| 598.7132 | 0.0050685 | 598.7132 | 0.0065292 | 601.2527 | 0 | 601.2527 | 0.00013336 | 734.72 | 0.01413 | 598.7132 | 0.0268 | 734.72 | -0.002223 | 734.72 | -0.0056109 | 601.2527 | 1.1861 | 601.2527 | 0.37957 | 598.7132 | 0 | 895.3556 | 0.0095183 | 895.3556 | 0.015858 | 894.8042 | 0 | 895.3556 | 1.9633 | 601.2527 | 0.83761
| 598.8316 | 0 | 598.8316 | 0 | 601.372 | 0 | 601.372 | 0.00013997 | 734.95 | -0.047348 | 598.8316 | 0.030138 | 734.95 | 0.010474 | 734.95 | -0.0040807 | 601.372 | 1.2019 | 601.372 | 0.39347 | 598.8316 | 0 | 895.5233 | 0.013985 | 895.5233 | 0.024615 | 894.9723 | 0 | 895.5233 | 1.9678 | 601.372 | 0.82889
| 598.9501 | 0.0035653 | 598.9501 | 0.013047 | 601.4913 | 0.00053406 | 601.4913 | 0.0001646 | 735.19 | -0.033465 | 598.9501 | 0.021487 | 735.19 | -0.00199 | 735.19 | -0.005917 | 601.4913 | 1.2268 | 601.4913 | 0.37717 | 598.9501 | 0 | 895.691 | 0.014168 | 895.691 | 0.018207 | 895.1404 | 0 | 895.691 | 1.9811 | 601.4913 | 0.82376
| 599.0686 | 0 | 599.0686 | 0 | 601.6107 | 0 | 601.6107 | 0.00017621 | 735.43 | -0.0017352 | 599.0686 | 0.035733 | 735.43 | -0.0065332 | 735.43 | -0.0046928 | 601.6107 | 1.2415 | 601.6107 | 0.39964 | 599.0686 | 0 | 895.8587 | 0.011678 | 895.8587 | 0.025736 | 895.3085 | 0 | 895.8587 | 1.9937 | 601.6107 | 0.81928
| 599.187 | 0.004606 | 599.187 | 0.012259 | 601.73 | 0 | 601.73 | 0.00017541 | 735.66 | -0.0086762 | 599.187 | 0.028116 | 735.66 | 0.0048828 | 735.66 | -0.00040807 | 601.73 | 1.269 | 601.73 | 0.38832 | 599.187 | 0 | 896.0263 | 0.011825 | 896.0263 | 0.018955 | 895.4767 | 0 | 896.0263 | 2.0089 | 601.73 | 0.82229
| 599.3055 | 0 | 599.3055 | 0 | 601.8494 | 0.00024284 | 601.8494 | 0.00018282 | 735.9 | 0.020574 | 599.3055 | 0.028257 | 735.9 | -0.0025725 | 735.9 | 0.0089266 | 601.8494 | 1.2848 | 601.8494 | 0.41423 | 599.3055 | 0 | 896.194 | 0.011935 | 896.194 | 0.040633 | 895.6448 | 0 | 896.194 | 2.0186 | 601.8494 | 0.8221
| 599.424 | 0.007594 | 599.424 | 0.0085031 | 601.9688 | 0 | 601.9688 | 0.00019443 | 736.13 | -0.031481 | 599.424 | 0.032019 | 736.13 | -0.0037373 | 736.13 | -0.00607 | 601.9688 | 1.3058 | 601.9688 | 0.40205 | 599.424 | 0 | 896.3617 | 0.012447 | 896.3617 | 0.021785 | 895.8129 | 0 | 896.3617 | 2.0324 | 601.9688 | 0.82306
| 599.5425 | 0 | 599.5425 | 0 | 602.0881 | 0 | 602.0881 | 0.00017441 | 736.37 | -0.0037184 | 599.5425 | 0.02144 | 736.37 | 0.0032519 | 736.37 | 0.0075495 | 602.0881 | 1.321 | 602.0881 | 0.41612 | 599.5425 | 0.0077135 | 896.5294 | 0.011166 | 896.5294 | 0.027765 | 895.9811 | 0 | 896.5294 | 2.0454 | 602.0881 | 0.81774
| 599.661 | 0.0071435 | 599.661 | 0.014711 | 602.2075 | 0.00053406 | 602.2075 | 0.00015659 | 736.6 | -0.011155 | 599.661 | 0.02506 | 736.6 | -0.0060669 | 736.6 | -0.0010202 | 602.2075 | 1.3454 | 602.2075 | 0.41749 | 599.661 | 0 | 896.6971 | 0.011751 | 896.6971 | 0.027017 | 896.1492 | 0 | 896.6971 | 2.0634 | 602.2075 | 0.81722
| 599.7795 | 0 | 599.7795 | 0 | 602.3268 | 0.00024284 | 602.3268 | 0.00015138 | 736.84 | 0.013634 | 599.7795 | 0.024778 | 736.84 | -0.0040868 | 736.84 | -0.00025504 | 602.3268 | 1.3652 | 602.3268 | 0.41406 | 599.7795 | 0 | 896.8648 | 0.015083 | 896.8648 | 0.026644 | 896.3174 | 7.7296e-05 | 896.8648 | 2.0789 | 602.3268 | 0.81338
| 599.898 | 0.0019465 | 599.898 | 0.0047071 | 602.4462 | 0 | 602.4462 | 0.00017982 | 737.07 | -0.002231 | 599.898 | 0.02506 | 737.07 | -0.0028054 | 737.07 | -0.0065293 | 602.4462 | 1.3934 | 602.4462 | 0.41783 | 599.898 | 0 | 897.0325 | 0.01069 | 897.0325 | 0.025469 | 896.4855 | 0.00011594 | 897.0325 | 2.0942 | 602.4462 | 0.81376
| 600.0166 | 0 | 600.0166 | 0 | 602.5656 | 0.00053406 | 602.5656 | 0.00018402 | 737.31 | 0.033961 | 600.0166 | 0.030937 | 737.31 | -0.0046693 | 737.31 | -0.00025504 | 602.5656 | 1.4163 | 602.5656 | 0.39638 | 600.0166 | 0 | 897.2002 | 0.018048 | 897.2002 | 0.029473 | 896.6536 | 7.7296e-05 | 897.2002 | 2.1034 | 602.5656 | 0.81075
| 600.1351 | 0.0059936 | 600.1351 | 0.014011 | 602.6849 | 0 | 602.6849 | 0.00020084 | 737.55 | 0.010659 | 600.1351 | 0.027223 | 737.55 | -0.0012911 | 737.55 | -0.014027 | 602.6849 | 1.4466 | 602.6849 | 0.40479 | 600.1351 | 0 | 897.3679 | 0.013106 | 897.3679 | 0.015591 | 896.8218 | 0 | 897.3679 | 2.1133 | 602.6849 | 0.81229
| 600.2536 | 0 | 600.2536 | 0 | 602.8043 | 0 | 602.8043 | 0.0001692 | 737.78 | -0.010164 | 600.2536 | 0.026518 | 737.78 | 0.00022327 | 737.78 | 0.0018873 | 602.8043 | 1.4659 | 602.8043 | 0.37974 | 600.2536 | 0.021122 | 897.5356 | 0.016218 | 897.5356 | 0.024294 | 896.99 | 7.7296e-05 | 897.5356 | 2.1189 | 602.8043 | 0.80511
| 600.3722 | 0 | 600.3722 | 0.012872 | 602.9237 | 0 | 602.9237 | 0.0001646 | 738.02 | 0.029003 | 600.3722 | 0.022521 | 738.02 | -0.0025725 | 738.02 | -0.0011732 | 602.9237 | 1.4937 | 602.9237 | 0.39158 | 600.3722 | 0 | 897.7033 | 0.012191 | 897.7033 | 0.02077 | 897.1581 | 0 | 897.7033 | 2.1319 | 602.9237 | 0.80248
| 600.4907 | 0 | 600.4907 | 0 | 603.043 | 0.00024284 | 603.043 | 0.00012635 | 738.25 | 0.0052058 | 600.4907 | 0.030796 | 738.25 | -0.00047565 | 738.25 | -0.0039276 | 603.043 | 1.5157 | 603.043 | 0.38283 | 600.4907 | 0 | 897.871 | 0.018378 | 897.871 | 0.028512 | 897.3263 | 7.7296e-05 | 897.871 | 2.1407 | 603.043 | 0.79491
| 600.6093 | 0.0094603 | 600.6093 | 0.010158 | 603.1624 | 0 | 603.1624 | 0.00013476 | 738.49 | -0.019583 | 600.6093 | 0.026659 | 738.49 | -0.0045528 | 738.49 | -0.0062227 | 603.1624 | 1.5456 | 603.1624 | 0.39741 | 600.6093 | 0.018142 | 898.0387 | 0.0149 | 898.0387 | 0.022159 | 897.4944 | 0 | 898.0387 | 2.1547 | 603.1624 | 0.79594
| 600.7278 | 0 | 600.7278 | 0 | 603.2818 | 0 | 603.2818 | 0.00011294 | 738.72 | 0.020079 | 600.7278 | 0.022098 | 738.72 | 0.0031355 | 738.72 | -0.0017853 | 603.2818 | 1.5653 | 603.2818 | 0.39055 | 600.7278 | 0 | 898.2064 | 0.014351 | 898.2064 | 0.029847 | 897.6626 | 7.7296e-05 | 898.2064 | 2.1653 | 603.2818 | 0.79138
| 600.8464 | 0 | 600.8464 | 0.012172 | 603.4012 | 0 | 603.4012 | 0.00014417 | 738.96 | -0.032474 | 600.8464 | 0.027223 | 738.96 | -0.0001262 | 738.96 | -0.0066822 | 603.4012 | 1.5972 | 603.4012 | 0.43877 | 600.8464 | 0 | 898.3741 | 0.010983 | 898.3741 | 0.016926 | 897.8308 | 0.00011594 | 898.3741 | 2.1852 | 603.4012 | 0.79247
| 600.965 | 0 | 600.965 | 0 | 603.5206 | 0 | 603.5206 | 0.0001692 | 739.19 | 0.01413 | 600.965 | 0.030514 | 739.19 | 0.00092222 | 739.19 | 0.0018873 | 603.5206 | 1.6212 | 603.5206 | 0.45387 | 600.965 | 0 | 898.5418 | 0.018304 | 898.5418 | 0.02974 | 897.9989 | 0 | 898.5418 | 2.2022 | 603.5206 | 0.78863
| 601.0836 | 0.002409 | 601.0836 | 0.0091069 | 603.64 | 0.00053406 | 603.64 | 0.00017802 | 739.43 | -0.015617 | 601.0836 | 0.020641 | 739.43 | -0.007698 | 739.43 | -0.0031625 | 603.64 | 1.6511 | 603.64 | 0.51204 | 601.0836 | 0 | 898.7096 | 0.010104 | 898.7096 | 0.019329 | 898.1671 | 0 | 898.7096 | 2.2229 | 603.64 | 0.78946
| 601.2022 | 0 | 601.2022 | 0 | 603.7594 | 0 | 603.7594 | 0.0001668 | 739.67 | -0.012642 | 601.2022 | 0.030655 | 739.67 | 0.003485 | 739.67 | -0.0013262 | 603.7594 | 1.6665 | 603.7594 | 0.50346 | 601.2022 | 0 | 898.8773 | 0.013326 | 898.8773 | 0.033959 | 898.3353 | 0 | 898.8773 | 2.2368 | 603.7594 | 0.78471
| 601.3208 | 0 | 601.3208 | 0.0077439 | 603.8788 | 0.00082547 | 603.8788 | 0.00014077 | 739.9 | -0.029994 | 601.3208 | 0.025342 | 739.9 | 0.0039509 | 739.9 | 0.015813 | 603.8788 | 1.6943 | 603.8788 | 0.5642 | 601.3208 | 0 | 899.045 | 0.011642 | 899.045 | 0.022372 | 898.5035 | 0.00011594 | 899.045 | 2.2528 | 603.8788 | 0.78286
| 601.4394 | 0 | 601.4394 | 0 | 603.9982 | 0 | 603.9982 | 0.00013016 | 740.14 | -0.0061972 | 601.4394 | 0.025436 | 740.14 | 0.0022036 | 740.14 | 0.0098449 | 603.9982 | 1.7231 | 603.9982 | 0.57381 | 601.4394 | 0.015067 | 899.2127 | 0.011495 | 899.2127 | 0.026537 | 898.6717 | 0 | 899.2127 | 2.2626 | 603.9982 | 0.78119
| 601.558 | 0.0047217 | 601.558 | 0.014098 | 604.1176 | 0.00024284 | 604.1176 | 0.00010292 | 740.37 | -0.018592 | 601.558 | 0.026283 | 740.37 | -0.0083969 | 740.37 | -0.0083652 | 604.1176 | 1.7571 | 604.1176 | 0.61826 | 601.558 | 0 | 899.3804 | 0.010031 | 899.3804 | 0.018314 | 898.8398 | 0.00011594 | 899.3804 | 2.2749 | 604.1176 | 0.78106
| 601.6766 | 0 | 601.6766 | 0 | 604.237 | 0.00024284 | 604.237 | 0.00011414 | 740.61 | 0.020574 | 601.6766 | 0.020123 | 740.61 | -0.0061837 | 740.61 | -0.0013262 | 604.237 | 1.7731 | 604.237 | 0.60419 | 601.6766 | 0 | 899.5482 | 0.01512 | 899.5482 | 0.033158 | 899.008 | 0 | 899.5482 | 2.2848 | 604.237 | 0.77599
| 601.7953 | 0.0041435 | 601.7953 | 0.011734 | 604.3564 | 0 | 604.3564 | 0.00014918 | 740.84 | -0.011155 | 601.7953 | 0.023979 | 740.84 | -0.00047565 | 740.84 | -0.00040807 | 604.3564 | 1.7977 | 604.3564 | 0.61311 | 601.7953 | 0 | 899.7159 | 0.012667 | 899.7159 | 0.019916 | 899.1762 | 0 | 899.7159 | 2.2978 | 604.3564 | 0.77093
| 601.9139 | 0 | 601.9139 | 0 | 604.4758 | 0 | 604.4758 | 0.00019063 | 741.08 | 0.012642 | 601.9139 | 0.018102 | 741.08 | 0.0048828 | 741.08 | 0.0035706 | 604.4758 | 1.8174 | 604.4758 | 0.62855 | 601.9139 | 0.0098761 | 899.8836 | 0.015376 | 899.8836 | 0.016339 | 899.3444 | 0 | 899.8836 | 2.305 | 604.4758 | 0.76388
| 602.0326 | 0.0084306 | 602.0326 | 0.0024295 | 604.5952 | 0.00053406 | 604.5952 | 0.00018883 | 741.31 | -0.031978 | 602.0326 | 0.03042 | 741.31 | -0.0023395 | 741.31 | -0.0091305 | 604.5952 | 1.8534 | 604.5952 | 0.64005 | 602.0326 | 0 | 900.0514 | 0.015156 | 900.0514 | 0.025362 | 899.5126 | 0 | 900.0514 | 2.3168 | 604.5952 | 0.76394
| 602.1512 | 0 | 602.1512 | 0 | 604.7146 | 0.00053406 | 604.7146 | 0.0001696 | 741.55 | 0.013138 | 602.1512 | 0.021957 | 741.55 | -0.0073485 | 741.55 | 0.0043357 | 604.7146 | 1.872 | 604.7146 | 0.67282 | 602.1512 | 0 | 900.2191 | 0.013289 | 900.2191 | 0.021518 | 899.6808 | 0.00030918 | 900.2191 | 2.3273 | 604.7146 | 0.76189
| 602.2699 | 0 | 602.2699 | 0.01366 | 604.834 | 0.00024284 | 604.834 | 0.00013416 | 741.79 | -0.0081804 | 602.2699 | 0.017867 | 741.79 | -0.0044363 | 741.79 | -0.00607 | 604.834 | 1.9078 | 604.834 | 0.69393 | 602.2699 | 0.0064792 | 900.3868 | 0.011459 | 900.3868 | 0.028993 | 899.8491 | 0.00034783 | 900.3868 | 2.3432 | 604.834 | 0.76388
| 602.3885 | 0 | 602.3885 | 0 | 604.9534 | 0.00024284 | 604.9534 | 0.00011794 | 742.02 | 0.023054 | 602.3885 | 0.02238 | 742.02 | 0.0046498 | 742.02 | 0.0081613 | 604.9534 | 1.9288 | 604.9534 | 0.75176 | 602.3885 | 0 | 900.5546 | 0.01285 | 900.5546 | 0.031556 | 900.0173 | 0 | 900.5546 | 2.3582 | 604.9534 | 0.76631
| 602.5072 | 0.0017152 | 602.5072 | 0.0071365 | 605.0728 | 0.00053406 | 605.0728 | 0.00013016 | 742.26 | -0.024542 | 602.5072 | 0.031596 | 742.26 | 0.00092222 | 742.26 | -0.00040807 | 605.0728 | 1.9705 | 605.0728 | 0.77218 | 602.5072 | 0 | 900.7223 | 0.016035 | 900.7223 | 0.019222 | 900.1855 | 0.00011594 | 900.7223 | 2.379 | 605.0728 | 0.76856
| 602.6259 | 0 | 602.6259 | 0 | 605.1923 | 0.00053406 | 605.1923 | 0.00013436 | 742.49 | 0.0027268 | 602.6259 | 0.016362 | 742.49 | -0.0029219 | 742.49 | 0.0051009 | 605.1923 | 1.9948 | 605.1923 | 0.7847 | 602.6259 | 0.0016581 | 900.8901 | 0.018048 | 900.8901 | 0.034813 | 900.3537 | 0 | 900.8901 | 2.3959 | 605.1923 | 0.76894
| 602.7446 | 0.0029872 | 602.7446 | 0.009282 | 605.3117 | 0 | 605.3117 | 0.00015098 | 742.73 | -0.028012 | 602.7446 | 0.032818 | 742.73 | -0.00059213 | 742.73 | 0.0080083 | 605.3117 | 2.0395 | 605.3117 | 0.77252 | 602.7446 | 0 | 901.0578 | 0.0094817 | 901.0578 | 0.016819 | 900.5219 | 0.00034783 | 901.0578 | 2.4107 | 605.3117 | 0.76753
| 602.8633 | 0 | 602.8633 | 0 | 605.4311 | 0 | 605.4311 | 0.00014778 | 742.96 | -0.00471 | 602.8633 | 0.01782 | 742.96 | 0.0059312 | 742.96 | -0.0036216 | 605.4311 | 2.0679 | 605.4311 | 0.76205 | 602.8633 | 0 | 901.2256 | 0.013545 | 901.2256 | 0.022425 | 900.6901 | 0 | 901.2256 | 2.4158 | 605.4311 | 0.76234
| 602.982 | 0.0013683 | 602.982 | 0.014711 | 605.5505 | 0.00053406 | 605.5505 | 0.00015659 | 743.2 | -0.006693 | 602.982 | 0.026659 | 743.2 | 0.00022327 | 743.2 | 0.0034176 | 605.5505 | 2.1102 | 605.5505 | 0.76137 | 602.982 | 0 | 901.3933 | 0.01047 | 901.3933 | 0.017086 | 900.8583 | 0 | 901.3933 | 2.4263 | 605.5505 | 0.76099
| 603.1007 | 0 | 603.1007 | 0 | 605.67 | 0 | 605.67 | 0.00014317 | 743.44 | 0.024045 | 603.1007 | 0.026236 | 743.44 | -0.00035917 | 743.44 | 0.0075495 | 605.67 | 2.1373 | 605.67 | 0.75896 | 603.1007 | 0 | 901.5611 | 0.012008 | 901.5611 | 0.028886 | 901.0266 | 7.7296e-05 | 901.5611 | 2.4322 | 605.67 | 0.75503
| 603.2194 | 0.0084306 | 603.2194 | 0.011384 | 605.7894 | 0.00024284 | 605.7894 | 0.00013937 | 743.67 | -0.027516 | 603.2194 | 0.018807 | 743.67 | -0.010494 | 743.67 | -0.0023974 | 605.7894 | 2.1792 | 605.7894 | 0.78282 | 603.2194 | 0 | 901.7288 | 0.012337 | 901.7288 | 0.019168 | 901.1948 | 0 | 901.7288 | 2.4441 | 605.7894 | 0.754
| 603.3381 | 0 | 603.3381 | 0 | 605.9088 | 0.00024284 | 605.9088 | 0.00013136 | 743.91 | 0.02702 | 603.3381 | 0.026142 | 743.91 | -0.0028054 | 743.91 | -0.0046928 | 605.9088 | 2.2056 | 605.9088 | 0.77784 | 603.3381 | 0 | 901.8966 | 0.020098 | 901.8966 | 0.018421 | 901.3631 | 0 | 901.8966 | 2.4485 | 605.9088 | 0.7474
| 603.4569 | 0.00067455 | 603.4569 | 0.013047 | 606.0283 | 0.00053406 | 606.0283 | 0.00012916 | 744.14 | -0.013138 | 603.4569 | 0.033617 | 744.14 | -0.011775 | 744.14 | 0.0021933 | 606.0283 | 2.2424 | 606.0283 | 0.80461 | 603.4569 | 0.00086386 | 902.0644 | 0.011239 | 902.0644 | 0.022799 | 901.5313 | 0.00011594 | 902.0644 | 2.4568 | 606.0283 | 0.74688
| 603.5756 | 0 | 603.5756 | 0 | 606.1477 | 0 | 606.1477 | 0.00013857 | 744.38 | -0.0176 | 603.5756 | 0.024919 | 744.38 | -0.00047565 | 744.38 | -0.0069881 | 606.1477 | 2.2623 | 606.1477 | 0.79551 | 603.5756 | 0 | 902.2321 | 0.016071 | 902.2321 | 0.029634 | 901.6995 | 0 | 902.2321 | 2.462 | 606.1477 | 0.74265
| 603.6944 | 0.0035653 | 603.6944 | 0.010946 | 606.2672 | 0.00024284 | 606.2672 | 0.00014277 | 744.61 | -0.0002479 | 603.6944 | 0.027458 | 744.61 | -0.00082513 | 744.61 | 0.0015813 | 606.2672 | 2.2964 | 606.2672 | 0.82434 | 603.6944 | 0 | 902.3999 | 0.011495 | 902.3999 | 0.022639 | 901.8678 | 0.00011594 | 902.3999 | 2.4735 | 606.2672 | 0.74368
| 603.8131 | 0 | 603.8131 | 0 | 606.3866 | 0.00024284 | 606.3866 | 0.00015419 | 744.85 | 0.022062 | 603.8131 | 0.021299 | 744.85 | -0.0093286 | 744.85 | 0.0017343 | 606.3866 | 2.3224 | 606.3866 | 0.84322 | 603.8131 | 0.020257 | 902.5676 | 0.015449 | 902.5676 | 0.020824 | 902.036 | 0 | 902.5676 | 2.4846 | 606.3866 | 0.74272
| 603.9319 | 0.010941 | 603.9319 | 0.011208 | 606.506 | 0 | 606.506 | 0.00017802 | 745.09 | -0.03991 | 603.9319 | 0.025859 | 745.09 | 0.00080569 | 745.09 | 0.0034176 | 606.506 | 2.3677 | 606.506 | 0.89143 | 603.9319 | 0 | 902.7354 | 0.0090058 | 902.7354 | 0.018795 | 902.2043 | 0.00034783 | 902.7354 | 2.4989 | 606.506 | 0.74554
| 604.0507 | 0 | 604.0507 | 0 | 606.6255 | 0.00082547 | 606.6255 | 0.00018422 | 745.32 | 0.021071 | 604.0507 | 0.020782 | 745.32 | -0.0045528 | 745.32 | -0.0011732 | 606.6255 | 2.398 | 606.6255 | 0.91391 | 604.0507 | 0.0064159 | 902.9032 | 0.016291 | 902.9032 | 0.02675 | 902.3725 | 0 | 902.9032 | 2.5101 | 606.6255 | 0.74105
| 604.1694 | 0.0052998 | 604.1694 | 0.0053144 | 606.745 | 0 | 606.745 | 0.00019063 | 745.56 | 0.013138 | 604.1694 | 0.025577 | 745.56 | -0.005368 | 745.56 | -0.0043867 | 606.745 | 2.4416 | 606.745 | 0.94549 | 604.1694 | 0 | 903.071 | 0.01036 | 903.071 | 0.028993 | 902.5408 | 0 | 903.071 | 2.5233 | 606.745 | 0.73887
| 604.2882 | 0 | 604.2882 | 0 | 606.8644 | 0 | 606.8644 | 0.00014357 | 745.79 | -0.026523 | 604.2882 | 0.026518 | 745.79 | 0.00033976 | 745.79 | -0.0037746 | 606.8644 | 2.47 | 606.8644 | 0.96985 | 604.2882 | 0.02069 | 903.2387 | 0.014753 | 903.2387 | 0.027978 | 902.709 | 0 | 903.2387 | 2.5328 | 606.8644 | 0.7338
| 604.407 | 0.002409 | 604.407 | 0.014886 | 606.9839 | 0 | 606.9839 | 0.00015419 | 746.03 | 0.011155 | 604.407 | 0.019183 | 746.03 | -0.0057175 | 746.03 | 0.0038766 | 606.9839 | 2.527 | 606.9839 | 1.0141 | 604.407 | 0 | 903.4065 | 0.011056 | 903.4065 | 0.022372 | 902.8773 | 0.00011594 | 903.4065 | 2.5431 | 606.9839 | 0.73906
| 604.5258 | 0 | 604.5258 | 0 | 607.1033 | 0 | 607.1033 | 0.00015138 | 746.27 | 0.016609 | 604.5258 | 0.029057 | 746.27 | 0.0020871 | 746.27 | -0.012038 | 607.1033 | 2.5554 | 607.1033 | 1.0301 | 604.5258 | 0 | 903.5743 | 0.014168 | 903.5743 | 0.021518 | 903.0456 | 0 | 903.5743 | 2.551 | 607.1033 | 0.73502
| 604.6446 | 0.0039122 | 604.6446 | 0.003796 | 607.2228 | 0.00024284 | 607.2228 | 0.0001626 | 746.5 | 0.012642 | 604.6446 | 0.022803 | 746.5 | -0.002456 | 746.5 | -0.0037746 | 607.2228 | 2.5946 | 607.2228 | 1.045 | 604.6446 | 0 | 903.7421 | 0.011642 | 903.7421 | 0.023921 | 903.2138 | 0.00034783 | 903.7421 | 2.5655 | 607.2228 | 0.73707
| 604.7634 | 0 | 604.7634 | 0 | 607.3422 | 0 | 607.3422 | 0.0001628 | 746.74 | 0.0017352 | 604.7634 | 0.018384 | 746.74 | 0.0019706 | 746.74 | 0.0020403 | 607.3422 | 2.6094 | 607.3422 | 1.049 | 604.7634 | 0.0059835 | 903.9099 | 0.017499 | 903.9099 | 0.029634 | 903.3821 | 7.7296e-05 | 903.9099 | 2.5795 | 607.3422 | 0.72944
| 604.8822 | 0.0032185 | 604.8822 | 0.0085031 | 607.4617 | 0.00024284 | 607.4617 | 0.00017341 | 746.97 | -0.019087 | 604.8822 | 0.011848 | 746.97 | 0.0066302 | 746.97 | -0.0056109 | 607.4617 | 2.6555 | 607.4617 | 1.0696 | 604.8822 | 0 | 904.0777 | 0.01296 | 904.0777 | 0.02974 | 903.5504 | 0.00011594 | 904.0777 | 2.6025 | 607.4617 | 0.72951
| 605.0011 | 0 | 605.0011 | 0 | 607.5812 | 0 | 607.5812 | 0.00018823 | 747.21 | 0.0057014 | 605.0011 | 0.028116 | 747.21 | -0.0036209 | 747.21 | 0.0087736 | 607.5812 | 2.6878 | 607.5812 | 1.0781 | 605.0011 | 0 | 904.2455 | 0.015303 | 904.2455 | 0.022265 | 903.7187 | 0 | 904.2455 | 2.6208 | 607.5812 | 0.72226
| 605.1199 | 0 | 605.1199 | 0.010946 | 607.7006 | 0.00024284 | 607.7006 | 0.00018603 | 747.44 | -0.006693 | 605.1199 | 0.023321 | 747.44 | -0.00059213 | 747.44 | -0.0068351 | 607.7006 | 2.7399 | 607.7006 | 1.1011 | 605.1199 | 0 | 904.4132 | 0.011825 | 904.4132 | 0.019809 | 903.8869 | 0 | 904.4132 | 2.6451 | 607.7006 | 0.72245
| 605.2387 | 0 | 605.2387 | 0 | 607.8201 | 0.00024284 | 607.8201 | 0.0001664 | 747.68 | -0.032968 | 605.2387 | 0.014105 | 747.68 | 0.00045625 | 747.68 | 0.0086207 | 607.8201 | 2.7723 | 607.8201 | 1.1161 | 605.2387 | 0 | 904.581 | 0.016218 | 904.581 | 0.025255 | 904.0552 | 0 | 904.581 | 2.661 | 607.8201 | 0.71899
| 605.3576 | 0.005878 | 605.3576 | 0.0072883 | 607.9396 | 0.00082547 | 607.9396 | 0.00014397 | 747.92 | -0.0086762 | 605.3576 | 0.02238 | 747.92 | -0.0040868 | 747.92 | -0.0019383 | 607.9396 | 2.823 | 607.9396 | 1.1507 | 605.3576 | 0 | 904.7488 | 0.01036 | 904.7488 | 0.016072 | 904.2235 | 0.00011594 | 904.7488 | 2.6793 | 607.9396 | 0.7238
| 605.4764 | 0 | 605.4764 | 0 | 608.0591 | 0.00024284 | 608.0591 | 0.00011974 | 748.15 | 0.010164 | 605.4764 | 0.017961 | 748.15 | 0.0023201 | 748.15 | -0.0010202 | 608.0591 | 2.857 | 608.0591 | 1.1687 | 605.4764 | 0 | 904.9166 | 0.01263 | 904.9166 | 0.029207 | 904.3918 | 7.7296e-05 | 904.9166 | 2.6858 | 608.0591 | 0.72181
| 605.5953 | 0 | 605.5953 | 0.013047 | 608.1786 | 0.00024284 | 608.1786 | 0.00011053 | 748.39 | -0.016609 | 605.5953 | 0.021346 | 748.39 | -0.0025725 | 748.39 | 0.007243 | 608.1786 | 2.9162 | 608.1786 | 1.1948 | 605.5953 | 0 | 905.0844 | 0.0094085 | 905.0844 | 0.024401 | 904.5601 | 0 | 905.0844 | 2.6915 | 608.1786 | 0.72284
| 605.7142 | 0 | 605.7142 | 0 | 608.298 | 0 | 608.298 | 0.00013797 | 748.62 | 0.025532 | 605.7142 | 0.015986 | 748.62 | -0.0038538 | 748.62 | 0.0038766 | 608.298 | 2.963 | 608.298 | 1.2106 | 605.7142 | 0.0016581 | 905.2522 | 0.011825 | 905.2522 | 0.027711 | 904.7284 | 7.7296e-05 | 905.2522 | 2.694 | 608.298 | 0.71457
| 605.8331 | 0.0074009 | 605.8331 | 0.014711 | 608.4175 | 0.00024284 | 608.4175 | 0.00017581 | 748.86 | 0.0057014 | 605.8331 | 0.022944 | 748.86 | -0.0096781 | 748.86 | -0.007294 | 608.4175 | 3.0254 | 608.4175 | 1.2334 | 605.8331 | 0 | 905.42 | 0.0077611 | 905.42 | 0.018421 | 904.8967 | 0.00011594 | 905.42 | 2.7048 | 608.4175 | 0.71271
| 605.952 | 0 | 605.952 | 0 | 608.537 | 0 | 608.537 | 0.00018462 | 749.1 | 0.036936 | 605.952 | 0.024261 | 749.1 | 0.0011552 | 749.1 | -0.0013262 | 608.537 | 3.0638 | 608.537 | 1.2538 | 605.952 | 0.0016581 | 905.5878 | 0.017023 | 905.5878 | 0.027498 | 905.065 | 0 | 905.5878 | 2.7155 | 608.537 | 0.70803
| 606.0708 | 0.0093316 | 606.0708 | 0.0048589 | 608.6565 | 0.00024284 | 608.6565 | 0.00019263 | 749.33 | -0.0012395 | 606.0708 | 0.016268 | 749.33 | -0.00047565 | 749.33 | -0.0033155 | 608.6565 | 3.1102 | 608.6565 | 1.2786 | 606.0708 | 0 | 905.7556 | 0.013619 | 905.7556 | 0.022052 | 905.2333 | 0 | 905.7556 | 2.7301 | 608.6565 | 0.71059
| 606.1898 | 0 | 606.1898 | 0 | 608.776 | 0.00053406 | 608.776 | 0.0001642 | 749.57 | 0.0012395 | 606.1898 | 0.015422 | 749.57 | -0.006999 | 749.57 | 0.00096913 | 608.776 | 3.1448 | 608.776 | 1.2969 | 606.1898 | 0 | 905.9235 | 0.012191 | 905.9235 | 0.034065 | 905.4016 | 0.00030918 | 905.9235 | 2.7433 | 608.776 | 0.70751
| 606.3087 | 0.0081732 | 606.3087 | 0.0078957 | 608.8955 | 0.00053406 | 608.8955 | 0.0001664 | 749.8 | -0.0071888 | 606.3087 | 0.019042 | 749.8 | -0.012008 | 749.8 | -0.0046928 | 608.8955 | 3.2087 | 608.8955 | 1.3251 | 606.3087 | 0 | 906.0913 | 0.013179 | 906.0913 | 0.02675 | 905.5699 | 0.00011594 | 906.0913 | 2.764 | 608.8955 | 0.71405
| 606.4276 | 0 | 606.4276 | 0 | 609.015 | 0.00024284 | 609.015 | 0.00013516 | 750.04 | -0.012642 | 606.4276 | 0.022803 | 750.04 | -0.0045528 | 750.04 | -0.0077534 | 609.015 | 3.2607 | 609.015 | 1.346 | 606.4276 | 0 | 906.2591 | 0.012703 | 906.2591 | 0.028459 | 905.7382 | 0 | 906.2591 | 2.7805 | 609.015 | 0.71219
| 606.5465 | 0.005878 | 606.5465 | 0 | 609.1345 | 0 | 609.1345 | 0.00012956 | 750.28 | -0.014626 | 606.5465 | 0.022145 | 750.28 | 0.006397 | 750.28 | -0.0014792 | 609.1345 | 3.3241 | 609.1345 | 1.377 | 606.5465 | 0 | 906.4269 | 0.014131 | 906.4269 | 0.02894 | 905.9066 | 0 | 906.4269 | 2.7992 | 609.1345 | 0.71328
| 606.6654 | 0 | 606.6654 | 0 | 609.254 | 0 | 609.254 | 0.00013376 | 750.51 | 0.011651 | 606.6654 | 0.022521 | 750.51 | 0.0013882 | 750.51 | -0.0051518 | 609.254 | 3.368 | 609.254 | 1.3985 | 606.6654 | 0 | 906.5947 | 0.014058 | 906.5947 | 0.024668 | 906.0749 | 0 | 906.5947 | 2.8053 | 609.254 | 0.70649
| 606.7844 | 0.0051842 | 606.7844 | 0.006681 | 609.3735 | 0.00024284 | 609.3735 | 0.00015859 | 750.75 | -0.022558 | 606.7844 | 0.029997 | 750.75 | -0.0052516 | 750.75 | 0.0032646 | 609.3735 | 3.435 | 609.3735 | 1.4362 | 606.7844 | 0 | 906.7625 | 0.012447 | 906.7625 | 0.016926 | 906.2432 | 0.00034783 | 906.7625 | 2.8112 | 609.3735 | 0.7079
| 606.9033 | 0 | 606.9033 | 0 | 609.493 | 0.00024284 | 609.493 | 0.00017902 | 750.98 | 0.015121 | 606.9033 | 0.018901 | 750.98 | 0.0011552 | 750.98 | -0.00086717 | 609.493 | 3.4809 | 609.493 | 1.4572 | 606.9033 | 0 | 906.9304 | 0.018012 | 906.9304 | 0.022692 | 906.4115 | 7.7296e-05 | 906.9304 | 2.8095 | 609.493 | 0.70662
| 607.0223 | 0.0021778 | 607.0223 | 0.0063773 | 609.6125 | 0.00024284 | 609.6125 | 0.00018502 | 751.22 | 0.00074368 | 607.0223 | 0.023979 | 751.22 | -0.0078143 | 751.22 | -0.0046928 | 609.6125 | 3.5397 | 609.6125 | 1.4901 | 607.0223 | 0.0012958 | 907.0982 | 0.010104 | 907.0982 | 0.023654 | 906.5799 | 0.00011594 | 907.0982 | 2.8174 | 609.6125 | 0.70822
| 607.1412 | 0 | 607.1412 | 0 | 609.732 | 0.00053406 | 609.732 | 0.00017441 | 751.46 | 0.0061972 | 607.1412 | 0.025295 | 751.46 | -0.0016406 | 751.46 | -0.0016323 | 609.732 | 3.5744 | 609.732 | 1.5064 | 607.1412 | 0.0081462 | 907.266 | 0.015888 | 907.266 | 0.030862 | 906.7482 | 0 | 907.266 | 2.8257 | 609.732 | 0.70302
| 607.2602 | 0.00044325 | 607.2602 | 0.0069846 | 609.8515 | 0.00053406 | 609.8515 | 0.0001668 | 751.69 | -0.009172 | 607.2602 | 0.02238 | 751.69 | -0.006999 | 751.69 | -0.010355 | 609.8515 | 3.6305 | 609.8515 | 1.5454 | 607.2602 | 0 | 907.4338 | 0.012923 | 907.4338 | 0.026964 | 906.9165 | 0.00034783 | 907.4338 | 2.84 | 609.8515 | 0.70258
| 607.3792 | 0 | 607.3792 | 0 | 609.971 | 0.00053406 | 609.971 | 0.000167 | 751.93 | 0.0096677 | 607.3792 | 0.014904 | 751.93 | -0.010028 | 751.93 | -0.0031625 | 609.971 | 3.6616 | 609.971 | 1.561 | 607.3792 | 0 | 907.6017 | 0.019073 | 907.6017 | 0.030488 | 907.0849 | 0 | 907.6017 | 2.8503 | 609.971 | 0.69751
| 607.4982 | 0.0099108 | 607.4982 | 0 | 610.0906 | 0 | 610.0906 | 0.00015799 | 752.16 | -0.029994 | 607.4982 | 0.020546 | 752.16 | 0.0015046 | 752.16 | -0.012038 | 610.0906 | 3.7161 | 610.0906 | 1.5926 | 607.4982 | 0 | 907.7695 | 0.013985 | 907.7695 | 0.013348 | 907.2532 | 0.00034783 | 907.7695 | 2.8701 | 610.0906 | 0.69764
| 607.6171 | 0 | 607.6171 | 0 | 610.2101 | 0.00024284 | 610.2101 | 0.00015859 | 752.4 | -0.0012395 | 607.6171 | 0.020264 | 752.4 | -0.0060669 | 752.4 | -0.0037746 | 610.2101 | 3.7567 | 610.2101 | 1.6135 | 607.6171 | 0 | 907.9373 | 0.014607 | 907.9373 | 0.02627 | 907.4216 | 0 | 907.9373 | 2.8952 | 610.2101 | 0.69373
| 607.7361 | 0.0041435 | 607.7361 | 0.011559 | 610.3296 | 0.00024284 | 610.3296 | 0.0001632 | 752.64 | -0.03049 | 607.7361 | 0.023744 | 752.64 | 0.002786 | 752.64 | -0.0037746 | 610.3296 | 3.8328 | 610.3296 | 1.6557 | 607.7361 | 0.018574 | 908.1052 | 0.010031 | 908.1052 | 0.021678 | 907.5899 | 0.00034783 | 908.1052 | 2.9254 | 610.3296 | 0.6995
| 607.8551 | 0 | 607.8551 | 0 | 610.4491 | 0 | 610.4491 | 0.0001636 | 752.87 | 0.021567 | 607.8551 | 0.015045 | 752.87 | -0.00070865 | 752.87 | 0.0077024 | 610.4491 | 3.8947 | 610.4491 | 1.6852 | 607.8551 | 0 | 908.273 | 0.010214 | 908.273 | 0.030808 | 907.7583 | 0 | 908.273 | 2.9462 | 610.4491 | 0.70379
| 607.9742 | 0.0010214 | 607.9742 | 0 | 610.5687 | 0 | 610.5687 | 0.00010993 | 753.11 | -0.0076846 | 607.9742 | 0.01293 | 753.11 | -0.0012911 | 753.11 | -0.00010202 | 610.5687 | 3.9734 | 610.5687 | 1.7331 | 607.9742 | 0 | 908.4409 | 0.014314 | 908.4409 | 0.028566 | 907.9266 | 0.00011594 | 908.4409 | 2.9684 | 610.5687 | 0.70161
| 608.0932 | 0 | 608.0932 | 0 | 610.6882 | 0 | 610.6882 | 0.00029936 | 753.34 | -0.012642 | 608.0932 | 0.014904 | 753.34 | -0.0073485 | 753.34 | 0.0054069 | 610.6882 | 4.0428 | 610.6882 | 1.7695 | 608.0932 | 0 | 908.6087 | 0.011861 | 908.6087 | 0.0291 | 908.095 | 0 | 908.6087 | 2.9932 | 610.6882 | 0.69315
| 608.2122 | 0.0074653 | 608.2122 | 0.006681 | 610.8077 | 0.00053406 | 610.8077 | 0.0002509 | 753.58 | -0.036439 | 608.2122 | 0.023979 | 753.58 | -0.0011746 | 753.58 | 0.0055599 | 610.8077 | 4.1055 | 610.8077 | 1.7993 | 608.2122 | 0.032724 | 908.7766 | 0.011129 | 908.7766 | 0.025843 | 908.2633 | 0.00034783 | 908.7766 | 3.0185 | 610.8077 | 0.68302
| 608.3312 | 0 | 608.3312 | 0 | 610.9273 | 0 | 610.9273 | 0.00051382 | 753.82 | -0.018592 | 608.3312 | 0.016785 | 753.82 | -0.0021065 | 753.82 | -0.0062227 | 610.9273 | 4.1631 | 610.9273 | 1.8144 | 608.3312 | 0 | 908.9444 | 0.0088228 | 908.9444 | 0.022532 | 908.4317 | 0 | 908.9444 | 3.0398 | 610.9273 | 0.68372
| 608.4503 | 0.0093316 | 608.4503 | 0.010333 | 611.0468 | 0.00082547 | 611.0468 | 0.00026352 | 754.05 | -0.0037184 | 608.4503 | 0.019042 | 754.05 | 0.0062807 | 754.05 | 0.0099978 | 611.0468 | 4.2039 | 611.0468 | 1.8366 | 608.4503 | 0.027193 | 909.1122 | 0.0073584 | 909.1122 | 0.027017 | 908.6001 | 0.00034783 | 909.1122 | 3.0565 | 611.0468 | 0.6836
| 608.5693 | 0 | 608.5693 | 0 | 611.1663 | 0 | 611.1663 | 0.00051202 | 754.29 | -0.020574 | 608.5693 | 0.010767 | 754.29 | -0.0035044 | 754.29 | -0.010508 | 611.1663 | 4.2679 | 611.1663 | 1.8802 | 608.5693 | 0 | 909.2801 | 0.012337 | 909.2801 | 0.026857 | 908.7684 | 0 | 909.2801 | 3.0781 | 611.1663 | 0.68667
| 608.6884 | 0.0026402 | 608.6884 | 0 | 611.2859 | 0.00082547 | 611.2859 | 0.0002499 | 754.53 | 0.0081804 | 608.6884 | 0.017584 | 754.53 | -0.0036209 | 754.53 | 0.0032646 | 611.2859 | 4.327 | 611.2859 | 1.9217 | 608.6884 | 0.042403 | 909.4479 | 0.013362 | 909.4479 | 0.02894 | 908.9368 | 0.00057972 | 909.4479 | 3.0847 | 611.2859 | 0.68443
| 608.8075 | 0 | 608.8075 | 0 | 611.4054 | 0 | 611.4054 | 0.00052063 | 754.76 | -0.013138 | 608.8075 | 0.0099676 | 754.76 | -0.0082806 | 754.76 | -0.0025504 | 611.4054 | 4.4058 | 611.4054 | 1.9694 | 608.8075 | 0 | 909.6158 | 0.01717 | 909.6158 | 0.022425 | 909.1052 | 0 | 909.6158 | 3.0892 | 611.4054 | 0.68154
| 608.9265 | 0.0070148 | 608.9265 | 0.012434 | 611.525 | 0.00053406 | 611.525 | 0.00027633 | 755 | 0.037432 | 608.9265 | 0.014105 | 755 | -0.0033879 | 755 | 0.006019 | 611.525 | 4.4682 | 611.525 | 2.0073 | 608.9265 | 0.018142 | 909.7837 | 0.015962 | 909.7837 | 0.027978 | 909.2736 | 0.00034783 | 909.7837 | 3.0828 | 611.525 | 0.67712
| 609.0456 | 0 | 609.0456 | 0 | 611.6445 | 0 | 611.6445 | 0.00051943 | 755.23 | -0.015121 | 609.0456 | 0.019465 | 755.23 | -0.013988 | 755.23 | -0.0016323 | 611.6445 | 4.5476 | 611.6445 | 2.0531 | 609.0456 | 0 | 909.9515 | 0.012008 | 909.9515 | 0.03193 | 909.442 | 0 | 909.9515 | 3.089 | 611.6445 | 0.67885
| 609.1647 | 0.0078514 | 609.1647 | 0.021541 | 611.7641 | 0.00082547 | 611.7641 | 0.0002489 | 755.47 | 0.002231 | 609.1647 | 0.016409 | 755.47 | 0.0031355 | 755.47 | 0.0054069 | 611.7641 | 4.6031 | 611.7641 | 2.0778 | 609.1647 | 0.024658 | 910.1194 | 0.016657 | 910.1194 | 0.023173 | 909.6103 | 0.00081146 | 910.1194 | 3.0953 | 611.7641 | 0.68084
| 609.2838 | 0 | 609.2838 | 0 | 611.8836 | 0 | 611.8836 | 0.00049079 | 755.71 | -0.027516 | 609.2838 | 0.018525 | 755.71 | 0.00057274 | 755.71 | 0.0084671 | 611.8836 | 4.6785 | 611.8836 | 2.1051 | 609.2838 | 0 | 910.2872 | 0.011312 | 910.2872 | 0.020824 | 909.7787 | 0 | 910.2872 | 3.1156 | 611.8836 | 0.68385
| 609.4029 | 0.0025246 | 609.4029 | 0.013222 | 612.0032 | 0.00053406 | 612.0032 | 0.0002493 | 755.94 | -0.0032226 | 609.4029 | 0.023603 | 755.94 | -0.0060669 | 755.94 | 0.0020403 | 612.0032 | 4.7393 | 612.0032 | 2.1291 | 609.4029 | 0.030189 | 910.4551 | 0.013179 | 910.4551 | 0.030221 | 909.9471 | 0.00057972 | 910.4551 | 3.1372 | 612.0032 | 0.68154
| 609.522 | 0 | 609.522 | 0 | 612.1227 | 0 | 612.1227 | 0.00048398 | 756.18 | -0.020574 | 609.522 | 0.020641 | 756.18 | 0.0013882 | 756.18 | -0.0063763 | 612.1227 | 4.8265 | 612.1227 | 2.171 | 609.522 | 0 | 910.623 | 0.011056 | 910.623 | 0.027017 | 910.1155 | 0 | 910.623 | 3.1647 | 612.1227 | 0.68026
| 609.6411 | 0.0026402 | 609.6411 | 0.016287 | 612.2423 | 0.00053406 | 612.2423 | 0.00023969 | 756.41 | -0.028507 | 609.6411 | 0.022944 | 756.41 | -0.001524 | 756.41 | -0.0011732 | 612.2423 | 4.8887 | 612.2423 | 2.1964 | 609.6411 | 0.030189 | 910.7908 | 0.013545 | 910.7908 | 0.014256 | 910.2839 | 0.00081146 | 910.7908 | 3.1806 | 612.2423 | 0.67616
| 609.7602 | 0 | 609.7602 | 0 | 612.3619 | 0 | 612.3619 | 0.00050641 | 756.65 | -0.010659 | 609.7602 | 0.013964 | 756.65 | -0.0030384 | 756.65 | 0.0038766 | 612.3619 | 4.9581 | 612.3619 | 2.2357 | 609.7602 | 0 | 910.9587 | 0.013106 | 910.9587 | 0.023654 | 910.4523 | 0 | 910.9587 | 3.193 | 612.3619 | 0.67725
| 609.8794 | 0.0093316 | 609.8794 | 0.0047071 | 612.4814 | 0.00024284 | 612.4814 | 0.00027173 | 756.89 | 0.00471 | 609.8794 | 0.013071 | 756.89 | 0.0017376 | 756.89 | 0.0014282 | 612.4814 | 5.018 | 612.4814 | 2.2597 | 609.8794 | 0.040559 | 911.1266 | 0.014131 | 911.1266 | 0.030915 | 910.6207 | 0.00034783 | 911.1266 | 3.1992 | 612.4814 | 0.67635
| 609.9985 | 0 | 609.9985 | 0 | 612.601 | 0 | 612.601 | 0.00053905 | 757.12 | 0.0037184 | 609.9985 | 0.012507 | 757.12 | -0.0046693 | 757.12 | -0.0086717 | 612.601 | 5.1095 | 612.601 | 2.3006 | 609.9985 | 0 | 911.2945 | 0.011495 | 911.2945 | 0.018101 | 910.7891 | 0 | 911.2945 | 3.2156 | 612.601 | 0.67872
| 610.1177 | 0.00044325 | 610.1177 | 0.015674 | 612.7206 | 0.00082547 | 612.7206 | 0.00027173 | 757.36 | -0.018592 | 610.1177 | 0.021863 | 757.36 | 0.002553 | 757.36 | -0.0010202 | 612.7206 | 5.2013 | 612.7206 | 2.3224 | 610.1177 | 0.04102 | 911.4624 | 0.010617 | 911.4624 | 0.020183 | 910.9575 | 0.00057972 | 911.4624 | 3.2338 | 612.7206 | 0.67481
| 610.2368 | 0 | 610.2368 | 0 | 612.8401 | 0 | 612.8401 | 0.00051883 | 757.6 | -0.0057014 | 610.2368 | 0.010626 | 757.6 | -0.0011746 | 757.6 | -0.0019383 | 612.8401 | 5.2994 | 612.8401 | 2.3702 | 610.2368 | 0 | 911.6302 | 0.013655 | 911.6302 | 0.016979 | 911.1259 | 0 | 911.6302 | 3.2562 | 612.8401 | 0.67378
| 610.356 | 0.0033341 | 610.356 | 0.0045552 | 612.9597 | 0.00053406 | 612.9597 | 0.0002495 | 757.83 | 0.023054 | 610.356 | 0.02506 | 757.83 | -0.0001262 | 757.83 | -0.0045398 | 612.9597 | 5.3844 | 612.9597 | 2.4121 | 610.356 | 0.042403 | 911.7981 | 0.012667 | 911.7981 | 0.024508 | 911.2944 | 0.00081146 | 911.7981 | 3.2714 | 612.9597 | 0.67039
| 610.4751 | 0 | 610.4751 | 0 | 613.0793 | 0 | 613.0793 | 0.000498 | 758.07 | 0.0027268 | 610.4751 | 0.015422 | 758.07 | 0.0026695 | 758.07 | -0.00025504 | 613.0793 | 5.4885 | 613.0793 | 2.4655 | 610.4751 | 0 | 911.966 | 0.01501 | 911.966 | 0.023013 | 911.4628 | 0 | 911.966 | 3.2887 | 613.0793 | 0.67346
| 610.5943 | 0.0032185 | 610.5943 | 0.0088442 | 613.1989 | 0.00053406 | 613.1989 | 0.0002521 | 758.3 | 0.023054 | 610.5943 | 0.014105 | 758.3 | 0.0019706 | 758.3 | 0.0084671 | 613.1989 | 5.5784 | 613.1989 | 2.4922 | 610.5943 | 0.034568 | 912.1339 | 0.015595 | 912.1339 | 0.035881 | 911.6312 | 0.00081146 | 912.1339 | 3.2986 | 613.1989 | 0.67135
| 610.7135 | 0 | 610.7135 | 0 | 613.3184 | 0 | 613.3184 | 0.00048118 | 758.54 | -0.019583 | 610.7135 | 0.005407 | 758.54 | -0.0033879 | 758.54 | -0.0033155 | 613.3184 | 5.6818 | 613.3184 | 2.5269 | 610.7135 | 0 | 912.3018 | 0.012191 | 912.3018 | 0.026003 | 911.7996 | 0 | 912.3018 | 3.3143 | 613.3184 | 0.67135
| 610.8327 | 0.0049529 | 610.8327 | 0.012785 | 613.438 | 0.00082547 | 613.438 | 0.00023548 | 758.78 | 0.016113 | 610.8327 | 0.017349 | 758.78 | -0.0018735 | 758.78 | 0.0032646 | 613.438 | 5.763 | 613.438 | 2.5461 | 610.8327 | 0.052312 | 912.4697 | 0.014168 | 912.4697 | 0.035026 | 911.968 | 0.00081146 | 912.4697 | 3.3248 | 613.438 | 0.6659
| 610.9519 | 0 | 610.9519 | 0 | 613.5576 | 0 | 613.5576 | 0.00047978 | 759.01 | -0.0076846 | 610.9519 | 0.0091683 | 759.01 | -0.0043198 | 759.01 | 0.0017343 | 613.5576 | 5.8618 | 613.5576 | 2.6031 | 610.9519 | 0 | 912.6376 | 0.011568 | 912.6376 | 0.025629 | 912.1365 | 0 | 912.6376 | 3.3449 | 613.5576 | 0.6666
| 611.0711 | 0.002409 | 611.0711 | 0.015324 | 613.6772 | 0.00053406 | 613.6772 | 0.0002521 | 759.25 | -0.032474 | 611.0711 | 0.015045 | 759.25 | -0.0078143 | 759.25 | -0.0053048 | 613.6772 | 5.9292 | 613.6772 | 2.6426 | 611.0711 | 0.047934 | 912.8054 | 0.014058 | 912.8054 | 0.031716 | 912.3049 | 0.00081146 | 912.8054 | 3.3572 | 613.6772 | 0.66744
| 611.1903 | 0 | 611.1903 | 0 | 613.7968 | 0 | 613.7968 | 0.0004936 | 759.49 | 0.0032226 | 611.1903 | 0.0074287 | 759.49 | -0.0046693 | 759.49 | 0.0015813 | 613.7968 | 6.0077 | 613.7968 | 2.698 | 611.1903 | 0 | 912.9733 | 0.010909 | 912.9733 | 0.025042 | 912.4733 | 0 | 912.9733 | 3.3737 | 613.7968 | 0.66846
| 611.3095 | 0.007594 | 611.3095 | 0.012872 | 613.9164 | 0.00082547 | 613.9164 | 0.0002479 | 759.72 | 0.014626 | 611.3095 | 0.017349 | 759.72 | 0.008727 | 759.72 | 0.013976 | 613.9164 | 6.0882 | 613.9164 | 2.7211 | 611.3095 | 0 | 913.1412 | 0.018451 | 913.1412 | 0.027391 | 912.6418 | 0.00057972 | 913.1412 | 3.3836 | 613.9164 | 0.66603
| 611.4288 | 0 | 611.4288 | 0 | 614.036 | 0 | 614.036 | 0.00046717 | 759.96 | -0.026523 | 611.4288 | 0.010626 | 759.96 | 0.00057274 | 759.96 | -0.0056109 | 614.036 | 6.203 | 614.036 | 2.7766 | 611.4288 | 0 | 913.3091 | 0.012118 | 913.3091 | 0.031823 | 912.8102 | 0 | 913.3091 | 3.4016 | 614.036 | 0.66558
| 611.548 | 0.0025246 | 611.548 | 0.011208 | 614.1556 | 0.00053406 | 614.1556 | 0.00022187 | 760.2 | 0.010164 | 611.548 | 0.012271 | 760.2 | -0.0014076 | 760.2 | 0.010457 | 614.1556 | 6.306 | 614.1556 | 2.8109 | 611.548 | 0.04586 | 913.477 | 0.018707 | 913.477 | 0.022639 | 912.9787 | 0.00081146 | 913.477 | 3.4162 | 614.1556 | 0.66609
| 611.6672 | 0 | 611.6672 | 0 | 614.2752 | 0 | 614.2752 | 0.00046957 | 760.43 | 0.0027268 | 611.6672 | 0.0197 | 760.43 | 0.0054654 | 760.43 | -0.0037746 | 614.2752 | 6.4117 | 614.2752 | 2.8589 | 611.6672 | 0 | 913.6449 | 0.011861 | 913.6449 | 0.022799 | 913.1471 | 0 | 913.6449 | 3.4343 | 614.2752 | 0.6693
| 611.7865 | 0.0035653 | 611.7865 | 0.018389 | 614.3948 | 0.00024284 | 614.3948 | 0.0002495 | 760.67 | 0.03049 | 611.7865 | 0.019183 | 760.67 | 0.0011552 | 760.67 | 0.0018873 | 614.3948 | 6.4893 | 614.3948 | 2.8873 | 611.7865 | 0.017278 | 913.8129 | 0.010873 | 913.8129 | 0.021197 | 913.3156 | 0.00081146 | 913.8129 | 3.4445 | 614.3948 | 0.67128
| 611.9058 | 0 | 611.9058 | 0 | 614.5144 | 0 | 614.5144 | 0.00052644 | 760.9 | 0.015617 | 611.9058 | 0.018666 | 760.9 | -0.0023395 | 760.9 | -0.0014792 | 614.5144 | 6.579 | 614.5144 | 2.9432 | 611.9058 | 0 | 913.9808 | 0.0096648 | 913.9808 | 0.017193 | 913.484 | 0 | 913.9808 | 3.4582 | 614.5144 | 0.67314
| 612.025 | 0.0047217 | 612.025 | 0.012172 | 614.634 | 0.00053406 | 614.634 | 0.00027874 | 761.14 | 0.0076846 | 612.025 | 0.01387 | 761.14 | -0.0021065 | 761.14 | 0.0017343 | 614.634 | 6.6535 | 614.634 | 2.9952 | 612.025 | 0.03065 | 914.1487 | 0.016804 | 914.1487 | 0.022159 | 913.6525 | 0.00057972 | 914.1487 | 3.4686 | 614.634 | 0.66975
| 612.1443 | 0 | 612.1443 | 0 | 614.7536 | 0 | 614.7536 | 0.00057029 | 761.38 | 0.0027268 | 612.1443 | 0.013306 | 761.38 | -0.0050185 | 761.38 | -0.0037746 | 614.7536 | 6.7441 | 614.7536 | 3.0451 | 612.1443 | 0 | 914.3166 | 0.015449 | 914.3166 | 0.024134 | 913.8209 | 0 | 914.3166 | 3.4865 | 614.7536 | 0.66532
| 612.2636 | 0.0074653 | 612.2636 | 0.006681 | 614.8732 | 0.00024284 | 614.8732 | 0.00029315 | 761.61 | 0.019583 | 612.2636 | 0.017067 | 761.61 | -0.002223 | 761.61 | 0.012752 | 614.8732 | 6.8236 | 614.8732 | 3.0784 | 612.2636 | 0.033646 | 914.4845 | 0.012777 | 914.4845 | 0.023547 | 913.9894 | 0.00057972 | 914.4845 | 3.4964 | 614.8732 | 0.65923
| 612.3829 | 0 | 612.3829 | 0 | 614.9928 | 0 | 614.9928 | 0.00054926 | 761.85 | -0.043877 | 612.3829 | 0.017161 | 761.85 | -0.0029219 | 761.85 | -0.00086717 | 614.9928 | 6.935 | 614.9928 | 3.134 | 612.3829 | 0 | 914.6524 | 0.014863 | 914.6524 | 0.024294 | 914.1579 | 0 | 914.6524 | 3.5122 | 614.9928 | 0.65904
| 612.5022 | 0.0074009 | 612.5022 | 0.0097198 | 615.1124 | 0.00082547 | 615.1124 | 0.00026072 | 762.09 | 0.015617 | 612.5022 | 0.016503 | 762.09 | 0.0065138 | 762.09 | 0.0092325 | 615.1124 | 7.0344 | 615.1124 | 3.1901 | 612.5022 | 0.0095029 | 914.8203 | 0.014753 | 914.8203 | 0.018688 | 914.3263 | 0.00057972 | 914.8203 | 3.519 | 615.1124 | 0.65577
| 612.6215 | 0 | 612.6215 | 0 | 615.2321 | 0 | 615.2321 | 0.00051702 | 762.32 | -0.024542 | 612.6215 | 0.013588 | 762.32 | 0.0039509 | 762.32 | -0.00025504 | 615.2321 | 7.1461 | 615.2321 | 3.2603 | 612.6215 | 0 | 914.9882 | 0.0081638 | 914.9882 | 0.02328 | 914.4948 | 0 | 914.9882 | 3.5354 | 615.2321 | 0.65564
| 612.7408 | 0 | 612.7408 | 0.0088442 | 615.3517 | 0.00053406 | 615.3517 | 0.00026052 | 762.56 | -0.0081804 | 612.7408 | 0.023462 | 762.56 | -0.0068827 | 762.56 | -0.0066822 | 615.3517 | 7.2253 | 615.3517 | 3.3015 | 612.7408 | 0.028576 | 915.1562 | 0.013435 | 915.1562 | 0.028245 | 914.6633 | 0.00057972 | 915.1562 | 3.5444 | 615.3517 | 0.65121
| 612.8601 | 0 | 612.8601 | 0 | 615.4713 | 0 | 615.4713 | 0.00053425 | 762.8 | -0.027516 | 612.8601 | 0.013823 | 762.8 | -0.0045528 | 762.8 | 5.1009e-05 | 615.4713 | 7.3165 | 615.4713 | 3.3536 | 612.8601 | 0 | 915.3241 | 0.012264 | 915.3241 | 0.023066 | 914.8318 | 0 | 915.3241 | 3.5627 | 615.4713 | 0.65032
| 612.9794 | 0.0049529 | 612.9794 | 0.013222 | 615.5909 | 0.00024284 | 615.5909 | 0.00027914 | 763.03 | -0.013634 | 612.9794 | 0.021581 | 763.03 | -0.0016406 | 763.03 | 0.012752 | 615.5909 | 7.385 | 615.5909 | 3.3945 | 612.9794 | 0.028115 | 915.492 | 0.022295 | 915.492 | 0.051098 | 915.0002 | 0.00011594 | 915.492 | 3.5741 | 615.5909 | 0.64666
| 613.0988 | 0 | 613.0988 | 0 | 615.7106 | 0 | 615.7106 | 0.00052303 | 763.27 | 0.015617 | 613.0988 | 0.0095445 | 763.27 | -0.0044363 | 763.27 | -0.0016323 | 615.7106 | 7.4588 | 615.7106 | 3.4569 | 613.0988 | 0 | 915.6599 | 0.0096648 | 915.6599 | 0.02093 | 915.1687 | 0 | 915.6599 | 3.5929 | 615.7106 | 0.6523
| 613.2181 | 0.0029872 | 613.2181 | 0.012785 | 615.8302 | 0.00024284 | 615.8302 | 0.0002495 | 763.5 | 0.019087 | 613.2181 | 0.020923 | 763.5 | 0.003019 | 763.5 | 0.0041827 | 615.8302 | 7.5367 | 615.8302 | 3.5067 | 613.2181 | 0.041481 | 915.8279 | 0.01468 | 915.8279 | 0.025149 | 915.3372 | 0.00081146 | 915.8279 | 3.6037 | 615.8302 | 0.65121
| 613.3375 | 0 | 613.3375 | 0 | 615.9498 | 0 | 615.9498 | 0.00050681 | 763.74 | -0.019583 | 613.3375 | 0.0053129 | 763.74 | -0.0063001 | 763.74 | -0.0053048 | 615.9498 | 7.6418 | 615.9498 | 3.5779 | 613.3375 | 0 | 915.9958 | 0.01047 | 915.9958 | 0.02376 | 915.5057 | 0 | 915.9958 | 3.6165 | 615.9498 | 0.65628
| 613.4568 | 0.0081732 | 613.4568 | 0.010158 | 616.0694 | 0.00082547 | 616.0694 | 0.00026292 | 763.98 | -0.033465 | 613.4568 | 0.020923 | 763.98 | -0.0035044 | 763.98 | -0.0083652 | 616.0694 | 7.7419 | 616.0694 | 3.6431 | 613.4568 | 0.043555 | 916.1637 | 0.015522 | 916.1637 | 0.030808 | 915.6742 | 0.00057972 | 916.1637 | 3.6249 | 616.0694 | 0.65109
| 613.5762 | 0 | 613.5762 | 0 | 616.1891 | 0 | 616.1891 | 0.00051102 | 764.21 | -0.025532 | 613.5762 | 0.0099676 | 764.21 | -0.0042033 | 764.21 | -0.012497 | 616.1891 | 7.844 | 616.1891 | 3.719 | 613.5762 | 0 | 916.3317 | 0.011129 | 916.3317 | 0.023387 | 915.8427 | 0 | 916.3317 | 3.6418 | 616.1891 | 0.65173
| 613.6956 | 0.0042591 | 613.6956 | 0.016112 | 616.3087 | 0.00024284 | 616.3087 | 0.00025311 | 764.45 | 0.023054 | 613.6956 | 0.020264 | 764.45 | -0.0001262 | 764.45 | 0.0018873 | 616.3087 | 7.939 | 616.3087 | 3.7758 | 613.6956 | 0.018574 | 916.4996 | 0.013619 | 916.4996 | 0.02675 | 916.0112 | 0.00011594 | 916.4996 | 3.6544 | 616.3087 | 0.64807
| 613.8149 | 0 | 613.8149 | 0 | 616.4284 | 0 | 616.4284 | 0.00050541 | 764.69 | -0.015121 | 613.8149 | 0.0093094 | 764.69 | -0.0045528 | 764.69 | -0.010813 | 616.4284 | 8.0554 | 616.4284 | 3.835 | 613.8149 | 0 | 916.6676 | 0.016913 | 916.6676 | 0.02376 | 916.1797 | 0 | 916.6676 | 3.6698 | 616.4284 | 0.64724
| 613.9343 | 0.0079802 | 613.9343 | 0.020666 | 616.548 | 0.0011167 | 616.548 | 0.00025351 | 764.92 | 0.0061972 | 613.9343 | 0.020123 | 764.92 | -0.0012911 | 764.92 | -0.010661 | 616.548 | 8.1562 | 616.548 | 3.8919 | 613.9343 | 0.032724 | 916.8355 | 0.011056 | 916.8355 | 0.027872 | 916.3482 | 0.00057972 | 916.8355 | 3.6752 | 616.548 | 0.64929
| 614.0537 | 0 | 614.0537 | 0 | 616.6677 | 0 | 616.6677 | 0.00051142 | 765.16 | -0.009172 | 614.0537 | 0.003693 | 765.16 | -0.0068827 | 765.16 | -0.015558 | 616.6677 | 8.2592 | 616.6677 | 3.9556 | 614.0537 | 0 | 917.0034 | 0.015888 | 917.0034 | 0.022532 | 916.5167 | 0 | 917.0034 | 3.6877 | 616.6677 | 0.65064
| 614.1731 | 0.0074653 | 614.1731 | 0.011821 | 616.7873 | 0.0011167 | 616.7873 | 0.00025911 | 765.4 | -0.010164 | 614.1731 | 0.019183 | 765.4 | -0.00070865 | 765.4 | 0.0073959 | 616.7873 | 8.3486 | 616.7873 | 4.009 | 614.1731 | 0.026271 | 917.1714 | 0.013875 | 917.1714 | 0.031823 | 916.6852 | 0.00081146 | 917.1714 | 3.6917 | 616.7873 | 0.64948
| 614.2926 | 0 | 614.2926 | 0 | 616.907 | 0 | 616.907 | 0.0004942 | 765.63 | -0.040406 | 614.2926 | 0.0093094 | 765.63 | -0.0045528 | 765.63 | -0.00086717 | 616.907 | 8.4712 | 616.907 | 4.0822 | 614.2926 | 0 | 917.3393 | 0.015083 | 917.3393 | 0.023173 | 916.8537 | 0 | 917.3393 | 3.7037 | 616.907 | 0.64352
| 614.412 | 0 | 614.412 | 0.0047071 | 617.0266 | 0.0011167 | 617.0266 | 0.00023628 | 765.87 | -0.0002479 | 614.412 | 0.018666 | 765.87 | -0.0057175 | 765.87 | 0.0018873 | 617.0266 | 8.5843 | 617.0266 | 4.1416 | 614.412 | 0.053234 | 917.5073 | 0.015852 | 917.5073 | 0.018421 | 917.0222 | 0.00057972 | 917.5073 | 3.7137 | 617.0266 | 0.63801
| 614.5314 | 0 | 614.5314 | 0 | 617.1463 | 0 | 617.1463 | 0.00049039 | 766.11 | -0.0017352 | 614.5314 | 0.010908 | 766.11 | -0.00047565 | 766.11 | -0.012344 | 617.1463 | 8.7144 | 617.1463 | 4.2096 | 614.5314 | 0 | 917.6752 | 0.010287 | 917.6752 | 0.029847 | 917.1907 | 0 | 917.6752 | 3.7368 | 617.1463 | 0.63544
| 614.6508 | 0.0048373 | 614.6508 | 0.0056181 | 617.2659 | 0.00082547 | 617.2659 | 0.00025511 | 766.34 | 0.024045 | 614.6508 | 0.01481 | 766.34 | 0.0024366 | 766.34 | 0.0034176 | 617.2659 | 8.8169 | 617.2659 | 4.2432 | 614.6508 | 0.043555 | 917.8432 | 0.012667 | 917.8432 | 0.024775 | 917.3593 | 0.00081146 | 917.8432 | 3.7592 | 617.2659 | 0.63108
| 614.7703 | 0 | 614.7703 | 0 | 617.3856 | 0 | 617.3856 | 0.00050902 | 766.58 | 0.0057014 | 614.7703 | 0.014246 | 766.58 | -0.001524 | 766.58 | -0.0077534 | 617.3856 | 8.9453 | 617.3856 | 4.3135 | 614.7703 | 0 | 918.0111 | 0.011825 | 918.0111 | 0.022425 | 917.5278 | 0 | 918.0111 | 3.785 | 617.3856 | 0.63236
| 614.8897 | 0.00044325 | 614.8897 | 0.012872 | 617.5052 | 0.00053406 | 617.5052 | 0.00025491 | 766.82 | -0.0042142 | 614.8897 | 0.015845 | 766.82 | 0.0040674 | 766.82 | 0.0015813 | 617.5052 | 9.0479 | 617.5052 | 4.3659 | 614.8897 | 0.048395 | 918.1791 | 0.018378 | 918.1791 | 0.036415 | 917.6963 | 0.00057972 | 918.1791 | 3.7983 | 617.5052 | 0.63198
| 615.0092 | 0 | 615.0092 | 0 | 617.6249 | 0 | 617.6249 | 0.00051742 | 767.05 | -0.0037184 | 615.0092 | 0.019042 | 767.05 | 0.0026695 | 767.05 | 0.0055599 | 617.6249 | 9.165 | 617.6249 | 4.4513 | 615.0092 | 0 | 918.347 | 0.012886 | 918.347 | 0.024401 | 917.8648 | 0 | 918.347 | 3.8086 | 617.6249 | 0.63627
| 615.1287 | 0.012099 | 615.1287 | 0.0054663 | 617.7446 | 0.00024284 | 617.7446 | 0.00026532 | 767.29 | 0.0086762 | 615.1287 | 0.013447 | 767.29 | 0.0090765 | 767.29 | 0.0043357 | 617.7446 | 9.2565 | 617.7446 | 4.5025 | 615.1287 | 0.024197 | 918.515 | 0.013728 | 918.515 | 0.021678 | 918.0334 | 0.00081146 | 918.515 | 3.8097 | 617.7446 | 0.63365
| 615.2481 | 0 | 615.2481 | 0 | 617.8642 | 0 | 617.8642 | 0.0004992 | 767.53 | -0.0037184 | 615.2481 | 0.015845 | 767.53 | -0.0038538 | 767.53 | -0.0030095 | 617.8642 | 9.3797 | 617.8642 | 4.5943 | 615.2481 | 0 | 918.683 | 0.013545 | 918.683 | 0.02328 | 918.2019 | 0 | 918.683 | 3.8172 | 617.8642 | 0.63871
| 615.3676 | 0.0026402 | 615.3676 | 0.013047 | 617.9839 | 0.00053406 | 617.9839 | 0.00023628 | 767.76 | -0.0012395 | 615.3676 | 0.011331 | 767.76 | 0.0015046 | 767.76 | -0.007141 | 617.9839 | 9.4922 | 617.9839 | 4.67 | 615.3676 | 0.038946 | 918.8509 | 0.012337 | 918.8509 | 0.0291 | 918.3705 | 0.00057972 | 918.8509 | 3.8171 | 617.9839 | 0.63839
| 615.4871 | 0 | 615.4871 | 0 | 618.1036 | 0 | 618.1036 | 0.00046536 | 768 | -0.022062 | 615.4871 | 0.011425 | 768 | -0.0033879 | 768 | 0.0038766 | 618.1036 | 9.635 | 618.1036 | 4.7717 | 615.4871 | 0 | 919.0189 | 0.011385 | 919.0189 | 0.029207 | 918.539 | 0 | 919.0189 | 3.8249 | 618.1036 | 0.6423
| 615.6066 | 0.0056467 | 615.6066 | 0.014448 | 618.2233 | 0.00053406 | 618.2233 | 0.00023488 | 768.24 | -0.01413 | 615.6066 | 0.011989 | 768.24 | 0.00045625 | 768.24 | -0.0042337 | 618.2233 | 9.755 | 618.2233 | 4.8268 | 615.6066 | 0.020734 | 919.1869 | 0.014936 | 919.1869 | 0.026483 | 918.7075 | 0.00081146 | 919.1869 | 3.8218 | 618.2233 | 0.63852
| 615.7261 | 0 | 615.7261 | 0 | 618.3429 | 0 | 618.3429 | 0.00048298 | 768.47 | -0.0096677 | 615.7261 | 0.0040935 | 768.47 | -0.0090959 | 768.47 | -0.0053048 | 618.3429 | 9.904 | 618.3429 | 4.892 | 615.7261 | 0 | 919.3548 | 0.015559 | 919.3548 | 0.023387 | 918.8761 | 0 | 919.3548 | 3.8245 | 618.3429 | 0.63922
| 615.8456 | 0.0047217 | 615.8456 | 0.0069846 | 618.4626 | 0.00024284 | 618.4626 | 0.0002521 | 768.71 | 0.0052058 | 615.8456 | 0.018666 | 768.71 | 0.0033685 | 768.71 | 0.0034176 | 618.4626 | 10.0344 | 618.4626 | 4.9321 | 615.8456 | 0.021598 | 919.5228 | 0.021709 | 919.5228 | 0.032036 | 919.0446 | 0.00081146 | 919.5228 | 3.8175 | 618.4626 | 0.63217
| 615.9651 | 0 | 615.9651 | 0 | 618.5823 | 0 | 618.5823 | 0.0004956 | 768.95 | -0.013138 | 615.9651 | 0.015187 | 768.95 | -0.0016406 | 768.95 | 0.007243 | 618.5823 | 10.1969 | 618.5823 | 5.0034 | 615.9651 | 0 | 919.6908 | 0.011935 | 919.6908 | 0.020663 | 919.2132 | 0 | 919.6908 | 3.8242 | 618.5823 | 0.62916
| 616.0847 | 0.011198 | 616.0847 | 0.015762 | 618.702 | 0 | 618.702 | 0.0002479 | 769.18 | 0.010164 | 616.0847 | 0.01481 | 769.18 | -0.0038538 | 769.18 | -0.0042337 | 618.702 | 10.321 | 618.702 | 5.0607 | 616.0847 | 0.018574 | 919.8587 | 0.01252 | 919.8587 | 0.028726 | 919.3818 | 0.00057972 | 919.8587 | 3.8305 | 618.702 | 0.62409
| 616.2042 | 0 | 616.2042 | 0 | 618.8217 | 0 | 618.8217 | 0.00047838 | 769.42 | -0.020574 | 616.2042 | 0.0096855 | 769.42 | 0.0075623 | 769.42 | -0.011579 | 618.8217 | 10.4586 | 618.8217 | 5.1528 | 616.2042 | 0 | 920.0267 | 0.013985 | 920.0267 | 0.031716 | 919.5503 | 0 | 920.0267 | 3.8457 | 618.8217 | 0.62832
| 616.3238 | 0.0037966 | 616.3238 | 0.0088442 | 618.9414 | 0.0011167 | 618.9414 | 0.00023228 | 769.66 | 0.028507 | 616.3238 | 0.010391 | 769.66 | -0.001757 | 769.66 | 0.0064783 | 618.9414 | 10.5423 | 618.9414 | 5.2197 | 616.3238 | 0.032033 | 920.1947 | 0.01457 | 920.1947 | 0.025629 | 919.7189 | 0.00057972 | 920.1947 | 3.8484 | 618.9414 | 0.62858
| 616.4433 | 0 | 616.4433 | 0 | 619.061 | 0 | 619.061 | 0.00047798 | 769.89 | 0.012147 | 616.4433 | 0.012507 | 769.89 | -0.00094161 | 769.89 | -0.0037746 | 619.061 | 10.6319 | 619.061 | 5.3153 | 616.4433 | 0 | 920.3627 | 0.017279 | 920.3627 | 0.02376 | 919.8874 | 0 | 920.3627 | 3.8508 | 619.061 | 0.63153
| 616.5629 | 0.010747 | 616.5629 | 0.011384 | 619.1807 | 0.00082547 | 619.1807 | 0.0002503 | 770.13 | 0.0076846 | 616.5629 | 0.011707 | 770.13 | -0.0016406 | 770.13 | 0.0035706 | 619.1807 | 10.68 | 619.1807 | 5.3807 | 616.5629 | 0.038946 | 920.5307 | 0.013802 | 920.5307 | 0.028085 | 920.056 | 0.00057972 | 920.5307 | 3.8482 | 619.1807 | 0.62723
| 616.6824 | 0 | 616.6824 | 0 | 619.3004 | 0 | 619.3004 | 0.0004998 | 770.37 | -0.032474 | 616.6824 | 0.013964 | 770.37 | -0.0088628 | 770.37 | -0.0054579 | 619.3004 | 10.7679 | 619.3004 | 5.4828 | 616.6824 | 0 | 920.6987 | 0.0093353 | 920.6987 | 0.032464 | 920.2246 | 0 | 920.6987 | 3.8495 | 619.3004 | 0.62794
| 616.802 | 0.0050685 | 616.802 | 0.0077439 | 619.4201 | 0.00082547 | 619.4201 | 0.00025631 | 770.6 | 0.016609 | 616.802 | 0.016644 | 770.6 | -0.00024269 | 770.6 | -0.0034686 | 619.4201 | 10.8487 | 619.4201 | 5.5334 | 616.802 | 0.018574 | 920.8666 | 0.0085665 | 920.8666 | 0.021411 | 920.3931 | 0.0010433 | 920.8666 | 3.846 | 619.4201 | 0.62082
| 616.9216 | 0 | 616.9216 | 0 | 619.5398 | 0 | 619.5398 | 0.00052403 | 770.84 | -0.019583 | 616.9216 | 0.014387 | 770.84 | 0.0062807 | 770.84 | 0.0012752 | 619.5398 | 10.9613 | 619.5398 | 5.5904 | 616.9216 | 0 | 921.0346 | 0.012447 | 921.0346 | 0.025736 | 920.5617 | 0 | 921.0346 | 3.8492 | 619.5398 | 0.61569
| 617.0412 | 0.0077227 | 617.0412 | 0.01655 | 619.6595 | 0.00053406 | 619.6595 | 0.00027513 | 771.08 | -0.010659 | 617.0412 | 0.021205 | 771.08 | -0.00059213 | 771.08 | -0.0063763 | 619.6595 | 11.0755 | 619.6595 | 5.6113 | 617.0412 | 0.028576 | 921.2026 | 0.010617 | 921.2026 | 0.024615 | 920.7303 | 0.00081146 | 921.2026 | 3.8567 | 619.6595 | 0.60742
| 617.1608 | 0 | 617.1608 | 0 | 619.7792 | 0 | 619.7792 | 0.00050541 | 771.31 | -0.0032226 | 617.1608 | 0.0091683 | 771.31 | -0.00047565 | 771.31 | -0.0020913 | 619.7792 | 11.2283 | 619.7792 | 5.6794 | 617.1608 | 0 | 921.3706 | 0.010873 | 921.3706 | 0.024775 | 920.8989 | 0 | 921.3706 | 3.8777 | 619.7792 | 0.613
| 617.2804 | 0.0027559 | 617.2804 | 0.013047 | 619.8989 | 0.00024284 | 619.8989 | 0.00023488 | 771.55 | 0.0076846 | 617.2804 | 0.017349 | 771.55 | 0.0044169 | 771.55 | -0.0040807 | 619.8989 | 11.3692 | 619.8989 | 5.7604 | 617.2804 | 0.040559 | 921.5386 | 0.014314 | 921.5386 | 0.01794 | 921.0675 | 0.00034783 | 921.5386 | 3.8942 | 619.8989 | 0.61736
| 617.4 | 0 | 617.4 | 0 | 620.0186 | 0 | 620.0186 | 0.00047037 | 771.79 | -0.029994 | 617.4 | 0.003693 | 771.79 | -0.0042033 | 771.79 | -0.013109 | 620.0186 | 11.503 | 620.0186 | 5.8663 | 617.4 | 0 | 921.7066 | 0.014314 | 921.7066 | 0.021197 | 921.2361 | 0 | 921.7066 | 3.9106 | 620.0186 | 0.62255
| 617.5196 | 0.0063405 | 617.5196 | 0.009895 | 620.1383 | 0.00053406 | 620.1383 | 0.00023829 | 772.02 | 0.0076846 | 617.5196 | 0.010673 | 772.02 | -0.0037373 | 772.02 | -0.00086717 | 620.1383 | 11.6054 | 620.1383 | 5.9595 | 617.5196 | 0.027193 | 921.8746 | 0.017426 | 921.8746 | 0.0291 | 921.4046 | 0.0012752 | 921.8746 | 3.9162 | 620.1383 | 0.61864
| 617.6392 | 0 | 617.6392 | 0 | 620.2581 | 0 | 620.2581 | 0.00047738 | 772.26 | -0.0057014 | 617.6392 | 0.016221 | 772.26 | -0.0036209 | 772.26 | -0.0086717 | 620.2581 | 11.7143 | 620.2581 | 6.0664 | 617.6392 | 0 | 922.0426 | 0.011166 | 922.0426 | 0.028993 | 921.5733 | 0 | 922.0426 | 3.9276 | 620.2581 | 0.61749
| 617.7589 | 0 | 617.7589 | 0.0074402 | 620.3778 | 0.00053406 | 620.3778 | 0.00024389 | 772.5 | 0.0027268 | 617.7589 | 0.014528 | 772.5 | 0.0079117 | 772.5 | 0.01367 | 620.3778 | 11.7941 | 620.3778 | 6.1604 | 617.7589 | 0.015118 | 922.2106 | 0.01717 | 922.2106 | 0.035507 | 921.7418 | 0.00034783 | 922.2106 | 3.9375 | 620.3778 | 0.61358
| 617.8785 | 0 | 617.8785 | 0 | 620.4975 | 0 | 620.4975 | 0.00052503 | 772.73 | -0.012147 | 617.8785 | 0.0070526 | 772.73 | -0.002456 | 772.73 | -0.0080593 | 620.4975 | 11.8878 | 620.4975 | 6.266 | 617.8785 | 0 | 922.3786 | 0.011568 | 922.3786 | 0.023921 | 921.9104 | 0 | 922.3786 | 3.9572 | 620.4975 | 0.61249
| 617.9982 | 0.0026402 | 617.9982 | 0.0074402 | 620.6172 | 0.00024284 | 620.6172 | 0.00028775 | 772.97 | 0.0027268 | 617.9982 | 0.018666 | 772.97 | -0.0016406 | 772.97 | -0.0014792 | 620.6172 | 11.9685 | 620.6172 | 6.356 | 617.9982 | 0.035029 | 922.5466 | 0.011935 | 922.5466 | 0.028352 | 922.0791 | 0.00011594 | 922.5466 | 3.9758 | 620.6172 | 0.60909
| 618.1178 | 0 | 618.1178 | 0 | 620.7369 | 0 | 620.7369 | 0.00051983 | 773.21 | -0.0096677 | 618.1178 | 0.014763 | 773.21 | 0.00068922 | 773.21 | -0.0045398 | 620.7369 | 12.0986 | 620.7369 | 6.4648 | 618.1178 | 0 | 922.7146 | 0.014094 | 922.7146 | 0.024775 | 922.2477 | 0 | 922.7146 | 4.0013 | 620.7369 | 0.6114
| 618.2375 | 0.0032185 | 618.2375 | 0.0080475 | 620.8567 | 0.0011167 | 620.8567 | 0.00023869 | 773.44 | 0.0002479 | 618.2375 | 0.017067 | 773.44 | 0.010125 | 773.44 | -0.0010202 | 620.8567 | 12.216 | 620.8567 | 6.5458 | 618.2375 | 0.031111 | 922.8826 | 0.01457 | 922.8826 | 0.030969 | 922.4163 | 0.0010433 | 922.8826 | 4.0195 | 620.8567 | 0.61056
| 618.3572 | 0 | 618.3572 | 0 | 620.9764 | 0 | 620.9764 | 0.0004992 | 773.68 | -0.00074368 | 618.3572 | 0.0093094 | 773.68 | -0.00070865 | 773.68 | -0.0065293 | 620.9764 | 12.3451 | 620.9764 | 6.6344 | 618.3572 | 0 | 923.0506 | 0.010873 | 923.0506 | 0.024775 | 922.5849 | 0 | 923.0506 | 4.0358 | 620.9764 | 0.6121
| 618.4769 | 0.0094603 | 618.4769 | 0.010508 | 621.0961 | 0.00082547 | 621.0961 | 0.00026432 | 773.92 | 0.006693 | 618.4769 | 0.011472 | 773.92 | 0.0072128 | 773.92 | -0.0017853 | 621.0961 | 12.4358 | 621.0961 | 6.7143 | 618.4769 | 0.02558 | 923.2186 | 0.019037 | 923.2186 | 0.023654 | 922.7535 | 0.00057972 | 923.2186 | 4.045 | 621.0961 | 0.60947
| 618.5965 | 0 | 618.5965 | 0 | 621.2158 | 0 | 621.2158 | 0.00052443 | 774.15 | -0.0037184 | 618.5965 | 0.0051719 | 774.15 | -0.00047565 | 774.15 | 0.00096913 | 621.2158 | 12.5646 | 621.2158 | 6.8276 | 618.5965 | 0 | 923.3867 | 0.015778 | 923.3867 | 0.018795 | 922.9221 | 0 | 923.3867 | 4.0564 | 621.2158 | 0.61146
| 618.7162 | 0.0039122 | 618.7162 | 0.006681 | 621.3356 | 0.00024284 | 621.3356 | 0.00026192 | 774.39 | -0.015617 | 618.7162 | 0.020123 | 774.39 | -0.00059213 | 774.39 | -0.0031625 | 621.3356 | 12.6935 | 621.3356 | 6.9245 | 618.7162 | 0.018574 | 923.5547 | 0.01673 | 923.5547 | 0.036361 | 923.0907 | 0.00057972 | 923.5547 | 4.0612 | 621.3356 | 0.61082
| 618.836 | 0 | 618.836 | 0 | 621.4553 | 0 | 621.4553 | 0.0004946 | 774.63 | 0.0096677 | 618.836 | 0.01119 | 774.63 | -0.0032714 | 774.63 | -0.0048458 | 621.4553 | 12.8379 | 621.4553 | 7.0306 | 618.836 | 0 | 923.7227 | 0.0083102 | 923.7227 | 0.021518 | 923.2593 | 0 | 923.7227 | 4.0686 | 621.4553 | 0.61082
| 618.9557 | 0.0077227 | 618.9557 | 0.0083512 | 621.5751 | 0.00024284 | 621.5751 | 0.00023548 | 774.86 | 0.006693 | 618.9557 | 0.016268 | 774.86 | 0.00033976 | 774.86 | 0.0093854 | 621.5751 | 12.9339 | 621.5751 | 7.1244 | 618.9557 | 0.026271 | 923.8907 | 0.011642 | 923.8907 | 0.02627 | 923.428 | 0.00057972 | 923.8907 | 4.0696 | 621.5751 | 0.60691
| 619.0754 | 0 | 619.0754 | 0 | 621.6948 | 0 | 621.6948 | 0.000498 | 775.1 | -0.024542 | 619.0754 | 0.004227 | 775.1 | -0.0016406 | 775.1 | 0.00081613 | 621.6948 | 13.0354 | 621.6948 | 7.2463 | 619.0754 | 0 | 924.0587 | 0.013545 | 924.0587 | 0.018047 | 923.5966 | 0 | 924.0587 | 4.0783 | 621.6948 | 0.60652
| 619.1951 | 0.013515 | 619.1951 | 0.011997 | 621.8145 | 0.00053406 | 621.8145 | 0.00026953 | 775.34 | 0.002231 | 619.1951 | 0.025577 | 775.34 | -0.0047858 | 775.34 | -0.0051518 | 621.8145 | 13.108 | 621.8145 | 7.3647 | 619.1951 | 0.038024 | 924.2267 | 0.012777 | 924.2267 | 0.023654 | 923.7652 | 0.00081146 | 924.2267 | 4.082 | 621.8145 | 0.60575
| 619.3149 | 0 | 619.3149 | 0 | 621.9343 | 0 | 621.9343 | 0.00052904 | 775.57 | 0.016609 | 619.3149 | 0.018102 | 775.57 | 0.0024366 | 775.57 | -0.0051518 | 621.9343 | 13.1999 | 621.9343 | 7.4905 | 619.3149 | 0 | 924.3948 | 0.014827 | 924.3948 | 0.019222 | 923.9339 | 0 | 924.3948 | 4.0941 | 621.9343 | 0.60415
| 619.4346 | 0.0035653 | 619.4346 | 0.010771 | 622.054 | 0.00053406 | 622.054 | 0.00026612 | 775.81 | 0.018096 | 619.4346 | 0.015187 | 775.81 | 0.0048828 | 775.81 | 0.017955 | 622.054 | 13.2837 | 622.054 | 7.5989 | 619.4346 | 0.026271 | 924.5628 | 0.014497 | 924.5628 | 0.031716 | 924.1025 | 0.00057972 | 924.5628 | 4.105 | 622.054 | 0.60197
| 619.5544 | 0 | 619.5544 | 0 | 622.1738 | 0 | 622.1738 | 0.00050501 | 776.05 | 0.0096677 | 619.5544 | 0.0098266 | 776.05 | -0.0018735 | 776.05 | -0.0091305 | 622.1738 | 13.4038 | 622.1738 | 7.7183 | 619.5544 | 0 | 924.7308 | 0.014827 | 924.7308 | 0.022319 | 924.2711 | 0 | 924.7308 | 4.1245 | 622.1738 | 0.60184
| 619.6741 | 0.0070148 | 619.6741 | 0.010158 | 622.2935 | 0.0011167 | 622.2935 | 0.00024389 | 776.29 | 0.038919 | 619.6741 | 0.016644 | 776.29 | 0.0018541 | 776.29 | 0.0057129 | 622.2935 | 13.5004 | 622.2935 | 7.8211 | 619.6741 | 0.038024 | 924.8989 | 0.014497 | 924.8989 | 0.0291 | 924.4398 | 0.00057972 | 924.8989 | 4.146 | 622.2935 | 0.60242
| 619.7939 | 0 | 619.7939 | 0 | 622.4133 | 0 | 622.4133 | 0.00050481 | 776.52 | -0.0057014 | 619.7939 | 0.0067705 | 776.52 | 0.0082607 | 776.52 | -0.0033155 | 622.4133 | 13.6145 | 622.4133 | 7.9246 | 619.7939 | 0 | 925.0669 | 0.014351 | 925.0669 | 0.023654 | 924.6084 | 0 | 925.0669 | 4.1721 | 622.4133 | 0.60556
| 619.9137 | 0.0051842 | 619.9137 | 0.011997 | 622.533 | 0.00082547 | 622.533 | 0.00026252 | 776.76 | 0.006693 | 619.9137 | 0.016503 | 776.76 | 0.0052322 | 776.76 | 0.0040296 | 622.533 | 13.7291 | 622.533 | 8.0155 | 619.9137 | 0.038485 | 925.2349 | 0.015156 | 925.2349 | 0.020557 | 924.7771 | 0.0010433 | 925.2349 | 4.1957 | 622.533 | 0.60601
| 620.0335 | 0 | 620.0335 | 0 | 622.6528 | 0 | 622.6528 | 0.00052544 | 777 | -0.0176 | 620.0335 | 0.013964 | 777 | -0.0060669 | 777 | 0.0028055 | 622.6528 | 13.905 | 622.6528 | 8.1295 | 620.0335 | 0 | 925.403 | 0.012008 | 925.403 | 0.027872 | 924.9457 | 0 | 925.403 | 4.2213 | 622.6528 | 0.60742
| 620.1532 | 0.0044904 | 620.1532 | 0.012785 | 622.7725 | 0.00024284 | 622.7725 | 0.00026492 | 777.23 | -0.00074368 | 620.1532 | 0.0079929 | 777.23 | -0.0031549 | 777.23 | -0.0025504 | 622.7725 | 14.0719 | 622.7725 | 8.2436 | 620.1532 | 0.032494 | 925.571 | 0.018268 | 925.571 | 0.029954 | 925.1144 | 0.00081146 | 925.571 | 4.2326 | 622.7725 | 0.60332
| 620.2731 | 0 | 620.2731 | 0 | 622.8923 | 0 | 622.8923 | 0.00053465 | 777.47 | -0.033961 | 620.2731 | 0.012507 | 777.47 | -0.00199 | 777.47 | 0.0047948 | 622.8923 | 14.2241 | 622.8923 | 8.3695 | 620.2731 | 0 | 925.739 | 0.0094451 | 925.739 | 0.022425 | 925.283 | 0 | 925.739 | 4.2419 | 622.8923 | 0.6021
| 620.3929 | 0.0044904 | 620.3929 | 0.009895 | 623.0121 | 0.00082547 | 623.0121 | 0.00027313 | 777.71 | 0.002231 | 620.3929 | 0.012507 | 777.71 | 0.0011552 | 777.71 | 0.019638 | 623.0121 | 14.3228 | 623.0121 | 8.4884 | 620.3929 | 0.045399 | 925.9071 | 0.011751 | 925.9071 | 0.024668 | 925.4517 | 0.0010433 | 925.9071 | 4.2338 | 623.0121 | 0.59851
| 620.5127 | 0 | 620.5127 | 0 | 623.1318 | 0 | 623.1318 | 0.00048759 | 777.94 | -0.033465 | 620.5127 | 0.0072877 | 777.94 | -0.0042033 | 777.94 | -0.0031625 | 623.1318 | 14.3843 | 623.1318 | 8.6141 | 620.5127 | 0 | 926.0751 | 0.011312 | 926.0751 | 0.02611 | 925.6204 | 0 | 926.0751 | 4.2303 | 623.1318 | 0.59883
| 620.6325 | 0.0051842 | 620.6325 | 0.009282 | 623.2516 | 0.0011167 | 623.2516 | 0.00022387 | 778.18 | -0.024045 | 620.6325 | 0.0093094 | 778.18 | -0.0028054 | 778.18 | 0.0078554 | 623.2516 | 14.4306 | 623.2516 | 8.739 | 620.6325 | 0.033185 | 926.2432 | 0.0098478 | 926.2432 | 0.024508 | 925.789 | 0.00081146 | 926.2432 | 4.2173 | 623.2516 | 0.59844
| 620.7523 | 0 | 620.7523 | 0 | 623.3714 | 0 | 623.3714 | 0.00047277 | 778.42 | 0.010659 | 620.7523 | 0.0061122 | 778.42 | -0.0083969 | 778.42 | -0.0028565 | 623.3714 | 14.4734 | 623.3714 | 8.8711 | 620.7523 | 0 | 926.4112 | 0.0099576 | 926.4112 | 0.024508 | 925.9577 | 0 | 926.4112 | 4.2155 | 623.3714 | 0.60126
| 620.8722 | 0.0070148 | 620.8722 | 0.00015185 | 623.4911 | 0.00053406 | 623.4911 | 0.00026011 | 778.65 | -0.0081804 | 620.8722 | 0.011049 | 778.65 | -0.001757 | 778.65 | 0.0080083 | 623.4911 | 14.5328 | 623.4911 | 8.9916 | 620.8722 | 0.016846 | 926.5792 | 0.014314 | 926.5792 | 0.034012 | 926.1264 | 0.00081146 | 926.5792 | 4.2139 | 623.4911 | 0.6021
| 620.992 | 0 | 620.992 | 0 | 623.6109 | 0 | 623.6109 | 0.00052363 | 778.89 | -0.013138 | 620.992 | 0.01119 | 778.89 | -0.001524 | 778.89 | 0.0037236 | 623.6109 | 14.6151 | 623.6109 | 9.1122 | 620.992 | 0 | 926.7473 | 0.013838 | 926.7473 | 0.027391 | 926.295 | 0 | 926.7473 | 4.2203 | 623.6109 | 0.60248
| 621.1119 | 0.010747 | 621.1119 | 0.014711 | 623.7307 | 0.00053406 | 623.7307 | 0.00027353 | 779.13 | 0.0071888 | 621.1119 | 0.0083691 | 779.13 | -0.002223 | 779.13 | -0.012344 | 623.7307 | 14.7079 | 623.7307 | 9.2014 | 621.1119 | 0.020734 | 926.9153 | 0.014753 | 926.9153 | 0.022052 | 926.4637 | 0.00057972 | 926.9153 | 4.2242 | 623.7307 | 0.59915
| 621.2318 | 0 | 621.2318 | 0 | 623.8505 | 0 | 623.8505 | 0.0005006 | 779.37 | -0.014626 | 621.2318 | 0.010109 | 779.37 | -0.013406 | 779.37 | -0.00607 | 623.8505 | 14.8176 | 623.8505 | 9.2965 | 621.2318 | 0 | 927.0834 | 0.010617 | 927.0834 | 0.027765 | 926.6324 | 0 | 927.0834 | 4.2322 | 623.8505 | 0.59703
| 621.3516 | 0.0029872 | 621.3516 | 0.0027331 | 623.9702 | 0.00082547 | 623.9702 | 0.00022928 | 779.6 | 0.010659 | 621.3516 | 0.01119 | 779.6 | -0.010377 | 779.6 | -0.0068351 | 623.9702 | 14.9221 | 623.9702 | 9.3708 | 621.3516 | 0.014254 | 927.2514 | 0.015449 | 927.2514 | 0.025255 | 926.8011 | 0.00057972 | 927.2514 | 4.2367 | 623.9702 | 0.59133
| 621.4715 | 0 | 621.4715 | 0 | 624.09 | 0 | 624.09 | 0.00048579 | 779.84 | -0.045859 | 621.4715 | 0.012789 | 779.84 | -0.00094161 | 779.84 | 0.0015813 | 624.09 | 15.0421 | 624.09 | 9.4822 | 621.4715 | 0 | 927.4195 | 0.011861 | 927.4195 | 0.024988 | 926.9698 | 0 | 927.4195 | 4.2514 | 624.09 | 0.5919
| 621.5914 | 0.0065643 | 621.5914 | 0.010771 | 624.2098 | 0.00053406 | 624.2098 | 0.00025651 | 780.08 | -0.0017352 | 621.5914 | 0.01561 | 780.08 | -0.006999 | 780.08 | -0.0065293 | 624.2098 | 15.1389 | 624.2098 | 9.5764 | 621.5914 | 0.050469 | 927.5876 | 0.011935 | 927.5876 | 0.028619 | 927.1385 | 0.00081146 | 927.5876 | 4.2676 | 624.2098 | 0.58632
| 621.7113 | 0 | 621.7113 | 0 | 624.3296 | 0 | 624.3296 | 0.0004964 | 780.31 | -0.0002479 | 621.7113 | 0.0078519 | 780.31 | 0.0053486 | 780.31 | -0.00607 | 624.3296 | 15.1871 | 624.3296 | 9.6898 | 621.7113 | 0 | 927.7556 | 0.011422 | 927.7556 | 0.027978 | 927.3071 | 0 | 927.7556 | 4.2914 | 624.3296 | 0.58466
| 621.8312 | 0.0031028 | 621.8312 | 0.015762 | 624.4494 | 0.00024284 | 624.4494 | 0.00023969 | 780.55 | -0.014626 | 621.8312 | 0.005595 | 780.55 | 0.0023201 | 780.55 | 0.011528 | 624.4494 | 15.1719 | 624.4494 | 9.7713 | 621.8312 | 0.0095029 | 927.9237 | 0.01457 | 927.9237 | 0.025522 | 927.4758 | 0.00057972 | 927.9237 | 4.3082 | 624.4494 | 0.57966
| 621.9511 | 0 | 621.9511 | 0 | 624.5692 | 0 | 624.5692 | 0.00052163 | 780.79 | 0.011651 | 621.9511 | 0.011707 | 780.79 | -0.0073485 | 780.79 | -0.0014792 | 624.5692 | 15.1549 | 624.5692 | 9.882 | 621.9511 | 0 | 928.0917 | 0.017023 | 928.0917 | 0.025629 | 927.6445 | 0 | 928.0917 | 4.3306 | 624.5692 | 0.5826
| 622.071 | 0.011648 | 622.071 | 0.0033405 | 624.689 | 0.00053406 | 624.689 | 0.00028394 | 781.02 | -0.024542 | 622.071 | 0.016644 | 781.02 | -0.011193 | 781.02 | -0.0080593 | 624.689 | 15.133 | 624.689 | 9.9956 | 622.071 | 0.042403 | 928.2598 | 0.015595 | 928.2598 | 0.02675 | 927.8132 | 0.00057972 | 928.2598 | 4.3412 | 624.689 | 0.58498
| 622.191 | 0 | 622.191 | 0 | 624.8088 | 0 | 624.8088 | 0.00053945 | 781.26 | -0.006693 | 622.191 | 0.0067705 | 781.26 | -0.00059213 | 781.26 | 0.0029585 | 624.8088 | 15.1315 | 624.8088 | 10.1406 | 622.191 | 0 | 928.4279 | 0.014241 | 928.4279 | 0.022319 | 927.9819 | 0 | 928.4279 | 4.3543 | 624.8088 | 0.58959
| 622.3109 | 0.0065643 | 622.3109 | 0.014011 | 624.9286 | 0.00053406 | 624.9286 | 0.00025771 | 781.5 | -0.015121 | 622.3109 | 0.013306 | 781.5 | 0.0015046 | 781.5 | 0.0051009 | 624.9286 | 15.1083 | 624.9286 | 10.2742 | 622.3109 | 0.014686 | 928.5959 | 0.016913 | 928.5959 | 0.022159 | 928.1506 | 0.00034783 | 928.5959 | 4.3535 | 624.9286 | 0.58806
| 622.4308 | 0 | 622.4308 | 0 | 625.0484 | 0 | 625.0484 | 0.00049099 | 781.74 | -0.028507 | 622.4308 | 0.015422 | 781.74 | -0.011309 | 781.74 | -0.0066822 | 625.0484 | 15.1194 | 625.0484 | 10.4083 | 622.4308 | 0 | 928.764 | 0.012081 | 928.764 | 0.021785 | 928.3193 | 0 | 928.764 | 4.3665 | 625.0484 | 0.58684
| 622.5508 | 0.0083019 | 622.5508 | 0.0081994 | 625.1682 | 0.00082547 | 625.1682 | 0.00023588 | 781.97 | -0.025036 | 622.5508 | 0.020546 | 781.97 | -0.0011746 | 781.97 | -0.007294 | 625.1682 | 15.13 | 625.1682 | 10.5316 | 622.5508 | 0.029267 | 928.9321 | 0.018121 | 928.9321 | 0.021785 | 928.4881 | 0.0010433 | 928.9321 | 4.3744 | 625.1682 | 0.58273
| 622.6707 | 0 | 622.6707 | 0 | 625.288 | 0 | 625.288 | 0.00047778 | 782.21 | -0.002231 | 622.6707 | 0.010109 | 782.21 | 0.00057274 | 782.21 | 0.0020403 | 625.288 | 15.1564 | 625.288 | 10.66 | 622.6707 | 0 | 929.1001 | 0.013802 | 929.1001 | 0.033158 | 928.6568 | 0 | 929.1001 | 4.3933 | 625.288 | 0.57991
| 622.7907 | 0.0065643 | 622.7907 | 0.0068328 | 625.4078 | 0.00053406 | 625.4078 | 0.00024329 | 782.45 | -0.0032226 | 622.7907 | 0.015187 | 782.45 | -0.0018735 | 782.45 | -0.0019383 | 625.4078 | 15.1541 | 625.4078 | 10.7537 | 622.7907 | 0.039407 | 929.2682 | 0.018121 | 929.2682 | 0.031182 | 928.8255 | 0.00057972 | 929.2682 | 4.4014 | 625.4078 | 0.57536
| 622.9107 | 0 | 622.9107 | 0 | 625.5276 | 0 | 625.5276 | 0.00048078 | 782.68 | -0.0017352 | 622.9107 | 0.013823 | 782.68 | -0.012241 | 782.68 | -0.0080593 | 625.5276 | 15.1456 | 625.5276 | 10.8614 | 622.9107 | 0 | 929.4363 | 0.012703 | 929.4363 | 0.028085 | 928.9942 | 0 | 929.4363 | 4.4084 | 625.5276 | 0.57183
| 623.0307 | 0.0091386 | 623.0307 | 0.0074402 | 625.6474 | 0.00053406 | 625.6474 | 0.00023969 | 782.92 | 0.020079 | 623.0307 | 0.0098736 | 782.92 | -0.0031549 | 782.92 | 0.0046418 | 625.6474 | 15.1075 | 625.6474 | 10.9615 | 623.0307 | 0.047473 | 929.6044 | 0.012667 | 929.6044 | 0.021037 | 929.1629 | 0.00081146 | 929.6044 | 4.4047 | 625.6474 | 0.57042
| 623.1507 | 0 | 623.1507 | 0 | 625.7672 | 0 | 625.7672 | 0.00045975 | 783.16 | 0.028012 | 623.1507 | 0.0062063 | 783.16 | -0.002223 | 783.16 | -0.0057639 | 625.7672 | 15.0682 | 625.7672 | 11.1137 | 623.1507 | 0 | 929.7725 | 0.013399 | 929.7725 | 0.037002 | 929.3317 | 0 | 929.7725 | 4.4105 | 625.7672 | 0.57132
| 623.2707 | 0.0027559 | 623.2707 | 0.010771 | 625.887 | 0.00082547 | 625.887 | 0.00022187 | 783.4 | -0.011651 | 623.2707 | 0.0077108 | 783.4 | -0.0010581 | 783.4 | 0.0057129 | 625.887 | 14.9936 | 625.887 | 11.2364 | 623.2707 | 0.042864 | 929.9405 | 0.011239 | 929.9405 | 0.033798 | 929.5004 | 0.00081146 | 929.9405 | 4.4211 | 625.887 | 0.57228
| 623.3907 | 0 | 623.3907 | 0 | 626.0068 | 0 | 626.0068 | 0.00045695 | 783.63 | -0.00471 | 623.3907 | 0.0074287 | 783.63 | 0.0066302 | 783.63 | -0.0046928 | 626.0068 | 14.928 | 626.0068 | 11.3791 | 623.3907 | 0 | 930.1086 | 0.0091889 | 930.1086 | 0.025042 | 929.6691 | 0 | 930.1086 | 4.4433 | 626.0068 | 0.57613
| 623.5107 | 0.0081732 | 623.5107 | 0.00577 | 626.1267 | 0.00053406 | 626.1267 | 0.00023648 | 783.87 | 0.0002479 | 623.5107 | 0.016503 | 783.87 | 0.0012716 | 783.87 | 0.0073959 | 626.1267 | 14.8496 | 626.1267 | 11.4728 | 623.5107 | 0.0043195 | 930.2767 | 0.01706 | 930.2767 | 0.028192 | 929.8379 | 0.00081146 | 930.2767 | 4.459 | 626.1267 | 0.576
| 623.6307 | 0 | 623.6307 | 0 | 626.2465 | 0 | 626.2465 | 0.00048479 | 784.11 | 0.00471 | 623.6307 | 0.012224 | 784.11 | -0.0072322 | 784.11 | 0.013517 | 626.2465 | 14.8209 | 626.2465 | 11.612 | 623.6307 | 0 | 930.4448 | 0.012593 | 930.4448 | 0.036308 | 930.0066 | 0 | 930.4448 | 4.4781 | 626.2465 | 0.57497
| 623.7508 | 0.01152 | 623.7508 | 0.012259 | 626.3663 | 0.0011167 | 626.3663 | 0.0002499 | 784.34 | 0.00471 | 623.7508 | 0.0065354 | 784.34 | -0.0012911 | 784.34 | -0.00025504 | 626.3663 | 14.7963 | 626.3663 | 11.7307 | 623.7508 | 0.046321 | 930.6129 | 0.01662 | 930.6129 | 0.0291 | 930.1753 | 0.00034783 | 930.6129 | 4.4914 | 626.3663 | 0.57004
| 623.8708 | 0 | 623.8708 | 0 | 626.4861 | 0 | 626.4861 | 0.00051422 | 784.58 | -0.0037184 | 623.8708 | 0.014763 | 784.58 | -0.0049022 | 784.58 | -0.0017853 | 626.4861 | 14.8095 | 626.4861 | 11.9013 | 623.8708 | 0 | 930.781 | 0.016291 | 930.781 | 0.022159 | 930.3441 | 0 | 930.781 | 4.5142 | 626.4861 | 0.56984
| 623.9908 | 0.0087524 | 623.9908 | 0.0027331 | 626.606 | 0.00053406 | 626.606 | 0.00026612 | 784.82 | 0.015617 | 623.9908 | 0.012271 | 784.82 | -0.0046693 | 784.82 | -0.0007141 | 626.606 | 14.779 | 626.606 | 12.0247 | 623.9908 | 0.038946 | 930.9491 | 0.010873 | 930.9491 | 0.027498 | 930.5128 | 0.00081146 | 930.9491 | 4.5308 | 626.606 | 0.56856
| 624.1109 | 0 | 624.1109 | 0 | 626.7258 | 0 | 626.7258 | 0.00052584 | 785.06 | -0.0176 | 624.1109 | 0.012366 | 785.06 | 0.0016211 | 785.06 | -0.0030095 | 626.7258 | 14.7204 | 626.7258 | 12.1731 | 624.1109 | 0 | 931.1172 | 0.012337 | 931.1172 | 0.025362 | 930.6816 | 0 | 931.1172 | 4.5492 | 626.7258 | 0.57055
| 624.231 | 0.0042591 | 624.231 | 0.01655 | 626.8456 | 0.00053406 | 626.8456 | 0.00026332 | 785.29 | 0.0176 | 624.231 | 0.008134 | 785.29 | 0.0056981 | 785.29 | 0.0043357 | 626.8456 | 14.6003 | 626.8456 | 12.2915 | 624.231 | 0.0099349 | 931.2853 | 0.011056 | 931.2853 | 0.027765 | 930.8503 | 0.00081146 | 931.2853 | 4.5605 | 626.8456 | 0.56773
| 624.351 | 0 | 624.351 | 0 | 626.9655 | 0 | 626.9655 | 0.00053104 | 785.53 | -0.0086762 | 624.351 | 0.00075644 | 785.53 | -0.00094161 | 785.53 | -0.0040807 | 626.9655 | 14.4993 | 626.9655 | 12.431 | 624.351 | 0 | 931.4534 | 0.0083835 | 931.4534 | 0.023387 | 931.0191 | 0 | 931.4534 | 4.5781 | 626.9655 | 0.56946
| 624.4711 | 0 | 624.4711 | 0.012872 | 627.0853 | 0.00082547 | 627.0853 | 0.00027093 | 785.77 | -0.00471 | 624.4711 | 0.0050308 | 785.77 | 0.0097755 | 785.77 | -0.0019383 | 627.0853 | 14.3875 | 627.0853 | 12.5691 | 624.4711 | 0.0056153 | 931.6214 | 0.017755 | 931.6214 | 0.021785 | 931.1878 | 0.00057972 | 931.6214 | 4.5932 | 627.0853 | 0.56497
| 624.5912 | 0 | 624.5912 | 0 | 627.2051 | 0 | 627.2051 | 0.0004964 | 786 | -0.0027268 | 624.5912 | 0.0062063 | 786 | -0.00094161 | 786 | -0.012803 | 627.2051 | 14.2904 | 627.2051 | 12.7133 | 624.5912 | 0 | 931.7895 | 0.013802 | 931.7895 | 0.032357 | 931.3566 | 0 | 931.7895 | 4.612 | 627.2051 | 0.56574
| 624.7113 | 0.0097821 | 624.7113 | 0.010333 | 627.325 | 0.00053406 | 627.325 | 0.00023128 | 786.24 | -0.042884 | 624.7113 | 0.01119 | 786.24 | -0.0039703 | 786.24 | -0.0039276 | 627.325 | 14.162 | 627.325 | 12.8487 | 624.7113 | 0.014686 | 931.9576 | 0.016108 | 931.9576 | 0.034759 | 931.5253 | 0.00034783 | 931.9576 | 4.6179 | 627.325 | 0.55971
| 624.8314 | 0 | 624.8314 | 0 | 627.4448 | 0 | 627.4448 | 0.00050361 | 786.48 | -0.019087 | 624.8314 | 0.0086512 | 786.48 | -0.001524 | 786.48 | -0.007294 | 627.4448 | 14.0607 | 627.4448 | 12.9769 | 624.8314 | 0 | 932.1258 | 0.015778 | 932.1258 | 0.023547 | 931.6941 | 0 | 932.1258 | 4.6258 | 627.4448 | 0.56221
| 624.9515 | 0.0063405 | 624.9515 | 0.0083512 | 627.5647 | 0.00082547 | 627.5647 | 0.00027794 | 786.72 | 0.025036 | 624.9515 | 0.0074287 | 786.72 | -0.0029219 | 786.72 | 0.0078554 | 627.5647 | 13.9528 | 627.5647 | 13.08 | 624.9515 | 0 | 932.2939 | 0.016145 | 932.2939 | 0.02312 | 931.8629 | 0.00081146 | 932.2939 | 4.6226 | 627.5647 | 0.55882
| 625.0716 | 0 | 625.0716 | 0 | 627.6845 | 0 | 627.6845 | 0.0004988 | 786.95 | -0.0071888 | 625.0716 | 0.0061122 | 786.95 | -0.0011746 | 786.95 | 0.0012752 | 627.6845 | 13.8637 | 627.6845 | 13.2104 | 625.0716 | 0 | 932.462 | 0.012081 | 932.462 | 0.027124 | 932.0316 | 0 | 932.462 | 4.6266 | 627.6845 | 0.56132
| 625.1918 | 0.00032764 | 625.1918 | 0.01366 | 627.8044 | 0.00053406 | 627.8044 | 0.00022607 | 787.19 | -0.022062 | 625.1918 | 0.014387 | 787.19 | -0.0045528 | 787.19 | 0.00096913 | 627.8044 | 13.7373 | 627.8044 | 13.3305 | 625.1918 | 0.046321 | 932.6301 | 0.0092255 | 932.6301 | 0.032677 | 932.2004 | 0.0012752 | 932.6301 | 4.6216 | 627.8044 | 0.55632
| 625.3119 | 0 | 625.3119 | 0 | 627.9242 | 0 | 627.9242 | 0.00047077 | 787.43 | 0.0027268 | 625.3119 | 0.0020912 | 787.43 | -0.005368 | 787.43 | -0.0069881 | 627.9242 | 13.6338 | 627.9242 | 13.4899 | 625.3119 | 0 | 932.7982 | 0.01922 | 932.7982 | 0.020824 | 932.3692 | 0 | 932.7982 | 4.6251 | 627.9242 | 0.55599
| 625.4321 | 0.0065643 | 625.4321 | 0.01366 | 628.0441 | 0.00053406 | 628.0441 | 0.0002479 | 787.67 | -0.033961 | 625.4321 | 0.010109 | 787.67 | -0.0075817 | 787.67 | 0.0012752 | 628.0441 | 13.4936 | 628.0441 | 13.6006 | 625.4321 | 0.030189 | 932.9663 | 0.011642 | 932.9663 | 0.026857 | 932.538 | 0.00081146 | 932.9663 | 4.6221 | 628.0441 | 0.5524
| 625.5522 | 0 | 625.5522 | 0 | 628.1639 | 0 | 628.1639 | 0.00048479 | 787.9 | -0.011155 | 625.5522 | 0.0062063 | 787.9 | -0.0052516 | 787.9 | 0.0011222 | 628.1639 | 13.3611 | 628.1639 | 13.7254 | 625.5522 | 0 | 933.1344 | 0.017096 | 933.1344 | 0.028245 | 932.7067 | 0 | 933.1344 | 4.6307 | 628.1639 | 0.55458
| 625.6724 | 0.0054154 | 625.6724 | 0.009282 | 628.2838 | 0.00053406 | 628.2838 | 0.00023789 | 788.14 | -0.0086762 | 625.6724 | 0.013071 | 788.14 | 0.0058149 | 788.14 | -0.00056109 | 628.2838 | 13.1839 | 628.2838 | 13.8312 | 625.6724 | 0.012959 | 933.3025 | 0.016474 | 933.3025 | 0.023921 | 932.8755 | 0.00057972 | 933.3025 | 4.632 | 628.2838 | 0.54933
| 625.7925 | 0 | 625.7925 | 0 | 628.4036 | 0 | 628.4036 | 0.00049179 | 788.38 | -0.01413 | 625.7925 | 0.0087452 | 788.38 | 0.00080569 | 788.38 | -0.0020913 | 628.4036 | 13.0402 | 628.4036 | 13.9764 | 625.7925 | 0 | 933.4706 | 0.011825 | 933.4706 | 0.025789 | 933.0443 | 0 | 933.4706 | 4.6406 | 628.4036 | 0.55029
| 625.9127 | 0.0042591 | 625.9127 | 0.017163 | 628.5235 | 0.00082547 | 628.5235 | 0.00025831 | 788.61 | -0.0086762 | 625.9127 | 0.013588 | 788.61 | -0.0029219 | 788.61 | -0.0027035 | 628.5235 | 12.8867 | 628.5235 | 14.0764 | 625.9127 | 0.037564 | 933.6388 | 0.014753 | 933.6388 | 0.023013 | 933.2131 | 0.00057972 | 933.6388 | 4.6424 | 628.5235 | 0.54182
| 626.0329 | 0 | 626.0329 | 0 | 628.6434 | 0 | 628.6434 | 0.0004994 | 788.85 | -0.014626 | 626.0329 | 0.011989 | 788.85 | -0.007698 | 788.85 | -0.0039276 | 628.6434 | 12.7623 | 628.6434 | 14.2103 | 626.0329 | 0 | 933.8069 | 0.0085665 | 933.8069 | 0.024294 | 933.3819 | 0 | 933.8069 | 4.6504 | 628.6434 | 0.54413
| 626.1531 | 0.0086237 | 626.1531 | 0.012434 | 628.7632 | 0.00053406 | 628.7632 | 0.0002465 | 789.09 | 0.026523 | 626.1531 | 0.012271 | 789.09 | -0.0038538 | 789.09 | 0.00096913 | 628.7632 | 12.5937 | 628.7632 | 14.2998 | 626.1531 | 0.028115 | 933.975 | 0.013802 | 933.975 | 0.045278 | 933.5507 | 0.00081146 | 933.975 | 4.6564 | 628.7632 | 0.53881
| 626.2733 | 0 | 626.2733 | 0 | 628.8831 | 0 | 628.8831 | 0.0004992 | 789.33 | -0.016113 | 626.2733 | 0.0088862 | 789.33 | -0.002456 | 789.33 | -0.0051518 | 628.8831 | 12.4332 | 628.8831 | 14.4244 | 626.2733 | 0 | 934.1431 | 0.012374 | 934.1431 | 0.030808 | 933.7195 | 0 | 934.1431 | 4.6662 | 628.8831 | 0.54458
| 626.3935 | 0.0077227 | 626.3935 | 0.013398 | 629.003 | 0.00082547 | 629.003 | 0.00025831 | 789.56 | -0.0061972 | 626.3935 | 0.016503 | 789.56 | -0.0025725 | 789.56 | -0.0023974 | 629.003 | 12.2285 | 629.003 | 14.5001 | 626.3935 | 0.052312 | 934.3112 | 0.015852 | 934.3112 | 0.036895 | 933.8883 | 0.00081146 | 934.3112 | 4.6694 | 629.003 | 0.54182
| 626.5137 | 0 | 626.5137 | 0 | 629.1228 | 0 | 629.1228 | 0.00050341 | 789.8 | -0.031481 | 626.5137 | 0.0044939 | 789.8 | -0.0086301 | 789.8 | -0.0053048 | 629.1228 | 12.0377 | 629.1228 | 14.6118 | 626.5137 | 0 | 934.4794 | 0.012264 | 934.4794 | 0.031716 | 934.0571 | 0 | 934.4794 | 4.6757 | 629.1228 | 0.54522
| 626.6339 | 0.0074653 | 626.6339 | 0.016813 | 629.2427 | 0.0014081 | 629.2427 | 0.0002467 | 790.04 | 0.0027268 | 626.6339 | 0.014387 | 790.04 | 0.0088434 | 790.04 | -0.0085181 | 629.2427 | 11.8212 | 629.2427 | 14.7093 | 626.6339 | 0.050469 | 934.6475 | 0.015522 | 934.6475 | 0.024988 | 934.2259 | 0.00034783 | 934.6475 | 4.6796 | 629.2427 | 0.54208
| 626.7542 | 0 | 626.7542 | 0 | 629.3626 | 0 | 629.3626 | 0.00048198 | 790.28 | -0.011651 | 626.7542 | 0.005548 | 790.28 | -0.0093286 | 790.28 | -0.0031625 | 629.3626 | 11.6265 | 629.3626 | 14.8397 | 626.7542 | 0 | 934.8156 | 0.011678 | 934.8156 | 0.026537 | 934.3947 | 0 | 934.8156 | 4.6942 | 629.3626 | 0.54285
| 626.8744 | 0.0033341 | 626.8744 | 0.009282 | 629.4825 | 0.00082547 | 629.4825 | 0.00023548 | 790.51 | 0.016609 | 626.8744 | 0.014904 | 790.51 | -0.00070865 | 790.51 | -0.00040807 | 629.4825 | 11.4155 | 629.4825 | 14.9588 | 626.8744 | 0.053926 | 934.9838 | 0.01933 | 934.9838 | 0.022639 | 934.5635 | 0.00081146 | 934.9838 | 4.7035 | 629.4825 | 0.53701
| 626.9947 | 0 | 626.9947 | 0 | 629.6024 | 0 | 629.6024 | 0.0004984 | 790.75 | -0.019583 | 626.9947 | 0.0071466 | 790.75 | -0.0054848 | 790.75 | 0.0011222 | 629.6024 | 11.2274 | 629.6024 | 15.0966 | 626.9947 | 0 | 935.1519 | 0.011312 | 935.1519 | 0.030114 | 934.7323 | 0 | 935.1519 | 4.7134 | 629.6024 | 0.53413
| 627.1149 | 0.0068217 | 627.1149 | 0.013835 | 629.7222 | 0.00082547 | 629.7222 | 0.00026892 | 790.99 | -0.022558 | 627.1149 | 0.0095915 | 790.99 | -0.0018735 | 790.99 | -0.007294 | 629.7222 | 11.0073 | 629.7222 | 15.2023 | 627.1149 | 0.047473 | 935.32 | 0.021014 | 935.32 | 0.024882 | 934.9011 | 0.00081146 | 935.32 | 4.7113 | 629.7222 | 0.52919
| 627.2352 | 0 | 627.2352 | 0 | 629.8421 | 0 | 629.8421 | 0.00052123 | 791.23 | -0.010164 | 627.2352 | 0.017961 | 791.23 | -0.0061837 | 791.23 | -0.0042337 | 629.8421 | 10.8004 | 629.8421 | 15.2954 | 627.2352 | 0 | 935.4882 | 0.013985 | 935.4882 | 0.028459 | 935.0699 | 0 | 935.4882 | 4.7084 | 629.8421 | 0.52759
| 627.3555 | 0.0026402 | 627.3555 | 0.0089317 | 629.962 | 0.00053406 | 629.962 | 0.00025831 | 791.46 | -0.010659 | 627.3555 | 0.01561 | 791.46 | -0.0065332 | 791.46 | -0.00010202 | 629.962 | 10.5663 | 629.962 | 15.3576 | 627.3555 | 0.033646 | 935.6563 | 0.013911 | 935.6563 | 0.030702 | 935.2388 | 0.00081146 | 935.6563 | 4.7026 | 629.962 | 0.52175
| 627.4757 | 0 | 627.4757 | 0 | 630.0819 | 0 | 630.0819 | 0.00049219 | 791.7 | -0.021567 | 627.4757 | 0.008087 | 791.7 | -0.0046693 | 791.7 | 0.00081613 | 630.0819 | 10.3527 | 630.0819 | 15.4099 | 627.4757 | 0 | 935.8244 | 0.010397 | 935.8244 | 0.023654 | 935.4076 | 0 | 935.8244 | 4.7089 | 630.0819 | 0.52105
| 627.596 | 0.0049529 | 627.596 | 0.011997 | 630.2018 | 0.00053406 | 630.2018 | 0.00023969 | 791.94 | 0.016609 | 627.596 | 0.0042482 | 791.94 | -0.0073485 | 791.94 | 0.0017343 | 630.2018 | 10.1169 | 630.2018 | 15.4513 | 627.596 | 0.070518 | 935.9926 | 0.015632 | 935.9926 | 0.022265 | 935.5764 | 0.00081146 | 935.9926 | 4.7131 | 630.2018 | 0.52009
| 627.7163 | 0 | 627.7163 | 0 | 630.3217 | 0 | 630.3217 | 0.0004946 | 792.17 | 0.0002479 | 627.7163 | 0.0056891 | 792.17 | -0.0060669 | 792.17 | -0.0025504 | 630.3217 | 9.8841 | 630.3217 | 15.4923 | 627.7163 | 0 | 936.1607 | 0.0099576 | 936.1607 | 0.020343 | 935.7453 | 0 | 936.1607 | 4.7237 | 630.3217 | 0.52246
| 627.8366 | 0.0028715 | 627.8366 | 0.01655 | 630.4416 | 0.00053406 | 630.4416 | 0.00025691 | 792.41 | 0.028507 | 627.8366 | 0.0043816 | 792.41 | 0.0067465 | 792.41 | 0.010304 | 630.4416 | 9.6262 | 630.4416 | 15.5374 | 627.8366 | 0.041481 | 936.3289 | 0.018341 | 936.3289 | 0.032303 | 935.9141 | 0.00057972 | 936.3289 | 4.7278 | 630.4416 | 0.51925
| 627.957 | 0.00092655 | 627.957 | 0 | 630.5615 | 0 | 630.5615 | 0.00050501 | 792.65 | 0.045859 | 627.957 | 0.00075644 | 792.65 | -0.0025725 | 792.65 | -0.011732 | 630.5615 | 9.3896 | 630.5615 | 15.6187 | 627.957 | 0 | 936.497 | 0.014753 | 936.497 | 0.015217 | 936.0829 | 0 | 936.497 | 4.7412 | 630.5615 | 0.51476
| 628.0773 | 0.0027559 | 628.0773 | 0.01655 | 630.6814 | 0.00082547 | 630.6814 | 0.00025371 | 792.89 | -0.0032226 | 628.0773 | 0.010673 | 792.89 | 0.0017376 | 792.89 | -0.0092835 | 630.6814 | 9.1451 | 630.6814 | 15.734 | 628.0773 | 0.040559 | 936.6652 | 0.01662 | 936.6652 | 0.024882 | 936.2518 | 0.00057972 | 936.6652 | 4.7575 | 630.6814 | 0.50854
| 628.1976 | 0 | 628.1976 | 0 | 630.8013 | 0 | 630.8013 | 0.00051662 | 793.12 | 0.015617 | 628.1976 | 0.0043605 | 793.12 | 0.0098918 | 793.12 | 0.0028055 | 630.8013 | 8.9285 | 630.8013 | 15.8943 | 628.1976 | 0 | 936.8333 | 0.013033 | 936.8333 | 0.025042 | 936.4206 | 0 | 936.8333 | 4.7827 | 630.8013 | 0.5072
| 628.318 | 0.0031028 | 628.318 | 0.015324 | 630.9212 | 0.00053406 | 630.9212 | 0.00027173 | 793.36 | -0.0032226 | 628.318 | 0.0043816 | 793.36 | -0.0078143 | 793.36 | 0.0095384 | 630.9212 | 8.6969 | 630.9212 | 16.0185 | 628.318 | 0.056691 | 937.0015 | 0.0096648 | 937.0015 | 0.018314 | 936.5894 | 0.00057972 | 937.0015 | 4.7996 | 630.9212 | 0.50008
| 628.4383 | 0 | 628.4383 | 0 | 631.0411 | 0 | 631.0411 | 0.00053525 | 793.6 | -0.0096677 | 628.4383 | 0.0077108 | 793.6 | -0.0060669 | 793.6 | -0.0053048 | 631.0411 | 8.4881 | 631.0411 | 16.0946 | 628.4383 | 0 | 937.1696 | 0.013911 | 937.1696 | 0.022906 | 936.7583 | 0 | 937.1696 | 4.8082 | 631.0411 | 0.49732
| 628.5587 | 0.0054154 | 628.5587 | 0.016725 | 631.161 | 0.00053406 | 631.161 | 0.00027233 | 793.84 | -0.013634 | 628.5587 | 0.0058301 | 793.84 | -0.0052516 | 793.84 | 0.0067842 | 631.161 | 8.2674 | 631.161 | 16.0915 | 628.5587 | 0.055308 | 937.3378 | 0.013802 | 937.3378 | 0.030488 | 936.9271 | 0.00081146 | 937.3378 | 4.8011 | 631.161 | 0.49194
| 628.679 | 0 | 628.679 | 0 | 631.2809 | 0 | 631.2809 | 0.0004984 | 794.07 | -0.0086762 | 628.679 | 0.0087452 | 794.07 | -0.0057175 | 794.07 | -0.0007141 | 631.2809 | 8.0633 | 631.2809 | 16.0901 | 628.679 | 0 | 937.5059 | 0.008896 | 937.5059 | 0.021197 | 937.096 | 0 | 937.5059 | 4.7968 | 631.2809 | 0.49559
| 628.7994 | 0.0047217 | 628.7994 | 0.015149 | 631.4008 | 0.0011167 | 631.4008 | 0.00023228 | 794.31 | 0.010164 | 628.7994 | 0.01387 | 794.31 | -0.0049022 | 794.31 | 0.0057129 | 631.4008 | 7.8473 | 631.4008 | 16.1042 | 628.7994 | 0.03595 | 937.6741 | 0.012447 | 937.6741 | 0.028619 | 937.2648 | 0.00081146 | 937.6741 | 4.793 | 631.4008 | 0.49316
| 628.9198 | 0 | 628.9198 | 0 | 631.5207 | 0 | 631.5207 | 0.00047638 | 794.55 | 0.019087 | 628.9198 | 0.005407 | 794.55 | -0.0095617 | 794.55 | -0.0057639 | 631.5207 | 7.6546 | 631.5207 | 16.1924 | 628.9198 | 0 | 937.8422 | 0.011825 | 937.8422 | 0.020717 | 937.4337 | 0 | 937.8422 | 4.7998 | 631.5207 | 0.49572
| 629.0402 | 0.0013683 | 629.0402 | 0.018564 | 631.6407 | 0.00053406 | 631.6407 | 0.0002481 | 794.79 | -0.014626 | 629.0402 | 0.0043816 | 794.79 | -0.00094161 | 794.79 | 0.0026524 | 631.6407 | 7.4585 | 631.6407 | 16.2842 | 629.0402 | 0.050469 | 938.0104 | 0.015412 | 938.0104 | 0.022746 | 937.6026 | 0.00034783 | 938.0104 | 4.8026 | 631.6407 | 0.49521
| 629.1606 | 0 | 629.1606 | 0 | 631.7606 | 0 | 631.7606 | 0.0004952 | 795.02 | 0.022062 | 629.1606 | 0.0078519 | 795.02 | -0.006999 | 795.02 | 0.0032646 | 631.7606 | 7.3013 | 631.7606 | 16.405 | 629.1606 | 0 | 938.1786 | 0.0098844 | 938.1786 | 0.025896 | 937.7714 | 0 | 938.1786 | 4.8112 | 631.7606 | 0.50091
| 629.281 | 0.0074653 | 629.281 | 0.011997 | 631.8805 | 0.00082547 | 631.8805 | 0.0002493 | 795.26 | -0.023054 | 629.281 | 0.0098736 | 795.26 | -0.0059506 | 795.26 | 0.0034176 | 631.8805 | 7.1332 | 631.8805 | 16.4975 | 629.281 | 0.056921 | 938.3467 | 0.01673 | 938.3467 | 0.024027 | 937.9403 | 0.00081146 | 938.3467 | 4.8155 | 631.8805 | 0.49848
| 629.4014 | 0 | 629.4014 | 0 | 632.0004 | 0 | 632.0004 | 0.00051102 | 795.5 | -0.012642 | 629.4014 | 0.00396 | 795.5 | 0.0039509 | 795.5 | -0.012956 | 632.0004 | 6.9814 | 632.0004 | 16.6438 | 629.4014 | 0 | 938.5149 | 0.011422 | 938.5149 | 0.026163 | 938.1092 | 0 | 938.5149 | 4.8306 | 632.0004 | 0.50047
| 629.5218 | 0.0012527 | 629.5218 | 0.018652 | 632.1203 | 0.00082547 | 632.1203 | 0.00026492 | 795.74 | 0.020079 | 629.5218 | 0.016503 | 795.74 | 0.011523 | 795.74 | 0.0058659 | 632.1203 | 6.8141 | 632.1203 | 16.7605 | 629.5218 | 0.044938 | 938.683 | 0.017316 | 938.683 | 0.030488 | 938.278 | 0.00081146 | 938.683 | 4.838 | 632.1203 | 0.49771
| 629.6422 | 0 | 629.6422 | 0 | 632.2403 | 0 | 632.2403 | 0.00047317 | 795.97 | -0.032474 | 629.6422 | 0.0034261 | 795.97 | -0.002223 | 795.97 | -0.0014792 | 632.2403 | 6.6694 | 632.2403 | 16.8576 | 629.6422 | 0 | 938.8512 | 0.010726 | 938.8512 | 0.023173 | 938.4469 | 0 | 938.8512 | 4.8502 | 632.2403 | 0.4997
| 629.7627 | 0.011906 | 629.7627 | 0.0088442 | 632.3602 | 0.00053406 | 632.3602 | 0.00021025 | 796.21 | -0.0042142 | 629.7627 | 0.0037144 | 796.21 | -0.002456 | 796.21 | -0.0036216 | 632.3602 | 6.5058 | 632.3602 | 16.8971 | 629.7627 | 0.026271 | 939.0194 | 0.014424 | 939.0194 | 0.034759 | 938.6158 | 0.0010433 | 939.0194 | 4.854 | 632.3602 | 0.49611
| 629.8831 | 0 | 629.8831 | 0 | 632.4801 | 0 | 632.4801 | 0.00046256 | 796.45 | -0.010164 | 629.8831 | 0.0059712 | 796.45 | -0.0021065 | 796.45 | -0.0033155 | 632.4801 | 6.3484 | 632.4801 | 16.941 | 629.8831 | 0 | 939.1876 | 0.013033 | 939.1876 | 0.021304 | 938.7847 | 0 | 939.1876 | 4.8604 | 632.4801 | 0.49758
| 630.0036 | 0.0033341 | 630.0036 | 0.015324 | 632.6001 | 0.00053406 | 632.6001 | 0.00025631 | 796.69 | 0.00471 | 630.0036 | 0.0037144 | 796.69 | -0.002689 | 796.69 | 0.0051009 | 632.6001 | 6.1661 | 632.6001 | 16.9791 | 630.0036 | 0.038946 | 939.3557 | 0.017572 | 939.3557 | 0.027231 | 938.9535 | 0.00081146 | 939.3557 | 4.8605 | 632.6001 | 0.49175
| 630.1241 | 0 | 630.1241 | 0 | 632.72 | 0 | 632.72 | 0.0005002 | 796.92 | -0.022558 | 630.1241 | 0.0062063 | 796.92 | 0.0024366 | 796.92 | -0.010508 | 632.72 | 6.0104 | 632.72 | 17.0126 | 630.1241 | 0 | 939.5239 | 0.011935 | 939.5239 | 0.020717 | 939.1224 | 0 | 939.5239 | 4.864 | 632.72 | 0.49393
| 630.2445 | 0 | 630.2445 | 0.014711 | 632.8399 | 0.00082547 | 632.8399 | 0.0002465 | 797.16 | 0.021071 | 630.2445 | 0.0071936 | 797.16 | 0.0015046 | 797.16 | 0.0054069 | 632.8399 | 5.8435 | 632.8399 | 17.021 | 630.2445 | 0.056921 | 939.6921 | 0.013802 | 939.6921 | 0.028993 | 939.2913 | 0.00081146 | 939.6921 | 4.867 | 632.8399 | 0.48905
| 630.365 | 0 | 630.365 | 0 | 632.9599 | 0 | 632.9599 | 0.00051182 | 797.4 | -0.009172 | 630.365 | 0.0090273 | 797.4 | -0.006999 | 797.4 | -0.0077534 | 632.9599 | 5.7102 | 632.9599 | 17.0179 | 630.365 | 0 | 939.8602 | 0.012777 | 939.8602 | 0.03209 | 939.4602 | 0 | 939.8602 | 4.8742 | 632.9599 | 0.49066
| 630.4855 | 0.0010214 | 630.4855 | 0.0062254 | 633.0798 | 0.00024284 | 633.0798 | 0.00027033 | 797.64 | 0.00471 | 630.4855 | 0.0058301 | 797.64 | -0.0047858 | 797.64 | 0.0011222 | 633.0798 | 5.5641 | 633.0798 | 17.0169 | 630.4855 | 0.038024 | 940.0284 | 0.01296 | 940.0284 | 0.02974 | 939.6291 | 0.00057972 | 940.0284 | 4.878 | 633.0798 | 0.48476
| 630.606 | 0 | 630.606 | 0.00030442 | 633.1998 | 0 | 633.1998 | 0.00050301 | 797.88 | -0.013138 | 630.606 | 0.010344 | 797.88 | -0.0012911 | 797.88 | -0.0062227 | 633.1998 | 5.4461 | 633.1998 | 17.0483 | 630.606 | 0 | 940.1966 | 0.012593 | 940.1966 | 0.026163 | 939.798 | 0 | 940.1966 | 4.889 | 633.1998 | 0.48418
| 630.7265 | 0.010297 | 630.7265 | 0.011384 | 633.3197 | 0.0014081 | 633.3197 | 0.00023648 | 798.11 | -0.017104 | 630.7265 | 0.0023799 | 798.11 | -0.0063001 | 798.11 | -0.0023974 | 633.3197 | 5.3108 | 633.3197 | 17.0819 | 630.7265 | 0.063835 | 940.3648 | 0.0149 | 940.3648 | 0.024988 | 939.9669 | 0.00081146 | 940.3648 | 4.8969 | 633.3197 | 0.48052
| 630.847 | 0 | 630.847 | 0 | 633.4397 | 0 | 633.4397 | 0.00048438 | 798.35 | -0.0086762 | 630.847 | 0.0050308 | 798.35 | -0.0028054 | 798.35 | 0.00066312 | 633.4397 | 5.1978 | 633.4397 | 17.1406 | 630.847 | 0 | 940.533 | 0.010031 | 940.533 | 0.034065 | 940.1358 | 0 | 940.533 | 4.9093 | 633.4397 | 0.48091
| 630.9675 | 0.0042591 | 630.9675 | 0.0081994 | 633.5596 | 0.0011167 | 633.5596 | 0.0002509 | 798.59 | -0.015617 | 630.9675 | 0.01119 | 798.59 | 0.0032519 | 798.59 | 0.00096913 | 633.5596 | 5.0631 | 633.5596 | 17.1504 | 630.9675 | 0.05623 | 940.7012 | 0.018012 | 940.7012 | 0.019168 | 940.3047 | 0.00057972 | 940.7012 | 4.9158 | 633.5596 | 0.477
| 631.088 | 0 | 631.088 | 0 | 633.6795 | 0 | 633.6795 | 0.00047357 | 798.83 | -0.018592 | 631.088 | 0.0043605 | 798.83 | -0.0056011 | 798.83 | -0.0083652 | 633.6795 | 4.9464 | 633.6795 | 17.1595 | 631.088 | 0 | 940.8693 | 0.0085665 | 940.8693 | 0.030061 | 940.4736 | 0 | 940.8693 | 4.9238 | 633.6795 | 0.47738
| 631.2086 | 0.0065643 | 631.2086 | 0.010333 | 633.7995 | 0.00053406 | 633.7995 | 0.00022427 | 799.06 | 0.018096 | 631.2086 | 0.0090743 | 799.06 | -0.0029219 | 799.06 | 0.0037236 | 633.7995 | 4.8073 | 633.7995 | 17.1228 | 631.2086 | 0.080888 | 941.0375 | 0.013435 | 941.0375 | 0.037856 | 940.6425 | 0.0010433 | 941.0375 | 4.9283 | 633.7995 | 0.47193
| 631.3291 | 0 | 631.3291 | 0 | 633.9195 | 0 | 633.9195 | 0.00047457 | 799.3 | -0.060236 | 631.3291 | 0.0079459 | 799.3 | 0.0024366 | 799.3 | -0.0091305 | 633.9195 | 4.6917 | 633.9195 | 17.1022 | 631.3291 | 0 | 941.2057 | 0.011568 | 941.2057 | 0.034653 | 940.8114 | 0 | 941.2057 | 4.9308 | 633.9195 | 0.47084
| 631.4497 | 0.0081732 | 631.4497 | 0.011734 | 634.0394 | 0.00082547 | 634.0394 | 0.0002521 | 799.54 | -0.024542 | 631.4497 | 0.0053129 | 799.54 | 0.00033976 | 799.54 | -0.0017853 | 634.0394 | 4.5557 | 634.0394 | 17.062 | 631.4497 | 0.05093 | 941.3739 | 0.013985 | 941.3739 | 0.03193 | 940.9803 | 0.00057972 | 941.3739 | 4.93 | 634.0394 | 0.46622
| 631.5702 | 0 | 631.5702 | 0 | 634.1594 | 0 | 634.1594 | 0.000495 | 799.78 | -0.024045 | 631.5702 | 0.0096855 | 799.78 | -0.0071154 | 799.78 | -0.0048458 | 634.1594 | 4.4433 | 634.1594 | 17.0074 | 631.5702 | 0 | 941.5421 | 0.0092621 | 941.5421 | 0.026483 | 941.1492 | 0 | 941.5421 | 4.9318 | 634.1594 | 0.46661
| 631.6908 | 0.010941 | 631.6908 | 0.016112 | 634.2793 | 0.00053406 | 634.2793 | 0.0002447 | 800.01 | 0.0017352 | 631.6908 | 0.0063943 | 800.01 | 0.0029025 | 800.01 | -0.0062227 | 634.2793 | 4.3192 | 634.2793 | 16.9465 | 631.6908 | 0.059226 | 941.7103 | 0.015412 | 941.7103 | 0.026003 | 941.3181 | 0.00057972 | 941.7103 | 4.9325 | 634.2793 | 0.46142
| 631.8114 | 0 | 631.8114 | 0 | 634.3993 | 0 | 634.3993 | 0.00048579 | 800.25 | 0.00074368 | 631.8114 | 0.011848 | 800.25 | 0.00022327 | 800.25 | -0.0045398 | 634.3993 | 4.2235 | 634.3993 | 16.894 | 631.8114 | 0.010741 | 941.8785 | 0.015449 | 941.8785 | 0.031075 | 941.4871 | 0 | 941.8785 | 4.9402 | 634.3993 | 0.46404
| 631.932 | 0.011327 | 631.932 | 0.014711 | 634.5193 | 0.00053406 | 634.5193 | 0.00024329 | 800.49 | 0.026029 | 631.932 | 0.011707 | 800.49 | 0.00068922 | 800.49 | 0.0026524 | 634.5193 | 4.1146 | 634.5193 | 16.825 | 631.932 | 0.07167 | 942.0467 | 0.018963 | 942.0467 | 0.024134 | 941.656 | 0.0010433 | 942.0467 | 4.9481 | 634.5193 | 0.46065
| 632.0526 | 0 | 632.0526 | 0 | 634.6392 | 0 | 634.6392 | 0.0004936 | 800.73 | 0.016609 | 632.0526 | 0.00075644 | 800.73 | -0.00024269 | 800.73 | -0.0028565 | 634.6392 | 4.0176 | 634.6392 | 16.7392 | 632.0526 | 0.019392 | 942.2149 | 0.018524 | 942.2149 | 0.019168 | 941.8249 | 0 | 942.2149 | 4.965 | 634.6392 | 0.46462
| 632.1732 | 0.00079017 | 632.1732 | 0.0099825 | 634.7592 | 0.00024284 | 634.7592 | 0.0002521 | 800.96 | -0.0061972 | 632.1732 | 0.013212 | 800.96 | -0.0078143 | 800.96 | -0.0028565 | 634.7592 | 3.899 | 634.7592 | 16.6498 | 632.1732 | 0.093333 | 942.3831 | 0.013875 | 942.3831 | 0.02894 | 941.9939 | 0.00081146 | 942.3831 | 4.9786 | 634.7592 | 0.45866
| 632.2938 | 0 | 632.2938 | 0 | 634.8792 | 0 | 634.8792 | 0.00048819 | 801.2 | 0.014626 | 632.2938 | 0.0024917 | 801.2 | -0.0036209 | 801.2 | -0.0085181 | 634.8792 | 3.7998 | 634.8792 | 16.5982 | 632.2938 | 0.015932 | 942.5513 | 0.012008 | 942.5513 | 0.031823 | 942.1628 | 0 | 942.5513 | 4.9971 | 634.8792 | 0.45949
| 632.4144 | 0.0077227 | 632.4144 | 0.013222 | 634.9991 | 0.00053406 | 634.9991 | 0.00023869 | 801.44 | 0.015121 | 632.4144 | 0.015704 | 801.44 | 0.0045333 | 801.44 | -0.011273 | 634.9991 | 3.6892 | 634.9991 | 16.5611 | 632.4144 | 0.085497 | 942.7195 | 0.014497 | 942.7195 | 0.025522 | 942.3317 | 0.00057972 | 942.7195 | 5.0104 | 634.9991 | 0.45308
| 632.535 | 0 | 632.535 | 0 | 635.1191 | 0 | 635.1191 | 0.000495 | 801.68 | -0.023549 | 632.535 | 0.013682 | 801.68 | -0.0045528 | 801.68 | -0.0022444 | 635.1191 | 3.6024 | 635.1191 | 16.5196 | 632.535 | 0.029267 | 942.8877 | 0.010726 | 942.8877 | 0.026377 | 942.5007 | 0 | 942.8877 | 5.0271 | 635.1191 | 0.45141
| 632.6557 | 0.0034497 | 632.6557 | 0.0062254 | 635.2391 | 0.00024284 | 635.2391 | 0.00025731 | 801.92 | 0.0017352 | 632.6557 | 0.010673 | 801.92 | -0.010028 | 801.92 | 0.00081613 | 635.2391 | 3.4929 | 635.2391 | 16.4353 | 632.6557 | 0.11707 | 943.0559 | 0.01468 | 943.0559 | 0.033638 | 942.6696 | 0.00057972 | 943.0559 | 5.0412 | 635.2391 | 0.44545
| 632.7763 | 0 | 632.7763 | 0 | 635.3591 | 0 | 635.3591 | 0.00052403 | 802.15 | 0.00471 | 632.7763 | 0.0018242 | 802.15 | -0.0038538 | 802.15 | 0.0078554 | 635.3591 | 3.4016 | 635.3591 | 16.3022 | 632.7763 | 0.049317 | 943.2241 | 0.014314 | 943.2241 | 0.020717 | 942.8385 | 0 | 943.2241 | 5.0558 | 635.3591 | 0.44301
| 632.897 | 0.015124 | 632.897 | 0.0094571 | 635.4791 | 0.00082547 | 635.4791 | 0.00026812 | 802.39 | 0.02702 | 632.897 | 0.017349 | 802.39 | 0.0039509 | 802.39 | -0.0069881 | 635.4791 | 3.2912 | 635.4791 | 16.1198 | 632.897 | 0.13435 | 943.3923 | 0.015339 | 943.3923 | 0.035133 | 943.0075 | 0.00081146 | 943.3923 | 5.0642 | 635.4791 | 0.43788
| 633.0177 | 0 | 633.0177 | 0 | 635.5991 | 0 | 635.5991 | 0.00051843 | 802.63 | -0.0295 | 633.0177 | 0.0077108 | 802.63 | -0.012707 | 802.63 | -0.0053048 | 635.5991 | 3.2027 | 635.5991 | 15.92 | 633.0177 | 0.043555 | 943.5605 | 0.016218 | 943.5605 | 0.037803 | 943.1764 | 0 | 943.5605 | 5.0725 | 635.5991 | 0.43545
| 633.1383 | 0.0040278 | 633.1383 | 0.010158 | 635.719 | 0.00082547 | 635.719 | 0.0002509 | 802.87 | 0.01413 | 633.1383 | 0.0061122 | 802.87 | 0.00092222 | 802.87 | 0.0037236 | 635.719 | 3.0962 | 635.719 | 15.7249 | 633.1383 | 0.11154 | 943.7287 | 0.013692 | 943.7287 | 0.02077 | 943.3454 | 0.00057972 | 943.7287 | 5.0753 | 635.719 | 0.43102
| 633.259 | 0 | 633.259 | 0 | 635.839 | 0 | 635.839 | 0.00048158 | 803.1 | -0.0002479 | 633.259 | 0.01119 | 803.1 | 0.0010387 | 803.1 | 0.0031115 | 635.839 | 3.0114 | 635.839 | 15.5654 | 633.259 | 0.055308 | 943.8969 | 0.012777 | 943.8969 | 0.023547 | 943.5143 | 0 | 943.8969 | 5.0789 | 635.839 | 0.42961
| 633.3797 | 0.0031028 | 633.3797 | 0.0018221 | 635.959 | 0.00053406 | 635.959 | 0.00024109 | 803.34 | -0.018592 | 633.3797 | 0.0010454 | 803.34 | -0.0010581 | 803.34 | -0.0037746 | 635.959 | 2.9177 | 635.959 | 15.4291 | 633.3797 | 0.13689 | 944.0652 | 0.011642 | 944.0652 | 0.029847 | 943.6833 | 0.00081146 | 944.0652 | 5.0778 | 635.959 | 0.43089
| 633.5004 | 0 | 633.5004 | 0 | 636.079 | 0 | 636.079 | 0.00050401 | 803.58 | 0.00074368 | 633.5004 | 0.003693 | 803.58 | -0.010377 | 803.58 | -0.0039276 | 636.079 | 2.838 | 636.079 | 15.3056 | 633.5004 | 0.049777 | 944.2334 | 0.011678 | 944.2334 | 0.031235 | 943.8523 | 0 | 944.2334 | 5.0796 | 636.079 | 0.43532
| 633.6211 | 0 | 633.6211 | 0 | 636.199 | 0.0011167 | 636.199 | 0.00027373 | 803.82 | -0.002231 | 633.6211 | 0.013071 | 803.82 | 0.0026695 | 803.82 | -0.0040807 | 636.199 | 2.7448 | 636.199 | 15.1693 | 633.6211 | 0.19519 | 944.4016 | 0.013033 | 944.4016 | 0.015751 | 944.0212 | 0.0012752 | 944.4016 | 5.0787 | 636.199 | 0.43615
| 633.7418 | 0 | 633.7418 | 0 | 636.319 | 0 | 636.319 | 0.00050361 | 804.06 | -0.0086762 | 633.7418 | 0.014528 | 804.06 | -0.010261 | 804.06 | -0.0039276 | 636.319 | 2.6752 | 636.319 | 15.0538 | 633.7418 | 0.10462 | 944.5698 | 0.01457 | 944.5698 | 0.025789 | 944.1902 | 0 | 944.5698 | 5.0821 | 636.319 | 0.43372
| 633.8625 | 0.007594 | 633.8625 | 0.011734 | 636.439 | 0.0011167 | 636.439 | 0.00024249 | 804.29 | -0.013634 | 633.8625 | 0.0090743 | 804.29 | 0.0011552 | 804.29 | -0.0039276 | 636.439 | 2.5938 | 636.439 | 14.886 | 633.8625 | 0.21201 | 944.738 | 0.01285 | 944.738 | 0.033798 | 944.3591 | 0.0010433 | 944.738 | 5.0896 | 636.439 | 0.4273
| 633.9833 | 0 | 633.9833 | 0 | 636.559 | 0.00024284 | 636.559 | 0.00051062 | 804.53 | 0.011155 | 633.9833 | 0.0085101 | 804.53 | 0.0052322 | 804.53 | 0.0018873 | 636.559 | 2.5318 | 636.559 | 14.7139 | 633.9833 | 0.14104 | 944.9062 | 0.014424 | 944.9062 | 0.022052 | 944.5281 | 0 | 944.9062 | 5.1067 | 636.559 | 0.42455
| 634.104 | 0.0029872 | 634.104 | 0.0053144 | 636.679 | 0.00082547 | 636.679 | 0.00027133 | 804.77 | -0.016113 | 634.104 | 0.014904 | 804.77 | 0.002786 | 804.77 | 0.0044887 | 636.679 | 2.4448 | 636.679 | 14.4826 | 634.104 | 0.20049 | 945.0745 | 0.019586 | 945.0745 | 0.028245 | 944.6971 | 0.00057972 | 945.0745 | 5.1219 | 636.679 | 0.42198
| 634.2247 | 0 | 634.2247 | 0 | 636.799 | 0 | 636.799 | 0.00054306 | 805.01 | -0.0037184 | 634.2247 | 0.011989 | 805.01 | -0.014221 | 805.01 | -0.0010202 | 636.799 | 2.3871 | 636.799 | 14.3091 | 634.2247 | 0.1362 | 945.2427 | 0.01468 | 945.2427 | 0.03257 | 944.8661 | 0 | 945.2427 | 5.1393 | 636.799 | 0.42224
| 634.3455 | 0.0074009 | 634.3455 | 0.0033405 | 636.919 | 0.00053406 | 636.919 | 0.00027413 | 805.24 | 0.0086762 | 634.3455 | 0.0026468 | 805.24 | 0.0037179 | 805.24 | 0.0021933 | 636.919 | 2.3127 | 636.919 | 14.0982 | 634.3455 | 0.24243 | 945.4109 | 0.015705 | 945.4109 | 0.024882 | 945.035 | 0.00057972 | 945.4109 | 5.1502 | 636.919 | 0.41929
| 634.4663 | 0 | 634.4663 | 0 | 637.039 | 0 | 637.039 | 0.00053465 | 805.48 | -0.012147 | 634.4663 | 0.0087452 | 805.48 | 0.00045625 | 805.48 | -0.0031625 | 637.039 | 2.2515 | 637.039 | 13.8839 | 634.4663 | 0.19588 | 945.5791 | 0.013106 | 945.5791 | 0.032357 | 945.204 | 0 | 945.5791 | 5.1619 | 637.039 | 0.41756
| 634.587 | 0 | 634.587 | 0.009282 | 637.159 | 0 | 637.159 | 0.00026112 | 805.72 | -0.01413 | 634.587 | 0.0089333 | 805.72 | -0.00070865 | 805.72 | 0.0046418 | 637.159 | 2.166 | 637.159 | 13.6298 | 634.587 | 0.24359 | 945.7474 | 0.013875 | 945.7474 | 0.026964 | 945.373 | 0.00081146 | 945.7474 | 5.1639 | 637.159 | 0.41403
| 634.7078 | 0 | 634.7078 | 0 | 637.279 | 0 | 637.279 | 0.00051102 | 805.96 | 0.0032226 | 634.7078 | 0.0053129 | 805.96 | 0.0012716 | 805.96 | 0.0052539 | 637.279 | 2.1013 | 637.279 | 13.4204 | 634.7078 | 0.22838 | 945.9156 | 0.012118 | 945.9156 | 0.020343 | 945.542 | 0 | 945.9156 | 5.1663 | 637.279 | 0.41243
| 634.8286 | 0.002409 | 634.8286 | 0.017163 | 637.399 | 0.00053406 | 637.399 | 0.0002503 | 806.2 | 0.01413 | 634.8286 | 0.0074287 | 806.2 | -0.00035917 | 806.2 | -0.00056109 | 637.399 | 2.0293 | 637.399 | 13.244 | 634.8286 | 0.33254 | 946.0838 | 0.01285 | 946.0838 | 0.027978 | 945.711 | 0.0010433 | 946.0838 | 5.1601 | 637.399 | 0.40659
| 634.9494 | 0 | 634.9494 | 0 | 637.5191 | 0 | 637.5191 | 0.00049219 | 806.43 | -0.033465 | 634.9494 | 0.0077108 | 806.43 | 0.0011552 | 806.43 | -0.0051518 | 637.5191 | 1.9778 | 637.5191 | 13.079 | 634.9494 | 0.25903 | 946.2521 | 0.013985 | 946.2521 | 0.022265 | 945.88 | 0 | 946.2521 | 5.156 | 637.5191 | 0.40454
| 635.0702 | 0.0019465 | 635.0702 | 0.017163 | 637.6391 | 0.0011167 | 637.6391 | 0.00024249 | 806.67 | 0.013138 | 635.0702 | 0.010673 | 806.67 | 0.0033685 | 806.67 | -0.0030095 | 637.6391 | 1.9177 | 637.6391 | 12.8965 | 635.0702 | 0.29682 | 946.4203 | 0.014387 | 946.4203 | 0.02627 | 946.049 | 0.00057972 | 946.4203 | 5.1449 | 637.6391 | 0.40358
| 635.191 | 0 | 635.191 | 0 | 637.7591 | 0 | 637.7591 | 0.0004928 | 806.91 | -0.014626 | 635.191 | 0.010344 | 806.91 | -0.00070865 | 806.91 | -0.0062227 | 637.7591 | 1.8717 | 637.7591 | 12.7013 | 635.191 | 0.32955 | 946.5885 | 0.014424 | 946.5885 | 0.02627 | 946.2179 | 0 | 946.5885 | 5.1388 | 637.7591 | 0.40281
| 635.3118 | 0.0028715 | 635.3118 | 0.013222 | 637.8791 | 0.00053406 | 637.8791 | 0.0002521 | 807.15 | 0.009172 | 635.3118 | 0.0085101 | 807.15 | -0.00024269 | 807.15 | 0.0090795 | 637.8791 | 1.8123 | 637.8791 | 12.4988 | 635.3118 | 0.34637 | 946.7568 | 0.016035 | 946.7568 | 0.025149 | 946.3869 | 0.00081146 | 946.7568 | 5.1309 | 637.8791 | 0.40024
| 635.4327 | 0 | 635.4327 | 0 | 637.9991 | 0 | 637.9991 | 0.00050401 | 807.39 | -0.036439 | 635.4327 | 0.012083 | 807.39 | -0.0097949 | 807.39 | -0.0034686 | 637.9991 | 1.7612 | 637.9991 | 12.2948 | 635.4327 | 0.32217 | 946.925 | 0.012777 | 946.925 | 0.025149 | 946.556 | 0 | 946.925 | 5.13 | 637.9991 | 0.39588
| 635.5535 | 0.0033341 | 635.5535 | 0.0099825 | 638.1192 | 0.00053406 | 638.1192 | 0.00025371 | 807.62 | 0.016609 | 635.5535 | 0.011848 | 807.62 | -0.0086301 | 807.62 | -0.0007141 | 638.1192 | 1.695 | 638.1192 | 12.0528 | 635.5535 | 0.36849 | 947.0932 | 0.011239 | 947.0932 | 0.024615 | 946.725 | 0.00081146 | 947.0932 | 5.1247 | 638.1192 | 0.38966
| 635.6744 | 0 | 635.6744 | 0 | 638.2392 | 0 | 638.2392 | 0.00049239 | 807.86 | -0.011651 | 635.6744 | 0.0031591 | 807.86 | -9.7074e-06 | 807.86 | 0.0020403 | 638.2392 | 1.6475 | 638.2392 | 11.8419 | 635.6744 | 0.36596 | 947.2615 | 0.01036 | 947.2615 | 0.025255 | 946.894 | 0 | 947.2615 | 5.1225 | 638.2392 | 0.38498
| 635.7952 | 0.0031028 | 635.7952 | 0.011997 | 638.3592 | 0.00053406 | 638.3592 | 0.00024109 | 808.1 | 0.0061972 | 635.7952 | 0.0039813 | 808.1 | -0.00024269 | 808.1 | -0.0069881 | 638.3592 | 1.5867 | 638.3592 | 11.6331 | 635.7952 | 0.4155 | 947.4297 | 0.011385 | 947.4297 | 0.029313 | 947.063 | 0.00081146 | 947.4297 | 5.1158 | 638.3592 | 0.37684
| 635.9161 | 0 | 635.9161 | 0 | 638.4793 | 0 | 638.4793 | 0.00048198 | 808.34 | -0.012147 | 635.9161 | 0.0026252 | 808.34 | -0.013639 | 808.34 | -0.0065293 | 638.4793 | 1.5477 | 638.4793 | 11.4567 | 635.9161 | 0.37195 | 947.598 | 0.014168 | 947.598 | 0.030969 | 947.232 | 0 | 947.598 | 5.1158 | 638.4793 | 0.37748
| 636.037 | 0.0012527 | 636.037 | 0.0065292 | 638.5993 | 0.00082547 | 638.5993 | 0.0002453 | 808.58 | 0.037926 | 636.037 | 0.0037144 | 808.58 | -0.0094454 | 808.58 | -0.0076005 | 638.5993 | 1.4917 | 638.5993 | 11.2357 | 636.037 | 0.41942 | 947.7662 | 0.014058 | 947.7662 | 0.03556 | 947.401 | 0.00081146 | 947.7662 | 5.1156 | 638.5993 | 0.37248
| 636.1578 | 0 | 636.1578 | 0 | 638.7193 | 0 | 638.7193 | 0.00051562 | 808.81 | 0.013138 | 636.1578 | 0 | 808.81 | 0.0023201 | 808.81 | -0.0053048 | 638.7193 | 1.4549 | 638.7193 | 11.0356 | 636.1578 | 0.39476 | 947.9345 | 0.010983 | 947.9345 | 0.031609 | 947.57 | 0 | 947.9345 | 5.1221 | 638.7193 | 0.37261
| 636.2787 | 0.0019465 | 636.2787 | 0.015937 | 638.8394 | 0.0011167 | 638.8394 | 0.00027513 | 809.05 | 0.010164 | 636.2787 | 0.0085101 | 809.05 | 0.0048828 | 809.05 | 0.0024994 | 638.8394 | 1.4112 | 638.8394 | 10.8168 | 636.2787 | 0.51091 | 948.1027 | 0.015083 | 948.1027 | 0.039832 | 947.739 | 0.00081146 | 948.1027 | 5.1267 | 638.8394 | 0.36709
| 636.3996 | 0 | 636.3996 | 0 | 638.9594 | 0 | 638.9594 | 0.00053705 | 809.29 | -0.034458 | 636.3996 | 0.0048898 | 809.29 | -0.0086301 | 809.29 | -0.0057639 | 638.9594 | 1.3811 | 638.9594 | 10.6102 | 636.3996 | 0.48786 | 948.271 | 0.016987 | 948.271 | 0.032197 | 947.9081 | 0 | 948.271 | 5.1343 | 638.9594 | 0.36504
| 636.5205 | 0.0054154 | 636.5205 | 0.018214 | 639.0795 | 0.00024284 | 639.0795 | 0.00026532 | 809.53 | -0.011651 | 636.5205 | 0.0085101 | 809.53 | 0.0090765 | 809.53 | 0.0037236 | 639.0795 | 1.3386 | 639.0795 | 10.3671 | 636.5205 | 0.53096 | 948.4392 | 0.014131 | 948.4392 | 0.025149 | 948.0771 | 0.00057972 | 948.4392 | 5.1378 | 639.0795 | 0.35876
| 636.6414 | 0 | 636.6414 | 0 | 639.1995 | 0 | 639.1995 | 0.00052584 | 809.76 | -0.013634 | 636.6414 | 0 | 809.76 | -0.0023395 | 809.76 | -0.01112 | 639.1995 | 1.305 | 639.1995 | 10.1437 | 636.6414 | 0.4957 | 948.6075 | 0.013838 | 948.6075 | 0.024882 | 948.2461 | 0 | 948.6075 | 5.1421 | 639.1995 | 0.35562
| 636.7624 | 0.011198 | 636.7624 | 0.0054663 | 639.3196 | 0.00082547 | 639.3196 | 0.00026152 | 810 | 0.013138 | 636.7624 | 0.0095915 | 810 | 0.0023201 | 810 | 0.0054069 | 639.3196 | 1.2643 | 639.3196 | 9.8984 | 636.7624 | 0.57705 | 948.7757 | 0.015888 | 948.7757 | 0.033905 | 948.4151 | 0.00081146 | 948.7757 | 5.1389 | 639.3196 | 0.34818
| 636.8833 | 0 | 636.8833 | 0 | 639.4396 | 0 | 639.4396 | 0.0004932 | 810.24 | -0.006693 | 636.8833 | 0.010485 | 810.24 | -0.00047565 | 810.24 | -0.0065293 | 639.4396 | 1.234 | 639.4396 | 9.691 | 636.8833 | 0.59986 | 948.944 | 0.010909 | 948.944 | 0.025362 | 948.5842 | 0 | 948.944 | 5.1413 | 639.4396 | 0.34799
| 637.0042 | 0.0070148 | 637.0042 | 0.016813 | 639.5597 | 0.00024284 | 639.5597 | 0.00023308 | 810.48 | 0.012642 | 637.0042 | 0.010673 | 810.48 | 0.0067465 | 810.48 | 0.006172 | 639.5597 | 1.1913 | 639.5597 | 9.4851 | 637.0042 | 0.55239 | 949.1122 | 0.01878 | 949.1122 | 0.02659 | 948.7532 | 0.00081146 | 949.1122 | 5.1416 | 639.5597 | 0.34036
| 637.1252 | 0 | 637.1252 | 0 | 639.6797 | 0 | 639.6797 | 0.00047417 | 810.72 | -0.050322 | 637.1252 | 0.008087 | 810.72 | -0.0064164 | 810.72 | -0.0086717 | 639.6797 | 1.1594 | 639.6797 | 9.3039 | 637.1252 | 0.61623 | 949.2805 | 0.01252 | 949.2805 | 0.034546 | 948.9222 | 0 | 949.2805 | 5.1466 | 639.6797 | 0.34241
| 637.2461 | 0.0033341 | 637.2461 | 0.012872 | 639.7998 | 0.00053406 | 639.7998 | 0.00024389 | 810.95 | -0.020574 | 637.2461 | 0.011472 | 810.95 | -0.0014076 | 810.95 | 0.00081613 | 639.7998 | 1.1175 | 639.7998 | 9.0799 | 637.2461 | 0.70195 | 949.4487 | 0.015888 | 949.4487 | 0.028459 | 949.0913 | 0.00081146 | 949.4487 | 5.146 | 639.7998 | 0.33837
| 637.3671 | 0 | 637.3671 | 0 | 639.9198 | 0 | 639.9198 | 0.00051462 | 811.19 | -0.024542 | 637.3671 | 0.0012903 | 811.19 | -0.002456 | 811.19 | 0.0044887 | 639.9198 | 1.0848 | 639.9198 | 8.8629 | 637.3671 | 0.72177 | 949.617 | 0.011166 | 949.617 | 0.027124 | 949.2603 | 0 | 949.617 | 5.1511 | 639.9198 | 0.34125
| 637.4881 | 0.0084306 | 637.4881 | 0.0056181 | 640.0399 | 0.00053406 | 640.0399 | 0.00027373 | 811.43 | 0.019087 | 637.4881 | 0.0095915 | 811.43 | 0.0041839 | 811.43 | 0.0044887 | 640.0399 | 1.0429 | 640.0399 | 8.6346 | 637.4881 | 0.76533 | 949.7853 | 0.013619 | 949.7853 | 0.024882 | 949.4294 | 0.00081146 | 949.7853 | 5.158 | 640.0399 | 0.33305
| 637.6091 | 0 | 637.6091 | 0 | 640.1599 | 0 | 640.1599 | 0.00054165 | 811.67 | 0.019087 | 637.6091 | 0.0023582 | 811.67 | -0.011425 | 811.67 | -0.0014792 | 640.1599 | 1.0128 | 640.1599 | 8.4397 | 637.6091 | 0.7621 | 949.9535 | 0.015705 | 949.9535 | 0.018314 | 949.5984 | 0 | 949.9535 | 5.1717 | 640.1599 | 0.33555
| 637.7301 | 0 | 637.7301 | 0.013222 | 640.28 | 0.00082547 | 640.28 | 0.00027033 | 811.91 | 0.027516 | 637.7301 | 0.005595 | 811.91 | 0.0052322 | 811.91 | -0.0068351 | 640.28 | 0.97228 | 640.28 | 8.2252 | 637.7301 | 0.79045 | 950.1218 | 0.01252 | 950.1218 | 0.027978 | 949.7675 | 0.00057972 | 950.1218 | 5.1813 | 640.28 | 0.32952
| 637.8511 | 0 | 637.8511 | 0 | 640.4 | 0 | 640.4 | 0.00051742 | 812.15 | -0.012642 | 637.8511 | 0.011848 | 812.15 | -0.0001262 | 812.15 | 0.00020403 | 640.4 | 0.93674 | 640.4 | 8.0365 | 637.8511 | 0.77731 | 950.2901 | 0.011422 | 950.2901 | 0.020663 | 949.9365 | 0 | 950.2901 | 5.1917 | 640.4 | 0.33484
| 637.9721 | 0.0070148 | 637.9721 | 0.0060736 | 640.5201 | 0.00082547 | 640.5201 | 0.0002503 | 812.38 | 0.012147 | 637.9721 | 0.0069115 | 812.38 | 0.0038344 | 812.38 | 0.0051009 | 640.5201 | 0.88313 | 640.5201 | 7.8245 | 637.9721 | 0.86742 | 950.4583 | 0.022075 | 950.4583 | 0.027498 | 950.1056 | 0.00034783 | 950.4583 | 5.1914 | 640.5201 | 0.32413
| 638.0931 | 0 | 638.0931 | 0 | 640.6402 | 0 | 640.6402 | 0.00050261 | 812.62 | 0.013138 | 638.0931 | 0.0069115 | 812.62 | -0.011309 | 812.62 | 0.00035706 | 640.6402 | 0.84774 | 640.6402 | 7.6296 | 638.0931 | 0.88539 | 950.6266 | 0.01285 | 950.6266 | 0.030061 | 950.2746 | 0 | 950.6266 | 5.1908 | 640.6402 | 0.32702
| 638.2141 | 0 | 638.2141 | 0.0074402 | 640.7603 | 0.0011167 | 640.7603 | 0.00025551 | 812.86 | -0.022062 | 638.2141 | 0.010767 | 812.86 | -0.0035044 | 812.86 | -0.0036216 | 640.7603 | 0.79914 | 640.7603 | 7.435 | 638.2141 | 0.99601 | 950.7949 | 0.012447 | 950.7949 | 0.028192 | 950.4437 | 0.00081146 | 950.7949 | 5.1825 | 640.7603 | 0.31689
| 638.3352 | 0 | 638.3352 | 0 | 640.8803 | 0 | 640.8803 | 0.0004994 | 813.1 | 0.016113 | 638.3352 | 0 | 813.1 | -0.006999 | 813.1 | -0.010661 | 640.8803 | 0.78077 | 640.8803 | 7.2588 | 638.3352 | 1.0363 | 950.9631 | 0.015303 | 950.9631 | 0.029207 | 950.6128 | 0 | 950.9631 | 5.1759 | 640.8803 | 0.32099
| 638.4562 | 0.0091386 | 638.4562 | 0.014098 | 641.0004 | 0.00024284 | 641.0004 | 0.0002475 | 813.34 | -0.012642 | 638.4562 | 0.013588 | 813.34 | 0.00045625 | 813.34 | 0.0055599 | 641.0004 | 0.74462 | 641.0004 | 7.0788 | 638.4562 | 1.032 | 951.1314 | 0.010177 | 951.1314 | 0.024241 | 950.7818 | 0.00081146 | 951.1314 | 5.1619 | 641.0004 | 0.31201
| 638.5773 | 0 | 638.5773 | 0 | 641.1205 | 0 | 641.1205 | 0.00050301 | 813.57 | -0.032474 | 638.5773 | 0.0074287 | 813.57 | -0.0064164 | 813.57 | 0.00066312 | 641.1205 | 0.73566 | 641.1205 | 6.9065 | 638.5773 | 1.0999 | 951.2997 | 0.013545 | 951.2997 | 0.031716 | 950.9509 | 0 | 951.2997 | 5.1494 | 641.1205 | 0.31644
| 638.6983 | 0.012614 | 638.6983 | 0.0078957 | 641.2405 | 0.00053406 | 641.2405 | 0.00030777 | 813.81 | 0.0061972 | 638.6983 | 0.0089333 | 813.81 | 0.0044169 | 813.81 | 0.0014282 | 641.2405 | 0.72716 | 641.2405 | 6.6905 | 638.6983 | 1.1119 | 951.4679 | 0.01501 | 951.4679 | 0.029313 | 951.12 | 0.00081146 | 951.4679 | 5.1364 | 641.2405 | 0.31439
| 638.8194 | 0 | 638.8194 | 0 | 641.3606 | 0 | 641.3606 | 0.00036504 | 814.05 | 0.0057014 | 638.8194 | 0.0085101 | 814.05 | 0.0031355 | 814.05 | -0.0013262 | 641.3606 | 0.72625 | 641.3606 | 6.4593 | 638.8194 | 1.2101 | 951.6362 | 0.018707 | 951.6362 | 0.033585 | 951.289 | 0.00030918 | 951.6362 | 5.1283 | 641.3606 | 0.3133
| 638.9405 | 0.0068217 | 638.9405 | 0.010333 | 641.4807 | 0.00024284 | 641.4807 | 0.00017261 | 814.29 | -0.0057014 | 638.9405 | 0.00091188 | 814.29 | -0.0078143 | 814.29 | -0.0046928 | 641.4807 | 0.69375 | 641.4807 | 6.246 | 638.9405 | 1.1688 | 951.8045 | 0.011568 | 951.8045 | 0.023387 | 951.4581 | 0 | 951.8045 | 5.1226 | 641.4807 | 0.31227
| 639.0616 | 0 | 639.0616 | 0 | 641.6008 | 0.00053406 | 641.6008 | 0.00017161 | 814.53 | 0.037432 | 639.0616 | 0.0050308 | 814.53 | 0.0051159 | 814.53 | 0.0017343 | 641.6008 | 0.63755 | 641.6008 | 6.065 | 639.0616 | 1.2274 | 951.9728 | 0.016913 | 951.9728 | 0.030595 | 951.6272 | 0.00030918 | 951.9728 | 5.117 | 641.6008 | 0.30496
| 639.1826 | 0.0014839 | 639.1826 | 0.0089317 | 641.7209 | 0.00024284 | 641.7209 | 0.0001622 | 814.76 | -0.042884 | 639.1826 | 0.0079929 | 814.76 | -0.0043198 | 814.76 | -0.0046928 | 641.7209 | 0.60019 | 641.7209 | 5.9166 | 639.1826 | 1.323 | 952.1411 | 0.016547 | 952.1411 | 0.021197 | 951.7963 | 0.00011594 | 952.1411 | 5.1122 | 641.7209 | 0.30759
| 639.3038 | 0 | 639.3038 | 0 | 641.841 | 0.00024284 | 641.841 | 0.00015559 | 815 | -0.002231 | 639.3038 | 0.0058301 | 815 | 0.0010387 | 815 | -0.0011732 | 641.841 | 0.55782 | 641.841 | 5.7452 | 639.3038 | 1.244 | 952.3093 | 0.016547 | 952.3093 | 0.023654 | 951.9653 | 7.7296e-05 | 952.3093 | 5.1012 | 641.841 | 0.30182
| 639.4249 | 0 | 639.4249 | 0.012785 | 641.9611 | 0 | 641.9611 | 0.00015339 | 815.24 | 0.021071 | 639.4249 | 0.008134 | 815.24 | 0.010591 | 815.24 | 0.013211 | 641.9611 | 0.54765 | 641.9611 | 5.6009 | 639.4249 | 1.3576 | 952.4776 | 0.016108 | 952.4776 | 0.025522 | 952.1344 | 0.00011594 | 952.4776 | 5.0909 | 641.9611 | 0.30432
| 639.546 | 0 | 639.546 | 0 | 642.0811 | 0 | 642.0811 | 0.00015138 | 815.48 | -0.0037184 | 639.546 | 0 | 815.48 | -0.0068827 | 815.48 | -0.0045398 | 642.0811 | 0.48143 | 642.0811 | 5.4464 | 639.546 | 1.3723 | 952.6459 | 0.015266 | 952.6459 | 0.031182 | 952.3035 | 0.00030918 | 952.6459 | 5.0759 | 642.0811 | 0.30105
| 639.6671 | 0.00032764 | 639.6671 | 0.015762 | 642.2012 | 0 | 642.2012 | 0.00014538 | 815.72 | -0.019087 | 639.6671 | 0.010532 | 815.72 | 0.0040674 | 815.72 | -0.00056109 | 642.2012 | 0.44969 | 642.2012 | 5.2875 | 639.6671 | 1.5256 | 952.8142 | 0.011385 | 952.8142 | 0.029207 | 952.4726 | 0.00034783 | 952.8142 | 5.0657 | 642.2012 | 0.30316
| 639.7882 | 0 | 639.7882 | 0 | 642.3213 | 0 | 642.3213 | 0.00014417 | 815.95 | 0.0086762 | 639.7882 | 0.0030256 | 815.95 | -0.0047858 | 815.95 | -0.00010202 | 642.3213 | 0.38089 | 642.3213 | 5.1142 | 639.7882 | 1.4763 | 952.9825 | 0.014351 | 952.9825 | 0.033425 | 952.6417 | 7.7296e-05 | 952.9825 | 5.0538 | 642.3213 | 0.30163
| 639.9094 | 0.012356 | 639.9094 | 0.0080475 | 642.4414 | 0.00024284 | 642.4414 | 0.00015379 | 816.19 | -0.0176 | 639.9094 | 0.01387 | 816.19 | -0.0072322 | 816.19 | 0.0021933 | 642.4414 | 0.38089 | 642.4414 | 4.973 | 639.9094 | 1.5136 | 953.1508 | 0.013289 | 953.1508 | 0.019809 | 952.8108 | 0.00034783 | 953.1508 | 5.0469 | 642.4414 | 0.30342
| 640.0305 | 0.00069492 | 640.0305 | 0 | 642.5615 | 0.00024284 | 642.5615 | 0.00014538 | 816.43 | 0.012642 | 640.0305 | 0.0044939 | 816.43 | -0.0040868 | 816.43 | 0.0035706 | 642.5615 | 0.37922 | 642.5615 | 4.8374 | 640.0305 | 1.5046 | 953.3191 | 0.01468 | 953.3191 | 0.025896 | 952.9799 | 0 | 953.3191 | 5.0406 | 642.5615 | 0.30329
| 640.1517 | 0.0035653 | 640.1517 | 0.0065292 | 642.6816 | 0.00024284 | 642.6816 | 0.00014738 | 816.67 | 0.0032226 | 640.1517 | 0.0013123 | 816.67 | 0.0011552 | 816.67 | 0.0078554 | 642.6816 | 0.39502 | 642.6816 | 4.717 | 640.1517 | 1.5765 | 953.4873 | 0.010726 | 953.4873 | 0.013402 | 953.149 | 0.00011594 | 953.4873 | 5.0404 | 642.6816 | 0.30464
| 640.2729 | 0 | 640.2729 | 0 | 642.8017 | 0 | 642.8017 | 0.00014838 | 816.91 | -0.0076846 | 640.2729 | 0 | 816.91 | 0.0015046 | 816.91 | 0.00051009 | 642.8017 | 0.39866 | 642.8017 | 4.5697 | 640.2729 | 1.5991 | 953.6557 | 0.010543 | 953.6557 | 0.026857 | 953.3181 | 0.00054107 | 953.6557 | 5.0341 | 642.8017 | 0.3072
| 640.3941 | 0.0061092 | 640.3941 | 0.009282 | 642.9218 | 0 | 642.9218 | 0.00017341 | 817.15 | -0.031481 | 640.3941 | 0.0093094 | 817.15 | -0.0042033 | 817.15 | -0.0091305 | 642.9218 | 0.37922 | 642.9218 | 4.4361 | 640.3941 | 1.7291 | 953.8239 | 0.01252 | 953.8239 | 0.02974 | 953.4872 | 0.00034783 | 953.8239 | 5.0287 | 642.9218 | 0.30829
| 640.5153 | 0 | 640.5153 | 0 | 643.0419 | 0 | 643.0419 | 0.00017261 | 817.38 | 0.0081804 | 640.5153 | 0.016503 | 817.38 | 0.0044169 | 817.38 | -0.010202 | 643.0419 | 0.38196 | 643.0419 | 4.3 | 640.5153 | 1.6756 | 953.9922 | 0.012118 | 953.9922 | 0.027765 | 953.6563 | 0 | 953.9922 | 5.0177 | 643.0419 | 0.31195
| 640.6364 | 0.00055887 | 640.6364 | 0.011734 | 643.1621 | 0.00024284 | 643.1621 | 0.00017721 | 817.62 | -0.0032226 | 640.6364 | 0.0085101 | 817.62 | -0.00070865 | 817.62 | 0.0054069 | 643.1621 | 0.36039 | 643.1621 | 4.1974 | 640.6364 | 1.8344 | 954.1605 | 0.012923 | 954.1605 | 0.027391 | 953.8254 | 0.00011594 | 954.1605 | 5.0108 | 643.1621 | 0.30906
| 640.7577 | 0 | 640.7577 | 0 | 643.2822 | 0.00024284 | 643.2822 | 0.00014538 | 817.86 | 0.0032226 | 640.7577 | 0.005548 | 817.86 | 0.00033976 | 817.86 | -0.0053048 | 643.2822 | 0.37239 | 643.2822 | 4.0843 | 640.7577 | 1.747 | 954.3288 | 0.013728 | 954.3288 | 0.02675 | 953.9945 | 7.7296e-05 | 954.3288 | 4.9974 | 643.2822 | 0.31112
| 640.8789 | 9.6336e-05 | 640.8789 | 0.00091103 | 643.4023 | 0 | 643.4023 | 0.0001664 | 818.1 | -0.032474 | 640.8789 | 0.010767 | 818.1 | 0.00092222 | 818.1 | -0.01112 | 643.4023 | 0.36297 | 643.4023 | 3.9702 | 640.8789 | 1.9074 | 954.4971 | 0.014058 | 954.4971 | 0.023547 | 954.1637 | 0.00034783 | 954.4971 | 4.9848 | 643.4023 | 0.30977
| 641.0001 | 0 | 641.0001 | 0 | 643.5224 | 0.00024284 | 643.5224 | 0.00015339 | 818.34 | 0.028507 | 641.0001 | 0.0063473 | 818.34 | 0.00092222 | 818.34 | 0.0063253 | 643.5224 | 0.35796 | 643.5224 | 3.835 | 641.0001 | 1.8537 | 954.6654 | 0.015303 | 954.6654 | 0.038764 | 954.3328 | 0 | 954.6654 | 4.9695 | 643.5224 | 0.31387
| 641.1213 | 0.010747 | 641.1213 | 0.0081994 | 643.6425 | 0 | 643.6425 | 0.0001622 | 818.58 | -0.010659 | 641.1213 | 0.0074287 | 818.58 | -0.0040868 | 818.58 | -0.0010202 | 643.6425 | 0.34399 | 643.6425 | 3.7267 | 641.1213 | 1.9904 | 954.8337 | 0.014424 | 954.8337 | 0.019435 | 954.5019 | 0.00011594 | 954.8337 | 4.9583 | 643.6425 | 0.30881
| 641.2426 | 0 | 641.2426 | 0 | 643.7626 | 0.00053406 | 643.7626 | 0.00015699 | 818.81 | 0.016609 | 641.2426 | 0.0086512 | 818.81 | 0.0010387 | 818.81 | -0.0040807 | 643.7626 | 0.32288 | 643.7626 | 3.6351 | 641.2426 | 2.0107 | 955.002 | 0.014863 | 955.002 | 0.031342 | 954.671 | 7.7296e-05 | 955.002 | 4.9452 | 643.7626 | 0.30964
| 641.3638 | 0 | 641.3638 | 0.0091069 | 643.8827 | 0 | 643.8827 | 0.00017441 | 819.05 | -0.047348 | 641.3638 | 0.0059712 | 819.05 | 0.003485 | 819.05 | -0.010355 | 643.8827 | 0.30648 | 643.8827 | 3.5594 | 641.3638 | 2.2146 | 955.1703 | 0.0108 | 955.1703 | 0.024027 | 954.8401 | 0.00034783 | 955.1703 | 4.9325 | 643.8827 | 0.30515
| 641.4851 | 0 | 641.4851 | 0 | 644.0029 | 0.00024284 | 644.0029 | 0.00018222 | 819.29 | 0.0096677 | 641.4851 | 0.0086512 | 819.29 | 0.0048828 | 819.29 | 0.0069371 | 644.0029 | 0.26927 | 644.0029 | 3.4823 | 641.4851 | 2.2197 | 955.3386 | 0.013655 | 955.3386 | 0.031075 | 955.0093 | 0 | 955.3386 | 4.9138 | 644.0029 | 0.30522
| 641.6064 | 0.0074653 | 641.6064 | 0.0059217 | 644.123 | 0 | 644.123 | 0.00018823 | 819.53 | -0.022062 | 641.6064 | 0.0045151 | 819.53 | -0.0075817 | 819.53 | 0.0011222 | 644.123 | 0.24482 | 644.123 | 3.4053 | 641.6064 | 2.3144 | 955.5069 | 0.0149 | 955.5069 | 0.023387 | 955.1784 | 0.00011594 | 955.5069 | 4.8983 | 644.123 | 0.28925
| 641.7276 | 0 | 641.7276 | 0 | 644.2431 | 0.00024284 | 644.2431 | 0.0001684 | 819.77 | -0.006693 | 641.7276 | 0.0022247 | 819.77 | 0.0018541 | 819.77 | 0.0043357 | 644.2431 | 0.21277 | 644.2431 | 3.3099 | 641.7276 | 2.2448 | 955.6753 | 0.014314 | 955.6753 | 0.025416 | 955.3475 | 7.7296e-05 | 955.6753 | 4.8823 | 644.2431 | 0.28861
| 641.8489 | 0.0051842 | 641.8489 | 0.010946 | 644.3632 | 0 | 644.3632 | 0.0001696 | 820 | -0.044868 | 641.8489 | 0.012789 | 820 | -0.0043198 | 820 | -0.0048458 | 644.3632 | 0.20746 | 644.3632 | 3.2205 | 641.8489 | 2.4048 | 955.8436 | 0.014827 | 955.8436 | 0.019222 | 955.5167 | 0.00034783 | 955.8436 | 4.8729 | 644.3632 | 0.27918
| 641.9702 | 0 | 641.9702 | 0 | 644.4834 | 0 | 644.4834 | 0.0001674 | 820.24 | -0.01413 | 641.9702 | 0.008228 | 820.24 | -0.005368 | 820.24 | -0.0027035 | 644.4834 | 0.18179 | 644.4834 | 3.1124 | 641.9702 | 2.4564 | 956.0119 | 0.014241 | 956.0119 | 0.033585 | 955.6858 | 0 | 956.0119 | 4.8663 | 644.4834 | 0.28726
| 642.0915 | 0.0037966 | 642.0915 | 0.012872 | 644.6035 | 0.00053406 | 644.6035 | 0.00019403 | 820.48 | -0.0061972 | 642.0915 | 0.012507 | 820.48 | -0.0029219 | 820.48 | -0.0042337 | 644.6035 | 0.17663 | 644.6035 | 3.041 | 642.0915 | 2.5836 | 956.1802 | 0.015522 | 956.1802 | 0.023921 | 955.855 | 0.00011594 | 956.1802 | 4.8641 | 644.6035 | 0.27829
| 642.2128 | 0 | 642.2128 | 0 | 644.7236 | 0 | 644.7236 | 0.00018362 | 820.72 | -0.014626 | 642.2128 | 0.012083 | 820.72 | 0.00022327 | 820.72 | 0.0052539 | 644.7236 | 0.15263 | 644.7236 | 2.9434 | 642.2128 | 2.6108 | 956.3485 | 0.013545 | 956.3485 | 0.029847 | 956.0241 | 7.7296e-05 | 956.3485 | 4.8632 | 644.7236 | 0.27123
| 642.3341 | 0.002409 | 642.3341 | 0.011997 | 644.8438 | 0 | 644.8438 | 0.00020084 | 820.96 | -0.0017352 | 642.3341 | 0.010109 | 820.96 | 0.0046498 | 820.96 | 0.00096913 | 644.8438 | 0.14944 | 644.8438 | 2.8742 | 642.3341 | 2.7348 | 956.5168 | 0.014058 | 956.5168 | 0.025522 | 956.1933 | 0 | 956.5168 | 4.8604 | 644.8438 | 0.26097
| 642.4555 | 0 | 642.4555 | 0 | 644.9639 | 0.00024284 | 644.9639 | 0.00018322 | 821.2 | -0.006693 | 642.4555 | 0.0083691 | 821.2 | 0.0067465 | 821.2 | -0.0025504 | 644.9639 | 0.12788 | 644.9639 | 2.7831 | 642.4555 | 2.7548 | 956.6851 | 0.018707 | 956.6851 | 0.028139 | 956.3624 | 0 | 956.6851 | 4.8464 | 644.9639 | 0.25822
| 642.5768 | 0.0040278 | 642.5768 | 0.010771 | 645.084 | 0.00024284 | 645.084 | 0.00018743 | 821.43 | -0.03991 | 642.5768 | 0.0047957 | 821.43 | -0.00047565 | 821.43 | 0.0098449 | 645.084 | 0.12469 | 645.084 | 2.7107 | 642.5768 | 2.9088 | 956.8534 | 0.014241 | 956.8534 | 0.025362 | 956.5316 | 0.00034783 | 956.8534 | 4.8259 | 645.084 | 0.25751
| 642.6982 | 0 | 642.6982 | 0 | 645.2042 | 0.00024284 | 645.2042 | 0.00014958 | 821.67 | -0.0032226 | 642.6982 | 0.0012903 | 821.67 | 0.003019 | 821.67 | 0.0090795 | 645.2042 | 0.1016 | 645.2042 | 2.6228 | 642.6982 | 2.9956 | 957.0217 | 0.018451 | 957.0217 | 0.022425 | 956.7007 | 0.00030918 | 957.0217 | 4.7979 | 645.2042 | 0.25386
| 642.8195 | 0 | 642.8195 | 0.0077439 | 645.3243 | 0 | 645.3243 | 0.00012635 | 821.91 | -0.022062 | 642.8195 | 0.0063943 | 821.91 | -0.0021065 | 821.91 | 0.0077024 | 645.3243 | 0.10175 | 645.3243 | 2.5633 | 642.8195 | 3.0712 | 957.1901 | 0.013985 | 957.1901 | 0.039138 | 956.8699 | 0 | 957.1901 | 4.7728 | 645.3243 | 0.25059
| 642.9409 | 0 | 642.9409 | 0 | 645.4445 | 0 | 645.4445 | 0.00011514 | 822.15 | 0.0086762 | 642.9409 | 0.0066294 | 822.15 | -0.0075817 | 822.15 | -0.0023974 | 645.4445 | 0.080947 | 645.4445 | 2.4876 | 642.9409 | 3.1056 | 957.3584 | 0.019732 | 957.3584 | 0.027978 | 957.039 | 0.00030918 | 957.3584 | 4.7469 | 645.4445 | 0.2477
| 643.0622 | 0.0048373 | 643.0622 | 0.019877 | 645.5646 | 0 | 645.5646 | 0.00013757 | 822.39 | -0.033961 | 643.0622 | 0.0066294 | 822.39 | -0.0044363 | 822.39 | -0.0092835 | 645.5646 | 0.081555 | 645.5646 | 2.4372 | 643.0622 | 3.289 | 957.5267 | 0.0097746 | 957.5267 | 0.02077 | 957.2082 | 0.00011594 | 957.5267 | 4.7251 | 645.5646 | 0.24783
| 643.1836 | 0 | 643.1836 | 0 | 645.6848 | 0 | 645.6848 | 0.00015058 | 822.63 | 0.020574 | 643.1836 | 0.0071466 | 822.63 | 0.0039509 | 822.63 | -0.005917 | 645.6848 | 0.059382 | 645.6848 | 2.3529 | 643.1836 | 3.2551 | 957.695 | 0.014094 | 957.695 | 0.028726 | 957.3773 | 7.7296e-05 | 957.695 | 4.702 | 645.6848 | 0.23892
| 643.305 | 0.0077227 | 643.305 | 0.0085031 | 645.8049 | 0.00024284 | 645.8049 | 0.00017862 | 822.86 | 0.0012395 | 643.305 | 0.0038478 | 822.86 | -0.00059213 | 822.86 | 0.00709 | 645.8049 | 0.056496 | 645.8049 | 2.2973 | 643.305 | 3.3203 | 957.8634 | 0.014827 | 957.8634 | 0.025522 | 957.5465 | 0 | 957.8634 | 4.682 | 645.8049 | 0.24475
| 643.4264 | 0 | 643.4264 | 0 | 645.9251 | 0.00053406 | 645.9251 | 0.00017681 | 823.1 | -0.0027268 | 643.4264 | 0.0063473 | 823.1 | 0.00010678 | 823.1 | -0.00040807 | 645.9251 | 0.037968 | 645.9251 | 2.2177 | 643.4264 | 3.3448 | 958.0317 | 0.014753 | 958.0317 | 0.030862 | 957.7157 | 0 | 958.0317 | 4.6561 | 645.9251 | 0.23661
| 643.5478 | 0.0012527 | 643.5478 | 0.0083512 | 646.0452 | 0 | 646.0452 | 0.00018182 | 823.34 | -0.027516 | 643.5478 | 0.0062533 | 823.34 | -0.0037373 | 823.34 | -0.0010202 | 646.0452 | 0.037512 | 646.0452 | 2.1638 | 643.5478 | 3.6775 | 958.2 | 0.011751 | 958.2 | 0.023173 | 957.8849 | 0 | 958.2 | 4.6355 | 646.0452 | 0.24456
| 643.6692 | 0 | 643.6692 | 0 | 646.1654 | 0.00024284 | 646.1654 | 0.000165 | 823.58 | -0.014626 | 643.6692 | 0.0010234 | 823.58 | 0.00010678 | 823.58 | -0.0020913 | 646.1654 | 0.021718 | 646.1654 | 2.0967 | 643.6692 | 3.5575 | 958.3683 | 0.018048 | 958.3683 | 0.027338 | 958.054 | 0 | 958.3683 | 4.6123 | 646.1654 | 0.2318
| 643.7907 | 0.0077227 | 643.7907 | 0.0016702 | 646.2855 | 0.00024284 | 646.2855 | 0.00014838 | 823.82 | 0.0096677 | 643.7907 | 0 | 823.82 | 0.00045625 | 823.82 | -0.00010202 | 646.2855 | 0.026426 | 646.2855 | 2.0557 | 643.7907 | 3.7619 | 958.5367 | 0.013472 | 958.5367 | 0.028833 | 958.2232 | 0.00011594 | 958.5367 | 4.5922 | 646.2855 | 0.2427
| 643.9121 | 0 | 643.9121 | 0 | 646.4057 | 0.00024284 | 646.4057 | 0.00013336 | 824.06 | 0.024045 | 643.9121 | 0 | 824.06 | 0.0013882 | 824.06 | -0.0031625 | 646.4057 | 0.014011 | 646.4057 | 1.9955 | 643.9121 | 3.6492 | 958.705 | 0.0095916 | 958.705 | 0.033425 | 958.3924 | 0 | 958.705 | 4.5686 | 646.4057 | 0.22763
| 644.0335 | 9.6336e-05 | 644.0335 | 0.0086549 | 646.5259 | 0 | 646.5259 | 0.00013476 | 824.3 | -0.013138 | 644.0335 | 0.0086512 | 824.3 | 0.00057274 | 824.3 | 0.0087736 | 646.5259 | 0.015339 | 646.5259 | 1.9425 | 644.0335 | 3.8465 | 958.8733 | 0.017389 | 958.8733 | 0.019916 | 958.5616 | 0.00034783 | 958.8733 | 4.5506 | 646.5259 | 0.24052
| 644.155 | 0 | 644.155 | 0 | 646.646 | 0 | 646.646 | 0.00013937 | 824.53 | 0.020079 | 644.155 | 0.00048945 | 824.53 | 0.0054654 | 824.53 | -0.00056109 | 646.646 | 0.003485 | 646.646 | 1.8649 | 644.155 | 3.849 | 959.0417 | 0.017865 | 959.0417 | 0.02958 | 958.7307 | 7.7296e-05 | 959.0417 | 4.5316 | 646.646 | 0.22006
| 644.2764 | 0.0028715 | 644.2764 | 0.0069846 | 646.7662 | 0.00053406 | 646.7662 | 0.0001642 | 824.77 | -0.011155 | 644.2764 | 0.0045151 | 824.77 | -0.0050185 | 824.77 | -0.0028565 | 646.7662 | 0.0034295 | 646.7662 | 1.8081 | 644.2764 | 3.952 | 959.21 | 0.014168 | 959.21 | 0.018688 | 958.8999 | 0.00034783 | 959.21 | 4.5181 | 646.7662 | 0.23161
| 644.3979 | 0 | 644.3979 | 0 | 646.8863 | 0 | 646.8863 | 0.00017241 | 825.01 | 0.0071888 | 644.3979 | 0.012224 | 825.01 | -0.0064164 | 825.01 | -0.0011732 | 646.8863 | 0.00020791 | 646.8863 | 1.7477 | 644.3979 | 3.9499 | 959.3783 | 0.020611 | 959.3783 | 0.028459 | 959.0691 | 0.00030918 | 959.3783 | 4.4978 | 646.8863 | 0.21128
| 644.5194 | 0.0088811 | 644.5194 | 0.0078957 | 647.0065 | 0 | 647.0065 | 0.00017441 | 825.25 | -0.013138 | 644.5194 | 0.0063943 | 825.25 | -0.0018735 | 825.25 | -0.0046928 | 647.0065 | 0.00021413 | 647.0065 | 1.7077 | 644.5194 | 4.0771 | 959.5466 | 0.014497 | 959.5466 | 0.02675 | 959.2383 | 0.00011594 | 959.5466 | 4.4801 | 647.0065 | 0.22481
| 644.6409 | 0 | 644.6409 | 0 | 647.1267 | 0 | 647.1267 | 0.00016039 | 825.49 | 0.0002479 | 644.6409 | 0.0051719 | 825.49 | 0.002553 | 825.49 | 0.00051009 | 647.1267 | 6.2248e-06 | 647.1267 | 1.6504 | 644.6409 | 4.0951 | 959.715 | 0.014241 | 959.715 | 0.038123 | 959.4075 | 7.7296e-05 | 959.715 | 4.4557 | 647.1267 | 0.20512
| 644.7624 | 0.0035653 | 644.7624 | 0.010771 | 647.2469 | 0 | 647.2469 | 0.00015719 | 825.73 | 0.00074368 | 644.7624 | 0.014904 | 825.73 | -0.010377 | 825.73 | -0.0051518 | 647.2469 | 8.1812e-06 | 647.2469 | 1.6032 | 644.7624 | 4.2262 | 959.8833 | 0.016035 | 959.8833 | 0.033158 | 959.5767 | 0.00011594 | 959.8833 | 4.4413 | 647.2469 | 0.21045
| 644.8839 | 0 | 644.8839 | 0 | 647.367 | 0 | 647.367 | 0.00015138 | 825.96 | -0.00471 | 644.8839 | 0.0043605 | 825.96 | -0.0032714 | 825.96 | 0.0034176 | 647.367 | 1.9564e-06 | 647.367 | 1.5361 | 644.8839 | 4.2544 | 960.0517 | 0.01457 | 960.0517 | 0.036895 | 959.7459 | 7.7296e-05 | 960.0517 | 4.4252 | 647.367 | 0.18749
| 645.0054 | 0.0050685 | 645.0054 | 0.0095447 | 647.4872 | 0 | 647.4872 | 0.00017521 | 826.2 | -0.0176 | 645.0054 | 0.0039813 | 826.2 | -0.00199 | 826.2 | -0.0040807 | 647.4872 | 6.5805e-06 | 647.4872 | 1.4925 | 645.0054 | 4.3675 | 960.22 | 0.014424 | 960.22 | 0.031182 | 959.9151 | 0.00011594 | 960.22 | 4.411 | 647.4872 | 0.18076
| 645.1269 | 0 | 645.1269 | 0 | 647.6074 | 0.00024284 | 647.6074 | 0.00017581 | 826.44 | -0.010659 | 645.1269 | 0.0087452 | 826.44 | 0.0029025 | 826.44 | 0.0044887 | 647.6074 | 4.6242e-06 | 647.6074 | 1.432 | 645.1269 | 4.3396 | 960.3883 | 0.022515 | 960.3883 | 0.031716 | 960.0843 | 7.7296e-05 | 960.3883 | 4.3816 | 647.6074 | 0.15908
| 645.2484 | 0.0095891 | 645.2484 | 0.0033405 | 647.7276 | 0 | 647.7276 | 0.00017661 | 826.68 | -0.0096677 | 645.2484 | 0.0077108 | 826.68 | 0.00057274 | 826.68 | 0.0054069 | 647.7276 | 4.6242e-06 | 647.7276 | 1.3939 | 645.2484 | 4.5316 | 960.5567 | 0.0091522 | 960.5567 | 0.032837 | 960.2535 | 0 | 960.5567 | 4.3507 | 647.7276 | 0.15787
| 645.37 | 0 | 645.37 | 0 | 647.8478 | 0.00053406 | 647.8478 | 0.00017341 | 826.92 | -0.00074368 | 645.37 | 0.0026252 | 826.92 | -0.0037373 | 826.92 | -0.0016323 | 647.8478 | 0 | 647.8478 | 1.3367 | 645.37 | 4.5897 | 960.725 | 0.013911 | 960.725 | 0.029634 | 960.4227 | 0.00030918 | 960.725 | 4.3183 | 647.8478 | 0.15229
| 645.4915 | 0.0047217 | 645.4915 | 0.0088442 | 647.9679 | 0 | 647.9679 | 0.000165 | 827.16 | -0.0052058 | 645.4915 | 0.0034475 | 827.16 | -0.0018735 | 827.16 | -0.0079064 | 647.9679 | 0 | 647.9679 | 1.2993 | 645.4915 | 4.7524 | 960.8934 | 0.015412 | 960.8934 | 0.02974 | 960.5919 | 0.00034783 | 960.8934 | 4.2935 | 647.9679 | 0.16114
| 645.6131 | 0 | 645.6131 | 0 | 648.0881 | 0 | 648.0881 | 0.00015379 | 827.4 | 0.031978 | 645.6131 | 0.010109 | 827.4 | 0.0052322 | 827.4 | 0.00066312 | 648.0881 | 3.5571e-07 | 648.0881 | 1.2473 | 645.6131 | 4.8457 | 961.0617 | 0.010397 | 961.0617 | 0.04122 | 960.7612 | 0 | 961.0617 | 4.2668 | 648.0881 | 0.15607
| 645.7346 | 0.0028715 | 645.7346 | 0.017338 | 648.2083 | 0.00024284 | 648.2083 | 0.00015198 | 827.63 | 0.023054 | 645.7346 | 0.014387 | 827.63 | -0.0049022 | 827.63 | 0.0018873 | 648.2083 | 2.1342e-06 | 648.2083 | 1.2094 | 645.7346 | 4.9524 | 961.2301 | 0.012191 | 961.2301 | 0.020023 | 960.9304 | 0.00011594 | 961.2301 | 4.2414 | 648.2083 | 0.1612
| 645.8562 | 0 | 645.8562 | 0 | 648.3285 | 0.00024284 | 648.3285 | 0.00015198 | 827.87 | -0.015121 | 645.8562 | 0.0090273 | 827.87 | -0.0073485 | 827.87 | -0.0068351 | 648.3285 | 2.1342e-06 | 648.3285 | 1.1571 | 645.8562 | 5.0533 | 961.3984 | 0.013143 | 961.3984 | 0.034172 | 961.0996 | 7.7296e-05 | 961.3984 | 4.2116 | 648.3285 | 0.15357
| 645.9778 | 0 | 645.9778 | 0.017163 | 648.4487 | 0 | 648.4487 | 0.0001618 | 828.11 | -0.035945 | 645.9778 | 0.0021129 | 828.11 | -0.0093286 | 828.11 | 0.0012752 | 648.4487 | 1.9564e-06 | 648.4487 | 1.1233 | 645.9778 | 5.246 | 961.5668 | 0.01911 | 961.5668 | 0.022746 | 961.2688 | 0.00011594 | 961.5668 | 4.1816 | 648.4487 | 0.15652
| 646.0994 | 0 | 646.0994 | 0.00060875 | 648.5689 | 0 | 648.5689 | 0.00015579 | 828.35 | 0.014626 | 646.0994 | 0.005548 | 828.35 | -0.0023395 | 828.35 | 0.0075495 | 648.5689 | 0 | 648.5689 | 1.0704 | 646.0994 | 5.4085 | 961.7351 | 0.01889 | 961.7351 | 0.032784 | 961.438 | 7.7296e-05 | 961.7351 | 4.1434 | 648.5689 | 0.15049
| 646.221 | 0.0040278 | 646.221 | 0.013398 | 648.6891 | 0 | 648.6891 | 0.00017061 | 828.59 | -0.032968 | 646.221 | 0.0027803 | 828.59 | 0.0013882 | 828.59 | -0.00086717 | 648.6891 | 2.1342e-06 | 648.6891 | 1.0466 | 646.221 | 5.5868 | 961.9035 | 0.012667 | 961.9035 | 0.031823 | 961.6073 | 0.00011594 | 961.9035 | 4.1062 | 648.6891 | 0.15197
| 646.3426 | 0 | 646.3426 | 0 | 648.8093 | 0.00024284 | 648.8093 | 0.00017101 | 828.83 | 0.024045 | 646.3426 | 0.0040935 | 828.83 | -0.0001262 | 828.83 | 0.00051009 | 648.8093 | 2.1342e-06 | 648.8093 | 1.0037 | 646.3426 | 5.7193 | 962.0718 | 0.020428 | 962.0718 | 0.03209 | 961.7765 | 0 | 962.0718 | 4.0685 | 648.8093 | 0.14959
| 646.4642 | 0 | 646.4642 | 0.017426 | 648.9295 | 0.00053406 | 648.9295 | 0.00017381 | 829.07 | -0.013138 | 646.4642 | 0.011707 | 829.07 | -0.00094161 | 829.07 | 0.0018873 | 648.9295 | 2.8456e-06 | 648.9295 | 0.97534 | 646.4642 | 5.7859 | 962.2402 | 0.013619 | 962.2402 | 0.014096 | 961.9457 | 0 | 962.2402 | 4.0375 | 648.9295 | 0.15498
| 646.5858 | 0 | 646.5858 | 0 | 649.0497 | 0.00024284 | 649.0497 | 0.00018262 | 829.3 | -0.033961 | 646.5858 | 0.0077108 | 829.3 | -0.0032714 | 829.3 | 0.00051009 | 649.0497 | 2.1342e-06 | 649.0497 | 0.91014 | 646.5858 | 6.0247 | 962.4085 | 0.010726 | 962.4085 | 0.033692 | 962.115 | 0 | 962.4085 | 4.0027 | 649.0497 | 0.15498
| 646.7075 | 0.007594 | 646.7075 | 0.0078957 | 649.1699 | 0 | 649.1699 | 0.00019403 | 829.54 | -0.006693 | 646.7075 | 0.0030471 | 829.54 | 0.002786 | 829.54 | 5.1009e-05 | 649.1699 | 5.6913e-06 | 649.1699 | 0.87016 | 646.7075 | 6.3277 | 962.5769 | 0.014387 | 962.5769 | 0.022532 | 962.2842 | 0.00034783 | 962.5769 | 3.9674 | 649.1699 | 0.15915
| 646.8291 | 0 | 646.8291 | 0 | 649.2901 | 0 | 649.2901 | 0.0001692 | 829.78 | 0.0086762 | 646.8291 | 0.011707 | 829.78 | 0.00057274 | 829.78 | 0.0086207 | 649.2901 | 5.3356e-06 | 649.2901 | 0.81181 | 646.8291 | 6.3713 | 962.7453 | 0.01457 | 962.7453 | 0.028085 | 962.4534 | 0 | 962.7453 | 3.9198 | 649.2901 | 0.15767
| 646.9508 | 0.0074009 | 646.9508 | 0.0069846 | 649.4103 | 0.00024284 | 649.4103 | 0.00014277 | 830.02 | -0.042884 | 646.9508 | 0.0073347 | 830.02 | -0.0018735 | 830.02 | -0.0074475 | 649.4103 | 5.3356e-06 | 649.4103 | 0.79706 | 646.9508 | 6.6248 | 962.9136 | 0.0092255 | 962.9136 | 0.025522 | 962.6227 | 0 | 962.9136 | 3.8729 | 649.4103 | 0.16268
| 647.0724 | 0 | 647.0724 | 0 | 649.5305 | 0 | 649.5305 | 0.00011694 | 830.26 | 0.0071888 | 647.0724 | 0.003693 | 830.26 | -0.0047858 | 830.26 | -0.0016323 | 649.5305 | 2.1342e-06 | 649.5305 | 0.76789 | 647.0724 | 6.6319 | 963.082 | 0.01673 | 963.082 | 0.031342 | 962.7919 | 0 | 963.082 | 3.8228 | 649.5305 | 0.15832
| 647.1941 | 0.0039122 | 647.1941 | 0.020053 | 649.6507 | 0 | 649.6507 | 0.00014277 | 830.5 | -0.020079 | 647.1941 | 0.0046486 | 830.5 | -0.001524 | 830.5 | -0.0068351 | 649.6507 | 3.2013e-06 | 649.6507 | 0.77321 | 647.1941 | 6.8167 | 963.2503 | 0.014131 | 963.2503 | 0.024241 | 962.9611 | 0.00011594 | 963.2503 | 3.784 | 649.6507 | 0.16383
| 647.3158 | 0 | 647.3158 | 0 | 649.7709 | 0 | 649.7709 | 0.00015519 | 830.74 | -0.012642 | 647.3158 | 0.0085101 | 830.74 | -0.0028054 | 830.74 | -0.00010202 | 649.7709 | 4.9799e-06 | 649.7709 | 0.77166 | 647.3158 | 7.0571 | 963.4187 | 0.011605 | 963.4187 | 0.028459 | 963.1304 | 0 | 963.4187 | 3.7463 | 649.7709 | 0.16011
| 647.4375 | 0.0035653 | 647.4375 | 0.010771 | 649.8911 | 0 | 649.8911 | 0.000167 | 830.97 | 0.010164 | 647.4375 | 0.016268 | 830.97 | 0.0067465 | 830.97 | -0.0028565 | 649.8911 | 9.0705e-06 | 649.8911 | 0.77715 | 647.4375 | 7.1 | 963.587 | 0.01285 | 963.587 | 0.03839 | 963.2997 | 0.00011594 | 963.587 | 3.7184 | 649.8911 | 0.16755
| 647.5592 | 0 | 647.5592 | 0 | 650.0113 | 0.00053406 | 650.0113 | 0.00017241 | 831.21 | 0.00074368 | 647.5592 | 0.010344 | 831.21 | 0.00010678 | 831.21 | 0.0029585 | 650.0113 | 9.9598e-06 | 650.0113 | 0.77218 | 647.5592 | 7.1276 | 963.7554 | 0.014241 | 963.7554 | 0.026644 | 963.4689 | 7.7296e-05 | 963.7554 | 3.6849 | 650.0113 | 0.16543
| 647.6809 | 0 | 647.6809 | 0.0050107 | 650.1316 | 0.00024284 | 650.1316 | 0.00017121 | 831.45 | -0.011155 | 647.6809 | 0.01119 | 831.45 | 0.0024366 | 831.45 | -0.0013262 | 650.1316 | 9.4262e-06 | 650.1316 | 0.72053 | 647.6809 | 7.436 | 963.9238 | 0.011898 | 963.9238 | 0.024241 | 963.6382 | 0.00034783 | 963.9238 | 3.6513 | 650.1316 | 0.16877
| 647.8026 | 0 | 647.8026 | 0 | 650.2518 | 0 | 650.2518 | 0.00017902 | 831.69 | 0.016609 | 647.8026 | 0.0026252 | 831.69 | -0.001524 | 831.69 | -0.0046928 | 650.2518 | 5.3356e-06 | 650.2518 | 0.65584 | 647.8026 | 7.4892 | 964.0921 | 0.023979 | 964.0921 | 0.034813 | 963.8074 | 0 | 964.0921 | 3.6091 | 650.2518 | 0.16652
| 647.9243 | 0.0026402 | 647.9243 | 0.013835 | 650.372 | 0.00024284 | 650.372 | 0.00014878 | 831.93 | 0.0017352 | 647.9243 | 0.005454 | 831.93 | -0.002223 | 831.93 | -0.0088246 | 650.372 | 1.0315e-05 | 650.372 | 0.60985 | 647.9243 | 7.5761 | 964.2605 | 0.013985 | 964.2605 | 0.028352 | 963.9767 | 0.00011594 | 964.2605 | 3.5725 | 650.372 | 0.16909
| 648.0461 | 0 | 648.0461 | 0 | 650.4922 | 0 | 650.4922 | 0.00013156 | 832.17 | -0.025532 | 648.0461 | 0.008228 | 832.17 | -0.0052516 | 832.17 | 0.0084671 | 650.4922 | 9.604e-06 | 650.4922 | 0.56523 | 648.0461 | 7.6199 | 964.4289 | 0.019073 | 964.4289 | 0.032464 | 964.1459 | 0 | 964.4289 | 3.5326 | 650.4922 | 0.17069
| 648.1678 | 0.013193 | 648.1678 | 0.0060736 | 650.6125 | 0 | 650.6125 | 0.00012815 | 832.41 | -0.0176 | 648.1678 | 0.0071936 | 832.41 | -0.0031549 | 832.41 | -0.0028565 | 650.6125 | 2.0275e-05 | 650.6125 | 0.57501 | 648.1678 | 7.9112 | 964.5973 | 0.013985 | 964.5973 | 0.028993 | 964.3152 | 0.00034783 | 964.5973 | 3.4953 | 650.6125 | 0.17108
| 648.2895 | 0 | 648.2895 | 0 | 650.7327 | 0.00024284 | 650.7327 | 0.00013296 | 832.64 | 0.010659 | 648.2895 | 0.0095445 | 832.64 | 0.00010678 | 832.64 | -0.0028565 | 650.7327 | 2.0275e-05 | 650.7327 | 0.5189 | 648.2895 | 7.8639 | 964.7656 | 0.012374 | 964.7656 | 0.037055 | 964.4845 | 0 | 964.7656 | 3.4516 | 650.7327 | 0.17018
| 648.4113 | 0.005878 | 648.4113 | 0.011559 | 650.8529 | 0.00082547 | 650.8529 | 0.0001622 | 832.88 | -0.0017352 | 648.4113 | 0.013447 | 832.88 | -0.0085133 | 832.88 | -0.0031625 | 650.8529 | 2.5255e-05 | 650.8529 | 0.48407 | 648.4113 | 7.9985 | 964.934 | 0.013033 | 964.934 | 0.02328 | 964.6537 | 0.00011594 | 964.934 | 3.4146 | 650.8529 | 0.16607
| 648.5331 | 0 | 648.5331 | 0 | 650.9731 | 0 | 650.9731 | 0.0001618 | 833.12 | 0.002231 | 648.5331 | 0.0072877 | 833.12 | 0.0052322 | 833.12 | 0.0040296 | 650.9731 | 1.9386e-05 | 650.9731 | 0.40187 | 648.5331 | 7.9457 | 965.1024 | 0.017536 | 965.1024 | 0.022799 | 964.823 | 7.7296e-05 | 965.1024 | 3.3768 | 650.9731 | 0.16684
| 648.6549 | 0 | 648.6549 | 0.00577 | 651.0934 | 0.00053406 | 651.0934 | 0.00017341 | 833.36 | 0.0071888 | 648.6549 | 0.011989 | 833.36 | 0.00080569 | 833.36 | -0.0010202 | 651.0934 | 2.3654e-05 | 651.0934 | 0.38008 | 648.6549 | 8.1319 | 965.2707 | 0.01252 | 965.2707 | 0.030969 | 964.9923 | 0.00011594 | 965.2707 | 3.3478 | 651.0934 | 0.15928
| 648.7766 | 0 | 648.7766 | 0 | 651.2136 | 0 | 651.2136 | 0.0001632 | 833.6 | -0.0002479 | 648.7766 | 0.0069115 | 833.6 | -0.0095617 | 833.6 | 0.00096913 | 651.2136 | 2.1164e-05 | 651.2136 | 0.38472 | 648.7766 | 8.1693 | 965.4391 | 0.014424 | 965.4391 | 0.048909 | 965.1616 | 7.7296e-05 | 965.4391 | 3.3158 | 651.2136 | 0.16344
| 648.8984 | 0.010297 | 648.8984 | 0.014448 | 651.3338 | 0 | 651.3338 | 0.0001674 | 833.84 | -0.0037184 | 648.8984 | 0.013071 | 833.84 | -0.00035917 | 833.84 | -0.0062227 | 651.3338 | 2.2765e-05 | 651.3338 | 0.40531 | 648.8984 | 8.2308 | 965.6075 | 0.012667 | 965.6075 | 0.018421 | 965.3308 | 0.00011594 | 965.6075 | 3.2841 | 651.3338 | 0.15504
| 649.0202 | 0 | 649.0202 | 0 | 651.4541 | 0.00024284 | 651.4541 | 0.0001656 | 834.08 | 0.0061972 | 649.0202 | 0.0022247 | 834.08 | -0.002223 | 834.08 | 0.010916 | 651.4541 | 1.9564e-05 | 651.4541 | 0.42178 | 649.0202 | 8.3709 | 965.7759 | 0.020355 | 965.7759 | 0.032357 | 965.5001 | 0 | 965.7759 | 3.2451 | 651.4541 | 0.16466
| 649.1421 | 0.0049529 | 649.1421 | 0.00577 | 651.5743 | 0.00024284 | 651.5743 | 0.00017121 | 834.32 | -0.0052058 | 649.1421 | 0.0034475 | 834.32 | 0.0054654 | 834.32 | -0.0083652 | 651.5743 | 2.7211e-05 | 651.5743 | 0.41114 | 649.1421 | 8.6226 | 965.9443 | 0.013802 | 965.9443 | 0.030969 | 965.6694 | 0.00011594 | 965.9443 | 3.2032 | 651.5743 | 0.15517
| 649.2639 | 0 | 649.2639 | 0 | 651.6946 | 0 | 651.6946 | 0.0001668 | 834.55 | -0.024542 | 649.2639 | 0.0043605 | 834.55 | 0.0010387 | 834.55 | -0.0011732 | 651.6946 | 2.899e-05 | 651.6946 | 0.41303 | 649.2639 | 8.6027 | 966.1126 | 0.015376 | 966.1126 | 0.027872 | 965.8387 | 0 | 966.1126 | 3.1499 | 651.6946 | 0.1637
| 649.3857 | 0 | 649.3857 | 0.011734 | 651.8148 | 0 | 651.8148 | 0.00017441 | 834.79 | -0.016113 | 649.3857 | 0.0010454 | 834.79 | -0.0012911 | 834.79 | 0.00051009 | 651.8148 | 3.895e-05 | 651.8148 | 0.38523 | 649.3857 | 8.8468 | 966.281 | 0.012008 | 966.281 | 0.021945 | 966.008 | 0.00011594 | 966.281 | 3.0948 | 651.8148 | 0.15254
| 649.5076 | 0 | 649.5076 | 0 | 651.9351 | 0.00024284 | 651.9351 | 0.00017441 | 835.03 | -0.0012395 | 649.5076 | 0.0023582 | 835.03 | -0.012591 | 835.03 | 0.0015813 | 651.9351 | 4.055e-05 | 651.9351 | 0.39484 | 649.5076 | 8.7938 | 966.4494 | 0.0068459 | 966.4494 | 0.030808 | 966.1773 | 7.7296e-05 | 966.4494 | 3.0356 | 651.9351 | 0.15979
| 649.6294 | 0.005878 | 649.6294 | 0.012172 | 652.0553 | 0.00024284 | 652.0553 | 0.00019804 | 835.27 | -0.0071888 | 649.6294 | 0.0034475 | 835.27 | 0.00045625 | 835.27 | -0.0030095 | 652.0553 | 4.2685e-05 | 652.0553 | 0.37459 | 649.6294 | 8.9772 | 966.6178 | 0.011825 | 966.6178 | 0.027498 | 966.3466 | 0.00034783 | 966.6178 | 2.9882 | 652.0553 | 0.14959
| 649.7513 | 0 | 649.7513 | 0 | 652.1756 | 0.00053406 | 652.1756 | 0.00018823 | 835.51 | 0.033465 | 649.7513 | 0.00062295 | 835.51 | 0.00033976 | 835.51 | 0.0051009 | 652.1756 | 3.3436e-05 | 652.1756 | 0.38746 | 649.7513 | 9.0952 | 966.7862 | 0.017426 | 966.7862 | 0.032677 | 966.5159 | 0 | 966.7862 | 2.9416 | 652.1756 | 0.15723
| 649.8731 | 0.005878 | 649.8731 | 0.011121 | 652.2958 | 0 | 652.2958 | 0.00018282 | 835.75 | -0.014626 | 649.8731 | 0.0098736 | 835.75 | -0.0035044 | 835.75 | -0.0063763 | 652.2958 | 3.7349e-05 | 652.2958 | 0.3818 | 649.8731 | 9.2183 | 966.9546 | 0.016291 | 966.9546 | 0.023013 | 966.6852 | 0 | 966.9546 | 2.9026 | 652.2958 | 0.14883
| 649.995 | 0 | 649.995 | 0 | 652.4161 | 0 | 652.4161 | 0.0001688 | 835.99 | -0.010164 | 649.995 | 0.013964 | 835.99 | -0.0010581 | 835.99 | -0.012038 | 652.4161 | 3.8416e-05 | 652.4161 | 0.37493 | 649.995 | 9.5312 | 967.1229 | 0.013216 | 967.1229 | 0.027017 | 966.8545 | 0 | 967.1229 | 2.8581 | 652.4161 | 0.15729
| 650.1169 | 0 | 650.1169 | 0.0089317 | 652.5363 | 0.00024284 | 652.5363 | 0.00017121 | 836.23 | -0.0042142 | 650.1169 | 0.0093094 | 836.23 | -0.0031549 | 836.23 | -0.0037746 | 652.5363 | 5.1755e-05 | 652.5363 | 0.35709 | 650.1169 | 9.74 | 967.2913 | 0.011239 | 967.2913 | 0.025843 | 967.0238 | 0.00034783 | 967.2913 | 2.8168 | 652.5363 | 0.14992
| 650.2388 | 0 | 650.2388 | 0 | 652.6566 | 0.00053406 | 652.6566 | 0.00017962 | 836.46 | 0.011651 | 650.2388 | 0.0061122 | 836.46 | -0.001524 | 836.46 | 0.0063253 | 652.6566 | 5.8869e-05 | 652.6566 | 0.31453 | 650.2388 | 9.767 | 967.4597 | 0.022075 | 967.4597 | 0.023173 | 967.1931 | 0.00030918 | 967.4597 | 2.7704 | 652.6566 | 0.15697
| 650.3607 | 0.0097821 | 650.3607 | 0.0081994 | 652.7768 | 0 | 652.7768 | 0.0001636 | 836.7 | -0.022062 | 650.3607 | 0.0097326 | 836.7 | -0.0021065 | 836.7 | 0.00081613 | 652.7768 | 6.794e-05 | 652.7768 | 0.29137 | 650.3607 | 10.064 | 967.6281 | 0.013545 | 967.6281 | 0.033425 | 967.3624 | 0.00034783 | 967.6281 | 2.7275 | 652.7768 | 0.15145
| 650.4826 | 0 | 650.4826 | 0 | 652.8971 | 0 | 652.8971 | 0.00017761 | 836.94 | -0.013634 | 650.4826 | 0.0058301 | 836.94 | 0.0062807 | 836.94 | -0.0088246 | 652.8971 | 5.7091e-05 | 652.8971 | 0.25053 | 650.4826 | 10.1186 | 967.7965 | 0.011385 | 967.7965 | 0.029367 | 967.5317 | 7.7296e-05 | 967.7965 | 2.6792 | 652.8971 | 0.15678
| 650.6045 | 0.00032764 | 650.6045 | 0.0036442 | 653.0173 | 0.00053406 | 653.0173 | 0.00017261 | 837.18 | -0.021071 | 650.6045 | 0.0074287 | 837.18 | 0.0051159 | 837.18 | -0.0022444 | 653.0173 | 5.6201e-05 | 653.0173 | 0.24006 | 650.6045 | 10.2472 | 967.9649 | 0.013106 | 967.9649 | 0.030969 | 967.701 | 0 | 967.9649 | 2.6345 | 653.0173 | 0.15248
| 650.7264 | 0 | 650.7264 | 0 | 653.1376 | 0.00024284 | 653.1376 | 0.00018743 | 837.42 | -0.011651 | 650.7264 | 0.0048898 | 837.42 | -0.0051353 | 837.42 | 0.0012752 | 653.1376 | 4.5886e-05 | 653.1376 | 0.20935 | 650.7264 | 10.4618 | 968.1333 | 0.01889 | 968.1333 | 0.025255 | 967.8703 | 0 | 968.1333 | 2.5865 | 653.1376 | 0.15504
| 650.8484 | 0.00044325 | 650.8484 | 0.0036442 | 653.2579 | 0.00024284 | 653.2579 | 0.0001656 | 837.66 | -0.029994 | 650.8484 | 0.0043816 | 837.66 | -0.0060669 | 837.66 | 0.00096913 | 653.2579 | 5.9581e-05 | 653.2579 | 0.20677 | 650.8484 | 10.724 | 968.3017 | 0.010434 | 968.3017 | 0.020076 | 968.0396 | 0.00034783 | 968.3017 | 2.5435 | 653.2579 | 0.1528
| 650.9703 | 0 | 650.9703 | 0 | 653.3781 | 0 | 653.3781 | 0.00015018 | 837.9 | -0.024045 | 650.9703 | 0.0062063 | 837.9 | 0.0033685 | 837.9 | -0.0040807 | 653.3781 | 5.7446e-05 | 653.3781 | 0.17897 | 650.9703 | 10.9259 | 968.4701 | 0.013472 | 968.4701 | 0.043623 | 968.209 | 7.7296e-05 | 968.4701 | 2.4987 | 653.3781 | 0.15158
| 651.0923 | 0.0028715 | 651.0923 | 0.007592 | 653.4984 | 0 | 653.4984 | 0.00014397 | 838.14 | -0.012642 | 651.0923 | 0.0058301 | 838.14 | -0.0021065 | 838.14 | 0.0084671 | 653.4984 | 7.2564e-05 | 653.4984 | 0.17074 | 651.0923 | 11.1803 | 968.6385 | 0.014387 | 968.6385 | 0.029954 | 968.3783 | 0.00011594 | 968.6385 | 2.4586 | 653.4984 | 0.15075
| 651.2143 | 0 | 651.2143 | 0 | 653.6187 | 0.00024284 | 653.6187 | 0.00013156 | 838.38 | 0.020079 | 651.2143 | 0.0050308 | 838.38 | -0.0047858 | 838.38 | -0.0028565 | 653.6187 | 6.0826e-05 | 653.6187 | 0.14071 | 651.2143 | 11.2165 | 968.8069 | 0.015815 | 968.8069 | 0.038283 | 968.5476 | 0 | 968.8069 | 2.4185 | 653.6187 | 0.15126
| 651.3362 | 0.0065643 | 651.3362 | 0.0027331 | 653.7389 | 0.00024284 | 653.7389 | 0.00013476 | 838.61 | 0.013138 | 651.3362 | 0.0041147 | 838.61 | -0.0052516 | 838.61 | -0.0030095 | 653.7389 | 8.0745e-05 | 653.7389 | 0.14208 | 651.3362 | 11.5587 | 968.9752 | 0.012154 | 968.9752 | 0.02974 | 968.7169 | 0.00011594 | 968.9752 | 2.3815 | 653.7389 | 0.15408
| 651.4582 | 0 | 651.4582 | 0 | 653.8592 | 0.00024284 | 653.8592 | 0.00013857 | 838.85 | -0.0071888 | 651.4582 | 0.0062063 | 838.85 | -0.00199 | 838.85 | -0.0016323 | 653.8592 | 8.2701e-05 | 653.8592 | 0.1208 | 651.4582 | 11.7161 | 969.1436 | 0.013582 | 969.1436 | 0.03556 | 968.8863 | 0 | 969.1436 | 2.3412 | 653.8592 | 0.15331
| 651.5802 | 0.0022934 | 651.5802 | 0.0048589 | 653.9795 | 0.00024284 | 653.9795 | 0.00016039 | 839.09 | -0.024542 | 651.5802 | 0.0083691 | 839.09 | -0.0067659 | 839.09 | -0.0028565 | 653.9795 | 9.7641e-05 | 653.9795 | 0.12012 | 651.5802 | 11.8784 | 969.312 | 0.010946 | 969.312 | 0.031182 | 969.0556 | 0.00034783 | 969.312 | 2.3 | 653.9795 | 0.15293
| 651.7022 | 0 | 651.7022 | 0 | 654.0998 | 0.00082547 | 654.0998 | 0.00014918 | 839.33 | -0.0086762 | 651.7022 | 0.010344 | 839.33 | -0.006999 | 839.33 | -0.00086717 | 654.0998 | 8.1101e-05 | 654.0998 | 0.097981 | 651.7022 | 12.139 | 969.4805 | 0.012337 | 969.4805 | 0.034279 | 969.2249 | 0.00030918 | 969.4805 | 2.2558 | 654.0998 | 0.15293
| 651.8242 | 0.0054154 | 651.8242 | 0.0083512 | 654.22 | 0 | 654.22 | 0.00012876 | 839.57 | -0.0057014 | 651.8242 | 0.0071936 | 839.57 | -0.0074648 | 839.57 | 0.0028055 | 654.22 | 8.8571e-05 | 654.22 | 0.092146 | 651.8242 | 12.4156 | 969.6489 | 0.01501 | 969.6489 | 0.011533 | 969.3943 | 0.00011594 | 969.6489 | 2.2187 | 654.22 | 0.15351
| 651.9462 | 0 | 651.9462 | 0 | 654.3403 | 0.00024284 | 654.3403 | 0.00011654 | 839.81 | 0.019087 | 651.9462 | 0.0047487 | 839.81 | 0.0040674 | 839.81 | -0.00040807 | 654.3403 | 8.199e-05 | 654.3403 | 0.070354 | 651.9462 | 12.3609 | 969.8172 | 0.01673 | 969.8172 | 0.032837 | 969.5636 | 7.7296e-05 | 969.8172 | 2.1819 | 654.3403 | 0.15068
| 652.0683 | 0.0019465 | 652.0683 | 0.0053144 | 654.4606 | 0.00024284 | 654.4606 | 0.00013576 | 840.05 | 0.0061972 | 652.0683 | 0.0029137 | 840.05 | -0.0042033 | 840.05 | 0.0054069 | 654.4606 | 9.2839e-05 | 654.4606 | 0.060916 | 652.0683 | 12.7179 | 969.9856 | 0.019586 | 969.9856 | 0.024882 | 969.7329 | 0.00011594 | 969.9856 | 2.1484 | 654.4606 | 0.14555
| 652.1903 | 0 | 652.1903 | 0 | 654.5809 | 0.00024284 | 654.5809 | 0.00014277 | 840.29 | 0.010659 | 652.1903 | 0.0027586 | 840.29 | -0.0021065 | 840.29 | -0.0022444 | 654.5809 | 7.7899e-05 | 654.5809 | 0.041698 | 652.1903 | 12.758 | 970.1541 | 0.014351 | 970.1541 | 0.03209 | 969.9023 | 7.7296e-05 | 970.1541 | 2.1085 | 654.5809 | 0.14049
| 652.3124 | 0.0028715 | 652.3124 | 0.0069846 | 654.7012 | 0.00024284 | 654.7012 | 0.00013516 | 840.52 | -0.036439 | 652.3124 | 0.0053129 | 840.52 | -0.013057 | 840.52 | -0.013568 | 654.7012 | 7.7544e-05 | 654.7012 | 0.038094 | 652.3124 | 12.9974 | 970.3225 | 0.01296 | 970.3225 | 0.028352 | 970.0716 | 0.00011594 | 970.3225 | 2.0686 | 654.7012 | 0.13985
| 652.4344 | 0 | 652.4344 | 0 | 654.8215 | 0 | 654.8215 | 0.00013897 | 840.76 | -0.024542 | 652.4344 | 0.014387 | 840.76 | -0.0029219 | 840.76 | -0.0030095 | 654.8215 | 6.5805e-05 | 654.8215 | 0.021278 | 652.4344 | 13.0292 | 970.4909 | 0.018304 | 970.4909 | 0.030595 | 970.241 | 7.7296e-05 | 970.4909 | 2.0257 | 654.8215 | 0.13485
| 652.5565 | 0.0061092 | 652.5565 | 0.0095447 | 654.9417 | 0 | 654.9417 | 0.00015719 | 841 | -0.015617 | 652.5565 | 0.0059712 | 841 | -0.0038538 | 841 | 0.0038766 | 654.9417 | 8.2701e-05 | 654.9417 | 0.023165 | 652.5565 | 13.1673 | 970.6593 | 0.011642 | 970.6593 | 0.029207 | 970.4103 | 0.00034783 | 970.6593 | 1.9884 | 654.9417 | 0.13664
| 652.6786 | 0 | 652.6786 | 0 | 655.062 | 0 | 655.062 | 0.00018502 | 841.24 | 0.0042142 | 652.6786 | 0.005407 | 841.24 | -0.00082513 | 841.24 | 0.0081613 | 655.062 | 8.4836e-05 | 655.062 | 0.011798 | 652.6786 | 13.2887 | 970.8277 | 0.016804 | 970.8277 | 0.027338 | 970.5797 | 7.7296e-05 | 970.8277 | 1.9499 | 655.062 | 0.13683
| 652.8007 | 0.0032185 | 652.8007 | 0.015061 | 655.1823 | 0.00024284 | 655.1823 | 0.00019383 | 841.48 | -0.012642 | 652.8007 | 0.0094504 | 841.48 | -0.011775 | 841.48 | -0.010661 | 655.1823 | 9.9064e-05 | 655.1823 | 0.013075 | 652.8007 | 13.3357 | 970.9961 | 0.012667 | 970.9961 | 0.041113 | 970.7491 | 0.00034783 | 970.9961 | 1.916 | 655.1823 | 0.14177
| 652.9227 | 0 | 652.9227 | 0 | 655.3026 | 0 | 655.3026 | 0.0001684 | 841.72 | 0.018592 | 652.9227 | 0.0034261 | 841.72 | 0.0026695 | 841.72 | 0.0020403 | 655.3026 | 8.6436e-05 | 655.3026 | 0.0038661 | 652.9227 | 13.4471 | 971.1645 | 0.010543 | 971.1645 | 0.042502 | 970.9184 | 0 | 971.1645 | 1.8785 | 655.3026 | 0.13433
| 653.0448 | 0.0072722 | 653.0448 | 0.011208 | 655.4229 | 0.00024284 | 655.4229 | 0.00016119 | 841.96 | -0.019087 | 653.0448 | 0.0053129 | 841.96 | -9.7074e-06 | 841.96 | 0.0020403 | 655.4229 | 9.853e-05 | 655.4229 | 0.0023817 | 653.0448 | 13.5975 | 971.3329 | 0.012703 | 971.3329 | 0.018047 | 971.0878 | 0.00034783 | 971.3329 | 1.8472 | 655.4229 | 0.13145
| 653.167 | 0 | 653.167 | 0 | 655.5432 | 0 | 655.5432 | 0.00013556 | 842.2 | 0.016113 | 653.167 | 0.003693 | 842.2 | -0.0068827 | 842.2 | -0.0027035 | 655.5432 | 8.2879e-05 | 655.5432 | 1.0929e-05 | 653.167 | 13.7538 | 971.5013 | 0.018963 | 971.5013 | 0.038497 | 971.2571 | 0 | 971.5013 | 1.8163 | 655.5432 | 0.12465
| 653.2891 | 0.0074009 | 653.2891 | 0.012172 | 655.6635 | 0 | 655.6635 | 0.00014357 | 842.44 | -0.02702 | 653.2891 | 0.0091683 | 842.44 | -0.0012911 | 842.44 | -0.0079064 | 655.6635 | 9.5151e-05 | 655.6635 | 1.4697e-05 | 653.2891 | 13.7918 | 971.6698 | 0.011751 | 971.6698 | 0.030702 | 971.4265 | 0.00057972 | 971.6698 | 1.7899 | 655.6635 | 0.12587
| 653.4112 | 0 | 653.4112 | 0 | 655.7838 | 0.00024284 | 655.7838 | 0.00014838 | 842.68 | 0.0176 | 653.4112 | 0.0090273 | 842.68 | -0.0016406 | 842.68 | -0.00010202 | 655.7838 | 7.5765e-05 | 655.7838 | 3.5801e-06 | 653.4112 | 13.9137 | 971.8382 | 0.014607 | 971.8382 | 0.028993 | 971.5959 | 7.7296e-05 | 971.8382 | 1.7609 | 655.7838 | 0.11664
| 653.5333 | 0.0054154 | 653.5333 | 0.011559 | 655.9041 | 0 | 655.9041 | 0.00015278 | 842.91 | 0.0017352 | 653.5333 | 0.0053129 | 842.91 | 0.0017376 | 842.91 | -0.00025504 | 655.9041 | 8.9816e-05 | 655.9041 | 3.5801e-06 | 653.5333 | 13.9845 | 972.0066 | 0.010726 | 972.0066 | 0.02312 | 971.7652 | 0.00011594 | 972.0066 | 1.734 | 655.9041 | 0.11689
| 653.6555 | 0 | 653.6555 | 0 | 656.0244 | 0.00024284 | 656.0244 | 0.00014738 | 843.15 | 0.023549 | 653.6555 | 0.0028921 | 843.15 | 0.010474 | 843.15 | -0.0033155 | 656.0244 | 7.8255e-05 | 656.0244 | 0 | 653.6555 | 14.1534 | 972.175 | 0.01878 | 972.175 | 0.037269 | 971.9346 | 0 | 972.175 | 1.7027 | 656.0244 | 0.11074
| 653.7776 | 0.0039122 | 653.7776 | 0.0095447 | 656.1447 | 0 | 656.1447 | 0.00014598 | 843.39 | -0.0076846 | 653.7776 | 0.0059712 | 843.39 | -0.0039703 | 843.39 | -0.014792 | 656.1447 | 8.6081e-05 | 656.1447 | 0 | 653.7776 | 14.3801 | 972.3434 | 0.011935 | 972.3434 | 0.023547 | 972.104 | 0.00011594 | 972.3434 | 1.6754 | 656.1447 | 0.11497
| 653.8998 | 0 | 653.8998 | 0 | 656.265 | 0 | 656.265 | 0.00014457 | 843.63 | 0.0017352 | 653.8998 | 0.0047487 | 843.63 | 0.00022327 | 843.63 | 5.1009e-05 | 656.265 | 9.2839e-05 | 656.265 | 0 | 653.8998 | 14.5332 | 972.5118 | 0.012777 | 972.5118 | 0.033051 | 972.2734 | 7.7296e-05 | 972.5118 | 1.6457 | 656.265 | 0.10747
| 654.022 | 0.0074653 | 654.022 | 0.010771 | 656.3854 | 0 | 656.3854 | 0.00014417 | 843.87 | 0.015617 | 654.022 | 0.0046486 | 843.87 | -0.00199 | 843.87 | 0.0078554 | 656.3854 | 9.6396e-05 | 656.3854 | 0 | 654.022 | 14.736 | 972.6803 | 0.011898 | 972.6803 | 0.027017 | 972.4427 | 0.00034783 | 972.6803 | 1.6207 | 656.3854 | 0.10926
| 654.1442 | 0 | 654.1442 | 0 | 656.5057 | 0 | 656.5057 | 0.00013056 | 844.11 | -0.0096677 | 654.1442 | 0.0010234 | 844.11 | -0.0060669 | 844.11 | 0.0021933 | 656.5057 | 0.00011471 | 656.5057 | 0 | 654.1442 | 14.7961 | 972.8487 | 0.025333 | 972.8487 | 0.029473 | 972.6121 | 0 | 972.8487 | 1.591 | 656.5057 | 0.10144
| 654.2664 | 0.0033341 | 654.2664 | 0.0077439 | 656.626 | 0 | 656.626 | 0.00013016 | 844.35 | -0.0042142 | 654.2664 | 0.0093094 | 844.35 | 0.0051159 | 844.35 | -0.0086717 | 656.626 | 0.00010227 | 656.626 | 0 | 654.2664 | 15.1404 | 973.0171 | 0.011056 | 973.0171 | 0.025042 | 972.7815 | 0.00034783 | 973.0171 | 1.5641 | 656.626 | 0.10439
| 654.3886 | 0 | 654.3886 | 0 | 656.7463 | 0 | 656.7463 | 0.00015158 | 844.59 | 0.0081804 | 654.3886 | 0 | 844.59 | 0.002786 | 844.59 | 0.0026524 | 656.7463 | 0.00010689 | 656.7463 | 0 | 654.3886 | 15.1611 | 973.1855 | 0.019842 | 973.1855 | 0.032784 | 972.9509 | 0 | 973.1855 | 1.5358 | 656.7463 | 0.097336
| 654.5108 | 0.00067455 | 654.5108 | 0.009895 | 656.8666 | 0 | 656.8666 | 0.0001664 | 844.83 | -0.016609 | 654.5108 | 0.0038478 | 844.83 | -0.0040868 | 844.83 | -0.0048458 | 656.8666 | 0.00010066 | 656.8666 | 0 | 654.5108 | 15.4305 | 973.3539 | 0.010434 | 973.3539 | 0.024775 | 973.1203 | 0.00034783 | 973.3539 | 1.5121 | 656.8666 | 0.097528
| 654.633 | 0 | 654.633 | 0 | 656.9869 | 0 | 656.9869 | 0.00018082 | 845.07 | 0.010164 | 654.633 | 0.0023582 | 845.07 | -0.0046693 | 845.07 | 0.0023464 | 656.9869 | 9.7285e-05 | 656.9869 | 1.8842e-06 | 654.633 | 15.6889 | 973.5224 | 0.013985 | 973.5224 | 0.024294 | 973.2897 | 7.7296e-05 | 973.5224 | 1.4862 | 656.9869 | 0.091693
| 654.7552 | 0.0028715 | 654.7552 | 0.010771 | 657.1073 | 0.00053406 | 657.1073 | 0.00017681 | 845.3 | -0.028012 | 654.7552 | 0.003314 | 845.3 | -0.002689 | 845.3 | 0.0029585 | 657.1073 | 0.00010511 | 657.1073 | 1.8842e-06 | 654.7552 | 15.8064 | 973.6908 | 0.01241 | 973.6908 | 0.022372 | 973.4591 | 0.00034783 | 973.6908 | 1.4626 | 657.1073 | 0.092591
| 654.8775 | 0 | 654.8775 | 0 | 657.2276 | 0.00024284 | 657.2276 | 0.00017101 | 845.54 | -0.0057014 | 654.8775 | 0.0053129 | 845.54 | 0.0039509 | 845.54 | 0.0032646 | 657.2276 | 0.00010013 | 657.2276 | 1.8842e-06 | 654.8775 | 16.0813 | 973.8592 | 0.017536 | 973.8592 | 0.033051 | 973.6285 | 0 | 973.8592 | 1.4358 | 657.2276 | 0.088872
| 654.9997 | 0.0070148 | 654.9997 | 0.013047 | 657.3479 | 0.00053406 | 657.3479 | 0.00017261 | 845.78 | 0.032968 | 654.9997 | 0.0039813 | 845.78 | 0.0060475 | 845.78 | 0.0028055 | 657.3479 | 0.00010636 | 657.3479 | 0 | 654.9997 | 16.1148 | 974.0276 | 0.013619 | 974.0276 | 0.028566 | 973.7979 | 0.00034783 | 974.0276 | 1.4111 | 657.3479 | 0.091373
| 655.122 | 0 | 655.122 | 0 | 657.4682 | 0 | 657.4682 | 0.0001622 | 846.02 | -0.013634 | 655.122 | 0 | 846.02 | 0.0022036 | 846.02 | -0.0014792 | 657.4682 | 8.697e-05 | 657.4682 | 0 | 655.122 | 16.5021 | 974.1961 | 0.014424 | 974.1961 | 0.033585 | 973.9673 | 7.7296e-05 | 974.1961 | 1.3827 | 657.4682 | 0.089193
| 655.2442 | 0.0090098 | 655.2442 | 0.010946 | 657.5886 | 0 | 657.5886 | 0.0001646 | 846.26 | -0.006693 | 655.2442 | 0.0037144 | 846.26 | 0.0054654 | 846.26 | -0.0097429 | 657.5886 | 9.6396e-05 | 657.5886 | 0 | 655.2442 | 16.8398 | 974.3645 | 0.01252 | 974.3645 | 0.027978 | 974.1367 | 0 | 974.3645 | 1.3558 | 657.5886 | 0.092078
| 655.3665 | 0 | 655.3665 | 0 | 657.7089 | 0 | 657.7089 | 0.00014498 | 846.5 | -0.0096677 | 655.3665 | 0.0074287 | 846.5 | -0.0014076 | 846.5 | 0.00020403 | 657.7089 | 0.0001028 | 657.7089 | 0 | 655.3665 | 17.0704 | 974.5329 | 0.012118 | 974.5329 | 0.040633 | 974.3061 | 0 | 974.5329 | 1.3249 | 657.7089 | 0.087141
| 655.4888 | 0.005878 | 655.4888 | 0.0012147 | 657.8292 | 0 | 657.8292 | 0.0001674 | 846.74 | -0.040903 | 655.4888 | 0.0035809 | 846.74 | -0.0090959 | 846.74 | -0.0042337 | 657.8292 | 0.00014655 | 657.8292 | 0 | 655.4888 | 17.4124 | 974.7014 | 0.013106 | 974.7014 | 0.033051 | 974.4755 | 0.00034783 | 974.7014 | 1.2965 | 657.8292 | 0.087846
| 655.6111 | 0 | 655.6111 | 0 | 657.9496 | 0 | 657.9496 | 0.00015018 | 846.98 | 0.023549 | 655.6111 | 0.0023582 | 846.98 | -0.00094161 | 846.98 | 0.0037236 | 657.9496 | 0.00013214 | 657.9496 | 0 | 655.6111 | 17.4097 | 974.8698 | 0.019146 | 974.8698 | 0.033051 | 974.6449 | 7.7296e-05 | 974.8698 | 1.2695 | 657.9496 | 0.080664
| 655.7334 | 0.0074009 | 655.7334 | 0.007592 | 658.0699 | 0 | 658.0699 | 0.00018603 | 847.22 | -0.006693 | 655.7334 | 0.0042482 | 847.22 | 0.00092222 | 847.22 | 0.0024994 | 658.0699 | 0.00011809 | 658.0699 | 0 | 655.7334 | 17.8634 | 975.0382 | 0.012593 | 975.0382 | 0.035133 | 974.8143 | 0.00034783 | 975.0382 | 1.2473 | 658.0699 | 0.082716
| 655.8557 | 0 | 655.8557 | 0 | 658.1902 | 0.00053406 | 658.1902 | 0.00015799 | 847.46 | -0.01413 | 655.8557 | 0.0095445 | 847.46 | 0.0045333 | 847.46 | -0.0031625 | 658.1902 | 9.9064e-05 | 658.1902 | 0 | 655.8557 | 18.3351 | 975.2066 | 0.01889 | 975.2066 | 0.034439 | 974.9837 | 7.7296e-05 | 975.2066 | 1.226 | 658.1902 | 0.077074
| 655.978 | 0.0025246 | 655.978 | 0.010771 | 658.3106 | 0 | 658.3106 | 0.00015158 | 847.7 | -0.011155 | 655.978 | 0.0074287 | 847.7 | 0.0016211 | 847.7 | 0.0018873 | 658.3106 | 0.00012414 | 658.3106 | 0 | 655.978 | 18.5615 | 975.3751 | 0.012593 | 975.3751 | 0.02611 | 975.1531 | 0.00034783 | 975.3751 | 1.2064 | 658.3106 | 0.079959
| 656.1004 | 0 | 656.1004 | 0 | 658.4309 | 0.00024284 | 658.4309 | 0.00011654 | 847.93 | -0.013634 | 656.1004 | 0.012366 | 847.93 | -0.0018735 | 847.93 | 0.0046418 | 658.4309 | 0.00013695 | 658.4309 | 3.5801e-06 | 656.1004 | 18.8984 | 975.5435 | 0.01717 | 975.5435 | 0.0409 | 975.3225 | 0.00030918 | 975.5435 | 1.1848 | 658.4309 | 0.074573
| 656.2227 | 0.003681 | 656.2227 | 0.0019739 | 658.5512 | 0.00024284 | 658.5512 | 0.00011894 | 848.17 | -0.0052058 | 656.2227 | 0.0065354 | 848.17 | -0.00094161 | 848.17 | -0.0023974 | 658.5512 | 0.00014157 | 658.5512 | 3.5801e-06 | 656.2227 | 19.218 | 975.712 | 0.010287 | 975.712 | 0.023013 | 975.492 | 0 | 975.712 | 1.1647 | 658.5512 | 0.078613
| 656.3451 | 0 | 656.3451 | 0.00030442 | 658.6716 | 0 | 658.6716 | 0.00015298 | 848.41 | -0.018592 | 656.3451 | 0.0058301 | 848.41 | -0.0043198 | 848.41 | 0.00051009 | 658.6716 | 0.00014068 | 658.6716 | 3.5801e-06 | 656.3451 | 19.3321 | 975.8804 | 0.01717 | 975.8804 | 0.033959 | 975.6614 | 7.7296e-05 | 975.8804 | 1.1437 | 658.6716 | 0.074829
| 656.4674 | 0.006693 | 656.4674 | 0.010595 | 658.7919 | 0 | 658.7919 | 0.0001678 | 848.65 | -0.027516 | 656.4674 | 0.0073347 | 848.65 | -0.0037373 | 848.65 | -0.0053048 | 658.7919 | 0.00012841 | 658.7919 | 0 | 656.4674 | 19.6872 | 976.0488 | 0.013033 | 976.0488 | 0.027872 | 975.8308 | 0.00011594 | 976.0488 | 1.1233 | 658.7919 | 0.077715
| 656.5898 | 0 | 656.5898 | 0 | 658.9123 | 0 | 658.9123 | 0.00018462 | 848.89 | 0.022062 | 656.5898 | 0.0087452 | 848.89 | -0.0025725 | 848.89 | 0.00051009 | 658.9123 | 0.00011507 | 658.9123 | 7.3486e-06 | 656.5898 | 19.8464 | 976.2173 | 0.011056 | 976.2173 | 0.026483 | 976.0002 | 0 | 976.2173 | 1.0998 | 658.9123 | 0.071687
| 656.7122 | 0.0010214 | 656.7122 | 0.0069846 | 659.0326 | 0 | 659.0326 | 0.00017581 | 849.13 | -0.0057014 | 656.7122 | 0.008275 | 849.13 | -0.0085133 | 849.13 | -0.0043867 | 659.0326 | 0.00011418 | 659.0326 | 1.0929e-05 | 656.7122 | 19.9506 | 976.3857 | 0.010543 | 976.3857 | 0.025843 | 976.1697 | 0 | 976.3857 | 1.0757 | 659.0326 | 0.074381
| 656.8346 | 0 | 656.8346 | 0 | 659.153 | 0.00024284 | 659.153 | 0.0001642 | 849.37 | 0.0176 | 656.8346 | 0.0095445 | 849.37 | 0.00080569 | 849.37 | 0.0035706 | 659.153 | 0.00012041 | 659.153 | 1.0929e-05 | 656.8346 | 20.202 | 976.5542 | 0.01501 | 976.5542 | 0.029847 | 976.3391 | 0.00030918 | 976.5542 | 1.0506 | 659.153 | 0.07002
| 656.9569 | 0.0087524 | 656.9569 | 0.0078957 | 659.2733 | 0 | 659.2733 | 0.00013576 | 849.61 | -0.012147 | 656.9569 | 0.0030471 | 849.61 | 0.00022327 | 849.61 | 0.011987 | 659.2733 | 0.0001357 | 659.2733 | 3.5801e-06 | 656.9569 | 20.2617 | 976.7226 | 0.015193 | 976.7226 | 0.022639 | 976.5085 | 0.00011594 | 976.7226 | 1.0297 | 659.2733 | 0.072585
| 657.0793 | 0 | 657.0793 | 0 | 659.3937 | 0.00024284 | 659.3937 | 0.00011474 | 849.85 | -0.026029 | 657.0793 | 0.0091683 | 849.85 | 0.0017376 | 849.85 | -0.0049988 | 659.3937 | 0.00012379 | 659.3937 | 0 | 657.0793 | 20.4832 | 976.891 | 0.020428 | 976.891 | 0.036041 | 976.678 | 0 | 976.891 | 1.0077 | 659.3937 | 0.065404
| 657.2018 | 0.0081732 | 657.2018 | 0.0024295 | 659.514 | 0 | 659.514 | 0.00011474 | 850.09 | -0.034952 | 657.2018 | 0.013729 | 850.09 | -0.0071154 | 850.09 | -0.0091305 | 659.514 | 0.00013695 | 659.514 | 3.5801e-06 | 657.2018 | 20.4887 | 977.0595 | 0.019146 | 977.0595 | 0.0291 | 976.8474 | 0 | 977.0595 | 0.98846 | 659.514 | 0.067391
| 657.3242 | 0 | 657.3242 | 0 | 659.6344 | 0.00024284 | 659.6344 | 0.00013797 | 850.33 | 0.038919 | 657.3242 | 0.0050308 | 850.33 | 0.0022036 | 850.33 | -0.0037746 | 659.6344 | 0.0001325 | 659.6344 | 3.5801e-06 | 657.3242 | 20.4053 | 977.2279 | 0.013655 | 977.2279 | 0.028245 | 977.0168 | 0 | 977.2279 | 0.9665 | 659.6344 | 0.061941
| 657.4466 | 0.0037966 | 657.4466 | 0.0095447 | 659.7548 | 0 | 659.7548 | 0.00017581 | 850.57 | 0.018096 | 657.4466 | 0.0010454 | 850.57 | -0.0028054 | 850.57 | -0.00040807 | 659.7548 | 0.00014868 | 659.7548 | 1.8277e-05 | 657.4466 | 20.5346 | 977.3964 | 0.011239 | 977.3964 | 0.028192 | 977.1863 | 0.00034783 | 977.3964 | 0.94801 | 659.7548 | 0.065083
| 657.5691 | 0 | 657.5691 | 0 | 659.8751 | 0.00024284 | 659.8751 | 0.00018182 | 850.8 | 0.0096677 | 657.5691 | 0.0047487 | 850.8 | -0.0030384 | 850.8 | 0.011222 | 659.8751 | 0.00014068 | 659.8751 | 1.8277e-05 | 657.5691 | 20.6355 | 977.5648 | 0.017023 | 977.5648 | 0.034172 | 977.3557 | 0 | 977.5648 | 0.92906 | 659.8751 | 0.059761
| 657.6915 | 0.0051842 | 657.6915 | 0.013222 | 659.9955 | 0 | 659.9955 | 0.00019624 | 851.04 | -0.0017352 | 657.6915 | 0.0017126 | 851.04 | 0.0075623 | 851.04 | -0.0033155 | 659.9955 | 0.0001293 | 659.9955 | 2.2046e-05 | 657.6915 | 20.5751 | 977.7333 | 0.013033 | 977.7333 | 0.026483 | 977.5252 | 0.00011594 | 977.7333 | 0.91167 | 659.9955 | 0.063929
| 657.814 | 0 | 657.814 | 0 | 660.1159 | 0 | 660.1159 | 0.00018542 | 851.28 | 0.0086762 | 657.814 | 0.0011568 | 851.28 | 0.0017376 | 851.28 | -0.0048458 | 660.1159 | 0.00010511 | 660.1159 | 2.0162e-05 | 657.814 | 20.6563 | 977.9017 | 0.014424 | 977.9017 | 0.031075 | 977.6946 | 0.00030918 | 977.9017 | 0.8948 | 660.1159 | 0.059248
| 657.9364 | 0.0042591 | 657.9364 | 0.010333 | 660.2362 | 0.00053406 | 660.2362 | 0.00018362 | 851.52 | -0.029994 | 657.9364 | 0.0015792 | 851.52 | -0.00070865 | 851.52 | 0.0012752 | 660.2362 | 0.00010938 | 660.2362 | 2.0162e-05 | 657.9364 | 20.818 | 978.0702 | 0.011825 | 978.0702 | 0.032784 | 977.8641 | 0.00011594 | 978.0702 | 0.88104 | 660.2362 | 0.06162
| 658.0589 | 0 | 658.0589 | 0 | 660.3566 | 0.00024284 | 660.3566 | 0.0001646 | 851.76 | -0.0096677 | 658.0589 | 0.0069115 | 851.76 | -0.0001262 | 851.76 | 0.0055599 | 660.3566 | 0.00011792 | 660.3566 | 1.6581e-05 | 658.0589 | 20.8535 | 978.2386 | 0.01717 | 978.2386 | 0.036308 | 978.0335 | 7.7296e-05 | 978.2386 | 0.86827 | 660.3566 | 0.054631
| 658.1814 | 0.0033341 | 658.1814 | 0.014886 | 660.477 | 0 | 660.477 | 0.00015479 | 852 | -0.031481 | 658.1814 | 0.0021129 | 852 | -0.0083969 | 852 | 0.0018873 | 660.477 | 0.00012432 | 660.477 | 1.2813e-05 | 658.1814 | 21.0321 | 978.4071 | 0.01296 | 978.4071 | 0.018688 | 978.203 | 0.00034783 | 978.4071 | 0.85757 | 660.477 | 0.057324
| 658.3039 | 0 | 658.3039 | 0 | 660.5973 | 0 | 660.5973 | 0.00015198 | 852.24 | 0.0037184 | 658.3039 | 0.0095445 | 852.24 | 0.0016211 | 852.24 | 0.0020403 | 660.5973 | 0.00012254 | 660.5973 | 1.2813e-05 | 658.3039 | 21.0731 | 978.5755 | 0.014424 | 978.5755 | 0.031235 | 978.3725 | 0 | 978.5755 | 0.8434 | 660.5973 | 0.050463
| 658.4264 | 0.0063405 | 658.4264 | 0.0030368 | 660.7177 | 0.00024284 | 660.7177 | 0.00014998 | 852.48 | -0.012642 | 658.4264 | 0.01119 | 852.48 | -0.0035044 | 852.48 | -0.0057639 | 660.7177 | 0.00010885 | 660.7177 | 1.6581e-05 | 658.4264 | 21.0805 | 978.744 | 0.015705 | 978.744 | 0.026216 | 978.5419 | 0.00011594 | 978.744 | 0.8298 | 660.7177 | 0.051361
| 658.5489 | 0 | 658.5489 | 0 | 660.8381 | 0 | 660.8381 | 0.00015859 | 852.72 | -0.031481 | 658.5489 | 0.0034261 | 852.72 | -9.7074e-06 | 852.72 | -0.0028565 | 660.8381 | 0.00012503 | 660.8381 | 1.4697e-05 | 658.5489 | 21.4262 | 978.9124 | 0.019659 | 978.9124 | 0.027978 | 978.7114 | 0 | 978.9124 | 0.81329 | 660.8381 | 0.045462
| 658.6715 | 0.0019465 | 658.6715 | 0.010595 | 660.9584 | 0.00024284 | 660.9584 | 0.00017942 | 852.96 | 0.002231 | 658.6715 | 0.0085101 | 852.96 | -0.0086301 | 852.96 | 0.0063253 | 660.9584 | 0.00011916 | 660.9584 | 1.8277e-05 | 658.6715 | 21.4815 | 979.0809 | 0.014424 | 979.0809 | 0.024134 | 978.8809 | 0.00011594 | 979.0809 | 0.79859 | 660.9584 | 0.04854
| 658.794 | 0 | 658.794 | 0 | 661.0788 | 0.00024284 | 661.0788 | 0.00018883 | 853.2 | -0.002231 | 658.794 | 0.0016908 | 853.2 | -0.0012911 | 853.2 | 0.0051009 | 661.0788 | 0.00011756 | 661.0788 | 2.393e-05 | 658.794 | 21.6725 | 979.2493 | 0.01673 | 979.2493 | 0.031075 | 979.0503 | 0 | 979.2493 | 0.78183 | 661.0788 | 0.044821
| 658.9165 | 0 | 658.9165 | 0.013047 | 661.1992 | 0.00024284 | 661.1992 | 0.00018182 | 853.44 | -0.012147 | 658.9165 | 0.0074287 | 853.44 | -0.0047858 | 853.44 | -0.0031625 | 661.1992 | 0.00011685 | 661.1992 | 2.2046e-05 | 658.9165 | 21.8772 | 979.4178 | 0.010946 | 979.4178 | 0.026857 | 979.2198 | 0.00034783 | 979.4178 | 0.76589 | 661.1992 | 0.048796
| 659.0391 | 0 | 659.0391 | 0 | 661.3196 | 0 | 661.3196 | 0.00017481 | 853.68 | 0.015121 | 659.0391 | 0.0095445 | 853.68 | -0.0021065 | 853.68 | 0.006172 | 661.3196 | 0.00011881 | 661.3196 | 3.1279e-05 | 659.0391 | 22.0542 | 979.5862 | 0.01673 | 979.5862 | 0.041487 | 979.3893 | 0 | 979.5862 | 0.74813 | 661.3196 | 0.046937
| 659.1617 | 0 | 659.1617 | 0.0080475 | 661.44 | 0 | 661.44 | 0.00018322 | 853.91 | -0.0042142 | 659.1617 | 0.0027803 | 853.91 | -0.0045528 | 853.91 | -0.011885 | 661.44 | 0.0001357 | 661.44 | 2.2046e-05 | 659.1617 | 22.2581 | 979.7547 | 0.011898 | 979.7547 | 0.029313 | 979.5587 | 0 | 979.7547 | 0.7338 | 661.44 | 0.051169
| 659.2842 | 0 | 659.2842 | 0 | 661.5604 | 0 | 661.5604 | 0.00017862 | 854.15 | -0.026523 | 659.2842 | 0 | 854.15 | -0.0018735 | 854.15 | -0.0031625 | 661.5604 | 0.00011934 | 661.5604 | 2.9394e-05 | 659.2842 | 22.3305 | 979.9232 | 0.01684 | 979.9232 | 0.030435 | 979.7282 | 0 | 979.9232 | 0.71745 | 661.5604 | 0.045975
| 659.4068 | 9.6336e-05 | 659.4068 | 0.0083512 | 661.6807 | 0 | 661.6807 | 0.00018082 | 854.39 | -0.023549 | 659.4068 | 0.0027803 | 854.39 | -0.0067659 | 854.39 | -0.0028565 | 661.6807 | 0.00013179 | 661.6807 | 1.6581e-05 | 659.4068 | 22.4197 | 980.0916 | 0.011825 | 980.0916 | 0.027391 | 979.8977 | 0.00011594 | 980.0916 | 0.70535 | 661.6807 | 0.045654
| 659.5294 | 0 | 659.5294 | 0 | 661.8011 | 0.00053406 | 661.8011 | 0.00015999 | 854.63 | 0.010659 | 659.5294 | 0.004227 | 854.63 | 0.0037179 | 854.63 | 0.0041827 | 661.8011 | 0.00013659 | 661.8011 | 4.4092e-05 | 659.5294 | 22.6077 | 980.2601 | 0.015632 | 980.2601 | 0.024294 | 980.0672 | 0 | 980.2601 | 0.69076 | 661.8011 | 0.038344
| 659.652 | 0.0056467 | 659.652 | 0.015762 | 661.9215 | 0.00082547 | 661.9215 | 0.00016981 | 854.87 | -0.0071888 | 659.652 | 0 | 854.87 | -0.0039703 | 854.87 | 0.0049478 | 661.9215 | 0.00015029 | 661.9215 | 4.5787e-05 | 659.652 | 22.6218 | 980.4285 | 0.0087495 | 980.4285 | 0.029207 | 980.2367 | 0.00034783 | 980.4285 | 0.67877 | 661.9215 | 0.038601
| 659.7746 | 0 | 659.7746 | 0 | 662.0419 | 0 | 662.0419 | 0.0001678 | 855.11 | -0.017104 | 659.7746 | 0.0085101 | 855.11 | 0.0069796 | 855.11 | 0.010457 | 662.0419 | 0.00014531 | 662.0419 | 6.4253e-05 | 659.7746 | 22.6146 | 980.597 | 0.012264 | 980.597 | 0.033051 | 980.4062 | 0 | 980.597 | 0.66377 | 662.0419 | 0.031996
| 659.8972 | 0.0021778 | 659.8972 | 0.010771 | 662.1623 | 0 | 662.1623 | 0.00020565 | 855.35 | -0.029994 | 659.8972 | 0.0043816 | 855.35 | -0.0045528 | 855.35 | -0.0016323 | 662.1623 | 0.00013286 | 662.1623 | 4.4092e-05 | 659.8972 | 22.7063 | 980.7655 | 0.010983 | 980.7655 | 0.024882 | 980.5756 | 0.00011594 | 980.7655 | 0.65203 | 662.1623 | 0.034177
| 660.0198 | 0 | 660.0198 | 0 | 662.2827 | 0.00053406 | 662.2827 | 0.00019624 | 855.59 | 0.012642 | 660.0198 | 0.0087452 | 855.59 | 0.0043004 | 855.59 | 0.0018873 | 662.2827 | 0.0001437 | 662.2827 | 5.502e-05 | 660.0198 | 22.8916 | 980.9339 | 0.017609 | 980.9339 | 0.034706 | 980.7451 | 7.7296e-05 | 980.9339 | 0.63869 | 662.2827 | 0.029111
| 660.1425 | 0 | 660.1425 | 0.013835 | 662.4031 | 0 | 662.4031 | 0.00017681 | 855.83 | -0.0076846 | 660.1425 | 0.0017126 | 855.83 | -0.0018735 | 855.83 | -0.00086717 | 662.4031 | 0.00014833 | 662.4031 | 4.5787e-05 | 660.1425 | 22.7886 | 981.1024 | 0.011459 | 981.1024 | 0.02077 | 980.9146 | 0.00011594 | 981.1024 | 0.6269 | 662.4031 | 0.033471
| 660.2651 | 0 | 660.2651 | 0 | 662.5235 | 0 | 662.5235 | 0.00012575 | 856.07 | 0.019583 | 660.2651 | 0.0078519 | 856.07 | 0.0059312 | 856.07 | 0.007243 | 662.5235 | 0.00016718 | 662.5235 | 4.4092e-05 | 660.2651 | 22.8882 | 981.2709 | 0.01673 | 981.2709 | 0.033959 | 981.0841 | 0.00030918 | 981.2709 | 0.61252 | 662.5235 | 0.029047
| 660.3878 | 0.0040278 | 660.3878 | 0.0054663 | 662.6439 | 0 | 662.6439 | 0.00011894 | 856.31 | 0.006693 | 660.3878 | 0.0047957 | 856.31 | 0.0036014 | 856.31 | -0.0013262 | 662.6439 | 0.00015527 | 662.6439 | 2.2046e-05 | 660.3878 | 23.0451 | 981.4393 | 0.010104 | 981.4393 | 0.020824 | 981.2536 | 0.00034783 | 981.4393 | 0.60001 | 662.6439 | 0.031932
| 660.5104 | 0 | 660.5104 | 0 | 662.7643 | 0.00024284 | 662.7643 | 0.00012735 | 856.55 | 0.054288 | 660.5104 | 0.0048898 | 856.55 | 0.0082607 | 856.55 | 0.0086207 | 662.7643 | 0.00015953 | 662.7643 | 2.751e-05 | 660.5104 | 22.7635 | 981.6078 | 0.01922 | 981.6078 | 0.033425 | 981.4231 | 7.7296e-05 | 981.6078 | 0.5876 | 662.7643 | 0.028277
| 660.6331 | 0.012099 | 660.6331 | 0.0036442 | 662.8847 | 0.00024284 | 662.8847 | 0.00014958 | 856.79 | -0.010659 | 660.6331 | 0.010673 | 856.79 | -0.0096781 | 856.79 | -0.0034686 | 662.8847 | 0.00014122 | 662.8847 | 4.0323e-05 | 660.6331 | 22.6667 | 981.7763 | 0.010543 | 981.7763 | 0.025843 | 981.5926 | 0.00057972 | 981.7763 | 0.57691 | 662.8847 | 0.031612
| 660.7558 | 0 | 660.7558 | 0 | 663.0051 | 0 | 663.0051 | 0.00015719 | 857.03 | 0.023054 | 660.7558 | 0 | 857.03 | 0.0084939 | 857.03 | 0.0037236 | 663.0051 | 0.00014833 | 663.0051 | 7.1602e-05 | 660.7558 | 22.5213 | 981.9447 | 0.020098 | 981.9447 | 0.031342 | 981.7621 | 7.7296e-05 | 981.9447 | 0.56465 | 663.0051 | 0.028149
| 660.8785 | 0.0031028 | 660.8785 | 0.0085031 | 663.1255 | 0.00024284 | 663.1255 | 0.00017381 | 857.27 | -0.011651 | 660.8785 | 0.0047957 | 857.27 | 0.00080569 | 857.27 | -0.0062227 | 663.1255 | 0.00013499 | 663.1255 | 8.9879e-05 | 660.8785 | 22.6865 | 982.1132 | 0.0087129 | 982.1132 | 0.02627 | 981.9316 | 0.00011594 | 982.1132 | 0.55375 | 663.1255 | 0.030778
| 661.0012 | 0 | 661.0012 | 0 | 663.2459 | 0.00024284 | 663.2459 | 0.00014958 | 857.5 | 0.011651 | 661.0012 | 0.0056891 | 857.5 | 0.0052322 | 857.5 | 0.0081613 | 663.2459 | 0.00014531 | 663.2459 | 9.1763e-05 | 661.0012 | 22.4395 | 982.2817 | 0.015559 | 982.2817 | 0.031235 | 982.1011 | 0 | 982.2817 | 0.54114 | 663.2459 | 0.025905
| 661.1239 | 0.0074653 | 661.1239 | 0.012259 | 663.3663 | 0.00024284 | 663.3663 | 0.00014077 | 857.74 | -0.019583 | 661.1239 | 0.0053129 | 857.74 | -0.002223 | 857.74 | -0.0065293 | 663.3663 | 0.00013712 | 663.3663 | 5.6905e-05 | 661.1239 | 22.3678 | 982.4501 | 0.011642 | 982.4501 | 0.032036 | 982.2707 | 0.00011594 | 982.4501 | 0.53195 | 663.3663 | 0.028919
| 661.2466 | 0 | 661.2466 | 0 | 663.4867 | 0.00024284 | 663.4867 | 0.00011854 | 857.98 | -0.0037184 | 661.2466 | 0.0046274 | 857.98 | -0.01061 | 857.98 | 0.0041827 | 663.4867 | 0.00012912 | 663.4867 | 7.1602e-05 | 661.2466 | 22.2574 | 982.6186 | 0.016291 | 982.6186 | 0.029954 | 982.4402 | 7.7296e-05 | 982.6186 | 0.52125 | 663.4867 | 0.024751
| 661.3694 | 0.0022934 | 661.3694 | 0.0063773 | 663.6072 | 0.00053406 | 663.6072 | 0.00013376 | 858.22 | -0.0295 | 661.3694 | 0.013212 | 858.22 | 0.0048828 | 858.22 | -0.0065293 | 663.6072 | 0.0001341 | 663.6072 | 5.8789e-05 | 661.3694 | 22.1692 | 982.7871 | 0.018085 | 982.7871 | 0.028566 | 982.6097 | 0.00011594 | 982.7871 | 0.5132 | 663.6072 | 0.028213
| 661.4921 | 0 | 661.4921 | 0 | 663.7276 | 0.00024284 | 663.7276 | 0.00013697 | 858.46 | 0.017104 | 661.4921 | 0.0023582 | 858.46 | -0.0058343 | 858.46 | -0.0017853 | 663.7276 | 0.00011792 | 663.7276 | 7.3486e-05 | 661.4921 | 22.0659 | 982.9556 | 0.015778 | 982.9556 | 0.036148 | 982.7792 | 7.7296e-05 | 982.9556 | 0.50298 | 663.7276 | 0.024879
| 661.6149 | 0.0012527 | 661.6149 | 0.0063773 | 663.848 | 0 | 663.848 | 0.00015999 | 858.7 | -0.010659 | 661.6149 | 0.012789 | 858.7 | -0.007698 | 858.7 | -0.014792 | 663.848 | 0.00014691 | 663.848 | 6.2369e-05 | 661.6149 | 21.7951 | 983.124 | 0.010434 | 983.124 | 0.030114 | 982.9487 | 0.00011594 | 983.124 | 0.49415 | 663.848 | 0.025392
| 661.7376 | 0 | 661.7376 | 0 | 663.9684 | 0.00024284 | 663.9684 | 0.00015379 | 858.94 | -0.023054 | 661.7376 | 0.00062295 | 858.94 | -0.001524 | 858.94 | 0.0034176 | 663.9684 | 0.00013659 | 663.9684 | 8.253e-05 | 661.7376 | 21.5283 | 983.2925 | 0.013728 | 983.2925 | 0.029473 | 983.1182 | 0.00030918 | 983.2925 | 0.48309 | 663.9684 | 0.021288
| 661.8604 | 0.0020621 | 661.8604 | 0.0078957 | 664.0888 | 0.00024284 | 664.0888 | 0.0001654 | 859.18 | 0.023054 | 661.8604 | 0.0045151 | 859.18 | -0.0079311 | 859.18 | -0.0040807 | 664.0888 | 0.00017092 | 664.0888 | 9.1763e-05 | 661.8604 | 21.4202 | 983.461 | 0.014168 | 983.461 | 0.028085 | 983.2878 | 0.00011594 | 983.461 | 0.47344 | 664.0888 | 0.023019
| 661.9832 | 0 | 661.9832 | 0 | 664.2092 | 0 | 664.2092 | 0.00014678 | 859.42 | -0.0081804 | 661.9832 | 0.0066294 | 859.42 | -0.0011746 | 859.42 | 0.0078554 | 664.2092 | 0.00016398 | 664.2092 | 9.7228e-05 | 661.9832 | 21.0554 | 983.6295 | 0.02354 | 983.6295 | 0.025255 | 983.4573 | 7.7296e-05 | 983.6295 | 0.46222 | 664.2092 | 0.019172
| 662.106 | 0.0056467 | 662.106 | 0.016375 | 664.3297 | 0.00024284 | 664.3297 | 0.00015659 | 859.66 | -0.0037184 | 662.106 | 0.016409 | 859.66 | -0.0001262 | 859.66 | 0.0047948 | 664.3297 | 0.00016113 | 664.3297 | 9.7228e-05 | 662.106 | 20.7505 | 983.7979 | 0.010873 | 983.7979 | 0.031716 | 983.6268 | 0.00011594 | 983.7979 | 0.4536 | 664.3297 | 0.021994
| 662.2287 | 0 | 662.2287 | 0 | 664.4501 | 0.00024284 | 664.4501 | 0.00015098 | 859.9 | -0.0037184 | 662.2287 | 0.0058301 | 859.9 | -0.0046693 | 859.9 | 0.00081613 | 664.4501 | 0.00013873 | 664.4501 | 7.895e-05 | 662.2287 | 20.3569 | 983.9664 | 0.013326 | 983.9664 | 0.024401 | 983.7964 | 7.7296e-05 | 983.9664 | 0.44379 | 664.4501 | 0.017184
| 662.3515 | 0 | 662.3515 | 0.0051626 | 664.5705 | 0.00053406 | 664.5705 | 0.00015559 | 860.14 | -0.0076846 | 662.3515 | 0.01293 | 860.14 | -0.0058343 | 860.14 | -0.01617 | 664.5705 | 0.00012965 | 664.5705 | 5.6905e-05 | 662.3515 | 20.3972 | 984.1349 | 0.012154 | 984.1349 | 0.02312 | 983.9659 | 0.00034783 | 984.1349 | 0.43605 | 664.5705 | 0.019813
| 662.4744 | 0 | 662.4744 | 0 | 664.691 | 0.00024284 | 664.691 | 0.00014838 | 860.38 | -0.0176 | 662.4744 | 0.016644 | 860.38 | -0.0083969 | 860.38 | -0.0030095 | 664.691 | 0.00013748 | 664.691 | 4.7672e-05 | 662.4744 | 19.9796 | 984.3034 | 0.017023 | 984.3034 | 0.033051 | 984.1354 | 7.7296e-05 | 984.3034 | 0.42624 | 664.691 | 0.014748
| 662.5972 | 0.0028715 | 662.5972 | 0.0054663 | 664.8114 | 0 | 664.8114 | 0.00014638 | 860.62 | -0.037432 | 662.5972 | 0.01025 | 860.62 | -0.0047858 | 860.62 | -0.0036216 | 664.8114 | 0.0001437 | 664.8114 | 4.2207e-05 | 662.5972 | 19.7623 | 984.4719 | 0.016474 | 984.4719 | 0.034279 | 984.305 | 0.00034783 | 984.4719 | 0.4182 | 664.8114 | 0.017826
| 662.72 | 0 | 662.72 | 0 | 664.9318 | 0 | 664.9318 | 0.000166 | 860.86 | 0.0032226 | 662.72 | 0.0044939 | 860.86 | -0.0030384 | 860.86 | -0.0013262 | 664.9318 | 0.00015936 | 664.9318 | 5.144e-05 | 662.72 | 19.5459 | 984.6403 | 0.01889 | 984.6403 | 0.030969 | 984.4745 | 7.7296e-05 | 984.6403 | 0.40828 | 664.9318 | 0.014491
| 662.8429 | 0.0047217 | 662.8429 | 0.0027331 | 665.0522 | 0 | 665.0522 | 0.00018222 | 861.1 | -0.0076846 | 662.8429 | 0.0069115 | 861.1 | 0.0039509 | 861.1 | -0.0028565 | 665.0522 | 0.0001622 | 665.0522 | 9.3647e-05 | 662.8429 | 19.2145 | 984.8088 | 0.014058 | 984.8088 | 0.032944 | 984.644 | 0.00034783 | 984.8088 | 0.40117 | 665.0522 | 0.017762
| 662.9657 | 0 | 662.9657 | 0 | 665.1727 | 0 | 665.1727 | 0.00018983 | 861.34 | 0.00074368 | 662.9657 | 0.0079459 | 861.34 | 0.0012716 | 861.34 | -0.0048458 | 665.1727 | 0.00015278 | 665.1727 | 9.9112e-05 | 662.9657 | 18.8067 | 984.9773 | 0.021197 | 984.9773 | 0.030702 | 984.8136 | 7.7296e-05 | 984.9773 | 0.39218 | 665.1727 | 0.013145
| 663.0886 | 0.0077227 | 663.0886 | 0.0085031 | 665.2931 | 0.00024284 | 665.2931 | 0.00017261 | 861.58 | -0.00074368 | 663.0886 | 0.012789 | 861.58 | -0.0037373 | 861.58 | 0.0029585 | 665.2931 | 0.00014833 | 665.2931 | 0.0001155 | 663.0886 | 18.7112 | 985.1458 | 0.010726 | 985.1458 | 0.025896 | 984.9831 | 0.00011594 | 985.1458 | 0.38523 | 665.2931 | 0.015646
| 663.2115 | 0 | 663.2115 | 0 | 665.4135 | 0 | 665.4135 | 0.00015759 | 861.81 | 0.022062 | 663.2115 | 0.0032926 | 861.81 | -0.0044363 | 861.81 | 0.0018873 | 665.4135 | 0.00012628 | 665.4135 | 8.6299e-05 | 663.2115 | 18.493 | 985.3143 | 0.016804 | 985.3143 | 0.03209 | 985.1527 | 7.7296e-05 | 985.3143 | 0.37583 | 665.4135 | 0.010452
| 663.3343 | 0.0052998 | 663.3343 | 0.012872 | 665.534 | 0.00053406 | 665.534 | 0.00016039 | 862.05 | -0.011155 | 663.3343 | 0.0073347 | 862.05 | 0.00080569 | 862.05 | -0.0068351 | 665.534 | 0.00012877 | 665.534 | 8.0646e-05 | 663.3343 | 18.3801 | 985.4828 | 0.01285 | 985.4828 | 0.027124 | 985.3222 | 0.00034783 | 985.4828 | 0.36872 | 665.534 | 0.012632
| 663.4572 | 0 | 663.4572 | 0 | 665.6544 | 0 | 665.6544 | 0.00014538 | 862.29 | -0.0002479 | 663.4572 | 0 | 862.29 | -0.0094454 | 862.29 | 0.0044887 | 665.6544 | 0.00011685 | 665.6544 | 6.0485e-05 | 663.4572 | 18.0731 | 985.6512 | 0.014168 | 985.6512 | 0.018474 | 985.4918 | 7.7296e-05 | 985.6512 | 0.36026 | 665.6544 | 0.0082075
| 663.5801 | 0.0056467 | 663.5801 | 0.015149 | 665.7749 | 0.00053406 | 665.7749 | 0.000166 | 862.53 | -0.006693 | 663.5801 | 0.0015792 | 862.53 | -0.0063001 | 862.53 | -0.0079064 | 665.7749 | 0.00013535 | 665.7749 | 4.9556e-05 | 663.5801 | 17.9879 | 985.8197 | 0.014424 | 985.8197 | 0.02093 | 985.6613 | 0.00011594 | 985.8197 | 0.35366 | 665.7749 | 0.010644
| 663.703 | 0 | 663.703 | 0 | 665.8953 | 0 | 665.8953 | 0.00015699 | 862.77 | 0.009172 | 663.703 | 0.010109 | 862.77 | 0.0056981 | 862.77 | 0.0023464 | 665.8953 | 0.00014068 | 665.8953 | 8.253e-05 | 663.703 | 17.8309 | 985.9882 | 0.017096 | 985.9882 | 0.040846 | 985.8309 | 7.7296e-05 | 985.9882 | 0.34515 | 665.8953 | 0.0064762
| 663.826 | 0.006693 | 663.826 | 0.0072883 | 666.0158 | 0.00024284 | 666.0158 | 0.00017902 | 863.01 | -0.0096677 | 663.826 | 0.0041147 | 863.01 | 0.0038344 | 863.01 | 0.006019 | 666.0158 | 0.00014495 | 666.0158 | 6.7833e-05 | 663.826 | 17.6625 | 986.1567 | 0.012593 | 986.1567 | 0.043196 | 986.0005 | 0.00034783 | 986.1567 | 0.33876 | 666.0158 | 0.0094899
| 663.9489 | 0 | 663.9489 | 0 | 666.1362 | 0.00024284 | 666.1362 | 0.00017261 | 863.25 | 0.024045 | 663.9489 | 0.0061122 | 863.25 | 0.0012716 | 863.25 | -0.00086717 | 666.1362 | 0.00013784 | 666.1362 | 7.5182e-05 | 663.9489 | 17.2924 | 986.3252 | 0.016584 | 986.3252 | 0.04074 | 986.17 | 0 | 986.3252 | 0.33134 | 666.1362 | 0.0071174
| 664.0718 | 0.0069505 | 664.0718 | 0.016813 | 666.2567 | 0 | 666.2567 | 0.00018462 | 863.49 | 0.026029 | 664.0718 | 0.012507 | 863.49 | 0.0023201 | 863.49 | -0.0036216 | 666.2567 | 0.00014495 | 666.2567 | 8.9879e-05 | 664.0718 | 17.1757 | 986.4937 | 0.014936 | 986.4937 | 0.032677 | 986.3396 | 0.00011594 | 986.4937 | 0.3248 | 666.2567 | 0.010003
| 664.1948 | 0 | 664.1948 | 0 | 666.3771 | 0 | 666.3771 | 0.00017401 | 863.73 | -0.0057014 | 664.1948 | 0.0050308 | 863.73 | 0.0032519 | 863.73 | -0.0034686 | 666.3771 | 0.00012912 | 666.3771 | 0.00011381 | 664.1948 | 17.1751 | 986.6622 | 0.021233 | 986.6622 | 0.026377 | 986.5092 | 7.7296e-05 | 986.6622 | 0.31722 | 666.3771 | 0.0066045
| 664.3177 | 0.0044904 | 664.3177 | 0.019702 | 666.4976 | 0.00024284 | 666.4976 | 0.00017822 | 863.97 | -0.033465 | 664.3177 | 0.001846 | 863.97 | -0.0056011 | 863.97 | -0.015251 | 666.4976 | 0.00012788 | 666.4976 | 8.9879e-05 | 664.3177 | 16.9218 | 986.8306 | 0.012008 | 986.8306 | 0.027017 | 986.6787 | 0.00034783 | 986.8306 | 0.31109 | 666.4976 | 0.0072457
| 664.4407 | 0 | 664.4407 | 0 | 666.618 | 0.00053406 | 666.618 | 0.0001636 | 864.21 | 0.03049 | 664.4407 | 0.005548 | 864.21 | -0.0023395 | 864.21 | 0.0098449 | 666.618 | 0.00011418 | 666.618 | 4.9556e-05 | 664.4407 | 16.6729 | 986.9991 | 0.016913 | 986.9991 | 0.036148 | 986.8483 | 0 | 986.9991 | 0.3046 | 666.618 | 0.0038917
| 664.5637 | 0.0079802 | 664.5637 | 0.0060736 | 666.7385 | 0.00024284 | 666.7385 | 0.00015899 | 864.45 | -0.011651 | 664.5637 | 0.0015792 | 864.45 | -0.0073485 | 864.45 | -0.007141 | 666.7385 | 0.00013446 | 666.7385 | 2.2046e-05 | 664.5637 | 16.4985 | 987.1676 | 0.012593 | 987.1676 | 0.038871 | 987.0179 | 0.00034783 | 987.1676 | 0.29816 | 666.7385 | 0.0053922
| 664.6867 | 0 | 664.6867 | 0 | 666.8589 | 0.00024284 | 666.8589 | 0.0001646 | 864.69 | 0.018592 | 664.6867 | 0.0083691 | 864.69 | -0.0021065 | 864.69 | 0.006172 | 666.8589 | 0.000159 | 666.8589 | 3.8439e-05 | 664.6867 | 16.1509 | 987.3361 | 0.014607 | 987.3361 | 0.036682 | 987.1875 | 0 | 987.3361 | 0.29126 | 666.8589 | 0.0032571
| 664.8097 | 0 | 664.8097 | 0.011559 | 666.9794 | 0.00053406 | 666.9794 | 0.00017261 | 864.93 | -0.018096 | 664.8097 | 0.0074287 | 864.93 | -0.0018735 | 864.93 | -0.0036216 | 666.9794 | 0.00015971 | 666.9794 | 6.6137e-05 | 664.8097 | 15.9318 | 987.5046 | 0.016547 | 987.5046 | 0.029207 | 987.357 | 0.00034783 | 987.5046 | 0.28632 | 666.9794 | 0.004519
| 664.9327 | 0 | 664.9327 | 0 | 667.0998 | 0.00024284 | 667.0998 | 0.00018002 | 865.17 | 0.017104 | 664.9327 | 0.0077108 | 865.17 | -0.010726 | 865.17 | -0.01112 | 667.0998 | 0.00014619 | 667.0998 | 8.6299e-05 | 664.9327 | 15.9606 | 987.6731 | 0.016474 | 987.6731 | 0.026483 | 987.5266 | 0.00030918 | 987.6731 | 0.28082 | 667.0998 | 0.0017949
| 665.0557 | 0.0047217 | 665.0557 | 0.014011 | 667.2203 | 0 | 667.2203 | 0.00015579 | 865.41 | -0.040406 | 665.0557 | 0.011049 | 865.41 | -0.0046693 | 865.41 | -0.0069881 | 667.2203 | 0.00013588 | 667.2203 | 0.00011192 | 665.0557 | 15.7589 | 987.8416 | 0.015595 | 987.8416 | 0.029367 | 987.6962 | 0.00057972 | 987.8416 | 0.27636 | 667.2203 | 0.0028824
| 665.1787 | 0 | 665.1787 | 0 | 667.3408 | 0.00024284 | 667.3408 | 0.00015158 | 865.65 | -0.0012395 | 665.1787 | 0.0030256 | 865.65 | -0.002689 | 865.65 | -0.0043867 | 667.3408 | 0.00013214 | 667.3408 | 0.00011927 | 665.1787 | 15.5172 | 988.0101 | 0.018963 | 988.0101 | 0.034172 | 987.8658 | 0 | 988.0101 | 0.2708 | 667.3408 | 0.0012818
| 665.3017 | 0.0015996 | 665.3017 | 0.017951 | 667.4612 | 0.00053406 | 667.4612 | 0.00015759 | 865.89 | 0.0086762 | 665.3017 | 0.0038478 | 865.89 | -0.0016406 | 865.89 | -0.0034686 | 667.4612 | 0.00014317 | 667.4612 | 0.00012474 | 665.3017 | 15.3598 | 988.1786 | 0.0072486 | 988.1786 | 0.020076 | 988.0354 | 0.00034783 | 988.1786 | 0.26603 | 667.4612 | 0.0032298
| 665.4248 | 0 | 665.4248 | 0 | 667.5817 | 0.00024284 | 667.5817 | 0.00015939 | 866.13 | 0.0076846 | 665.4248 | 0.00396 | 866.13 | 0.0069796 | 866.13 | -0.00607 | 667.5817 | 0.00012788 | 667.5817 | 0.0001155 | 665.4248 | 15.0194 | 988.3471 | 0.019073 | 988.3471 | 0.036308 | 988.2049 | 0 | 988.3471 | 0.26063 | 667.5817 | 0.0020887
| 665.5478 | 0 | 665.5478 | 0.015324 | 667.7022 | 0.00024284 | 667.7022 | 0.00014778 | 866.37 | -0.011155 | 665.5478 | 0.0046486 | 866.37 | -0.0044363 | 866.37 | -0.0028565 | 667.7022 | 0.0001478 | 667.7022 | 9.3647e-05 | 665.5478 | 14.895 | 988.5156 | 0.010177 | 988.5156 | 0.024294 | 988.3745 | 0.00011594 | 988.5156 | 0.25575 | 667.7022 | 0.0030355
| 665.6709 | 0 | 665.6709 | 0 | 667.8226 | 0.00024284 | 667.8226 | 0.00012996 | 866.61 | 0.033961 | 665.6709 | 0.0085101 | 866.61 | 0.002786 | 866.61 | 0.0152 | 667.8226 | 0.00015064 | 667.8226 | 7.3486e-05 | 665.6709 | 14.5984 | 988.6841 | 0.014094 | 988.6841 | 0.034653 | 988.5441 | 7.7296e-05 | 988.6841 | 0.24972 | 667.8226 | 0.0010322
| 665.794 | 0.00044325 | 665.794 | 0.011734 | 667.9431 | 0.00024284 | 667.9431 | 0.00013937 | 866.85 | -0.017104 | 665.794 | 0.0057361 | 866.85 | 0.0033685 | 866.85 | -0.0036216 | 667.9431 | 0.00017109 | 667.9431 | 3.6743e-05 | 665.794 | 14.6316 | 988.8526 | 0.013106 | 988.8526 | 0.031823 | 988.7137 | 0.00034783 | 988.8526 | 0.24313 | 667.9431 | 0.0019341
| 665.917 | 0 | 665.917 | 0 | 668.0636 | 0 | 668.0636 | 0.00016139 | 867.09 | 0.024045 | 665.917 | 0.01119 | 867.09 | -0.0035044 | 867.09 | -0.0007141 | 668.0636 | 0.00015989 | 668.0636 | 6.2369e-05 | 665.917 | 14.5834 | 989.0211 | 0.012081 | 989.0211 | 0.031075 | 988.8833 | 0.00030918 | 989.0211 | 0.23565 | 668.0636 | 0.001133
| 666.0401 | 0.001137 | 666.0401 | 0.0025813 | 668.1841 | 0 | 668.1841 | 0.00017241 | 867.32 | -0.025036 | 666.0401 | 0.003314 | 867.32 | 0.00022327 | 867.32 | -0.0062227 | 668.1841 | 0.000159 | 668.1841 | 8.253e-05 | 666.0401 | 14.6194 | 989.1896 | 0.014424 | 989.1896 | 0.025629 | 989.0529 | 0.00034783 | 989.1896 | 0.22828 | 668.1841 | 0.0013414
| 666.1632 | 0 | 666.1632 | 0 | 668.3045 | 0 | 668.3045 | 0.0001678 | 867.56 | -0.026029 | 666.1632 | 0.0079459 | 867.56 | -0.0030384 | 867.56 | -0.015711 | 668.3045 | 0.00015704 | 668.3045 | 0.00012116 | 666.1632 | 14.2732 | 989.3581 | 0.018963 | 989.3581 | 0.028726 | 989.2225 | 0 | 989.3581 | 0.22086 | 668.3045 | 0.00035489
| 666.2863 | 0.0047217 | 666.2863 | 0.009895 | 668.425 | 0.00024284 | 668.425 | 0.00014598 | 867.8 | -0.010659 | 666.2863 | 0.0010454 | 867.8 | -0.0044363 | 867.8 | 0.006172 | 668.425 | 0.00015864 | 668.425 | 0.00010646 | 666.2863 | 14.1741 | 989.5266 | 0.012447 | 989.5266 | 0.022746 | 989.3921 | 0.00034783 | 989.5266 | 0.21385 | 668.425 | 0.00094091
| 666.4095 | 0 | 666.4095 | 0 | 668.5455 | 0.00053406 | 668.5455 | 0.00013136 | 868.04 | 0.018096 | 666.4095 | 0.0026252 | 868.04 | -9.7074e-06 | 868.04 | 0.0017343 | 668.5455 | 0.0001478 | 668.5455 | 0.00011192 | 666.4095 | 14.067 | 989.6951 | 0.01252 | 989.6951 | 0.031235 | 989.5617 | 7.7296e-05 | 989.6951 | 0.20554 | 668.5455 | 0.00073254
| 666.5326 | 0.0031028 | 666.5326 | 0.022504 | 668.666 | 0.00053406 | 668.666 | 0.00013156 | 868.28 | -0.022062 | 666.5326 | 0.010908 | 868.28 | -0.0043198 | 868.28 | -0.0097429 | 668.666 | 0.00014086 | 668.666 | 9.9112e-05 | 666.5326 | 13.7953 | 989.8636 | 0.012447 | 989.8636 | 0.030435 | 989.7313 | 0 | 989.8636 | 0.20097 | 668.666 | 0.001231
| 666.6557 | 0 | 666.6557 | 0 | 668.7865 | 0.00053406 | 668.7865 | 0.00014457 | 868.52 | 0.030987 | 666.6557 | 0.0034261 | 868.52 | -0.0054848 | 868.52 | -0.0040807 | 668.7865 | 0.00014406 | 668.7865 | 9.3647e-05 | 666.6557 | 13.521 | 990.0321 | 0.017353 | 990.0321 | 0.028245 | 989.9009 | 0 | 990.0321 | 0.19329 | 668.7865 | 0.00049846
| 666.7789 | 0 | 666.7789 | 0.0042515 | 668.907 | 0 | 668.907 | 0.00015839 | 868.76 | -0.020574 | 666.7789 | 0.005454 | 868.76 | -0.0011746 | 868.76 | -0.010355 | 668.907 | 0.00016932 | 668.907 | 0.00011192 | 666.7789 | 13.409 | 990.2006 | 0.011459 | 990.2006 | 0.028993 | 990.0706 | 0.00011594 | 990.2006 | 0.19194 | 668.907 | 0.00050209
| 666.902 | 0 | 666.902 | 0 | 669.0274 | 0 | 669.0274 | 0.0001668 | 869 | 0.023054 | 666.902 | 0.0034261 | 869 | 0.0017376 | 869 | 0.006172 | 669.0274 | 0.00015206 | 669.0274 | 0.00011381 | 666.902 | 13.0875 | 990.3691 | 0.018634 | 990.3691 | 0.038017 | 990.2402 | 7.7296e-05 | 990.3691 | 0.18379 | 669.0274 | 3.7047e-06
| 667.0252 | 0.0012527 | 667.0252 | 0.010595 | 669.1479 | 0 | 669.1479 | 0.00017061 | 869.24 | -0.028012 | 667.0252 | 0.0078519 | 869.24 | -0.0063001 | 869.24 | -0.0045398 | 669.1479 | 0.00016985 | 669.1479 | 0.00012851 | 667.0252 | 12.832 | 990.5376 | 0.01241 | 990.5376 | 0.024134 | 990.4098 | 0.00034783 | 990.5376 | 0.1828 | 669.1479 | 3.7047e-06
| 667.1484 | 0.00092655 | 667.1484 | 0 | 669.2684 | 0.00024284 | 669.2684 | 0.00017441 | 869.48 | 0.010164 | 667.1484 | 0.014246 | 869.48 | -0.00199 | 869.48 | 0.0011222 | 669.2684 | 0.00014495 | 669.2684 | 0.00010269 | 667.1484 | 12.4674 | 990.7061 | 0.013911 | 990.7061 | 0.0291 | 990.5794 | 0 | 990.7061 | 0.17558 | 669.2684 | 0
| 667.2716 | 0.0050685 | 667.2716 | 0.015674 | 669.3889 | 0 | 669.3889 | 0.0001628 | 869.72 | -0.0086762 | 667.2716 | 0.015986 | 869.72 | -0.0065332 | 869.72 | -0.0048458 | 669.3889 | 0.00016772 | 669.3889 | 0.00013585 | 667.2716 | 12.4126 | 990.8746 | 0.011898 | 990.8746 | 0.028566 | 990.749 | 0.00011594 | 990.8746 | 0.17501 | 669.3889 | 0
| 667.3948 | 0 | 667.3948 | 0 | 669.5094 | 0 | 669.5094 | 0.00014778 | 869.96 | -0.011651 | 667.3948 | 0.0066294 | 869.96 | -0.0033879 | 869.96 | 0.0029585 | 669.5094 | 0.00014459 | 669.5094 | 0.00016148 | 667.3948 | 12.1206 | 991.0431 | 0.010983 | 991.0431 | 0.031716 | 990.9186 | 7.7296e-05 | 991.0431 | 0.17019 | 669.5094 | 0
| 667.518 | 0.003681 | 667.518 | 0.012259 | 669.6299 | 0.00053406 | 669.6299 | 0.00014457 | 870.2 | -0.021071 | 667.518 | 0.011848 | 870.2 | -0.0050185 | 870.2 | -0.005917 | 669.6299 | 0.00015153 | 669.6299 | 0.00019257 | 667.518 | 11.8917 | 991.2117 | 0.012154 | 991.2117 | 0.03209 | 991.0883 | 0.00011594 | 991.2117 | 0.1706 | 669.6299 | 0
| 667.6412 | 0 | 667.6412 | 0 | 669.7504 | 0 | 669.7504 | 0.00013757 | 870.44 | 0.0061972 | 667.6412 | 0.0074287 | 870.44 | 0.00092222 | 870.44 | 0.00051009 | 669.7504 | 0.00013961 | 669.7504 | 0.0001596 | 667.6412 | 11.7731 | 991.3802 | 0.012337 | 991.3802 | 0.030808 | 991.2579 | 7.7296e-05 | 991.3802 | 0.16915 | 669.7504 | 0
| 667.7644 | 0.0042591 | 667.7644 | 0.015324 | 669.8709 | 0 | 669.8709 | 0.00017021 | 870.68 | -0.027516 | 667.7644 | 0.0094504 | 870.68 | 0.0043004 | 870.68 | -0.0074475 | 669.8709 | 0.00014744 | 669.8709 | 0.00010269 | 667.7644 | 11.6221 | 991.5487 | 0.014497 | 991.5487 | 0.03839 | 991.4275 | 0.00034783 | 991.5487 | 0.17179 | 669.8709 | 0
| 667.8877 | 0 | 667.8877 | 0 | 669.9914 | 0.00053406 | 669.9914 | 0.0001628 | 870.92 | 0.0096677 | 667.8877 | 0.0046274 | 870.92 | 0.00033976 | 870.92 | 0.0044887 | 669.9914 | 0.00014317 | 669.9914 | 7.895e-05 | 667.8877 | 11.3557 | 991.7172 | 0.014351 | 991.7172 | 0.032303 | 991.5972 | 7.7296e-05 | 991.7172 | 0.1734 | 669.9914 | 0
| 668.0109 | 0.0054154 | 668.0109 | 0.015061 | 670.1119 | 0.00024284 | 670.1119 | 0.00017621 | 871.16 | -0.021567 | 668.0109 | 0.008275 | 871.16 | -0.0037373 | 871.16 | -0.0097429 | 670.1119 | 0.000159 | 670.1119 | 7.1602e-05 | 668.0109 | 11.2144 | 991.8857 | 0.0092621 | 991.8857 | 0.031182 | 991.7668 | 0.00011594 | 991.8857 | 0.17766 | 670.1119 | 1.4365e-06
| 668.1341 | 0 | 668.1341 | 0 | 670.2324 | 0 | 670.2324 | 0.00015979 | 871.4 | 0.0017352 | 668.1341 | 0.010344 | 871.4 | 0.0017376 | 871.4 | 0.0028055 | 670.2324 | 0.00014833 | 670.2324 | 8.7995e-05 | 668.1341 | 11.0349 | 992.0542 | 0.016474 | 992.0542 | 0.033051 | 991.9364 | 7.7296e-05 | 992.0542 | 0.18088 | 670.2324 | 1.4365e-06
| 668.2574 | 0.00032764 | 668.2574 | 0.0095447 | 670.3529 | 0.00024284 | 670.3529 | 0.00014598 | 871.64 | 0.0295 | 668.2574 | 0.0090743 | 871.64 | -0.0035044 | 871.64 | -0.00086717 | 670.3529 | 0.00015438 | 670.3529 | 9.1763e-05 | 668.2574 | 10.8642 | 992.2227 | 0.012447 | 992.2227 | 0.0291 | 992.1061 | 0.00034783 | 992.2227 | 0.18135 | 670.3529 | 1.4365e-06
| 668.3807 | 0 | 668.3807 | 0.0016741 | 670.4734 | 0 | 670.4734 | 0.00015759 | 871.88 | 0.010659 | 668.3807 | 0.0078519 | 871.88 | -0.0044363 | 871.88 | -0.0036216 | 670.4734 | 0.00014033 | 670.4734 | 0.00012662 | 668.3807 | 10.5819 | 992.3912 | 0.018451 | 992.3912 | 0.03791 | 992.2757 | 0 | 992.3912 | 0.18285 | 670.4734 | 0
| 668.504 | 0.0026402 | 668.504 | 0.0024295 | 670.5939 | 0.00053406 | 670.5939 | 0.00013616 | 872.12 | -0.0027268 | 668.504 | 0.0015792 | 872.12 | -0.0090959 | 872.12 | -0.0079064 | 670.5939 | 0.00014193 | 670.5939 | 0.00013585 | 668.504 | 10.5694 | 992.5598 | 0.018121 | 992.5598 | 0.03193 | 992.4453 | 0.00034783 | 992.5598 | 0.17673 | 670.5939 | 0
| 668.6273 | 0 | 668.6273 | 0 | 670.7144 | 0.00053406 | 670.7144 | 0.00014638 | 872.36 | -0.0057014 | 668.6273 | 0.0072877 | 872.36 | 0.0041839 | 872.36 | 0.0052539 | 670.7144 | 0.00014833 | 670.7144 | 0.00012116 | 668.6273 | 10.2247 | 992.7283 | 0.016071 | 992.7283 | 0.030702 | 992.615 | 7.7296e-05 | 992.7283 | 0.17626 | 670.7144 | 0
| 668.7506 | 0.010619 | 668.7506 | 0.0080475 | 670.8349 | 0.00024284 | 670.8349 | 0.00011934 | 872.6 | -0.029003 | 668.7506 | 0.0070526 | 872.6 | -0.0088628 | 872.6 | -0.015711 | 670.8349 | 0.00014033 | 670.8349 | 9.1763e-05 | 668.7506 | 10.2196 | 992.8968 | 0.014241 | 992.8968 | 0.028726 | 992.7846 | 0.00057972 | 992.8968 | 0.16261 | 670.8349 | 0
| 668.8739 | 0 | 668.8739 | 0 | 670.9554 | 0 | 670.9554 | 0.00014598 | 872.84 | 0.02702 | 668.8739 | 0.0028921 | 872.84 | 0.0058149 | 872.84 | 0.0035706 | 670.9554 | 0.00014566 | 670.9554 | 8.253e-05 | 668.8739 | 9.9523 | 993.0653 | 0.018304 | 993.0653 | 0.0291 | 992.9543 | 7.7296e-05 | 993.0653 | 0.1598 | 670.9554 | 0
| 668.9972 | 0.00032764 | 668.9972 | 0.009282 | 671.076 | 0 | 671.076 | 0.00014878 | 873.08 | 0.016113 | 668.9972 | 0.010109 | 873.08 | -0.010028 | 873.08 | -0.0046928 | 671.076 | 0.0001325 | 671.076 | 9.1763e-05 | 668.9972 | 9.823 | 993.2338 | 0.015339 | 993.2338 | 0.027124 | 993.1239 | 0 | 993.2338 | 0.14895 | 671.076 | 0
| 669.1205 | 0 | 669.1205 | 0 | 671.1965 | 0 | 671.1965 | 0.00014698 | 873.32 | 0.053297 | 669.1205 | 0.0015573 | 873.32 | 0.0055817 | 873.32 | 0.0035706 | 671.1965 | 0.00012539 | 671.1965 | 9.5343e-05 | 669.1205 | 9.7458 | 993.4023 | 0.020098 | 993.4023 | 0.03839 | 993.2936 | 7.7296e-05 | 993.4023 | 0.14687 | 671.1965 | 0
| 669.2439 | 0.00067455 | 669.2439 | 0.010771 | 671.317 | 0 | 671.317 | 0.00014678 | 873.56 | -0.026029 | 669.2439 | 0.0059712 | 873.56 | -0.0036209 | 873.56 | -0.0046928 | 671.317 | 0.00011169 | 671.317 | 8.4415e-05 | 669.2439 | 9.561 | 993.5708 | 0.010873 | 993.5708 | 0.034546 | 993.4633 | 0.00011594 | 993.5708 | 0.14168 | 671.317 | 0
| 669.3672 | 0 | 669.3672 | 0 | 671.4375 | 0.00024284 | 671.4375 | 0.00014397 | 873.8 | -0.017104 | 669.3672 | 0.0095445 | 873.8 | 0.0044169 | 873.8 | 0.0054069 | 671.4375 | 0.00010689 | 671.4375 | 8.9879e-05 | 669.3672 | 9.4596 | 993.7394 | 0.01285 | 993.7394 | 0.025416 | 993.6329 | 7.7296e-05 | 993.7394 | 0.13815 | 671.4375 | 0
| 669.4906 | 0 | 669.4906 | 0.006681 | 671.558 | 0 | 671.558 | 0.0001674 | 874.04 | -0.015121 | 669.4906 | 0.0090743 | 874.04 | -0.01061 | 874.04 | 0.00051009 | 671.558 | 0.00013001 | 671.558 | 0.00012662 | 669.4906 | 9.3863 | 993.9079 | 0.010946 | 993.9079 | 0.022265 | 993.8026 | 0.00011594 | 993.9079 | 0.14101 | 671.558 | 0
| 669.614 | 0.00034746 | 669.614 | 0 | 671.6785 | 0.00024284 | 671.6785 | 0.00015339 | 874.28 | 0.00074368 | 669.614 | 0.00396 | 874.28 | 0.003485 | 874.28 | 0.0081613 | 671.6785 | 0.00013339 | 671.6785 | 0.0001449 | 669.614 | 9.0881 | 994.0764 | 0.014168 | 994.0764 | 0.034546 | 993.9722 | 7.7296e-05 | 994.0764 | 0.13794 | 671.6785 | 0
| 669.7373 | 0.0028715 | 669.7373 | 0.0074402 | 671.7991 | 0 | 671.7991 | 0.00015479 | 874.52 | -0.0071888 | 669.7373 | 0.0062533 | 874.52 | -0.005368 | 874.52 | 0.0012752 | 671.7991 | 0.00013944 | 671.7991 | 0.00013755 | 669.7373 | 8.991 | 994.2449 | 0.016145 | 994.2449 | 0.028833 | 994.1419 | 0.00011594 | 994.2449 | 0.14438 | 671.7991 | 0
| 669.8607 | 0 | 669.8607 | 0 | 671.9196 | 0.00024284 | 671.9196 | 0.00013296 | 874.76 | 0.0032226 | 669.8607 | 0.0093094 | 874.76 | -0.0079311 | 874.76 | 0.0012752 | 671.9196 | 0.00013037 | 671.9196 | 0.00012474 | 669.8607 | 8.8233 | 994.4134 | 0.013802 | 994.4134 | 0.042715 | 994.3116 | 0 | 994.4134 | 0.13955 | 671.9196 | 0
| 669.9841 | 0.0057624 | 669.9841 | 0.00577 | 672.0401 | 0.00024284 | 672.0401 | 8.5704e-05 | 875 | 0.011651 | 669.9841 | 0.0031806 | 875 | 0.0038344 | 875 | -0.0077534 | 672.0401 | 9.0705e-05 | 672.0401 | 9.5343e-05 | 669.9841 | 8.6463 | 994.582 | 0.014058 | 994.582 | 0.02894 | 994.4812 | 0.00011594 | 994.582 | 0.13639 | 672.0401 | 0
| 670.1075 | 0 | 670.1075 | 0 | 672.1606 | 0 | 672.1606 | 0.00028755 | 875.24 | -0.012642 | 670.1075 | 0.0048898 | 875.24 | -0.0085133 | 875.24 | -0.0028565 | 672.1606 | 0.00026126 | 672.1606 | 0.00023666 | 670.1075 | 8.3435 | 994.7505 | 0.014058 | 994.7505 | 0.033211 | 994.6509 | 0 | 994.7505 | 0.13452 | 672.1606 | 9.6018e-06
| 670.2309 | 0 | 670.2309 | 0.010946 | 672.2812 | 0.00053406 | 672.2812 | 0.00025351 | 875.48 | 0.0057014 | 670.2309 | 0.012271 | 875.48 | -0.0028054 | 875.48 | -0.0028565 | 672.2812 | 0.00021645 | 672.2812 | 0.00018353 | 670.2309 | 8.1017 | 994.919 | 0.015632 | 994.919 | 0.034279 | 994.8206 | 0.00057972 | 994.919 | 0.12782 | 672.2812 | 9.6018e-06
| 670.3544 | 0 | 670.3544 | 0 | 672.4017 | 0 | 672.4017 | 0.0004984 | 875.72 | 0.009172 | 670.3544 | 0.0088862 | 875.72 | 0.0091928 | 875.72 | 0.0051009 | 672.4017 | 0.00043183 | 672.4017 | 0.00037063 | 670.3544 | 7.9349 | 995.0875 | 0.010031 | 995.0875 | 0.041113 | 994.9902 | 0 | 995.0875 | 0.13161 | 672.4017 | 1.3231e-05
| 670.4778 | 0.0068217 | 670.4778 | 0.012609 | 672.5222 | 0.00053406 | 672.5222 | 0.00025371 | 875.96 | -0.0032226 | 670.4778 | 0.01119 | 875.96 | -0.0012911 | 875.96 | -0.00025504 | 672.5222 | 0.00021698 | 672.5222 | 0.00019088 | 670.4778 | 7.8109 | 995.256 | 0.017865 | 995.256 | 0.030488 | 995.1599 | 0.00057972 | 995.256 | 0.11593 | 672.5222 | 3.7047e-06
| 670.6013 | 0 | 670.6013 | 0 | 672.6428 | 0 | 672.6428 | 0.00047497 | 876.2 | -0.019087 | 670.6013 | 0.0063473 | 876.2 | 0.0019706 | 876.2 | -0.0007141 | 672.6428 | 0.00044356 | 672.6428 | 0.00040361 | 670.6013 | 7.6385 | 995.4246 | 0.014314 | 995.4246 | 0.028886 | 995.3296 | 0 | 995.4246 | 0.11614 | 672.6428 | 8.8458e-06
| 670.7247 | 0.0048373 | 670.7247 | 0.0083512 | 672.7633 | 0.00082547 | 672.7633 | 0.00022707 | 876.44 | 0.019583 | 670.7247 | 0.0049368 | 876.44 | 0.00033976 | 876.44 | -0.0030095 | 672.7633 | 0.00022783 | 672.7633 | 0.00021292 | 670.7247 | 7.4482 | 995.5931 | 0.017755 | 995.5931 | 0.034759 | 995.4993 | 0.00057972 | 995.5931 | 0.10114 | 672.7633 | 5.1411e-06
| 670.8482 | 0 | 670.8482 | 0 | 672.8838 | 0 | 672.8838 | 0.00046536 | 876.68 | -0.0027268 | 670.8482 | 0.008228 | 876.68 | -0.00035917 | 876.68 | 0.010763 | 672.8838 | 0.00046882 | 672.8838 | 0.00046974 | 670.8482 | 7.2251 | 995.7616 | 0.014058 | 995.7616 | 0.027978 | 995.6689 | 0 | 995.7616 | 0.10238 | 672.8838 | 7.3337e-06
| 670.9716 | 0.012807 | 670.9716 | 0.0074402 | 673.0044 | 0.00082547 | 673.0044 | 0.00024369 | 876.92 | -0.0052058 | 670.9716 | 0.013306 | 876.92 | -0.0014076 | 876.92 | -0.0048458 | 673.0044 | 0.00024384 | 673.0044 | 0.00026059 | 670.9716 | 7.0129 | 995.9302 | 0.015705 | 995.9302 | 0.032784 | 995.8386 | 0.00081146 | 995.9302 | 0.091531 | 673.0044 | 2.1925e-06
| 671.0951 | 0 | 671.0951 | 0 | 673.1249 | 0 | 673.1249 | 0.0004978 | 877.16 | 0.006693 | 671.0951 | 0.0058301 | 877.16 | -0.0073485 | 877.16 | -0.0037746 | 673.1249 | 0.00048571 | 673.1249 | 0.0004624 | 671.0951 | 6.952 | 996.0987 | 0.010983 | 996.0987 | 0.027605 | 996.0083 | 0 | 996.0987 | 0.091219 | 673.1249 | 9.6018e-06
| 671.2186 | 0.0062249 | 671.2186 | 0.011121 | 673.2455 | 0.00053406 | 673.2455 | 0.00025831 | 877.4 | -0.033465 | 671.2186 | 0.010908 | 877.4 | 0.0045333 | 877.4 | -0.0034686 | 673.2455 | 0.00024686 | 673.2455 | 0.00020915 | 671.2186 | 6.7997 | 996.2672 | 0.016145 | 996.2672 | 0.021892 | 996.178 | 0.00034783 | 996.2672 | 0.081251 | 673.2455 | 7.3337e-06
| 671.3421 | 0 | 671.3421 | 0 | 673.366 | 0 | 673.366 | 0.0004952 | 877.64 | -0.0052058 | 671.3421 | 0.0059712 | 877.64 | -0.0082806 | 877.64 | -0.0031625 | 673.366 | 0.00046384 | 673.366 | 0.00040003 | 671.3421 | 6.5381 | 996.4357 | 0.016145 | 996.4357 | 0.033585 | 996.3477 | 0 | 996.4357 | 0.081614 | 673.366 | 1.1794e-05
| 671.4657 | 0.0056467 | 671.4657 | 0.015149 | 673.4865 | 0.00082547 | 673.4865 | 0.00024069 | 877.88 | -0.0061972 | 671.4657 | 0.0017126 | 877.88 | -0.0068827 | 877.88 | -0.0028565 | 673.4865 | 0.00022232 | 673.4865 | 0.0002018 | 671.4657 | 6.3259 | 996.6043 | 0.016913 | 996.6043 | 0.025469 | 996.5174 | 0.00081146 | 996.6043 | 0.075955 | 673.4865 | 4.3851e-06
| 671.5892 | 0 | 671.5892 | 0 | 673.6071 | 0 | 673.6071 | 0.000497 | 878.12 | -0.0012395 | 671.5892 | 0.00396 | 878.12 | 0.00010678 | 878.12 | 0.0096913 | 673.6071 | 0.00044979 | 673.6071 | 0.00039814 | 671.5892 | 6.1411 | 996.7728 | 0.011495 | 996.7728 | 0.037162 | 996.6871 | 0 | 996.7728 | 0.077149 | 673.6071 | 9.6018e-06
| 671.7127 | 0.0048373 | 671.7127 | 0.011208 | 673.7276 | 0.00053406 | 673.7276 | 0.00025651 | 878.36 | -0.019087 | 671.7127 | 0.0069115 | 878.36 | 0.00045625 | 878.36 | 0.00066312 | 673.7276 | 0.00023103 | 673.7276 | 0.00020369 | 671.7127 | 6.0037 | 996.9413 | 0.016804 | 996.9413 | 0.034653 | 996.8568 | 0.00057972 | 996.9413 | 0.072373 | 673.7276 | 5.1411e-06
| 671.8363 | 0 | 671.8363 | 0 | 673.8482 | 0 | 673.8482 | 0.00052263 | 878.6 | -0.00074368 | 671.8363 | 0.010767 | 878.6 | -0.0063001 | 878.6 | -0.0094364 | 673.8482 | 0.00046882 | 673.8482 | 0.00037987 | 671.8363 | 5.8841 | 997.1099 | 0.011605 | 997.1099 | 0.028993 | 997.0265 | 0 | 997.1099 | 0.073879 | 673.8482 | 1.255e-05
| 671.9598 | 0 | 671.9598 | 0.0044034 | 673.9687 | 0.00082547 | 673.9687 | 0.00026672 | 878.84 | -0.025036 | 671.9598 | 0.011566 | 878.84 | -0.0067659 | 878.84 | -0.0043867 | 673.9687 | 0.00023814 | 673.9687 | 0.00017976 | 671.9598 | 5.7097 | 997.2784 | 0.017572 | 997.2784 | 0.032464 | 997.1962 | 0.00081146 | 997.2784 | 0.071023 | 673.9687 | 7.3337e-06
| 672.0834 | 0 | 672.0834 | 0 | 674.0893 | 0 | 674.0893 | 0.00052123 | 879.08 | 0.014626 | 672.0834 | 0.00062295 | 879.08 | -0.0030384 | 879.08 | -0.00040807 | 674.0893 | 0.00047255 | 674.0893 | 0.00037063 | 672.0834 | 5.6507 | 997.4469 | 0.01263 | 997.4469 | 0.030702 | 997.3659 | 0 | 997.4469 | 0.075073 | 674.0893 | 1.5423e-05
| 672.207 | 0.0040278 | 672.207 | 0.010946 | 674.2098 | 0.00053406 | 674.2098 | 0.00025771 | 879.32 | -0.010164 | 672.207 | 0.014904 | 879.32 | 0.0088434 | 879.32 | 0.011528 | 674.2098 | 0.00023939 | 674.2098 | 0.00019088 | 672.207 | 5.3976 | 997.6154 | 0.018634 | 997.6154 | 0.029687 | 997.5356 | 0.00057972 | 997.6154 | 0.073411 | 674.2098 | 8.0897e-06
| 672.3305 | 0 | 672.3305 | 0 | 674.3304 | 0 | 674.3304 | 0.00051362 | 879.56 | -0.0176 | 672.3305 | 0.0053129 | 879.56 | -0.0016406 | 879.56 | 0.0014282 | 674.3304 | 0.00043467 | 674.3304 | 0.00039268 | 672.3305 | 5.3029 | 997.784 | 0.011385 | 997.784 | 0.028352 | 997.7053 | 0 | 997.784 | 0.07907 | 674.3304 | 1.6179e-05
| 672.4541 | 0.010747 | 672.4541 | 0.01366 | 674.451 | 0.00024284 | 674.451 | 0.00026011 | 879.8 | 0.034952 | 672.4541 | 0.012648 | 879.8 | -0.0040868 | 879.8 | -0.0011732 | 674.451 | 0.00020293 | 674.451 | 0.0002018 | 672.4541 | 5.1248 | 997.9525 | 0.016913 | 997.9525 | 0.031663 | 997.875 | 0.00081146 | 997.9525 | 0.077461 | 674.451 | 8.0897e-06
| 672.5777 | 0 | 672.5777 | 0 | 674.5715 | 0 | 674.5715 | 0.00051202 | 880.04 | 0.015121 | 672.5777 | 0.0012903 | 880.04 | 0.00033976 | 880.04 | 0.0040296 | 674.5715 | 0.00041564 | 674.5715 | 0.00041472 | 672.5777 | 5.0056 | 998.121 | 0.010141 | 998.121 | 0.02627 | 998.0447 | 0 | 998.121 | 0.08286 | 674.5715 | 8.0897e-06
| 672.7014 | 0.0012527 | 672.7014 | 0.012785 | 674.6921 | 0.00082547 | 674.6921 | 0.00025791 | 880.28 | 0.002231 | 672.7014 | 0.013729 | 880.28 | 0.0055817 | 880.28 | -0.0022444 | 674.6921 | 0.00022267 | 674.6921 | 0.00021292 | 672.7014 | 4.8872 | 998.2896 | 0.01501 | 998.2896 | 0.034653 | 998.2144 | 0.0010433 | 998.2896 | 0.080784 | 674.6921 | 0
| 672.825 | 0 | 672.825 | 0 | 674.8126 | 0 | 674.8126 | 0.00048619 | 880.52 | 0.0052058 | 672.825 | 0.0023582 | 880.52 | -0.00094161 | 880.52 | -0.00040807 | 674.8126 | 0.00043556 | 674.8126 | 0.00040361 | 672.825 | 4.6918 | 998.4581 | 0.014497 | 998.4581 | 0.033211 | 998.3841 | 0 | 998.4581 | 0.084729 | 674.8126 | 7.5605e-07
| 672.9486 | 9.6336e-05 | 672.9486 | 0.015674 | 674.9332 | 0.0011167 | 674.9332 | 0.00023508 | 880.76 | -0.0076846 | 672.9486 | 0.0093094 | 880.76 | -0.0039703 | 880.76 | -0.0033155 | 674.9332 | 0.00021858 | 674.9332 | 0.00019445 | 672.9486 | 4.4827 | 998.6266 | 0.016474 | 998.6266 | 0.042181 | 998.5539 | 0.00081146 | 998.6266 | 0.083431 | 674.9332 | 7.5605e-07
| 673.0723 | 0 | 673.0723 | 0 | 675.0538 | 0 | 675.0538 | 0.00047457 | 881 | -0.045364 | 673.0723 | 0.0010234 | 881 | -0.0083969 | 881 | -0.010202 | 675.0538 | 0.00045086 | 675.0538 | 0.00034124 | 673.0723 | 4.5726 | 998.7952 | 0.017536 | 998.7952 | 0.028085 | 998.7236 | 0 | 998.7952 | 0.085612 | 675.0538 | 5.1411e-06
| 673.1959 | 0.003681 | 673.1959 | 0.010946 | 675.1743 | 0.00082547 | 675.1743 | 0.0002479 | 881.24 | -0.0076846 | 673.1959 | 0.013071 | 881.24 | -0.0043198 | 881.24 | -0.0033155 | 675.1743 | 0.00023512 | 675.1743 | 0.00015036 | 673.1959 | 4.3389 | 998.9637 | 0.015412 | 998.9637 | 0.024775 | 998.8933 | 0.00034783 | 998.9637 | 0.085404 | 675.1743 | 4.3851e-06
| 673.3196 | 0 | 673.3196 | 0 | 675.2949 | 0 | 675.2949 | 0.00048819 | 881.48 | -0.014626 | 673.3196 | 0.0058301 | 881.48 | -0.001524 | 881.48 | -0.00025504 | 675.2949 | 0.00046508 | 675.2949 | 0.00034859 | 673.3196 | 4.2993 | 999.1322 | 0.012191 | 999.1322 | 0.03193 | 999.063 | 0 | 999.1322 | 0.085093 | 675.2949 | 5.8972e-06
| 673.4432 | 0.0056467 | 673.4432 | 0.010595 | 675.4155 | 0.00053406 | 675.4155 | 0.0002467 | 881.72 | -0.020574 | 673.4432 | 0.0078519 | 881.72 | 0.00068922 | 881.72 | 0.0026524 | 675.4155 | 0.00023103 | 675.4155 | 0.0002018 | 673.4432 | 4.1981 | 999.3008 | 0.020062 | 999.3008 | 0.030061 | 999.2327 | 0.00081146 | 999.3008 | 0.08582 | 675.4155 | 1.4365e-06
| 673.5669 | 0 | 673.5669 | 0 | 675.536 | 0 | 675.536 | 0.0004966 | 881.96 | -0.028012 | 673.5669 | 0.0051719 | 881.96 | -0.0045528 | 881.96 | -0.0031625 | 675.536 | 0.0004786 | 675.536 | 0.00043677 | 673.5669 | 4.0979 | 999.4693 | 0.012008 | 999.4693 | 0.021785 | 999.4025 | 0 | 999.4693 | 0.083639 | 675.536 | 1.6936e-05
| 673.6906 | 0.0035653 | 673.6906 | 0.0072883 | 675.6566 | 0.00082547 | 675.6566 | 0.00025451 | 882.2 | 0.011651 | 673.6906 | 0.0037144 | 882.2 | 0.0039509 | 882.2 | 0.0035706 | 675.6566 | 0.00024846 | 675.6566 | 0.00023478 | 673.6906 | 4.0029 | 999.6379 | 0.015778 | 999.6379 | 0.030328 | 999.5722 | 0.00081146 | 999.6379 | 0.084989 | 675.6566 | 1.5423e-05
| 673.8143 | 0 | 673.8143 | 0 | 675.7772 | 0 | 675.7772 | 0.00049139 | 882.44 | 0.0061972 | 673.8143 | 0.0012903 | 882.44 | -0.00047565 | 882.44 | -0.0013262 | 675.7772 | 0.00048643 | 675.7772 | 0.00045128 | 673.8143 | 3.8859 | 999.8064 | 0.01457 | 999.8064 | 0.028459 | 999.7419 | 0 | 999.8064 | 0.081095 | 675.7772 | 2.2077e-05
| 673.938 | 0.0047217 | 673.938 | 0.015149 | 675.8977 | 0.00053406 | 675.8977 | 0.00024109 | 882.68 | 0.032968 | 673.938 | 0.0098736 | 882.68 | -0.002223 | 882.68 | -0.00010202 | 675.8977 | 0.00023886 | 675.8977 | 0.0002165 | 673.938 | 3.7842 | 999.9749 | 0.018378 | 999.9749 | 0.024294 | 999.9117 | 0.00081146 | 999.9749 | 0.083691 | 675.8977 | 6.6533e-06
| 674.0617 | 0 | 674.0617 | 0 | 676.0183 | 0 | 676.0183 | 0.00051502 | 882.92 | 0.025036 | 674.0617 | 0.0061122 | 882.92 | -0.018066 | 882.92 | -0.0088246 | 676.0183 | 0.00046882 | 676.0183 | 0.00036328 | 674.0617 | 3.6506 | 1000.1435 | 0.014753 | 1000.1435 | 0.030114 | 1000.0814 | 0 | 1000.1435 | 0.079797 | 676.0183 | 9.6018e-06
| 674.1855 | 0.0065643 | 674.1855 | 0.0027331 | 676.1389 | 0.00053406 | 676.1389 | 0.00027774 | 883.16 | 0.0057014 | 674.1855 | 0.0047957 | 883.16 | -0.0023395 | 883.16 | 0.0035706 | 676.1389 | 0.00023228 | 676.1389 | 0.00014678 | 674.1855 | 3.6508 | 1000.312 | 0.019146 | 1000.312 | 0.036255 | 1000.2511 | 0.0010433 | 1000.312 | 0.08312 | 676.1389 | 2.9486e-06
| 674.3092 | 0 | 674.3092 | 0 | 676.2595 | 0 | 676.2595 | 0.00052584 | 883.4 | 0.011651 | 674.3092 | 0.0046274 | 883.4 | -0.0028054 | 883.4 | -0.0010202 | 676.2595 | 0.00045548 | 676.2595 | 0.00035047 | 674.3092 | 3.5121 | 1000.4806 | 0.011861 | 1000.4806 | 0.037643 | 1000.4209 | 0 | 1000.4806 | 0.078292 | 676.2595 | 1.255e-05
| 674.433 | 0.0054154 | 674.433 | 0.014886 | 676.3801 | 0.00053406 | 676.3801 | 0.0002517 | 883.64 | 0.010659 | 674.433 | 0.01025 | 883.64 | 0.0031355 | 883.64 | 0.0012752 | 676.3801 | 0.00022534 | 676.3801 | 0.00020727 | 674.433 | 3.431 | 1000.6491 | 0.018451 | 1000.6491 | 0.034279 | 1000.5906 | 0.00057972 | 1000.6491 | 0.081407 | 676.3801 | 9.6018e-06
| 674.5567 | 0 | 674.5567 | 0 | 676.5006 | 0 | 676.5006 | 0.0004956 | 883.88 | -0.043877 | 674.5567 | 0.0095445 | 883.88 | -0.0032714 | 883.88 | -0.0031625 | 676.5006 | 0.0004489 | 676.5006 | 0.00038721 | 674.5567 | 3.4835 | 1000.8176 | 0.011678 | 1000.8176 | 0.030221 | 1000.7604 | 0 | 1000.8176 | 0.076007 | 676.5006 | 2.2833e-05
| 674.6805 | 0.0091386 | 674.6805 | 0.009895 | 676.6212 | 0.00082547 | 676.6212 | 0.0002453 | 884.12 | 0.019583 | 674.6805 | 0.0014457 | 884.12 | 0.011057 | 884.12 | 0.00035706 | 676.6212 | 0.00022658 | 676.6212 | 0.00018353 | 674.6805 | 3.2448 | 1000.9862 | 0.025004 | 1000.9862 | 0.029687 | 1000.9301 | 0.00057972 | 1000.9862 | 0.07907 | 676.6212 | 1.3231e-05
| 674.8043 | 0 | 674.8043 | 0 | 676.7418 | 0 | 676.7418 | 0.00048939 | 884.36 | -0.043381 | 674.8043 | 0.0031591 | 884.36 | -0.0044363 | 884.36 | -0.0091305 | 676.7418 | 0.00046419 | 676.7418 | 0.00037063 | 674.8043 | 3.2314 | 1001.1547 | 0.013838 | 1001.1547 | 0.038764 | 1001.0998 | 0 | 1001.1547 | 0.07419 | 676.7418 | 1.9128e-05
| 674.9281 | 0.0052998 | 674.9281 | 0.010946 | 676.8624 | 0.0011167 | 676.8624 | 0.0002471 | 884.6 | 0.018592 | 674.9281 | 0.010673 | 884.6 | -0.010843 | 884.6 | -0.0043867 | 676.8624 | 0.00023939 | 676.8624 | 0.00019088 | 674.9281 | 3.1109 | 1001.3233 | 0.015778 | 1001.3233 | 0.033318 | 1001.2696 | 0.00057972 | 1001.3233 | 0.077772 | 676.8624 | 5.8972e-06
| 675.0519 | 0 | 675.0519 | 0 | 676.983 | 0 | 676.983 | 0.00048679 | 884.84 | 0.006693 | 675.0519 | 0.0056891 | 884.84 | -0.0061837 | 884.84 | -0.005917 | 676.983 | 0.0004505 | 676.983 | 0.00040361 | 675.0519 | 3.0528 | 1001.4918 | 0.015376 | 1001.4918 | 0.026964 | 1001.4393 | 0 | 1001.4918 | 0.073567 | 676.983 | 5.8972e-06
| 675.1757 | 0.01152 | 675.1757 | 0.0053144 | 677.1036 | 0.0011167 | 677.1036 | 0.00024249 | 885.08 | 0.0042142 | 675.1757 | 0.0095915 | 885.08 | -0.0018735 | 885.08 | -0.00010202 | 677.1036 | 0.00021378 | 677.1036 | 0.00021292 | 675.1757 | 2.9417 | 1001.6603 | 0.013472 | 1001.6603 | 0.03209 | 1001.6091 | 0.0010433 | 1001.6603 | 0.076838 | 677.1036 | 0
| 675.2995 | 0 | 675.2995 | 0 | 677.2242 | 0 | 677.2242 | 0.00052483 | 885.32 | 0.002231 | 675.2995 | 0.003693 | 885.32 | -0.0042033 | 885.32 | -0.013874 | 677.2242 | 0.00044232 | 677.2242 | 0.00043677 | 675.2995 | 2.891 | 1001.8289 | 0.010909 | 1001.8289 | 0.02974 | 1001.7789 | 0 | 1001.8289 | 0.072892 | 677.2242 | 8.8458e-06
| 675.4233 | 0.0083019 | 675.4233 | 0.013398 | 677.3448 | 0.00053406 | 677.3448 | 0.00028635 | 885.56 | -0.0086762 | 675.4233 | 0.0037144 | 885.56 | -0.0025725 | 885.56 | -0.0016323 | 677.3448 | 0.00023388 | 677.3448 | 0.00022385 | 675.4233 | 2.8104 | 1001.9974 | 0.01069 | 1001.9974 | 0.032784 | 1001.9486 | 0.00081146 | 1001.9974 | 0.076319 | 677.3448 | 8.8458e-06
| 675.5472 | 0 | 675.5472 | 0 | 677.4654 | 0 | 677.4654 | 0.00054406 | 885.8 | -0.0012395 | 675.5472 | 0.0061122 | 885.8 | -0.0023395 | 885.8 | -0.0023974 | 677.4654 | 0.00046117 | 677.4654 | 0.00039268 | 675.5472 | 2.7232 | 1002.166 | 0.015083 | 1002.166 | 0.031609 | 1002.1184 | 0 | 1002.166 | 0.07284 | 677.4654 | 1.4743e-05
| 675.671 | 0.0041435 | 675.671 | 0.0071365 | 677.586 | 0.00053406 | 677.586 | 0.00026052 | 886.04 | 0.0057014 | 675.671 | 0.0089333 | 886.04 | 0.002786 | 886.04 | 0.0051009 | 677.586 | 0.00023281 | 677.586 | 0.00016883 | 675.671 | 2.6444 | 1002.3345 | 0.018341 | 1002.3345 | 0.032303 | 1002.2881 | 0.00034783 | 1002.3345 | 0.076215 | 677.586 | 5.8972e-06
| 675.7949 | 0 | 675.7949 | 0 | 677.7065 | 0 | 677.7065 | 0.00050922 | 886.28 | -0.041397 | 675.7949 | 0.005407 | 886.28 | -0.010843 | 886.28 | -0.0069881 | 677.7065 | 0.00046455 | 677.7065 | 0.00038156 | 675.7949 | 2.6972 | 1002.5031 | 0.014351 | 1002.5031 | 0.028726 | 1002.4579 | 0 | 1002.5031 | 0.072944 | 677.7065 | 1.3987e-05
| 675.9188 | 0.0044904 | 675.9188 | 0.015324 | 677.8271 | 0.00024284 | 677.8271 | 0.0002507 | 886.52 | 0.013138 | 675.9188 | 0.015469 | 886.52 | 0.0024366 | 886.52 | 0.0047948 | 677.8271 | 0.00023565 | 677.8271 | 0.0002165 | 675.9188 | 2.5304 | 1002.6716 | 0.021123 | 1002.6716 | 0.038764 | 1002.6277 | 0.00057972 | 1002.6716 | 0.076371 | 677.8271 | 8.0897e-06
| 676.0426 | 0 | 676.0426 | 0 | 677.9478 | 0 | 677.9478 | 0.00052163 | 886.76 | -0.002231 | 676.0426 | 0.0066294 | 886.76 | -0.0032714 | 886.76 | 0.0058659 | 677.9478 | 0.00047327 | 677.9478 | 0.00040738 | 676.0426 | 2.4693 | 1002.8402 | 0.012447 | 1002.8402 | 0.025149 | 1002.7974 | 0 | 1002.8402 | 0.073463 | 677.9478 | 1.1038e-05
| 676.1665 | 0.0014839 | 676.1665 | 0.0042515 | 678.0684 | 0.00082547 | 678.0684 | 0.00027213 | 887 | -0.019583 | 676.1665 | 0.0049368 | 887 | 0.00057274 | 887 | -0.010661 | 678.0684 | 0.00023814 | 678.0684 | 0.00019445 | 676.1665 | 2.3921 | 1003.0087 | 0.01673 | 1003.0087 | 0.029687 | 1002.9672 | 0.00057972 | 1003.0087 | 0.07689 | 678.0684 | 2.9486e-06
| 676.2904 | 0 | 676.2904 | 0 | 678.1889 | 0 | 678.1889 | 0.00054125 | 887.24 | -0.006693 | 676.2904 | 0.0061122 | 887.24 | -0.0023395 | 887.24 | -0.00086717 | 678.1889 | 0.00045761 | 678.1889 | 0.00040361 | 676.2904 | 2.3789 | 1003.1773 | 0.010726 | 1003.1773 | 0.033585 | 1003.137 | 0 | 1003.1773 | 0.073879 | 678.1889 | 2.9486e-06
| 676.4143 | 0.0052998 | 676.4143 | 0.0091069 | 678.3096 | 0.00082547 | 678.3096 | 0.00027093 | 887.48 | 0.0037184 | 676.4143 | 0.0057361 | 887.48 | 0.0058149 | 887.48 | -0.0017853 | 678.3096 | 0.00022516 | 678.3096 | 0.0002165 | 676.4143 | 2.2073 | 1003.3458 | 0.01673 | 1003.3458 | 0.02974 | 1003.3067 | 0.00057972 | 1003.3458 | 0.077046 | 678.3096 | 0
| 676.5382 | 0 | 676.5382 | 0 | 678.4302 | 0 | 678.4302 | 0.00050922 | 887.72 | -0.00471 | 676.5382 | 0.0062063 | 887.72 | -0.0064164 | 887.72 | 0.0021933 | 678.4302 | 0.00044267 | 678.4302 | 0.00042942 | 676.5382 | 2.1886 | 1003.5144 | 0.010873 | 1003.5144 | 0.025522 | 1003.4765 | 0 | 1003.5144 | 0.074138 | 678.4302 | 5.1411e-06
| 676.6622 | 0 | 676.6622 | 0.016725 | 678.5508 | 0.00024284 | 678.5508 | 0.00024009 | 887.96 | -0.023549 | 676.6622 | 0.008134 | 887.96 | 0.00033976 | 887.96 | 0.01061 | 678.5508 | 0.00022445 | 678.5508 | 0.0002165 | 676.6622 | 2.137 | 1003.6829 | 0.017499 | 1003.6829 | 0.036361 | 1003.6463 | 0.00081146 | 1003.6829 | 0.077357 | 678.5508 | 5.1411e-06
| 676.7861 | 0 | 676.7861 | 0 | 678.6714 | 0 | 678.6714 | 0.00048078 | 888.2 | -0.009172 | 676.7861 | 0.0024917 | 888.2 | -0.007698 | 888.2 | -0.010049 | 678.6714 | 0.00043272 | 678.6714 | 0.00041472 | 676.7861 | 2.0121 | 1003.8515 | 0.013033 | 1003.8515 | 0.039992 | 1003.8161 | 0 | 1003.8515 | 0.074761 | 678.6714 | 8.0897e-06
| 676.9101 | 0.0056467 | 676.9101 | 0.010946 | 678.792 | 0.00082547 | 678.792 | 0.00024189 | 888.44 | 0.0032226 | 676.9101 | 0.0085101 | 888.44 | 0.0068633 | 888.44 | 0.011069 | 678.792 | 0.00021734 | 678.792 | 0.0002018 | 676.9101 | 1.9602 | 1004.02 | 0.01296 | 1004.02 | 0.027391 | 1003.9859 | 0.00081146 | 1004.02 | 0.077876 | 678.792 | 2.9486e-06
| 677.034 | 0 | 677.034 | 0 | 678.9126 | 0 | 678.9126 | 0.00047738 | 888.68 | -0.00074368 | 677.034 | 0.0094504 | 888.68 | -0.0058343 | 888.68 | 0.0014282 | 678.9126 | 0.00041617 | 678.9126 | 0.00043677 | 677.034 | 1.8699 | 1004.1886 | 0.017426 | 1004.1886 | 0.030969 | 1004.1557 | 0 | 1004.1886 | 0.075384 | 678.9126 | 5.8972e-06
| 677.158 | 0.0037966 | 677.158 | 0.0036442 | 679.0332 | 0.0014081 | 679.0332 | 0.00023548 | 888.92 | 0.026523 | 677.158 | 0.0087922 | 888.92 | 0.0010387 | 888.92 | 0.0015813 | 679.0332 | 0.00020506 | 679.0332 | 0.00023478 | 677.158 | 1.8448 | 1004.3571 | 0.02138 | 1004.3571 | 0.037002 | 1004.3254 | 0.00081146 | 1004.3571 | 0.07824 | 679.0332 | 2.9486e-06
| 677.282 | 0 | 677.282 | 0 | 679.1538 | 0 | 679.1538 | 0.00047517 | 889.16 | -0.031481 | 677.282 | 0.0048898 | 889.16 | -0.0049022 | 889.16 | -0.0094364 | 679.1538 | 0.00042613 | 679.1538 | 0.00043677 | 677.282 | 1.8226 | 1004.5257 | 0.014314 | 1004.5257 | 0.032944 | 1004.4952 | 0 | 1004.5257 | 0.075748 | 679.1538 | 5.8972e-06
| 677.406 | 0.012099 | 677.406 | 0.0089317 | 679.2745 | 0.00082547 | 679.2745 | 0.00024069 | 889.4 | -0.016609 | 677.406 | 0.017349 | 889.4 | 0.0053486 | 889.4 | -0.00010202 | 679.2745 | 0.00022694 | 679.2745 | 0.0002018 | 677.406 | 1.7019 | 1004.6942 | 0.017609 | 1004.6942 | 0.040259 | 1004.665 | 0.00057972 | 1004.6942 | 0.078395 | 679.2745 | 2.9486e-06
| 677.53 | 0 | 677.53 | 0 | 679.3951 | 0 | 679.3951 | 0.00048479 | 889.64 | -0.024045 | 677.53 | 0.01025 | 889.64 | 0.0048828 | 889.64 | 0.0018873 | 679.3951 | 0.00046989 | 679.3951 | 0.00042565 | 677.53 | 1.6484 | 1004.8628 | 0.013545 | 1004.8628 | 0.036682 | 1004.8348 | 0 | 1004.8628 | 0.076059 | 679.3951 | 1.0282e-05
| 677.654 | 0.0081732 | 677.654 | 0.012609 | 679.5157 | 0.00082547 | 679.5157 | 0.0002453 | 889.88 | 0.006693 | 677.654 | 0.0077108 | 889.88 | 0.0013882 | 889.88 | 0.0093854 | 679.5157 | 0.00024722 | 679.5157 | 0.00022385 | 677.654 | 1.6277 | 1005.0313 | 0.01241 | 1005.0313 | 0.044958 | 1005.0046 | 0.00057972 | 1005.0313 | 0.078603 | 679.5157 | 7.3337e-06
| 677.778 | 0 | 677.778 | 0 | 679.6363 | 0 | 679.6363 | 0.00047137 | 890.12 | -0.013138 | 677.778 | 0 | 890.12 | -0.001524 | 890.12 | 0.00035706 | 679.6363 | 0.00046206 | 679.6363 | 0.0004477 | 677.778 | 1.6238 | 1005.1999 | 0.014094 | 1005.1999 | 0.032357 | 1005.1744 | 7.7296e-05 | 1005.1999 | 0.076578 | 679.6363 | 1.9884e-05
| 677.902 | 0.0065643 | 677.902 | 0.014448 | 679.7569 | 0.00053406 | 679.7569 | 0.00022928 | 890.36 | -0.0037184 | 677.902 | 0.0095915 | 890.36 | -0.00059213 | 890.36 | -0.0025504 | 679.7569 | 0.00021734 | 679.7569 | 0.00022743 | 677.902 | 1.4806 | 1005.3684 | 0.01468 | 1005.3684 | 0.03492 | 1005.3442 | 0.00057972 | 1005.3684 | 0.078811 | 679.7569 | 1.255e-05
| 678.0261 | 0 | 678.0261 | 0 | 679.8776 | 0 | 679.8776 | 0.00048759 | 890.6 | 0.0012395 | 678.0261 | 0.0095445 | 890.6 | -0.0061837 | 890.6 | -0.0010202 | 679.8776 | 0.00046793 | 679.8776 | 0.00045128 | 678.0261 | 1.535 | 1005.537 | 0.011751 | 1005.537 | 0.022319 | 1005.514 | 0 | 1005.537 | 0.076682 | 679.8776 | 3.0166e-05
| 678.1501 | 0.0010214 | 678.1501 | 0.018039 | 679.9982 | 0.00053406 | 679.9982 | 0.00026072 | 890.84 | -0.021567 | 678.1501 | 0.0017126 | 890.84 | -0.0059506 | 890.84 | 0.0054069 | 679.9982 | 0.0002522 | 679.9982 | 0.00022743 | 678.1501 | 1.3684 | 1005.7055 | 0.016364 | 1005.7055 | 0.042181 | 1005.6838 | 0.00011594 | 1005.7055 | 0.078551 | 679.9982 | 1.7692e-05
| 678.2742 | 0 | 678.2742 | 0 | 680.1188 | 0 | 680.1188 | 0.00051142 | 891.08 | -0.021071 | 678.2742 | 0.0038265 | 891.08 | -0.0059506 | 891.08 | -0.00086717 | 680.1188 | 0.00047078 | 680.1188 | 0.00042565 | 678.2742 | 1.3797 | 1005.8741 | 0.018524 | 1005.8741 | 0.032944 | 1005.8536 | 0 | 1005.8741 | 0.076838 | 680.1188 | 2.2077e-05
| 678.3982 | 0.006693 | 678.3982 | 0.0056181 | 680.2394 | 0.00024284 | 680.2394 | 0.00025351 | 891.32 | 0.024045 | 678.3982 | 0.008275 | 891.32 | 0.0041839 | 891.32 | -0.00056109 | 680.2394 | 0.00022196 | 680.2394 | 0.0002018 | 678.3982 | 1.3295 | 1006.0426 | 0.013472 | 1006.0426 | 0.031289 | 1006.0234 | 0.00034783 | 1006.0426 | 0.078655 | 680.2394 | 4.3851e-06
| 678.5223 | 0 | 678.5223 | 0 | 680.3601 | 0 | 680.3601 | 0.000497 | 891.56 | 0.0017352 | 678.5223 | 0.0064884 | 891.56 | -0.010261 | 891.56 | -0.0017853 | 680.3601 | 0.00044339 | 680.3601 | 0.00041472 | 678.5223 | 1.2785 | 1006.2112 | 0.011312 | 1006.2112 | 0.03556 | 1006.1932 | 0 | 1006.2112 | 0.076942 | 680.3601 | 1.0282e-05
| 678.6464 | 0.00055887 | 678.6464 | 0.020841 | 680.4807 | 0.00053406 | 680.4807 | 0.0002461 | 891.8 | 0.0076846 | 678.6464 | 0.013588 | 891.8 | 0.00033976 | 891.8 | 0.0023464 | 680.4807 | 0.00022481 | 680.4807 | 0.00021292 | 678.6464 | 1.2262 | 1006.3798 | 0.017682 | 1006.3798 | 0.033905 | 1006.363 | 0.00081146 | 1006.3798 | 0.078343 | 680.4807 | 5.8972e-06
| 678.7705 | 0 | 678.7705 | 0 | 680.6013 | 0 | 680.6013 | 0.00050821 | 892.04 | -0.021071 | 678.7705 | 0.00062295 | 892.04 | 0.0038344 | 892.04 | 0.00051009 | 680.6013 | 0.00044356 | 680.6013 | 0.00041472 | 678.7705 | 1.2341 | 1006.5483 | 0.012337 | 1006.5483 | 0.03257 | 1006.5328 | 0 | 1006.5483 | 0.076786 | 680.6013 | 1.3987e-05
| 678.8946 | 0.0020621 | 678.8946 | 0.0083512 | 680.7219 | 0.0011167 | 680.7219 | 0.00026432 | 892.28 | 0.0176 | 678.8946 | 0.0093094 | 892.28 | 0.0074455 | 892.28 | 0.0054069 | 680.7219 | 0.00022232 | 680.7219 | 0.0002018 | 678.8946 | 1.1672 | 1006.7169 | 0.018012 | 1006.7169 | 0.032303 | 1006.7026 | 0.00057972 | 1006.7169 | 0.077617 | 680.7219 | 8.0897e-06
| 679.0187 | 0 | 679.0187 | 0 | 680.8426 | 0 | 680.8426 | 0.00051602 | 892.52 | -0.023054 | 679.0187 | 0 | 892.52 | 0.003485 | 892.52 | 0.01061 | 680.8426 | 0.00043521 | 680.8426 | 0.00039268 | 679.0187 | 1.1193 | 1006.8854 | 0.012374 | 1006.8854 | 0.028512 | 1006.8725 | 0 | 1006.8854 | 0.076371 | 680.8426 | 1.4743e-05
| 679.1429 | 0.0063405 | 679.1429 | 0.014711 | 680.9632 | 0.0011167 | 680.9632 | 0.00025451 | 892.76 | -0.0002479 | 679.1429 | 0.012271 | 892.76 | -0.0057175 | 892.76 | -0.0025504 | 680.9632 | 0.00021698 | 680.9632 | 0.00019445 | 679.1429 | 1.0359 | 1007.054 | 0.018524 | 1007.054 | 0.039992 | 1007.0423 | 0.00057972 | 1007.054 | 0.077513 | 680.9632 | 6.6533e-06
| 679.267 | 0 | 679.267 | 0 | 681.0839 | 0 | 681.0839 | 0.00049219 | 893 | -0.033961 | 679.267 | 0 | 893 | -0.0018735 | 893 | -0.0020913 | 681.0839 | 0.00043645 | 681.0839 | 0.00042942 | 679.267 | 1.0462 | 1007.2225 | 0.010653 | 1007.2225 | 0.023921 | 1007.2121 | 0 | 1007.2225 | 0.076734 | 681.0839 | 1.6179e-05
| 679.3912 | 0.0061092 | 679.3912 | 0.010946 | 681.2045 | 0.00082547 | 681.2045 | 0.00023909 | 893.24 | -0.0086762 | 679.3912 | 0.003314 | 893.24 | -0.0079311 | 893.24 | -0.0022444 | 681.2045 | 0.00022267 | 681.2045 | 0.00023855 | 679.3912 | 0.98495 | 1007.3911 | 0.0089692 | 1007.3911 | 0.028993 | 1007.3819 | 0.00057972 | 1007.3911 | 0.077461 | 681.2045 | 9.6018e-06
| 679.5153 | 0 | 679.5153 | 0 | 681.3251 | 0 | 681.3251 | 0.00051522 | 893.48 | -0.011651 | 679.5153 | 0.0012903 | 893.48 | -0.0054848 | 893.48 | -0.0028565 | 681.3251 | 0.00041902 | 681.3251 | 0.00043489 | 679.5153 | 0.99785 | 1007.5597 | 0.0090058 | 1007.5597 | 0.022639 | 1007.5517 | 0 | 1007.5597 | 0.076059 | 681.3251 | 2.064e-05
| 679.6395 | 0.0056467 | 679.6395 | 0.0086549 | 681.4458 | 0.00053406 | 681.4458 | 0.00027834 | 893.73 | -0.011651 | 679.6395 | 0.011331 | 893.73 | -0.00070865 | 893.73 | -0.0011732 | 681.4458 | 0.00020115 | 681.4458 | 0.00019992 | 679.6395 | 0.87295 | 1007.7282 | 0.017499 | 1007.7282 | 0.048268 | 1007.7216 | 0.00057972 | 1007.7282 | 0.076371 | 681.4458 | 1.1038e-05
| 679.7637 | 0 | 679.7637 | 0 | 681.5664 | 0 | 681.5664 | 0.00052644 | 893.97 | -0.0295 | 679.7637 | 0.005407 | 893.97 | -0.0018735 | 893.97 | -0.0028565 | 681.5664 | 0.00042809 | 681.5664 | 0.00036875 | 679.7637 | 0.89876 | 1007.8968 | 0.013582 | 1007.8968 | 0.027338 | 1007.8914 | 0 | 1007.8968 | 0.075436 | 681.5664 | 1.255e-05
| 679.8878 | 0.0044904 | 679.8878 | 0.016725 | 681.6871 | 0.00053406 | 681.6871 | 0.0002499 | 894.21 | -0.00074368 | 679.8878 | 0.0062533 | 894.21 | 0.010358 | 894.21 | -0.00010202 | 681.6871 | 0.00022943 | 681.6871 | 0.00016883 | 679.8878 | 0.82594 | 1008.0653 | 0.015083 | 1008.0653 | 0.034546 | 1008.0612 | 0.00057972 | 1008.0653 | 0.075592 | 681.6871 | 1.4365e-06
| 680.012 | 0 | 680.012 | 0 | 681.8077 | 0 | 681.8077 | 0.00051422 | 894.45 | -0.00471 | 680.012 | 0.00396 | 894.45 | 0.0080281 | 894.45 | -0.0043867 | 681.8077 | 0.00047913 | 681.8077 | 0.00040361 | 680.012 | 0.87226 | 1008.2339 | 0.01468 | 1008.2339 | 0.028886 | 1008.2311 | 0 | 1008.2339 | 0.074969 | 681.8077 | 1.3231e-05
| 680.1363 | 0.003681 | 680.1363 | 0.012434 | 681.9284 | 0.00082547 | 681.9284 | 0.00026612 | 894.69 | -0.012147 | 680.1363 | 0.008134 | 894.69 | -0.0057175 | 894.69 | -0.0027035 | 681.9284 | 0.00025468 | 681.9284 | 0.00023855 | 680.1363 | 0.81718 | 1008.4025 | 0.01252 | 1008.4025 | 0.032036 | 1008.4009 | 0.00081146 | 1008.4025 | 0.075177 | 681.9284 | 1.1794e-05
| 680.2605 | 0 | 680.2605 | 0 | 682.049 | 0 | 682.049 | 0.00054486 | 894.93 | 0.00074368 | 680.2605 | 0 | 894.93 | 0.0033685 | 894.93 | 0.0023464 | 682.049 | 0.00048447 | 682.049 | 0.0004624 | 680.2605 | 0.77639 | 1008.571 | 0.017023 | 1008.571 | 0.031983 | 1008.5707 | 0 | 1008.571 | 0.074657 | 682.049 | 2.2077e-05
| 680.3847 | 0.0095891 | 680.3847 | 0.014011 | 682.1697 | 0.00053406 | 682.1697 | 0.00028254 | 895.17 | 0.00471 | 680.3847 | 0.0071936 | 895.17 | -0.00035917 | 895.17 | -0.00025504 | 682.1697 | 0.00023388 | 682.1697 | 0.00022743 | 680.3847 | 0.70288 | 1008.7396 | 0.014168 | 1008.7396 | 0.04074 | 1008.7406 | 0.00081146 | 1008.7396 | 0.074657 | 682.1697 | 1.0282e-05
| 680.5089 | 0 | 680.5089 | 0 | 682.2903 | 0 | 682.2903 | 0.00054546 | 895.41 | -0.006693 | 680.5089 | 0.0015573 | 895.41 | -0.00094161 | 895.41 | -0.0043867 | 682.2903 | 0.00046206 | 682.2903 | 0.00038156 | 680.5089 | 0.71739 | 1008.9081 | 0.015376 | 1008.9081 | 0.038657 | 1008.9104 | 0 | 1008.9081 | 0.074034 | 682.2903 | 1.1038e-05
| 680.6332 | 0.0056467 | 680.6332 | 0.010508 | 682.411 | 0.00053406 | 682.411 | 0.00026572 | 895.65 | 0.018096 | 680.6332 | 0.0050308 | 895.65 | 0.0015046 | 895.65 | -0.0094364 | 682.411 | 0.00023139 | 682.411 | 0.00015771 | 680.6332 | 0.66186 | 1009.0767 | 0.020611 | 1009.0767 | 0.030808 | 1009.0802 | 0.00057972 | 1009.0767 | 0.073827 | 682.411 | 7.5605e-07
| 680.7574 | 0 | 680.7574 | 0 | 682.5316 | 0 | 682.5316 | 0.00051362 | 895.89 | -0.011155 | 680.7574 | 0.0047487 | 895.89 | -0.0025725 | 895.89 | -0.0023974 | 682.5316 | 0.00045584 | 682.5316 | 0.00033766 | 680.7574 | 0.63051 | 1009.2453 | 0.014058 | 1009.2453 | 0.032464 | 1009.2501 | 0 | 1009.2453 | 0.073307 | 682.5316 | 1.3987e-05
| 680.8817 | 0.0070148 | 680.8817 | 0.011997 | 682.6523 | 0.00053406 | 682.6523 | 0.0002509 | 896.13 | -0.022062 | 680.8817 | 0.014105 | 896.13 | -0.00035917 | 896.13 | 0.0032646 | 682.6523 | 0.00022534 | 682.6523 | 0.00017976 | 680.8817 | 0.59088 | 1009.4138 | 0.019732 | 1009.4138 | 0.040633 | 1009.4199 | 0.00081146 | 1009.4138 | 0.07284 | 682.6523 | 1.3231e-05
| 681.006 | 0 | 681.006 | 0 | 682.773 | 0 | 682.773 | 0.00048859 | 896.37 | 0.010164 | 681.006 | 0.0071466 | 896.37 | -0.0016406 | 896.37 | -0.0042337 | 682.773 | 0.00045619 | 682.773 | 0.00042565 | 681.006 | 0.55954 | 1009.5824 | 0.013399 | 1009.5824 | 0.037643 | 1009.5898 | 0 | 1009.5824 | 0.072529 | 682.773 | 2.6537e-05
| 681.1303 | 0.0056467 | 681.1303 | 0.012259 | 682.8936 | 0.00053406 | 682.8936 | 0.0002443 | 896.61 | 0.025036 | 681.1303 | 0.015328 | 896.61 | -0.002456 | 896.61 | -0.0079064 | 682.8936 | 0.00023139 | 682.8936 | 0.0002459 | 681.1303 | 0.5434 | 1009.7509 | 0.019988 | 1009.7509 | 0.034546 | 1009.7596 | 0.00057972 | 1009.7509 | 0.071594 | 682.8936 | 1.3231e-05
| 681.2546 | 0 | 681.2546 | 0 | 683.0143 | 0 | 683.0143 | 0.00047097 | 896.85 | -0.020079 | 681.2546 | 0.0061122 | 896.85 | -0.012241 | 896.85 | -0.0048458 | 683.0143 | 0.00045993 | 683.0143 | 0.00042565 | 681.2546 | 0.48349 | 1009.9195 | 0.014497 | 1009.9195 | 0.035667 | 1009.9295 | 0 | 1009.9195 | 0.071438 | 683.0143 | 1.6179e-05
| 681.3789 | 0.0063405 | 681.3789 | 0.0077439 | 683.1349 | 0.0014081 | 683.1349 | 0.00023348 | 897.09 | -0.016609 | 681.3789 | 0.0091683 | 897.09 | -0.0023395 | 897.09 | 0.0080083 | 683.1349 | 0.00023032 | 683.1349 | 0.00019634 | 681.3789 | 0.47726 | 1010.0881 | 0.020501 | 1010.0881 | 0.037002 | 1010.0993 | 0.00057972 | 1010.0881 | 0.070348 | 683.1349 | 2.9486e-06
| 681.5032 | 0 | 681.5032 | 0 | 683.2556 | 0 | 683.2556 | 0.00047778 | 897.33 | 0.0176 | 681.5032 | 0.0066294 | 897.33 | -0.005368 | 897.33 | -0.0007141 | 683.2556 | 0.00046295 | 683.2556 | 0.00039814 | 681.5032 | 0.52497 | 1010.2566 | 0.014753 | 1010.2566 | 0.035454 | 1010.2692 | 0 | 1010.2566 | 0.071023 | 683.2556 | 5.8972e-06
| 681.6276 | 0.0056467 | 681.6276 | 0.011997 | 683.3763 | 0.00082547 | 683.3763 | 0.00025491 | 897.57 | 0.024045 | 681.6276 | 0.0047957 | 897.57 | 0.0052322 | 897.57 | 0.00709 | 683.3763 | 0.00023441 | 683.3763 | 0.00022196 | 681.6276 | 0.43187 | 1010.4252 | 0.016035 | 1010.4252 | 0.02659 | 1010.439 | 0.00081146 | 1010.4252 | 0.070192 | 683.3763 | 2.9486e-06
| 681.7519 | 0 | 681.7519 | 0 | 683.4969 | 0 | 683.4969 | 0.00050201 | 897.81 | -0.016113 | 681.7519 | 0.0071466 | 897.81 | -0.014221 | 897.81 | -0.007141 | 683.4969 | 0.00041529 | 683.4969 | 0.00044035 | 681.7519 | 0.43417 | 1010.5938 | 0.019732 | 1010.5938 | 0.045331 | 1010.6089 | 0 | 1010.5938 | 0.070504 | 683.4969 | 8.8458e-06
| 681.8762 | 0.0035653 | 681.8762 | 0.011821 | 683.6176 | 0.00053406 | 683.6176 | 0.0002521 | 898.05 | 0.0061972 | 681.8762 | 0.0067705 | 898.05 | 0.00010678 | 898.05 | -0.00025504 | 683.6176 | 0.0001855 | 683.6176 | 0.00023855 | 681.8762 | 0.40421 | 1010.7623 | 0.017682 | 1010.7623 | 0.025042 | 1010.7788 | 0.00057972 | 1010.7623 | 0.068946 | 683.6176 | 5.8972e-06
| 682.0006 | 0 | 682.0006 | 0 | 683.7383 | 0 | 683.7383 | 0.00051502 | 898.29 | -0.0096677 | 682.0006 | 0.010109 | 898.29 | -0.0060669 | 898.29 | -0.0049988 | 683.7383 | 0.0003975 | 683.7383 | 0.00045863 | 682.0006 | 0.36941 | 1010.9309 | 0.01457 | 1010.9309 | 0.033425 | 1010.9486 | 0 | 1010.9309 | 0.068583 | 683.7383 | 1.255e-05
| 682.125 | 0.0021778 | 682.125 | 0.0099825 | 683.8589 | 0.00053406 | 683.8589 | 0.00026772 | 898.53 | 0.0037184 | 682.125 | 0.014105 | 898.53 | 0.002786 | 898.53 | 0.0017343 | 683.8589 | 0.00021538 | 683.8589 | 0.00022385 | 682.125 | 0.32655 | 1011.0995 | 0.016364 | 1011.0995 | 0.02611 | 1011.1185 | 0.00057972 | 1011.0995 | 0.067648 | 683.8589 | 6.6533e-06
| 682.2494 | 0 | 682.2494 | 0 | 683.9796 | 0 | 683.9796 | 0.00054686 | 898.77 | 0.0052058 | 682.2494 | 0.0010234 | 898.77 | 0.003485 | 898.77 | 0.0040296 | 683.9796 | 0.00046366 | 683.9796 | 0.00043677 | 682.2494 | 0.31341 | 1011.268 | 0.015376 | 1011.268 | 0.054729 | 1011.2884 | 0 | 1011.268 | 0.067597 | 683.9796 | 3.1679e-05
| 682.3737 | 0.0013683 | 682.3737 | 0.014273 | 684.1003 | 0.00082547 | 684.1003 | 0.00028054 | 899.01 | 0.012642 | 682.3737 | 0.0041147 | 899.01 | -0.005368 | 899.01 | -0.0013262 | 684.1003 | 0.0002522 | 684.1003 | 0.00021292 | 682.3737 | 0.28691 | 1011.4366 | 0.020501 | 1011.4366 | 0.034065 | 1011.4582 | 0.00034783 | 1011.4366 | 0.066974 | 684.1003 | 2.5025e-05
| 682.4982 | 0 | 682.4982 | 0 | 684.221 | 0.00024284 | 684.221 | 0.00052724 | 899.25 | 0.025532 | 682.4982 | 0.0018242 | 899.25 | -0.0038538 | 899.25 | -0.0014792 | 684.221 | 0.00050919 | 684.221 | 0.00040361 | 682.4982 | 0.27977 | 1011.6052 | 0.014936 | 1011.6052 | 0.026483 | 1011.6281 | 0 | 1011.6052 | 0.067129 | 684.221 | 3.8256e-05
| 682.6226 | 0.0097821 | 682.6226 | 0.010158 | 684.3416 | 0.00082547 | 684.3416 | 0.0002513 | 899.5 | -0.013634 | 682.6226 | 0.0023799 | 899.5 | -0.00047565 | 899.5 | 0.0018873 | 684.3416 | 0.00025878 | 684.3416 | 0.00019088 | 682.6226 | 0.26479 | 1011.7737 | 0.019659 | 1011.7737 | 0.031663 | 1011.798 | 0.00034783 | 1011.7737 | 0.066506 | 684.3416 | 1.3231e-05
| 682.747 | 0 | 682.747 | 0 | 684.4623 | 0 | 684.4623 | 0.00050301 | 899.74 | -0.009172 | 682.747 | 0.0032926 | 899.74 | -0.0072322 | 899.74 | 0.0043357 | 684.4623 | 0.00047913 | 684.4623 | 0.00041472 | 682.747 | 0.2664 | 1011.9423 | 0.014314 | 1011.9423 | 0.03193 | 1011.9678 | 0 | 1011.9423 | 0.06687 | 684.4623 | 1.8372e-05
| 682.8714 | 0.00055887 | 682.8714 | 0.016988 | 684.583 | 0.00053406 | 684.583 | 0.00025871 | 899.98 | 0.019583 | 682.8714 | 0.0053129 | 899.98 | 0.0052322 | 899.98 | 0.0078554 | 684.583 | 0.00022267 | 684.583 | 0.00022385 | 682.8714 | 0.25488 | 1012.1109 | 0.016877 | 1012.1109 | 0.032464 | 1012.1377 | 0.00057972 | 1012.1109 | 0.066247 | 684.583 | 5.1411e-06
| 682.9959 | 0 | 682.9959 | 0 | 684.7037 | 0 | 684.7037 | 0.00048198 | 900.22 | -0.0071888 | 682.9959 | 0.00062295 | 900.22 | -0.002223 | 900.22 | 0.00066312 | 684.7037 | 0.00045619 | 684.7037 | 0.0004477 | 682.9959 | 0.24912 | 1012.2794 | 0.014863 | 1012.2794 | 0.039245 | 1012.3076 | 0 | 1012.2794 | 0.065935 | 684.7037 | 5.8972e-06
| 683.1203 | 0 | 683.1203 | 0.013047 | 684.8243 | 0.00024284 | 684.8243 | 0.00022948 | 900.46 | -0.01413 | 683.1203 | 0.0093094 | 900.46 | -0.00047565 | 900.46 | 0.0055599 | 684.8243 | 0.00023601 | 684.8243 | 0.00022385 | 683.1203 | 0.2081 | 1012.448 | 0.015888 | 1012.448 | 0.037109 | 1012.4775 | 0.00057972 | 1012.448 | 0.06417 | 684.8243 | 7.5605e-07
| 683.2448 | 0 | 683.2448 | 0 | 684.945 | 0 | 684.945 | 0.00047938 | 900.7 | -0.027516 | 683.2448 | 0.0047487 | 900.7 | 0.0017376 | 900.7 | -0.0045398 | 684.945 | 0.00048394 | 684.945 | 0.00042565 | 683.2448 | 0.20971 | 1012.6166 | 0.012118 | 1012.6166 | 0.031235 | 1012.6473 | 0 | 1012.6166 | 0.063599 | 684.945 | 1.7692e-05
| 683.3692 | 0.0014839 | 683.3692 | 0.0071365 | 685.0657 | 0.00082547 | 685.0657 | 0.0002523 | 900.94 | 0.010659 | 683.3692 | 0.0090743 | 900.94 | 0.0016211 | 900.94 | 0.0024994 | 685.0657 | 0.00025095 | 685.0657 | 0.0002018 | 683.3692 | 0.19312 | 1012.7852 | 0.019403 | 1012.7852 | 0.039618 | 1012.8172 | 0.0010433 | 1012.7852 | 0.062509 | 685.0657 | 1.6936e-05
| 683.4937 | 0 | 683.4937 | 0 | 685.1864 | 0 | 685.1864 | 0.00050341 | 901.18 | 0.00471 | 683.4937 | 0.00088986 | 901.18 | 0.0059312 | 901.18 | -0.0063763 | 685.1864 | 0.00048038 | 685.1864 | 0.00041472 | 683.4937 | 0.21801 | 1012.9537 | 0.013545 | 1012.9537 | 0.033211 | 1012.9871 | 0 | 1012.9537 | 0.063028 | 685.1864 | 3.1679e-05
| 683.6182 | 0.0083019 | 683.6182 | 0.011734 | 685.3071 | 0.00082547 | 685.3071 | 0.0002509 | 901.42 | 0.034458 | 683.6182 | 0 | 901.42 | -0.0030384 | 901.42 | -0.0091305 | 685.3071 | 0.00023388 | 685.3071 | 0.00021292 | 683.6182 | 0.21593 | 1013.1223 | 0.017865 | 1013.1223 | 0.032036 | 1013.157 | 0.00081146 | 1013.1223 | 0.062041 | 685.3071 | 1.4743e-05
| 683.7427 | 0 | 683.7427 | 0 | 685.4278 | 0 | 685.4278 | 0.00048659 | 901.66 | -0.03049 | 683.7427 | 0.0034261 | 901.66 | 0.0013882 | 901.66 | -0.0025504 | 685.4278 | 0.00046295 | 685.4278 | 0.00046974 | 683.7427 | 0.16569 | 1013.2908 | 0.0092621 | 1013.2908 | 0.030702 | 1013.3269 | 0 | 1013.2908 | 0.062093 | 685.4278 | 2.2077e-05
| 683.8672 | 0.0079802 | 683.8672 | 0.0086549 | 685.5485 | 0.00082547 | 685.5485 | 0.00024009 | 901.9 | 0.022062 | 683.8672 | 0.0029137 | 901.9 | -0.00199 | 901.9 | 0.006172 | 685.5485 | 0.00023281 | 685.5485 | 0.00025682 | 683.8672 | 0.16247 | 1013.4594 | 0.01922 | 1013.4594 | 0.031716 | 1013.4968 | 0.00057972 | 1013.4594 | 0.060743 | 685.5485 | 7.3337e-06
| 683.9918 | 0 | 683.9918 | 0 | 685.6692 | 0 | 685.6692 | 0.00051142 | 902.14 | -0.012642 | 683.9918 | 0.010767 | 902.14 | -0.00035917 | 902.14 | -0.0086717 | 685.6692 | 0.00049016 | 685.6692 | 0.00049179 | 683.9918 | 0.1763 | 1013.628 | 0.014058 | 1013.628 | 0.031556 | 1013.6667 | 0 | 1013.628 | 0.061263 | 685.6692 | 1.0282e-05
| 684.1163 | 0.0063405 | 684.1163 | 0.013222 | 685.7899 | 0.00053406 | 685.7899 | 0.00027734 | 902.38 | 0.019583 | 684.1163 | 0.005454 | 902.38 | -9.7074e-06 | 902.38 | -0.0083652 | 685.7899 | 0.00026126 | 685.7899 | 0.00023478 | 684.1163 | 0.15071 | 1013.7966 | 0.01706 | 1013.7966 | 0.036895 | 1013.8366 | 0.00034783 | 1013.7966 | 0.060017 | 685.7899 | 2.9486e-06
| 684.2408 | 0 | 684.2408 | 0 | 685.9105 | 0 | 685.9105 | 0.00056969 | 902.62 | -0.020574 | 684.2408 | 0.0087452 | 902.62 | -0.0060669 | 902.62 | -0.0080593 | 685.9105 | 0.00049888 | 685.9105 | 0.00049179 | 684.2408 | 0.14265 | 1013.9651 | 0.018121 | 1013.9651 | 0.040846 | 1014.0065 | 0 | 1013.9651 | 0.060795 | 685.9105 | 1.6179e-05
| 684.3654 | 0.0040278 | 684.3654 | 0.0086549 | 686.0312 | 0.00053406 | 686.0312 | 0.00029836 | 902.86 | -0.015617 | 684.3654 | 0.0034475 | 902.86 | -0.0038538 | 902.86 | -0.0017853 | 686.0312 | 0.00024028 | 686.0312 | 0.00025682 | 684.3654 | 0.16846 | 1014.1337 | 0.01889 | 1014.1337 | 0.027872 | 1014.1764 | 0.00081146 | 1014.1337 | 0.058978 | 686.0312 | 1.3231e-05
| 684.49 | 0 | 684.49 | 0 | 686.1519 | 0 | 686.1519 | 0.00056408 | 903.1 | -0.006693 | 684.49 | 0.016221 | 903.1 | 0.002786 | 903.1 | 0.0032646 | 686.1519 | 0.00048038 | 686.1519 | 0.00046428 | 684.49 | 0.11891 | 1014.3023 | 0.012777 | 1014.3023 | 0.033425 | 1014.3463 | 0 | 1014.3023 | 0.059653 | 686.1519 | 2.7218e-05
| 684.6145 | 0.0087524 | 684.6145 | 0.00045556 | 686.2726 | 0.0011167 | 686.2726 | 0.00026772 | 903.34 | 0.015617 | 684.6145 | 0.0069115 | 903.34 | -0.0028054 | 903.34 | -0.005917 | 686.2726 | 0.00024544 | 686.2726 | 0.00021104 | 684.6145 | 0.14472 | 1014.4709 | 0.016218 | 1014.4709 | 0.03257 | 1014.5162 | 0.00081146 | 1014.4709 | 0.057576 | 686.2726 | 1.3987e-05
| 684.7391 | 0 | 684.7391 | 0 | 686.3933 | 0 | 686.3933 | 0.00051943 | 903.58 | -0.01413 | 684.7391 | 0.0059712 | 903.58 | -0.0033879 | 903.58 | 0.010763 | 686.3933 | 0.00048518 | 686.3933 | 0.00036875 | 684.7391 | 0.11361 | 1014.6394 | 0.01512 | 1014.6394 | 0.030114 | 1014.6861 | 0 | 1014.6394 | 0.057525 | 686.3933 | 2.2077e-05
| 684.8637 | 0.010619 | 684.8637 | 0.022154 | 686.514 | 0.00082547 | 686.514 | 0.0002523 | 903.82 | 0.018096 | 684.8637 | 0.0057361 | 903.82 | 0.0065138 | 903.82 | 0.0044887 | 686.514 | 0.00024668 | 686.514 | 0.00016506 | 684.8637 | 0.13643 | 1014.808 | 0.013728 | 1014.808 | 0.037643 | 1014.856 | 0.00081146 | 1014.808 | 0.057109 | 686.514 | 8.0897e-06
| 684.9883 | 0 | 684.9883 | 0 | 686.6347 | 0 | 686.6347 | 0.0004978 | 904.07 | 0.0027268 | 684.9883 | 0.00396 | 904.07 | 0.0053486 | 904.07 | -0.0057639 | 686.6347 | 0.00045744 | 686.6347 | 0.00036328 | 684.9883 | 0.093333 | 1014.9766 | 0.015962 | 1014.9766 | 0.031075 | 1015.0259 | 0 | 1014.9766 | 0.057888 | 686.6347 | 1.6179e-05
| 685.1129 | 0.0068217 | 685.1129 | 0.0042515 | 686.7554 | 0.00053406 | 686.7554 | 0.0002479 | 904.31 | -0.03049 | 685.1129 | 0.023085 | 904.31 | 0.0054654 | 904.31 | 0.0021933 | 686.7554 | 0.0002216 | 686.7554 | 0.00020557 | 685.1129 | 0.10278 | 1015.1451 | 0.012593 | 1015.1451 | 0.03193 | 1015.1958 | 0.00081146 | 1015.1451 | 0.058148 | 686.7554 | 8.0897e-06
| 685.2376 | 0 | 685.2376 | 0 | 686.8762 | 0 | 686.8762 | 0.0005002 | 904.55 | 0.00471 | 685.2376 | 0.0070526 | 904.55 | -0.0001262 | 904.55 | -0.0007141 | 686.8762 | 0.00047327 | 686.8762 | 0.00040361 | 685.2376 | 0.098172 | 1015.3137 | 0.016401 | 1015.3137 | 0.034332 | 1015.3657 | 0 | 1015.3137 | 0.0582 | 686.8762 | 1.1038e-05
| 685.3622 | 0.0088811 | 685.3622 | 0.011384 | 686.9968 | 0.00082547 | 686.9968 | 0.00025591 | 904.79 | 0.020574 | 685.3622 | 0.012271 | 904.79 | -9.7074e-06 | 904.79 | -0.00010202 | 686.9968 | 0.00026091 | 686.9968 | 0.0002018 | 685.3622 | 0.11062 | 1015.4823 | 0.012191 | 1015.4823 | 0.035667 | 1015.5356 | 0.00057972 | 1015.4823 | 0.056642 | 686.9968 | 2.9486e-06
| 685.4868 | 0 | 685.4868 | 0 | 687.1176 | 0 | 687.1176 | 0.00048118 | 905.03 | 0.0096677 | 685.4868 | 0.0023582 | 905.03 | 0.011057 | 905.03 | -0.0014792 | 687.1176 | 0.00045352 | 687.1176 | 0.00038156 | 685.4868 | 0.063604 | 1015.6509 | 0.015559 | 1015.6509 | 0.030435 | 1015.7055 | 0 | 1015.6509 | 0.056746 | 687.1176 | 1.0282e-05
| 685.6115 | 0.0052998 | 685.6115 | 0.014098 | 687.2383 | 0.0011167 | 687.2383 | 0.00022928 | 905.27 | 0.013138 | 685.6115 | 0.001846 | 905.27 | -0.0001262 | 905.27 | -0.0036216 | 687.2383 | 0.00019991 | 687.2383 | 0.00017976 | 685.6115 | 0.089876 | 1015.8194 | 0.016804 | 1015.8194 | 0.028993 | 1015.8755 | 0.00081146 | 1015.8194 | 0.054877 | 687.2383 | 7.3337e-06
| 685.7362 | 0 | 685.7362 | 0 | 687.359 | 0 | 687.359 | 0.00049039 | 905.51 | -0.012147 | 685.7362 | 0.0066294 | 905.51 | 0.0011552 | 905.51 | -0.0089776 | 687.359 | 0.00041031 | 687.359 | 0.0003597 | 685.7362 | 0.058765 | 1015.988 | 0.013911 | 1015.988 | 0.030061 | 1016.0454 | 0 | 1015.988 | 0.056227 | 687.359 | 8.8458e-06
| 685.8608 | 0.0041435 | 685.8608 | 0.022767 | 687.4797 | 0.00082547 | 687.4797 | 0.00026432 | 905.75 | -0.021071 | 685.8608 | 0.0030471 | 905.75 | -0.0030384 | 905.75 | -0.0011732 | 687.4797 | 0.0002136 | 687.4797 | 0.00017976 | 685.8608 | 0.07167 | 1016.1566 | 0.018268 | 1016.1566 | 0.033318 | 1016.2153 | 0.00081146 | 1016.1566 | 0.054098 | 687.4797 | 1.4365e-06
| 685.9855 | 0 | 685.9855 | 0 | 687.6004 | 0 | 687.6004 | 0.00051843 | 905.99 | 0.010659 | 685.9855 | 0.0088862 | 905.99 | 0.0067465 | 905.99 | -0.010202 | 687.6004 | 0.00043983 | 687.6004 | 0.00035236 | 685.9855 | 0.041942 | 1016.3252 | 0.01296 | 1016.3252 | 0.024241 | 1016.3852 | 0 | 1016.3252 | 0.054721 | 687.6004 | 2.9486e-06
| 686.1102 | 9.6336e-05 | 686.1102 | 0.0065292 | 687.7211 | 0.00053406 | 687.7211 | 0.00025551 | 906.23 | 0.010659 | 686.1102 | 0.010391 | 906.23 | 0.0023201 | 906.23 | 0.006172 | 687.7211 | 0.00022783 | 687.7211 | 0.00017241 | 686.1102 | 0.087341 | 1016.4937 | 0.014753 | 1016.4937 | 0.040953 | 1016.5551 | 0.00081146 | 1016.4937 | 0.052437 | 687.7211 | 1.4365e-06
| 686.2349 | 0 | 686.2349 | 0 | 687.8418 | 0 | 687.8418 | 0.00050681 | 906.47 | -0.0037184 | 686.2349 | 0.011989 | 906.47 | 0.0031355 | 906.47 | 0.0018873 | 687.8418 | 0.00047878 | 687.8418 | 0.00039626 | 686.2349 | 0.061761 | 1016.6623 | 0.013655 | 1016.6623 | 0.027124 | 1016.7251 | 0 | 1016.6623 | 0.053735 | 687.8418 | 5.8972e-06
| 686.3596 | 0.0044904 | 686.3596 | 0.021716 | 687.9626 | 0.00082547 | 687.9626 | 0.00025591 | 906.71 | -0.0002479 | 686.3596 | 0 | 906.71 | 0.0037179 | 906.71 | 0.0083142 | 687.9626 | 0.00025131 | 687.9626 | 0.00022385 | 686.3596 | 0.080888 | 1016.8309 | 0.018378 | 1016.8309 | 0.02376 | 1016.895 | 0.0010433 | 1016.8309 | 0.052904 | 687.9626 | 4.3851e-06
| 686.4844 | 0 | 686.4844 | 0 | 688.0833 | 0 | 688.0833 | 0.00052764 | 906.95 | 0.0057014 | 686.4844 | 0.0058301 | 906.95 | -0.0040868 | 906.95 | -0.016782 | 688.0833 | 0.00050813 | 688.0833 | 0.00043677 | 686.4844 | 0.031111 | 1016.9995 | 0.014241 | 1016.9995 | 0.037002 | 1017.0649 | 0 | 1016.9995 | 0.054825 | 688.0833 | 2.5781e-05
| 686.6091 | 0.0035653 | 686.6091 | 0.014711 | 688.204 | 0.00053406 | 688.204 | 0.00027553 | 907.19 | 0.013634 | 686.6091 | 0.0065354 | 907.19 | 0.0044169 | 907.19 | 0.0024994 | 688.204 | 0.00025878 | 688.204 | 0.00022743 | 686.6091 | 0.074205 | 1017.168 | 0.019659 | 1017.168 | 0.030702 | 1017.2349 | 0.0010433 | 1017.168 | 0.053008 | 688.204 | 2.1321e-05
| 686.7339 | 0 | 686.7339 | 0 | 688.3247 | 0 | 688.3247 | 0.00052483 | 907.43 | -0.020574 | 686.7339 | 0.0040935 | 907.43 | -0.0030384 | 907.43 | -0.010967 | 688.3247 | 0.00048394 | 688.3247 | 0.00045128 | 686.7339 | 0.01896 | 1017.3366 | 0.015303 | 1017.3366 | 0.040152 | 1017.4048 | 0 | 1017.3366 | 0.053371 | 688.3247 | 2.4269e-05
| 686.8586 | 0.0065643 | 686.8586 | 0.016112 | 688.4454 | 0.00053406 | 688.4454 | 0.00025651 | 907.68 | -0.011651 | 686.8586 | 0 | 907.68 | 0.011523 | 907.68 | 0.013976 | 688.4454 | 0.00022783 | 688.4454 | 0.00023855 | 686.8586 | 0.048395 | 1017.5052 | 0.013362 | 1017.5052 | 0.029954 | 1017.5747 | 0.00034783 | 1017.5052 | 0.051762 | 688.4454 | 2.9486e-06
| 686.9834 | 0 | 686.9834 | 0 | 688.5662 | 0 | 688.5662 | 0.00051923 | 907.92 | -0.012642 | 686.9834 | 0.010485 | 907.92 | -0.00070865 | 907.92 | -0.0031625 | 688.5662 | 0.00044552 | 688.5662 | 0.00043677 | 686.9834 | 0.027193 | 1017.6738 | 0.015522 | 1017.6738 | 0.035667 | 1017.7446 | 0 | 1017.6738 | 0.053164 | 688.5662 | 7.3337e-06
| 687.1082 | 0.01049 | 687.1082 | 0.0069846 | 688.6869 | 0.00053406 | 688.6869 | 0.00026632 | 908.16 | -0.0081804 | 687.1082 | 0.0027803 | 908.16 | -0.0087464 | 908.16 | 0.0043357 | 688.6869 | 0.00022036 | 688.6869 | 0.00021292 | 687.1082 | 0.029037 | 1017.8423 | 0.020318 | 1017.8423 | 0.036735 | 1017.9146 | 0.00057972 | 1017.8423 | 0.051191 | 688.6869 | 4.3851e-06
| 687.233 | 0 | 687.233 | 0 | 688.8076 | 0 | 688.8076 | 0.00053204 | 908.4 | -0.011155 | 687.233 | 0.0026252 | 908.4 | 0.0017376 | 908.4 | -0.01265 | 688.8076 | 0.00044837 | 688.8076 | 0.0004477 | 687.233 | 0.026271 | 1018.0109 | 0.011422 | 1018.0109 | 0.025149 | 1018.0845 | 0 | 1018.0109 | 0.051502 | 688.8076 | 1.1794e-05
| 687.3578 | 0.0049529 | 687.3578 | 0.014711 | 688.9283 | 0.00082547 | 688.9283 | 0.00026912 | 908.64 | -0.0042142 | 687.3578 | 0.0087922 | 908.64 | 0.0031355 | 908.64 | 0.007243 | 688.9283 | 0.0002289 | 688.9283 | 0.00026059 | 687.3578 | 0.055308 | 1018.1795 | 0.013545 | 1018.1795 | 0.039138 | 1018.2545 | 0.00081146 | 1018.1795 | 0.049477 | 688.9283 | 7.3337e-06
| 687.4826 | 0 | 687.4826 | 0 | 689.0491 | 0 | 689.0491 | 0.0004942 | 908.88 | 0.010659 | 687.4826 | 0.0019577 | 908.88 | 0.00092222 | 908.88 | 0.00035706 | 689.0491 | 0.00046882 | 689.0491 | 0.00046598 | 687.4826 | 0.021987 | 1018.3481 | 0.011422 | 1018.3481 | 0.030221 | 1018.4244 | 0 | 1018.3481 | 0.050464 | 689.0491 | 1.255e-05
| 687.6074 | 0.0031028 | 687.6074 | 0.023205 | 689.1698 | 0.00053406 | 689.1698 | 0.00022607 | 909.12 | -0.044372 | 687.6074 | 0 | 909.12 | 0.0044169 | 909.12 | -0.0077534 | 689.1698 | 0.00024028 | 689.1698 | 0.0002312 | 687.6074 | 0.038946 | 1018.5166 | 0.018012 | 1018.5166 | 0.032784 | 1018.5944 | 0.00057972 | 1018.5166 | 0.048491 | 689.1698 | 5.1411e-06
| 687.7322 | 0 | 687.7322 | 0 | 689.2905 | 0 | 689.2905 | 0.00051322 | 909.36 | 0.0052058 | 687.7322 | 0 | 909.36 | 0.00022327 | 909.36 | 0.0047948 | 689.2905 | 0.00045797 | 689.2905 | 0.00039626 | 687.7322 | 0.024658 | 1018.6852 | 0.01468 | 1018.6852 | 0.025042 | 1018.7643 | 0 | 1018.6852 | 0.050308 | 689.2905 | 1.7692e-05
| 687.8571 | 0.012807 | 687.8571 | 0.011559 | 689.4113 | 0.00082547 | 689.4113 | 0.00028815 | 909.6 | 0.026029 | 687.8571 | 0.0053129 | 909.6 | -0.0051353 | 909.6 | -0.014945 | 689.4113 | 0.00021822 | 689.4113 | 0.00019088 | 687.8571 | 0.04586 | 1018.8538 | 0.015522 | 1018.8538 | 0.036361 | 1018.9343 | 0.00057972 | 1018.8538 | 0.048854 | 689.4113 | 1.255e-05
| 687.9819 | 0 | 687.9819 | 0 | 689.532 | 0 | 689.532 | 0.00055207 | 909.84 | 0.0061972 | 687.9819 | 0.010908 | 909.84 | 0.00068922 | 909.84 | -0.0037746 | 689.532 | 0.00044107 | 689.532 | 0.00042377 | 687.9819 | 0 | 1019.0224 | 0.017609 | 1019.0224 | 0.027017 | 1019.1042 | 0 | 1019.0224 | 0.050412 | 689.532 | 1.4743e-05
| 688.1068 | 0.00044325 | 688.1068 | 0.015674 | 689.6527 | 0.0011167 | 689.6527 | 0.00026532 | 910.08 | 0.020079 | 688.1068 | 0.0066294 | 910.08 | -0.0039703 | 910.08 | -0.00056109 | 689.6527 | 0.00022356 | 689.6527 | 0.00023666 | 688.1068 | 0.040559 | 1019.191 | 0.018524 | 1019.191 | 0.034172 | 1019.2742 | 0.00057972 | 1019.191 | 0.048491 | 689.6527 | 2.1925e-06
| 688.2316 | 0 | 688.2316 | 0 | 689.7735 | 0 | 689.7735 | 0.00051562 | 910.32 | -0.038423 | 688.2316 | 0.0051719 | 910.32 | -0.0056011 | 910.32 | -0.0013262 | 689.7735 | 0.00046508 | 689.7735 | 0.00041642 | 688.2316 | 0.0064159 | 1019.3595 | 0.011422 | 1019.3595 | 0.031449 | 1019.4441 | 0 | 1019.3595 | 0.049633 | 689.7735 | 5.1411e-06
| 688.3565 | 0.0028715 | 688.3565 | 0.00075918 | 689.8942 | 0.00024284 | 689.8942 | 0.0002513 | 910.56 | 0.038919 | 688.3565 | 0.016409 | 910.56 | -0.0035044 | 910.56 | 0.0018873 | 689.8942 | 0.00024348 | 689.8942 | 0.00018353 | 688.3565 | 0.038485 | 1019.5281 | 0.017609 | 1019.5281 | 0.029313 | 1019.6141 | 0.00057972 | 1019.5281 | 0.047089 | 689.8942 | 2.9486e-06
| 688.4814 | 0 | 688.4814 | 0 | 690.015 | 0 | 690.015 | 0.0004978 | 910.8 | -0.0002479 | 688.4814 | 0.010344 | 910.8 | 0.0013882 | 910.8 | -0.011732 | 690.015 | 0.00048038 | 690.015 | 0.00042565 | 688.4814 | 0.015499 | 1019.6967 | 0.010909 | 1019.6967 | 0.024668 | 1019.784 | 0 | 1019.6967 | 0.048231 | 690.015 | 1.255e-05
| 688.6063 | 0.01004 | 688.6063 | 0.0078957 | 690.1357 | 0.00024284 | 690.1357 | 0.0002475 | 911.05 | 0.0017352 | 688.6063 | 0.0058301 | 911.05 | 0.0065138 | 911.05 | -0.0086717 | 690.1357 | 0.00023974 | 690.1357 | 0.0002459 | 688.6063 | 0.028115 | 1019.8653 | 0.018268 | 1019.8653 | 0.025255 | 1019.954 | 0.00081146 | 1019.8653 | 0.046726 | 690.1357 | 9.6018e-06
| 688.7313 | 0 | 688.7313 | 0 | 690.2564 | 0 | 690.2564 | 0.000497 | 911.29 | 0.016113 | 688.7313 | 0 | 911.29 | 0.01129 | 911.29 | 0.00020403 | 690.2564 | 0.00048394 | 690.2564 | 0.00042565 | 688.7313 | 0.007281 | 1020.0338 | 0.01933 | 1020.0338 | 0.029473 | 1020.124 | 0 | 1020.0338 | 0.048128 | 690.2564 | 2.873e-05
| 688.8562 | 0.0094603 | 688.8562 | 0.0085031 | 690.3772 | 0.00082547 | 690.3772 | 0.0002517 | 911.53 | 0.022062 | 688.8562 | 0.0034475 | 911.53 | 0.0046498 | 911.53 | 0.0044887 | 690.3772 | 0.00024793 | 690.3772 | 0.00018353 | 688.8562 | 0.047473 | 1020.2024 | 0.020245 | 1020.2024 | 0.031823 | 1020.2939 | 0.0012752 | 1020.2024 | 0.045376 | 690.3772 | 1.9128e-05
| 688.9811 | 0 | 688.9811 | 0 | 690.4979 | 0.00024284 | 690.4979 | 0.00051662 | 911.77 | -0.010164 | 688.9811 | 0.0012903 | 911.77 | -0.0059506 | 911.77 | -0.0098958 | 690.4979 | 0.00049034 | 690.4979 | 0.00037421 | 688.9811 | 0 | 1020.371 | 0.011935 | 1020.371 | 0.031449 | 1020.4639 | 0 | 1020.371 | 0.044909 | 690.4979 | 4.4909e-05
| 689.106 | 0.0047217 | 689.106 | 0.012259 | 690.6187 | 0.00053406 | 690.6187 | 0.00026712 | 912.01 | 0.010659 | 689.106 | 0.0085101 | 912.01 | -0.0037373 | 912.01 | -0.010049 | 690.6187 | 0.00024686 | 690.6187 | 0.00019445 | 689.106 | 0.040098 | 1020.5396 | 0.018378 | 1020.5396 | 0.040846 | 1020.6339 | 0.00034783 | 1020.5396 | 0.043715 | 690.6187 | 2.5781e-05
| 689.231 | 0 | 689.231 | 0 | 690.7394 | 0 | 690.7394 | 0.00050541 | 912.25 | -0.021071 | 689.231 | 0.0019577 | 912.25 | 0.00022327 | 912.25 | 0.011834 | 690.7394 | 0.00046953 | 690.7394 | 0.00036875 | 689.231 | 0 | 1020.7082 | 0.01252 | 1020.7082 | 0.036308 | 1020.8038 | 0 | 1020.7082 | 0.044961 | 690.7394 | 3.6064e-05
| 689.356 | 0.0025246 | 689.356 | 0.017426 | 690.8602 | 0.00053406 | 690.8602 | 0.00024109 | 912.49 | -0.0057014 | 689.356 | 0.0097326 | 912.49 | -0.0014076 | 912.49 | 0.0011222 | 690.8602 | 0.0002273 | 690.8602 | 0.00017806 | 689.356 | 0.050008 | 1020.8767 | 0.01501 | 1020.8767 | 0.04405 | 1020.9738 | 0.0010433 | 1020.8767 | 0.044961 | 690.8602 | 1.0282e-05
| 689.481 | 0 | 689.481 | 0 | 690.9809 | 0 | 690.9809 | 0.000495 | 912.73 | -0.020079 | 689.481 | 0.0062063 | 912.73 | 0.0039509 | 912.73 | 0.0073959 | 690.9809 | 0.00046295 | 690.9809 | 0.0003467 | 689.481 | 0.01896 | 1021.0453 | 0.012191 | 1021.0453 | 0.035293 | 1021.1438 | 0 | 1021.0453 | 0.046155 | 690.9809 | 2.2833e-05
| 689.6059 | 0.0081732 | 689.6059 | 0.0051626 | 691.1017 | 0.00082547 | 691.1017 | 0.00025631 | 912.97 | -0.018096 | 689.6059 | 0.012271 | 912.97 | -0.0014076 | 912.97 | 0.011069 | 691.1017 | 0.00024063 | 691.1017 | 0.00017241 | 689.6059 | 0.019006 | 1021.2139 | 0.016657 | 1021.2139 | 0.027765 | 1021.3138 | 0.00057972 | 1021.2139 | 0.044805 | 691.1017 | 1.255e-05
| 689.7309 | 0 | 689.7309 | 0 | 691.2224 | 0 | 691.2224 | 0.00051843 | 913.21 | -0.020574 | 689.7309 | 0.01025 | 913.21 | -0.01096 | 913.21 | -0.007141 | 691.2224 | 0.00047362 | 691.2224 | 0.00044035 | 689.7309 | 0 | 1021.3825 | 0.01468 | 1021.3825 | 0.027017 | 1021.4837 | 0 | 1021.3825 | 0.045687 | 691.2224 | 2.1321e-05
| 689.8559 | 0 | 689.8559 | 0.0077439 | 691.3432 | 0.00082547 | 691.3432 | 0.00026572 | 913.45 | 0.0002479 | 689.8559 | 0.0069115 | 913.45 | -0.0021065 | 913.45 | 0.0018873 | 691.3432 | 0.00023565 | 691.3432 | 0.00027152 | 689.8559 | 0.040559 | 1021.5511 | 0.016145 | 1021.5511 | 0.025149 | 1021.6537 | 0.00081146 | 1021.5511 | 0.043766 | 691.3432 | 8.8458e-06
| 689.981 | 0 | 689.981 | 0 | 691.4639 | 0 | 691.4639 | 0.00054226 | 913.69 | -0.016113 | 689.981 | 0.0012903 | 913.69 | -0.00094161 | 913.69 | -0.010661 | 691.4639 | 0.00045761 | 691.4639 | 0.00045863 | 689.981 | 0 | 1021.7196 | 0.012264 | 1021.7196 | 0.042608 | 1021.8237 | 0 | 1021.7196 | 0.045376 | 691.4639 | 3.5308e-05
| 690.106 | 0.010876 | 690.106 | 0.015674 | 691.5847 | 0.00053406 | 691.5847 | 0.00028214 | 913.93 | 0.016113 | 690.106 | 0.0031806 | 913.93 | -0.0036209 | 913.93 | 0.0020403 | 691.5847 | 0.0002232 | 691.5847 | 0.00019088 | 690.106 | 0.029728 | 1021.8882 | 0.014058 | 1021.8882 | 0.033638 | 1021.9937 | 0.00057972 | 1021.8882 | 0.043507 | 691.5847 | 2.6537e-05
| 690.231 | 0 | 690.231 | 0 | 691.7055 | 0 | 691.7055 | 0.00055627 | 914.18 | 0.0081804 | 690.231 | 0.0075698 | 914.18 | -0.0049022 | 914.18 | -0.0074475 | 691.7055 | 0.00043716 | 691.7055 | 0.00041472 | 690.231 | 0.0081462 | 1022.0568 | 0.016145 | 1022.0568 | 0.0291 | 1022.1637 | 0 | 1022.0568 | 0.044545 | 691.7055 | 3.3871e-05
| 690.3561 | 0.0047217 | 690.3561 | 0.011208 | 691.8262 | 0.00053406 | 691.8262 | 0.00027874 | 914.42 | 0.0042142 | 690.3561 | 0.0026468 | 914.42 | -0.00094161 | 914.42 | 0.012905 | 691.8262 | 0.00021485 | 691.8262 | 0.00022385 | 690.3561 | 0.026732 | 1022.2254 | 0.01717 | 1022.2254 | 0.03556 | 1022.3337 | 0.00057972 | 1022.2254 | 0.042988 | 691.8262 | 7.3337e-06
| 690.4811 | 0 | 690.4811 | 0 | 691.947 | 0 | 691.947 | 0.00055767 | 914.66 | 0.0042142 | 690.4811 | 0.005548 | 914.66 | 0.003019 | 914.66 | 0.0084671 | 691.947 | 0.00045335 | 691.947 | 0.00042565 | 690.4811 | 0 | 1022.394 | 0.013326 | 1022.394 | 0.035026 | 1022.5036 | 0 | 1022.394 | 0.044078 | 691.947 | 1.0282e-05
| 690.6062 | 0.0035653 | 690.6062 | 0.014448 | 692.0677 | 0.00082547 | 692.0677 | 0.00028534 | 914.9 | 0.002231 | 690.6062 | 0.0042482 | 914.9 | -0.0050185 | 914.9 | -0.0054579 | 692.0677 | 0.00023939 | 692.0677 | 0.0002018 | 690.6062 | 0.029037 | 1022.5625 | 0.022222 | 1022.5625 | 0.040099 | 1022.6736 | 0.00081146 | 1022.5625 | 0.04252 | 692.0677 | 2.9486e-06
| 690.7313 | 0 | 690.7313 | 0 | 692.1885 | 0 | 692.1885 | 0.00056088 | 915.14 | 0.009172 | 690.7313 | 0.013823 | 915.14 | 0.0020871 | 915.14 | -0.0051518 | 692.1885 | 0.00046419 | 692.1885 | 0.00039268 | 690.7313 | 0 | 1022.7311 | 0.015303 | 1022.7311 | 0.029367 | 1022.8436 | 0 | 1022.7311 | 0.043507 | 692.1885 | 2.7974e-05
| 690.8564 | 0.0035653 | 690.8564 | 0.0022776 | 692.3093 | 0.00082547 | 692.3093 | 0.00028014 | 915.38 | 0.00074368 | 690.8564 | 0.01119 | 915.38 | 0.0090765 | 915.38 | 0.014129 | 692.3093 | 0.00022694 | 692.3093 | 0.00019088 | 690.8564 | 0.0017277 | 1022.8997 | 0.01878 | 1022.8997 | 0.031716 | 1023.0136 | 0.00081146 | 1022.8997 | 0.042209 | 692.3093 | 2.5025e-05
| 690.9815 | 0 | 690.9815 | 0 | 692.43 | 0 | 692.43 | 0.00053525 | 915.62 | -0.035945 | 690.9815 | 0.01025 | 915.62 | -0.0063001 | 915.62 | -0.0077534 | 692.43 | 0.0004409 | 692.43 | 0.00040361 | 690.9815 | 0 | 1023.0683 | 0.0090058 | 1023.0683 | 0.03193 | 1023.1836 | 0 | 1023.0683 | 0.042728 | 692.43 | 3.8256e-05
| 691.1066 | 0.0063405 | 691.1066 | 0.0071365 | 692.5508 | 0.00082547 | 692.5508 | 0.00025971 | 915.86 | 0.0096677 | 691.1066 | 0.010673 | 915.86 | -0.0031549 | 915.86 | 0.0012752 | 692.5508 | 0.0002152 | 692.5508 | 0.00021292 | 691.1066 | 0.021598 | 1023.2369 | 0.016035 | 1023.2369 | 0.032303 | 1023.3536 | 0.00081146 | 1023.2369 | 0.040236 | 692.5508 | 1.3231e-05
| 691.2317 | 0 | 691.2317 | 0 | 692.6716 | 0 | 692.6716 | 0.00049219 | 916.1 | -0.025532 | 691.2317 | 0.00396 | 916.1 | -0.0054848 | 916.1 | -0.0019383 | 692.6716 | 0.00045744 | 692.6716 | 0.00043677 | 691.2317 | 0 | 1023.4054 | 0.011751 | 1023.4054 | 0.028245 | 1023.5236 | 0 | 1023.4054 | 0.041378 | 692.6716 | 3.7576e-05
| 691.3569 | 0.0042591 | 691.3569 | 0.018652 | 692.7923 | 0.00053406 | 692.7923 | 0.00023508 | 916.34 | 0.0002479 | 691.3569 | 0.00091188 | 916.34 | -0.010377 | 916.34 | 0.0028055 | 692.7923 | 0.00024437 | 692.7923 | 0.00022385 | 691.3569 | 0.038024 | 1023.574 | 0.01285 | 1023.574 | 0.035934 | 1023.6936 | 0.00081146 | 1023.574 | 0.040496 | 692.7923 | 2.4269e-05
| 691.482 | 0 | 691.482 | 0 | 692.9131 | 0 | 692.9131 | 0.00048579 | 916.58 | -0.014626 | 691.482 | 0.0031591 | 916.58 | -0.00059213 | 916.58 | 0.011681 | 692.9131 | 0.00047576 | 692.9131 | 0.00041472 | 691.482 | 0 | 1023.7426 | 0.010726 | 1023.7426 | 0.031556 | 1023.8636 | 0 | 1023.7426 | 0.042572 | 692.9131 | 4.2717e-05
| 691.6071 | 0.0010214 | 691.6071 | 0.014011 | 693.0339 | 0.0011167 | 693.0339 | 0.00025371 | 916.83 | -0.010164 | 691.6071 | 0.0023799 | 916.83 | -0.006999 | 916.83 | 5.1009e-05 | 693.0339 | 0.00023281 | 693.0339 | 0.00019088 | 691.6071 | 0.022462 | 1023.9112 | 0.019549 | 1023.9112 | 0.036255 | 1024.0336 | 0.00081146 | 1023.9112 | 0.041534 | 693.0339 | 1.8372e-05
| 691.7323 | 0 | 691.7323 | 0 | 693.1547 | 0 | 693.1547 | 0.00048759 | 917.07 | -0.028012 | 691.7323 | 0.0044939 | 917.07 | 0.0019706 | 917.07 | 0.0014282 | 693.1547 | 0.00046082 | 693.1547 | 0.00041472 | 691.7323 | 0 | 1024.0798 | 0.014168 | 1024.0798 | 0.028833 | 1024.2036 | 0 | 1024.0798 | 0.042884 | 693.1547 | 2.2833e-05
| 691.8575 | 0.003681 | 691.8575 | 0.019089 | 693.2754 | 0.00024284 | 693.2754 | 0.00023869 | 917.31 | 0.009172 | 691.8575 | 0.010109 | 917.31 | -0.0001262 | 917.31 | -0.00040807 | 693.2754 | 0.00023032 | 693.2754 | 0.00022385 | 691.8575 | 0.032494 | 1024.2484 | 0.020611 | 1024.2484 | 0.031289 | 1024.3736 | 0.00081146 | 1024.2484 | 0.042053 | 693.2754 | 4.3851e-06
| 691.9827 | 0 | 691.9827 | 0 | 693.3962 | 0 | 693.3962 | 0.00048398 | 917.55 | 0.0081804 | 691.9827 | 0.0038265 | 917.55 | -0.0046693 | 917.55 | -0.0097429 | 693.3962 | 0.00045477 | 693.3962 | 0.00048067 | 691.9827 | 0 | 1024.4169 | 0.012264 | 1024.4169 | 0.05003 | 1024.5437 | 0 | 1024.4169 | 0.043195 | 693.3962 | 2.873e-05
| 692.1079 | 0.0020621 | 692.1079 | 0.014448 | 693.517 | 0.0011167 | 693.517 | 0.0002495 | 917.79 | 0.031481 | 692.1079 | 0.0085101 | 917.79 | -0.00047565 | 917.79 | 0.0043357 | 693.517 | 0.0002289 | 693.517 | 0.00025682 | 692.1079 | 0.041481 | 1024.5855 | 0.017938 | 1024.5855 | 0.036255 | 1024.7137 | 0.00081146 | 1024.5855 | 0.041586 | 693.517 | 2.4269e-05
| 692.2331 | 0 | 692.2331 | 0 | 693.6378 | 0 | 693.6378 | 0.00049179 | 918.03 | 0.0012395 | 692.2331 | 0 | 918.03 | -0.0044363 | 918.03 | -0.0048458 | 693.6378 | 0.00045477 | 693.6378 | 0.00042565 | 692.2331 | 0 | 1024.7541 | 0.013802 | 1024.7541 | 0.037803 | 1024.8837 | 0 | 1024.7541 | 0.042105 | 693.6378 | 4.1961e-05
| 692.3583 | 0.0056467 | 692.3583 | 0.0089317 | 693.7586 | 0.0011167 | 693.7586 | 0.0002451 | 918.27 | 0.015121 | 692.3583 | 0.0017126 | 918.27 | -0.0050185 | 918.27 | 0.00066312 | 693.7586 | 0.00023032 | 693.7586 | 0.00016883 | 692.3583 | 0.01987 | 1024.9227 | 0.013728 | 1024.9227 | 0.033051 | 1025.0537 | 0.00034783 | 1024.9227 | 0.041015 | 693.7586 | 1.7692e-05
| 692.4835 | 0 | 692.4835 | 0 | 693.8793 | 0 | 693.8793 | 0.00048999 | 918.51 | -0.023549 | 692.4835 | 0 | 918.51 | -0.0051353 | 918.51 | -0.0049988 | 693.8793 | 0.00047878 | 693.8793 | 0.00032654 | 692.4835 | 0 | 1025.0913 | 0.013582 | 1025.0913 | 0.03209 | 1025.2237 | 0 | 1025.0913 | 0.042313 | 693.8793 | 2.7974e-05
| 692.6087 | 0.010876 | 692.6087 | 0.016375 | 694.0001 | 0.00053406 | 694.0001 | 0.0002461 | 918.75 | -0.014626 | 692.6087 | 0.0066294 | 918.75 | 0.0049991 | 918.75 | -0.0022444 | 694.0001 | 0.00025184 | 694.0001 | 0.00015771 | 692.6087 | 0.01987 | 1025.2598 | 0.014936 | 1025.2598 | 0.035774 | 1025.3937 | 0.0010433 | 1025.2598 | 0.040963 | 694.0001 | 1.0282e-05
| 692.734 | 0 | 692.734 | 0 | 694.1209 | 0 | 694.1209 | 0.00050341 | 918.99 | -0.0012395 | 692.734 | 0.0050308 | 918.99 | -0.0061837 | 918.99 | 0.0021933 | 694.1209 | 0.00046953 | 694.1209 | 0.00034859 | 692.734 | 0.0012254 | 1025.4284 | 0.019073 | 1025.4284 | 0.025149 | 1025.5637 | 0 | 1025.4284 | 0.041326 | 694.1209 | 1.6936e-05
| 692.8593 | 0.010747 | 692.8593 | 0.019615 | 694.2417 | 0.00053406 | 694.2417 | 0.00025771 | 919.23 | -0.009172 | 692.8593 | 0.010673 | 919.23 | 0.0026695 | 919.23 | 0.0080083 | 694.2417 | 0.00021894 | 694.2417 | 0.00019088 | 692.8593 | 0 | 1025.597 | 0.01468 | 1025.597 | 0.040473 | 1025.7338 | 0.00057972 | 1025.597 | 0.040236 | 694.2417 | 6.6533e-06
| 692.9845 | 0 | 692.9845 | 0 | 694.3625 | 0 | 694.3625 | 0.00052063 | 919.48 | -0.00471 | 692.9845 | 0.010344 | 919.48 | 0.00080569 | 919.48 | -0.0013262 | 694.3625 | 0.00045513 | 694.3625 | 0.00041472 | 692.9845 | 0 | 1025.7656 | 0.014936 | 1025.7656 | 0.044691 | 1025.9038 | 0 | 1025.7656 | 0.041638 | 694.3625 | 3.0166e-05
| 693.1098 | 0.0044904 | 693.1098 | 0.011208 | 694.4833 | 0.00024284 | 694.4833 | 0.00026492 | 919.72 | 0.028012 | 693.1098 | 0.0090743 | 919.72 | -0.0033879 | 919.72 | -0.0085181 | 694.4833 | 0.0002369 | 694.4833 | 0.00022385 | 693.1098 | 0.028576 | 1025.9342 | 0.018854 | 1025.9342 | 0.030595 | 1026.0738 | 0.00057972 | 1025.9342 | 0.039873 | 694.4833 | 2.3589e-05
| 693.2351 | 0 | 693.2351 | 0 | 694.6041 | 0 | 694.6041 | 0.00052363 | 919.96 | -0.019087 | 693.2351 | 0.0066294 | 919.96 | -0.0023395 | 919.96 | -0.0091305 | 694.6041 | 0.00045957 | 694.6041 | 0.00046974 | 693.2351 | 0 | 1026.1028 | 0.014827 | 1026.1028 | 0.042341 | 1026.2438 | 0 | 1026.1028 | 0.041171 | 694.6041 | 4.3473e-05
| 693.3604 | 0.0065643 | 693.3604 | 0.0022776 | 694.7248 | 0.00082547 | 694.7248 | 0.00026192 | 920.2 | -0.002231 | 693.3604 | 0.0051719 | 920.2 | -0.0040868 | 920.2 | -0.0066822 | 694.7248 | 0.00022356 | 694.7248 | 0.0002459 | 693.3604 | 0.017278 | 1026.2713 | 0.016145 | 1026.2713 | 0.03791 | 1026.4139 | 0.00011594 | 1026.2713 | 0.03899 | 694.7248 | 1.9884e-05
| 693.4857 | 0 | 693.4857 | 0 | 694.8456 | 0 | 694.8456 | 0.0004956 | 920.44 | -0.0042142 | 693.4857 | 0.010908 | 920.44 | -0.0016406 | 920.44 | -0.0023974 | 694.8456 | 0.00044303 | 694.8456 | 0.00048067 | 693.4857 | 0 | 1026.4399 | 0.0098844 | 1026.4399 | 0.052646 | 1026.5839 | 0 | 1026.4399 | 0.040599 | 694.8456 | 3.7576e-05
| 693.611 | 0.0061092 | 693.611 | 0.014886 | 694.9664 | 0.0011167 | 694.9664 | 0.00023789 | 920.68 | 0.0002479 | 693.611 | 0.0078519 | 920.68 | 0.0024366 | 920.68 | 0.0054069 | 694.9664 | 0.00022516 | 694.9664 | 0.00023478 | 693.611 | 0.031111 | 1026.6085 | 0.01706 | 1026.6085 | 0.032677 | 1026.7539 | 0.00057972 | 1026.6085 | 0.039717 | 694.9664 | 1.7692e-05
| 693.7364 | 0 | 693.7364 | 0 | 695.0872 | 0 | 695.0872 | 0.00045815 | 920.92 | 0.002231 | 693.7364 | 0.01119 | 920.92 | -0.0001262 | 920.92 | -0.0045398 | 695.0872 | 0.00045921 | 695.0872 | 0.00048067 | 693.7364 | 0 | 1026.7771 | 0.012777 | 1026.7771 | 0.024615 | 1026.924 | 0 | 1026.7771 | 0.041378 | 695.0872 | 2.6537e-05
| 693.8617 | 0.0088811 | 693.8617 | 0.011821 | 695.208 | 0.00053406 | 695.208 | 0.00022507 | 921.16 | 0.013138 | 693.8617 | 0.0062533 | 921.16 | 0.0061643 | 921.16 | -0.0027035 | 695.208 | 0.00024028 | 695.208 | 0.0002459 | 693.8617 | 0.044016 | 1026.9457 | 0.02094 | 1026.9457 | 0.030702 | 1027.094 | 0.00057972 | 1026.9457 | 0.039717 | 695.208 | 8.8458e-06
| 693.9871 | 0 | 693.9871 | 0 | 695.3288 | 0 | 695.3288 | 0.00048058 | 921.4 | -0.018096 | 693.9871 | 0.0078519 | 921.4 | -0.0047858 | 921.4 | -0.0065293 | 695.3288 | 0.00043805 | 695.3288 | 0.0004624 | 693.9871 | 0 | 1027.1143 | 0.01457 | 1027.1143 | 0.031075 | 1027.264 | 0 | 1027.1143 | 0.039976 | 695.3288 | 2.064e-05
| 694.1124 | 0.0072722 | 694.1124 | 0.009282 | 695.4496 | 0.00082547 | 695.4496 | 0.00026052 | 921.64 | 0.0071888 | 694.1124 | 0.0071936 | 921.64 | 0.0056981 | 921.64 | 0.011069 | 695.4496 | 0.00020489 | 695.4496 | 0.0002312 | 694.1124 | 0.020734 | 1027.2828 | 0.016987 | 1027.2828 | 0.035293 | 1027.4341 | 0.00057972 | 1027.2828 | 0.038471 | 695.4496 | 1.1794e-05
| 694.2378 | 0 | 694.2378 | 0 | 695.5704 | 0 | 695.5704 | 0.00051102 | 921.89 | -0.015121 | 694.2378 | 0.00035596 | 921.89 | -0.0010581 | 921.89 | 0.0029585 | 695.5704 | 0.00044801 | 695.5704 | 0.00045505 | 694.2378 | 0 | 1027.4514 | 0.016913 | 1027.4514 | 0.034706 | 1027.6041 | 0 | 1027.4514 | 0.040599 | 695.5704 | 3.8256e-05
| 694.3632 | 0.0032185 | 694.3632 | 0.010158 | 695.6912 | 0.00053406 | 695.6912 | 0.00025411 | 922.13 | -0.0042142 | 694.3632 | 0.0063943 | 922.13 | 0.0019706 | 922.13 | 0.0024994 | 695.6912 | 0.00024722 | 695.6912 | 0.00023855 | 694.3632 | 0.020734 | 1027.62 | 0.01673 | 1027.62 | 0.037643 | 1027.7742 | 0.00057972 | 1027.62 | 0.039094 | 695.6912 | 2.6537e-05
| 694.4886 | 0 | 694.4886 | 0 | 695.812 | 0 | 695.812 | 0.00048018 | 922.37 | -0.018096 | 694.4886 | 0.0071466 | 922.37 | 0.0029025 | 922.37 | -0.0017853 | 695.812 | 0.00046171 | 695.812 | 0.00045863 | 694.4886 | 0 | 1027.7886 | 0.013216 | 1027.7886 | 0.042448 | 1027.9442 | 0 | 1027.7886 | 0.040288 | 695.812 | 5.0051e-05
| 694.614 | 0.010297 | 694.614 | 0.0071365 | 695.9328 | 0.0011167 | 695.9328 | 0.00022848 | 922.61 | -0.014626 | 694.614 | 0.0095915 | 922.61 | -0.0066496 | 922.61 | 0.0011222 | 695.9328 | 0.00021787 | 695.9328 | 0.00023478 | 694.614 | 0.021598 | 1027.9572 | 0.01878 | 1027.9572 | 0.042822 | 1028.1143 | 0.00057972 | 1027.9572 | 0.038263 | 695.9328 | 2.3589e-05
| 694.7394 | 0 | 694.7394 | 0 | 696.0536 | 0 | 696.0536 | 0.00049139 | 922.85 | -0.043381 | 694.7394 | 0.011848 | 922.85 | -0.0065332 | 922.85 | -0.0048458 | 696.0536 | 0.00045015 | 696.0536 | 0.00043677 | 694.7394 | 0 | 1028.1257 | 0.016987 | 1028.1257 | 0.03193 | 1028.2843 | 0 | 1028.1257 | 0.040184 | 696.0536 | 4.6346e-05
| 694.8648 | 0.0061092 | 694.8648 | 0.012609 | 696.1744 | 0.00053406 | 696.1744 | 0.00026432 | 923.09 | -0.026523 | 694.8648 | 0.010908 | 923.09 | 0.0089597 | 923.09 | 0.0069371 | 696.1744 | 0.00023637 | 696.1744 | 0.0002018 | 694.8648 | 0.030189 | 1028.2943 | 0.016913 | 1028.2943 | 0.029473 | 1028.4544 | 0.00057972 | 1028.2943 | 0.038211 | 696.1744 | 2.2833e-05
| 694.9903 | 0 | 694.9903 | 0 | 696.2952 | 0 | 696.2952 | 0.00052784 | 923.33 | -0.0071888 | 694.9903 | 0.0071466 | 923.33 | -0.0046693 | 923.33 | -0.0022444 | 696.2952 | 0.00046046 | 696.2952 | 0.00043677 | 694.9903 | 0 | 1028.4629 | 0.016328 | 1028.4629 | 0.037162 | 1028.6244 | 0 | 1028.4629 | 0.039561 | 696.2952 | 4.1205e-05
| 695.1157 | 0.0035653 | 695.1157 | 0.02049 | 696.416 | 0.00053406 | 696.416 | 0.00027033 | 923.57 | 0.022558 | 695.1157 | 0.013212 | 923.57 | 0.0074455 | 923.57 | 0.0035706 | 696.416 | 0.00022694 | 696.416 | 0.00023478 | 695.1157 | 0.023276 | 1028.6315 | 0.021123 | 1028.6315 | 0.031182 | 1028.7945 | 0.00081146 | 1028.6315 | 0.03764 | 696.416 | 1.8372e-05
| 695.2412 | 0 | 695.2412 | 0 | 696.5368 | 0 | 696.5368 | 0.00052483 | 923.81 | -0.018096 | 695.2412 | 0.0043605 | 923.81 | -0.0079311 | 923.81 | -0.0054579 | 696.5368 | 0.00043965 | 696.5368 | 0.0004477 | 695.2412 | 0.0046859 | 1028.8001 | 0.012191 | 1028.8001 | 0.050778 | 1028.9645 | 0 | 1028.8001 | 0.039198 | 696.5368 | 6.623e-05
| 695.3667 | 0.0063405 | 695.3667 | 0.015061 | 696.6577 | 0.00053406 | 696.6577 | 0.00026052 | 924.05 | -0.0057014 | 695.3667 | 0.0095915 | 924.05 | -0.0049022 | 924.05 | -0.0079064 | 696.6577 | 0.00021894 | 696.6577 | 0.00021292 | 695.3667 | 0.0038876 | 1028.9687 | 0.019146 | 1028.9687 | 0.040206 | 1029.1346 | 0.0010433 | 1028.9687 | 0.037173 | 696.6577 | 4.7858e-05
| 695.4921 | 0 | 695.4921 | 0 | 696.7785 | 0 | 696.7785 | 0.0005012 | 924.3 | 0.0071888 | 695.4921 | 0.0046274 | 924.3 | -0.006999 | 924.3 | -0.00086717 | 696.7785 | 0.00042115 | 696.7785 | 0.00045863 | 695.4921 | 0 | 1029.1372 | 0.013802 | 1029.1372 | 0.033211 | 1029.3046 | 0 | 1029.1372 | 0.038419 | 696.7785 | 6.9934e-05
| 695.6176 | 0.0081732 | 695.6176 | 0.014098 | 696.8993 | 0.0011167 | 696.8993 | 0.0002471 | 924.54 | 0.0042142 | 695.6176 | 0.0074287 | 924.54 | -0.0045528 | 924.54 | -0.0025504 | 696.8993 | 0.00020755 | 696.8993 | 0.0002459 | 695.6176 | 0.019006 | 1029.3058 | 0.016108 | 1029.3058 | 0.040633 | 1029.4747 | 0.00081146 | 1029.3058 | 0.037069 | 696.8993 | 2.2077e-05
| 695.7431 | 0 | 695.7431 | 0 | 697.0201 | 0 | 697.0201 | 0.00048819 | 924.78 | -0.00471 | 695.7431 | 0.010908 | 924.78 | 0.0039509 | 924.78 | -0.00086717 | 697.0201 | 0.00043485 | 697.0201 | 0.00042565 | 695.7431 | 0 | 1029.4744 | 0.018121 | 1029.4744 | 0.037055 | 1029.6448 | 0 | 1029.4744 | 0.038834 | 697.0201 | 4.3473e-05
| 695.8686 | 0.0074653 | 695.8686 | 0.019002 | 697.1409 | 0.00053406 | 697.1409 | 0.0002467 | 925.02 | -0.0037184 | 695.8686 | 0.0095915 | 925.02 | -0.0035044 | 925.02 | -0.0039276 | 697.1409 | 0.00023156 | 697.1409 | 0.00017976 | 695.8686 | 0.0082071 | 1029.643 | 0.01457 | 1029.643 | 0.031449 | 1029.8148 | 0.0010433 | 1029.643 | 0.037848 | 697.1409 | 2.1321e-05
| 695.9942 | 0 | 695.9942 | 0 | 697.2617 | 0 | 697.2617 | 0.00048398 | 925.26 | 0.012147 | 695.9942 | 0.0067705 | 925.26 | -0.0029219 | 925.26 | 0.0017343 | 697.2617 | 0.00045015 | 697.2617 | 0.00037063 | 695.9942 | 0 | 1029.8116 | 0.011495 | 1029.8116 | 0.0354 | 1029.9849 | 0 | 1029.8116 | 0.039146 | 697.2617 | 4.4909e-05
| 696.1197 | 0 | 696.1197 | 0.013835 | 697.3826 | 0.00053406 | 697.3826 | 0.00024229 | 925.5 | 0.012642 | 696.1197 | 0.0085101 | 925.5 | -0.00047565 | 925.5 | 0.0031115 | 697.3826 | 0.00022018 | 697.3826 | 0.0002018 | 696.1197 | 0.015982 | 1029.9802 | 0.01933 | 1029.9802 | 0.039245 | 1030.155 | 0.00034783 | 1029.9802 | 0.037588 | 697.3826 | 2.3589e-05
| 696.2452 | 0 | 696.2452 | 0 | 697.5034 | 0 | 697.5034 | 0.00050681 | 925.74 | 0.020574 | 696.2452 | 0.0088862 | 925.74 | 0.00080569 | 925.74 | -0.0022444 | 697.5034 | 0.00043965 | 697.5034 | 0.00042565 | 696.2452 | 0 | 1030.1488 | 0.019256 | 1030.1488 | 0.03775 | 1030.325 | 0 | 1030.1488 | 0.038211 | 697.5034 | 3.3115e-05
| 696.3708 | 0.0040278 | 696.3708 | 0.012872 | 697.6242 | 0.00024284 | 697.6242 | 0.00027133 | 925.98 | 0.015617 | 696.3708 | 0.001846 | 925.98 | 0.0036014 | 925.98 | -0.0082122 | 697.6242 | 0.00022018 | 697.6242 | 0.00023478 | 696.3708 | 0.033646 | 1030.3173 | 0.016035 | 1030.3173 | 0.043836 | 1030.4951 | 0.00034783 | 1030.3173 | 0.036913 | 697.6242 | 9.6018e-06
| 696.4964 | 0 | 696.4964 | 0 | 697.745 | 0 | 697.745 | 0.00050902 | 926.22 | -0.018592 | 696.4964 | 0.0079459 | 926.22 | 0.0015046 | 926.22 | 0.0051009 | 697.745 | 0.0004409 | 697.745 | 0.00045863 | 696.4964 | 0 | 1030.4859 | 0.01468 | 1030.4859 | 0.030862 | 1030.6652 | 0 | 1030.4859 | 0.038211 | 697.745 | 4.3473e-05
| 696.6219 | 0.0033341 | 696.6219 | 0.007592 | 697.8658 | 0.00082547 | 697.8658 | 0.00023969 | 926.47 | -0.022062 | 696.6219 | 0.017349 | 926.47 | 0.0056981 | 926.47 | 0.0028055 | 697.8658 | 0.00022143 | 697.8658 | 0.00023478 | 696.6219 | 0 | 1030.6545 | 0.011935 | 1030.6545 | 0.033798 | 1030.8353 | 0.00057972 | 1030.6545 | 0.036861 | 697.8658 | 3.3871e-05
| 696.7475 | 0 | 696.7475 | 0 | 697.9867 | 0 | 697.9867 | 0.00048999 | 926.71 | -0.0081804 | 696.7475 | 0.013823 | 926.71 | -0.0047858 | 926.71 | -0.013262 | 697.9867 | 0.00043023 | 697.9867 | 0.0004477 | 696.7475 | 0 | 1030.8231 | 0.01468 | 1030.8231 | 0.039992 | 1031.0053 | 0 | 1030.8231 | 0.038367 | 697.9867 | 7.432e-05
| 696.8731 | 0.0022934 | 696.8731 | 0.010771 | 698.1075 | 0.00053406 | 698.1075 | 0.00025371 | 926.95 | 0.021567 | 696.8731 | 0.01481 | 926.95 | -0.0036209 | 926.95 | -0.0034686 | 698.1075 | 0.00020916 | 698.1075 | 0.00021292 | 696.8731 | 0 | 1030.9917 | 0.015156 | 1030.9917 | 0.031716 | 1031.1754 | 0.00057972 | 1030.9917 | 0.037381 | 698.1075 | 4.0524e-05
| 696.9987 | 0 | 696.9987 | 0 | 698.2283 | 0 | 698.2283 | 0.000498 | 927.19 | -0.0086762 | 696.9987 | 0.0071466 | 927.19 | 0.0023201 | 927.19 | 0.00066312 | 698.2283 | 0.00045299 | 698.2283 | 0.00040361 | 696.9987 | 0 | 1031.1602 | 0.017023 | 1031.1602 | 0.030061 | 1031.3455 | 0 | 1031.1602 | 0.039405 | 698.2283 | 4.8614e-05
| 697.1244 | 0.0061092 | 697.1244 | 0.0056181 | 698.3491 | 0.00082547 | 698.3491 | 0.0002465 | 927.43 | 0.025532 | 697.1244 | 0.012366 | 927.43 | -0.0047858 | 927.43 | -0.0014792 | 698.3491 | 0.00024722 | 698.3491 | 0.00019088 | 697.1244 | 0.01987 | 1031.3288 | 0.01285 | 1031.3288 | 0.033531 | 1031.5156 | 0.00081146 | 1031.3288 | 0.037848 | 698.3491 | 8.0897e-06
| 697.25 | 0 | 697.25 | 0 | 698.47 | 0 | 698.47 | 0.0004974 | 927.67 | -0.017104 | 697.25 | 0.0053129 | 927.67 | 0.0047664 | 927.67 | -0.0095893 | 698.47 | 0.00045886 | 698.47 | 0.0004477 | 697.25 | 0 | 1031.4974 | 0.0108 | 1031.4974 | 0.032197 | 1031.6856 | 0 | 1031.4974 | 0.040028 | 698.47 | 3.2359e-05
| 697.3756 | 0.00055887 | 697.3756 | 0.017163 | 698.5908 | 0.00053406 | 698.5908 | 0.00025551 | 927.91 | -0.020574 | 697.3756 | 0.014387 | 927.91 | -0.00024269 | 927.91 | 0.0029585 | 698.5908 | 0.00021538 | 698.5908 | 0.00025682 | 697.3756 | 0 | 1031.666 | 0.015595 | 1031.666 | 0.037109 | 1031.8557 | 0.0010433 | 1031.666 | 0.038679 | 698.5908 | 2.4269e-05
| 697.5013 | 0 | 697.5013 | 0 | 698.7116 | 0 | 698.7116 | 0.00051983 | 928.15 | -0.024045 | 697.5013 | 0.015704 | 928.15 | -0.002223 | 928.15 | 0.00051009 | 698.7116 | 0.00045139 | 698.7116 | 0.00043677 | 697.5013 | 0 | 1031.8346 | 0.017938 | 1031.8346 | 0.028139 | 1032.0258 | 0 | 1031.8346 | 0.040132 | 698.7116 | 7.0691e-05
| 697.6269 | 0.0027559 | 697.6269 | 0.020053 | 698.8325 | 0.00024284 | 698.8325 | 0.00026912 | 928.4 | 0.018096 | 697.6269 | 0.01387 | 928.4 | -0.0046693 | 928.4 | 0.007243 | 698.8325 | 0.00023939 | 698.8325 | 0.00018541 | 697.6269 | 0.026732 | 1032.0032 | 0.017316 | 1032.0032 | 0.043943 | 1032.1959 | 0.0010433 | 1032.0032 | 0.037588 | 698.8325 | 4.6346e-05
| 697.7526 | 0 | 697.7526 | 0 | 698.9533 | 0 | 698.9533 | 0.00050441 | 928.64 | -0.010164 | 697.7526 | 0.0032926 | 928.64 | -0.011659 | 928.64 | -0.011885 | 698.9533 | 0.00046793 | 698.9533 | 0.00042019 | 697.7526 | 0 | 1032.1717 | 0.015632 | 1032.1717 | 0.026483 | 1032.366 | 0 | 1032.1717 | 0.039042 | 698.9533 | 7.6588e-05
| 697.8783 | 0 | 697.8783 | 0.015674 | 699.0741 | 0.00053406 | 699.0741 | 0.00024009 | 928.88 | 0.041397 | 697.8783 | 0.018666 | 928.88 | 0.0089597 | 928.88 | 0.0021933 | 699.0741 | 0.0002289 | 699.0741 | 0.00024043 | 697.8783 | 0.024197 | 1032.3403 | 0.020501 | 1032.3403 | 0.037856 | 1032.5361 | 0.0010433 | 1032.3403 | 0.037952 | 699.0741 | 3.0166e-05
| 698.004 | 0 | 698.004 | 0 | 699.195 | 0 | 699.195 | 0.00045495 | 929.12 | -0.016113 | 698.004 | 0.0098266 | 929.12 | -0.0061837 | 929.12 | 0.0032646 | 699.195 | 0.00047327 | 699.195 | 0.00044958 | 698.004 | 0 | 1032.5089 | 0.015962 | 1032.5089 | 0.029954 | 1032.7062 | 0 | 1032.5089 | 0.039405 | 699.195 | 5.5192e-05
| 698.1297 | 0.0025246 | 698.1297 | 0.011997 | 699.3158 | 0.00082547 | 699.3158 | 0.00021766 | 929.36 | 0.0071888 | 698.1297 | 0.015704 | 929.36 | -0.0036209 | 929.36 | -0.0046928 | 699.3158 | 0.00024668 | 699.3158 | 0.00021462 | 698.1297 | 0.017278 | 1032.6775 | 0.01706 | 1032.6775 | 0.036415 | 1032.8763 | 0.00081146 | 1032.6775 | 0.037381 | 699.3158 | 2.5025e-05
| 698.2554 | 0 | 698.2554 | 0 | 699.4366 | 0 | 699.4366 | 0.00045275 | 929.6 | 0.0037184 | 698.2554 | 0.0070526 | 929.6 | -0.0018735 | 929.6 | 0.0051009 | 699.4366 | 0.00048109 | 699.4366 | 0.00037252 | 698.2554 | 0 | 1032.8461 | 0.019732 | 1032.8461 | 0.029367 | 1033.0464 | 0 | 1032.8461 | 0.03899 | 699.4366 | 5.1563e-05
| 698.3811 | 0.0052998 | 698.3811 | 0.015061 | 699.5575 | 0.00053406 | 699.5575 | 0.00023628 | 929.84 | 0.009172 | 698.3811 | 0.0063943 | 929.84 | -9.7074e-06 | 929.84 | -0.0051518 | 699.5575 | 0.00023654 | 699.5575 | 0.00015771 | 698.3811 | 0.016846 | 1033.0147 | 0.015083 | 1033.0147 | 0.031449 | 1033.2165 | 0.00057972 | 1033.0147 | 0.037173 | 699.5575 | 2.6537e-05
| 698.5069 | 0 | 698.5069 | 0 | 699.6783 | 0 | 699.6783 | 0.00048619 | 930.08 | -0.021567 | 698.5069 | 0.0058301 | 930.08 | -0.0073485 | 930.08 | -0.00040807 | 699.6783 | 0.00048198 | 699.6783 | 0.00038156 | 698.5069 | 0 | 1033.1832 | 0.018963 | 1033.1832 | 0.042341 | 1033.3866 | 0 | 1033.1832 | 0.037848 | 699.6783 | 3.0922e-05
| 698.6326 | 0.0054154 | 698.6326 | 0.014011 | 699.7992 | 0.0014081 | 699.7992 | 0.0002507 | 930.32 | 0.012147 | 698.6326 | 0.0039813 | 930.32 | 0.0066302 | 930.32 | 0.0028055 | 699.7992 | 0.00024917 | 699.7992 | 0.00022385 | 698.6326 | 0 | 1033.3518 | 0.013435 | 1033.3518 | 0.032837 | 1033.5567 | 0.00081146 | 1033.3518 | 0.035667 | 699.7992 | 4.3851e-06
| 698.7584 | 0 | 698.7584 | 0 | 699.92 | 0 | 699.92 | 0.00051983 | 930.57 | -0.011155 | 698.7584 | 0.0053129 | 930.57 | -0.0060669 | 930.57 | -0.005917 | 699.92 | 0.00047789 | 699.92 | 0.00046428 | 698.7584 | 0 | 1033.5204 | 0.012118 | 1033.5204 | 0.031235 | 1033.7268 | 0 | 1033.5204 | 0.03764 | 699.92 | 5.4511e-05
| 698.8841 | 0 | 698.8841 | 0.0063773 | 700.0409 | 0.00082547 | 700.0409 | 0.00027033 | 930.81 | -0.018592 | 698.8841 | 0.014528 | 930.81 | 0.0055817 | 930.81 | 0.00096913 | 700.0409 | 0.00023103 | 700.0409 | 0.00024043 | 698.8841 | 0 | 1033.689 | 0.014936 | 1033.689 | 0.03839 | 1033.8969 | 0.00081146 | 1033.689 | 0.037277 | 700.0409 | 5.0051e-05
| 699.0099 | 0 | 699.0099 | 0 | 700.1617 | 0 | 700.1617 | 0.00052263 | 931.05 | -0.011155 | 699.0099 | 0.0024917 | 931.05 | -0.0054848 | 931.05 | -0.0039276 | 700.1617 | 0.00045263 | 700.1617 | 0.00049726 | 699.0099 | 0 | 1033.8576 | 0.017096 | 1033.8576 | 0.051899 | 1034.067 | 0 | 1033.8576 | 0.038886 | 700.1617 | 6.9178e-05
| 699.1357 | 0.0019465 | 699.1357 | 0.006681 | 700.2826 | 0.00024284 | 700.2826 | 0.00025551 | 931.29 | 0.014626 | 699.1357 | 0.016127 | 931.29 | -0.0096781 | 931.29 | 0.00035706 | 700.2826 | 0.00022516 | 700.2826 | 0.00025682 | 699.1357 | 0.0069114 | 1034.0262 | 0.012264 | 1034.0262 | 0.028726 | 1034.2371 | 0.0010433 | 1034.0262 | 0.036913 | 700.2826 | 1.9128e-05
| 699.2615 | 0 | 699.2615 | 0 | 700.4034 | 0 | 700.4034 | 0.00050301 | 931.53 | 0.0012395 | 699.2615 | 0.0064884 | 931.53 | -0.0001262 | 931.53 | 0.0017343 | 700.4034 | 0.00046633 | 700.4034 | 0.00042565 | 699.2615 | 0 | 1034.1947 | 0.01036 | 1034.1947 | 0.025522 | 1034.4072 | 0 | 1034.1947 | 0.038679 | 700.4034 | 3.8256e-05
| 699.3873 | 0.0063405 | 699.3873 | 0.0050107 | 700.5243 | 0.00082547 | 700.5243 | 0.0002503 | 931.77 | 0.018096 | 699.3873 | 0.011472 | 931.77 | 0.0045333 | 931.77 | -0.00025504 | 700.5243 | 0.00024686 | 700.5243 | 0.00016883 | 699.3873 | 0.0095029 | 1034.3633 | 0.021123 | 1034.3633 | 0.041487 | 1034.5773 | 0.00057972 | 1034.3633 | 0.037433 | 700.5243 | 1.9128e-05
| 699.5131 | 0 | 699.5131 | 0 | 700.6451 | 0 | 700.6451 | 0.00050902 | 932.01 | -0.0071888 | 699.5131 | 0.0062063 | 932.01 | 0.00045625 | 932.01 | -0.0042337 | 700.6451 | 0.00044463 | 700.6451 | 0.00039268 | 699.5131 | 0 | 1034.5319 | 0.010873 | 1034.5319 | 0.036415 | 1034.7474 | 0 | 1034.5319 | 0.039042 | 700.6451 | 5.5948e-05
| 699.639 | 0.0056467 | 699.639 | 0.0034924 | 700.7659 | 0.00053406 | 700.7659 | 0.00026072 | 932.25 | 0.026029 | 699.639 | 0.012789 | 932.25 | 0.0018541 | 932.25 | 0.0015813 | 700.7659 | 0.00020257 | 700.7659 | 0.00022385 | 699.639 | 0.018142 | 1034.7005 | 0.016877 | 1034.7005 | 0.033211 | 1034.9175 | 0.00057972 | 1034.7005 | 0.036965 | 700.7659 | 3.682e-05
| 699.7648 | 0 | 699.7648 | 0 | 700.8868 | 0 | 700.8868 | 0.00050681 | 932.5 | 0.024542 | 699.7648 | 0.011284 | 932.5 | -0.00047565 | 932.5 | 0.00709 | 700.8868 | 0.0004521 | 700.8868 | 0.00043677 | 699.7648 | 0 | 1034.8691 | 0.010873 | 1034.8691 | 0.03855 | 1035.0876 | 0 | 1034.8691 | 0.038315 | 700.8868 | 7.8781e-05
| 699.8907 | 0.0049529 | 699.8907 | 0.010508 | 701.0077 | 0.0011167 | 701.0077 | 0.0002461 | 932.74 | 0.021071 | 699.8907 | 0.018149 | 932.74 | 0.0062807 | 932.74 | -0.0025504 | 701.0077 | 0.00025966 | 701.0077 | 0.00021292 | 699.8907 | 0 | 1035.0376 | 0.012081 | 1035.0376 | 0.030061 | 1035.2578 | 0.00081146 | 1035.0376 | 0.037329 | 701.0077 | 4.1961e-05
| 700.0165 | 0 | 700.0165 | 0 | 701.1285 | 0 | 701.1285 | 0.0005008 | 932.98 | 0.0012395 | 700.0165 | 0.0019577 | 932.98 | -0.0044363 | 932.98 | 0.0035706 | 701.1285 | 0.00046989 | 701.1285 | 0.00041831 | 700.0165 | 0 | 1035.2062 | 0.015632 | 1035.2062 | 0.028352 | 1035.4279 | 0 | 1035.2062 | 0.038679 | 701.1285 | 9.1255e-05
| 700.1424 | 0.0061092 | 700.1424 | 0.016813 | 701.2494 | 0.00082547 | 701.2494 | 0.00025931 | 933.22 | -0.0096677 | 700.1424 | 0.015469 | 933.22 | -0.0014076 | 933.22 | -0.0053048 | 701.2494 | 0.00021983 | 701.2494 | 0.00020557 | 700.1424 | 0 | 1035.3748 | 0.01673 | 1035.3748 | 0.040953 | 1035.598 | 0.00081146 | 1035.3748 | 0.036809 | 701.2494 | 4.9294e-05
| 700.2683 | 0 | 700.2683 | 0 | 701.3702 | 0 | 701.3702 | 0.00050962 | 933.46 | -0.010659 | 700.2683 | 0.0019577 | 933.46 | -0.0036209 | 933.46 | -0.00010202 | 701.3702 | 0.00044054 | 701.3702 | 0.00039626 | 700.2683 | 0 | 1035.5434 | 0.014058 | 1035.5434 | 0.024134 | 1035.7681 | 0 | 1035.5434 | 0.038367 | 701.3702 | 7.2127e-05
| 700.3942 | 0.0013683 | 700.3942 | 0.014536 | 701.4911 | 0.00053406 | 701.4911 | 0.00025491 | 933.7 | -0.0071888 | 700.3942 | 0.011472 | 933.7 | -0.0096781 | 933.7 | -0.007141 | 701.4911 | 0.00023032 | 701.4911 | 0.00019088 | 700.3942 | 0.028576 | 1035.712 | 0.013289 | 1035.712 | 0.036148 | 1035.9383 | 0.00081146 | 1035.712 | 0.036758 | 701.4911 | 2.2833e-05
| 700.5201 | 0 | 700.5201 | 0 | 701.6119 | 0 | 701.6119 | 0.00051462 | 933.94 | -0.0017352 | 700.5201 | 0.01119 | 933.94 | 0.0043004 | 933.94 | -0.0027035 | 701.6119 | 0.00044303 | 701.6119 | 0.00039268 | 700.5201 | 0 | 1035.8806 | 0.014241 | 1035.8806 | 0.030862 | 1036.1084 | 0 | 1035.8806 | 0.03873 | 701.6119 | 4.0524e-05
| 700.646 | 0.00055887 | 700.646 | 0.019877 | 701.7328 | 0.00053406 | 701.7328 | 0.00026432 | 934.18 | 0.01413 | 700.646 | 0.012789 | 934.18 | -0.0021065 | 934.18 | 0.0038766 | 701.7328 | 0.00021734 | 701.7328 | 0.0002018 | 700.646 | 0.011663 | 1036.0491 | 0.016218 | 1036.0491 | 0.036521 | 1036.2785 | 0.00034783 | 1036.0491 | 0.037069 | 701.7328 | 1.7692e-05
| 700.7719 | 0 | 700.7719 | 0 | 701.8537 | 0 | 701.8537 | 0.00053384 | 934.43 | 0.025532 | 700.7719 | 0.0044939 | 934.43 | -0.0074648 | 934.43 | -0.00010202 | 701.8537 | 0.00042027 | 701.8537 | 0.00034859 | 700.7719 | 0 | 1036.2177 | 0.014314 | 1036.2177 | 0.033585 | 1036.4487 | 0 | 1036.2177 | 0.038056 | 701.8537 | 6.2601e-05
| 700.8979 | 0.003681 | 700.8979 | 0.0095447 | 701.9745 | 0.00082547 | 701.9745 | 0.00026993 | 934.67 | -0.0042142 | 700.8979 | 0.0075698 | 934.67 | -0.0037373 | 934.67 | 0.0063253 | 701.9745 | 0.00020453 | 701.9745 | 0.00014678 | 700.8979 | 0 | 1036.3863 | 0.01889 | 1036.3863 | 0.028619 | 1036.6188 | 0.00034783 | 1036.3863 | 0.035563 | 701.9745 | 4.4909e-05
| 701.0239 | 0 | 701.0239 | 0 | 702.0954 | 0 | 702.0954 | 0.00052263 | 934.91 | -0.0012395 | 701.0239 | 0.0032926 | 934.91 | 0.0010387 | 934.91 | 0.0041827 | 702.0954 | 0.00043361 | 702.0954 | 0.00027152 | 701.0239 | 0 | 1036.5549 | 0.011605 | 1036.5549 | 0.030595 | 1036.7889 | 0 | 1036.5549 | 0.03629 | 702.0954 | 8.9063e-05
| 701.1498 | 0.0051842 | 701.1498 | 0.017426 | 702.2163 | 0.00082547 | 702.2163 | 0.00025371 | 935.15 | 0.009172 | 701.1498 | 0 | 935.15 | -0.00059213 | 935.15 | 0.0092325 | 702.2163 | 0.00023068 | 702.2163 | 0.00012474 | 701.1498 | 0.023276 | 1036.7235 | 0.017316 | 1036.7235 | 0.034279 | 1036.959 | 0.0010433 | 1036.7235 | 0.034837 | 702.2163 | 4.4153e-05
| 701.2758 | 0 | 701.2758 | 0 | 702.3371 | 0 | 702.3371 | 0.0004932 | 935.39 | 0.016113 | 701.2758 | 0.0094504 | 935.39 | -0.0093286 | 935.39 | -0.0023974 | 702.3371 | 0.00047255 | 702.3371 | 0.00031561 | 701.2758 | 0 | 1036.892 | 0.010617 | 1036.892 | 0.037002 | 1037.1292 | 0 | 1036.892 | 0.036654 | 702.3371 | 6.1089e-05
| 701.4018 | 0.0068217 | 701.4018 | 0.010771 | 702.458 | 0.00082547 | 702.458 | 0.00024329 | 935.63 | -0.015617 | 701.4018 | 0.0063943 | 935.63 | -0.0093286 | 935.63 | -0.0007141 | 702.458 | 0.00024561 | 702.458 | 0.00019088 | 701.4018 | 0 | 1037.0606 | 0.016291 | 1037.0606 | 0.030808 | 1037.2993 | 0.00057972 | 1037.0606 | 0.03546 | 702.458 | 1.6936e-05
| 701.5278 | 0 | 701.5278 | 0 | 702.5789 | 0 | 702.5789 | 0.00046116 | 935.87 | -0.013634 | 701.5278 | 0.0024917 | 935.87 | 0.0038344 | 935.87 | 0.007243 | 702.5789 | 0.00047078 | 702.5789 | 0.0003597 | 701.5278 | 0 | 1037.2292 | 0.017938 | 1037.2292 | 0.042502 | 1037.4695 | 0 | 1037.2292 | 0.036965 | 702.5789 | 4.0524e-05
| 701.6538 | 0.0026402 | 701.6538 | 0.0044034 | 702.6997 | 0.00082547 | 702.6997 | 0.00022427 | 936.12 | -0.0081804 | 701.6538 | 0.01119 | 936.12 | -0.0045528 | 936.12 | 0.0037236 | 702.6997 | 0.00022907 | 702.6997 | 0.00016883 | 701.6538 | 0.028576 | 1037.3978 | 0.01717 | 1037.3978 | 0.034012 | 1037.6396 | 0.0010433 | 1037.3978 | 0.035667 | 702.6997 | 2.3589e-05
| 701.7798 | 0 | 701.7798 | 0 | 702.8206 | 0 | 702.8206 | 0.00047638 | 936.36 | -0.0176 | 701.7798 | 0.010908 | 936.36 | -0.001757 | 936.36 | -0.0040807 | 702.8206 | 0.00046171 | 702.8206 | 0.00037063 | 701.7798 | 0 | 1037.5664 | 0.017536 | 1037.5664 | 0.02958 | 1037.8097 | 0 | 1037.5664 | 0.037069 | 702.8206 | 6.1845e-05
| 701.9058 | 0.0070148 | 701.9058 | 0.012609 | 702.9415 | 0.00082547 | 702.9415 | 0.00031238 | 936.6 | 0.021567 | 701.9058 | 0.0053129 | 936.6 | -0.010028 | 936.6 | 0.00020403 | 702.9415 | 0.0002803 | 702.9415 | 0.00024778 | 701.9058 | 0.016846 | 1037.7349 | 0.015852 | 1037.7349 | 0.051739 | 1037.9799 | 0.00057972 | 1037.7349 | 0.037225 | 702.9415 | 4.3473e-05
| 702.0318 | 0 | 702.0318 | 0 | 703.0624 | 0.00024284 | 703.0624 | 0.00038747 | 936.84 | -0.015617 | 702.0318 | 0.008228 | 936.84 | -0.00082513 | 936.84 | -0.0007141 | 703.0624 | 0.00033632 | 703.0624 | 0.00031015 | 702.0318 | 0 | 1037.9035 | 0.017499 | 1037.9035 | 0.045598 | 1038.15 | 0 | 1037.9035 | 0.0379 | 703.0624 | 4.3473e-05
| 702.1579 | 0 | 702.1579 | 0.0045552 | 703.1832 | 0 | 703.1832 | 0.00018222 | 937.08 | 0.0032226 | 702.1579 | 0.0073347 | 937.08 | -0.00035917 | 937.08 | -0.0054579 | 703.1832 | 0.00014193 | 703.1832 | 0.00013755 | 702.1579 | 0.0047515 | 1038.0721 | 0.011715 | 1038.0721 | 0.035187 | 1038.3202 | 0.00011594 | 1038.0721 | 0.037692 | 703.1832 | 8.0897e-06
| 702.284 | 0 | 702.284 | 0 | 703.3041 | 0 | 703.3041 | 0.0001642 | 937.32 | 0.0037184 | 702.284 | 0.0087452 | 937.32 | 0.0010387 | 937.32 | 0.00051009 | 703.3041 | 0.00013712 | 703.3041 | 0.0001596 | 702.284 | 0 | 1038.2407 | 0.015962 | 1038.2407 | 0.040846 | 1038.4903 | 0 | 1038.2407 | 0.036654 | 703.3041 | 2.9486e-06
| 702.41 | 0.0035653 | 702.41 | 0.0083512 | 703.425 | 0.00024284 | 703.425 | 0.00014998 | 937.56 | 0.0071888 | 702.41 | 0.0010454 | 937.56 | -0.0071154 | 937.56 | -0.0043867 | 703.425 | 0.00013624 | 703.425 | 0.00015602 | 702.41 | 0 | 1038.4093 | 0.012667 | 1038.4093 | 0.025362 | 1038.6605 | 0.00011594 | 1038.4093 | 0.037121 | 703.425 | 2.9486e-06
| 702.5361 | 0 | 702.5361 | 0 | 703.5459 | 0 | 703.5459 | 0.00015138 | 937.8 | 0.0052058 | 702.5361 | 0.0016908 | 937.8 | 0.0043004 | 937.8 | 0.0075495 | 703.5459 | 0.00015491 | 703.5459 | 0.00019088 | 702.5361 | 0 | 1038.5778 | 0.019586 | 1038.5778 | 0.046293 | 1038.8306 | 7.7296e-05 | 1038.5778 | 0.035719 | 703.5459 | 0
| 702.6622 | 0 | 702.6622 | 0.014886 | 703.6667 | 0 | 703.6667 | 0.00017101 | 938.05 | 0.019583 | 702.6622 | 0 | 938.05 | -0.00082513 | 938.05 | 0.0052539 | 703.6667 | 0.00017839 | 703.6667 | 0.00013585 | 702.6622 | 0.0043195 | 1038.7464 | 0.012777 | 1038.7464 | 0.037376 | 1039.0008 | 0.00011594 | 1038.7464 | 0.037173 | 703.6667 | 4.3851e-06
| 702.7883 | 0 | 702.7883 | 0 | 703.7876 | 0 | 703.7876 | 0.00018362 | 938.29 | -0.00471 | 702.7883 | 0.00048945 | 938.29 | 0.00057274 | 938.29 | -0.0056109 | 703.7876 | 0.00017234 | 703.7876 | 0.00010834 | 702.7883 | 0 | 1038.915 | 0.018524 | 1038.915 | 0.055263 | 1039.1709 | 7.7296e-05 | 1038.915 | 0.036446 | 703.7876 | 7.3337e-06
| 702.9144 | 0.0068217 | 702.9144 | 0.0027331 | 703.9085 | 0 | 703.9085 | 0.00017822 | 938.53 | 0.0002479 | 702.9144 | 0.0015792 | 938.53 | 0.0040674 | 938.53 | -0.0025504 | 703.9085 | 0.00015936 | 703.9085 | 9.3647e-05 | 702.9144 | 0.0025918 | 1039.0836 | 0.023027 | 1039.0836 | 0.030328 | 1039.3411 | 0 | 1039.0836 | 0.038107 | 703.9085 | 8.8458e-06
| 703.0406 | 0.00011582 | 703.0406 | 0 | 704.0294 | 0.00053406 | 704.0294 | 0.00015278 | 938.77 | -0.009172 | 703.0406 | 0.0031591 | 938.77 | 0.0032519 | 938.77 | -0.00040807 | 704.0294 | 0.00015313 | 704.0294 | 0.00014867 | 703.0406 | 0 | 1039.2522 | 0.016218 | 1039.2522 | 0.036788 | 1039.5113 | 0.00030918 | 1039.2522 | 0.036498 | 704.0294 | 4.3851e-06
| 703.1667 | 0.0041435 | 703.1667 | 0.0085031 | 704.1503 | 0 | 704.1503 | 0.00014357 | 939.01 | -0.021071 | 703.1667 | 0.005595 | 939.01 | 0.00033976 | 939.01 | 0.0083142 | 704.1503 | 0.00015402 | 704.1503 | 0.00017241 | 703.1667 | 0 | 1039.4207 | 0.014753 | 1039.4207 | 0.031342 | 1039.6814 | 0.00034783 | 1039.4207 | 0.038056 | 704.1503 | 2.9486e-06
| 703.2928 | 0 | 703.2928 | 0 | 704.2712 | 0 | 704.2712 | 0.00013056 | 939.25 | -0.0096677 | 703.2928 | 0.0030256 | 939.25 | 0.0023201 | 939.25 | -0.0023974 | 704.2712 | 0.00015029 | 704.2712 | 0.00015055 | 703.2928 | 0.00036057 | 1039.5893 | 0.015303 | 1039.5893 | 0.040366 | 1039.8516 | 7.7296e-05 | 1039.5893 | 0.036654 | 704.2712 | 6.6533e-06
| 703.419 | 0.0079802 | 703.419 | 0.012434 | 704.3921 | 0.00024284 | 704.3921 | 0.00017541 | 939.49 | -0.0032226 | 703.419 | 0.005595 | 939.49 | -0.0010581 | 939.49 | 0.0051009 | 704.3921 | 0.00014157 | 704.3921 | 0.00011739 | 703.419 | 0.00043193 | 1039.7579 | 0.013728 | 1039.7579 | 0.046827 | 1040.0218 | 0.00011594 | 1039.7579 | 0.038263 | 704.3921 | 6.6533e-06
| 703.5452 | 0 | 703.5452 | 0 | 704.513 | 0 | 704.513 | 0.00017481 | 939.74 | -0.00471 | 703.5452 | 0.0059712 | 939.74 | 0.007096 | 939.74 | 0.0047948 | 704.513 | 0.00014033 | 704.513 | 0.00010646 | 703.5452 | 0 | 1039.9265 | 0.014863 | 1039.9265 | 0.036628 | 1040.1919 | 0 | 1039.9265 | 0.036654 | 704.513 | 5.1411e-06
| 703.6713 | 0.0088811 | 703.6713 | 0.0047071 | 704.6338 | 0.00024284 | 704.6338 | 0.00019944 | 939.98 | 0.011155 | 703.6713 | 0.0043816 | 939.98 | -0.0028054 | 939.98 | 0.0041827 | 704.6338 | 0.00013961 | 704.6338 | 0.00013397 | 703.6713 | 0 | 1040.095 | 0.018854 | 1040.095 | 0.022265 | 1040.3621 | 0.00034783 | 1040.095 | 0.03873 | 704.6338 | 0
| 703.7975 | 0 | 703.7975 | 0 | 704.7547 | 0 | 704.7547 | 0.00017381 | 940.22 | -0.0096677 | 703.7975 | 0.0056891 | 940.22 | 0.0018541 | 940.22 | 0.0090795 | 704.7547 | 0.00013784 | 704.7547 | 0.00013585 | 703.7975 | 0.0012254 | 1040.2636 | 0.015376 | 1040.2636 | 0.036682 | 1040.5322 | 7.7296e-05 | 1040.2636 | 0.037952 | 704.7547 | 0
| 703.9237 | 0.0037966 | 703.9237 | 0.0099825 | 704.8756 | 0.00024284 | 704.8756 | 0.00014998 | 940.46 | 0.021071 | 703.9237 | 0.0099676 | 940.46 | -0.0078143 | 940.46 | -0.010508 | 704.8756 | 0.00015402 | 704.8756 | 0.00015413 | 703.9237 | 0 | 1040.4322 | 0.019549 | 1040.4322 | 0.027872 | 1040.7024 | 0.00034783 | 1040.4322 | 0.03925 | 704.8756 | 1.1794e-05
| 704.0499 | 0 | 704.0499 | 0 | 704.9965 | 0.00053406 | 704.9965 | 0.00013416 | 940.7 | 0.0042142 | 704.0499 | 0.0010234 | 940.7 | -0.0042033 | 940.7 | -0.0028565 | 704.9965 | 0.0001743 | 704.9965 | 0.00016148 | 704.0499 | 0 | 1040.6008 | 0.0099576 | 1040.6008 | 0.039779 | 1040.8726 | 0 | 1040.6008 | 0.037381 | 704.9965 | 1.1794e-05
| 704.1762 | 0.0093316 | 704.1762 | 0.0054663 | 705.1174 | 0 | 705.1174 | 0.00013616 | 940.94 | -0.012642 | 704.1762 | 0.0011788 | 940.94 | -0.0082806 | 940.94 | -0.011426 | 705.1174 | 0.00017768 | 705.1174 | 0.00012851 | 704.1762 | 0 | 1040.7694 | 0.010873 | 1040.7694 | 0.033158 | 1041.0428 | 0 | 1040.7694 | 0.038107 | 705.1174 | 1.8372e-05
| 704.3024 | 0 | 704.3024 | 0 | 705.2383 | 0.00024284 | 705.2383 | 0.00015098 | 941.18 | 0.0032226 | 704.3024 | 0.013823 | 941.18 | -0.0051353 | 941.18 | 0.0049478 | 705.2383 | 0.000159 | 705.2383 | 0.000101 | 704.3024 | 0 | 1040.9379 | 0.024491 | 1040.9379 | 0.031182 | 1041.2129 | 0 | 1040.9379 | 0.036758 | 705.2383 | 8.8458e-06
| 704.4286 | 0.0047217 | 704.4286 | 0.0042515 | 705.3592 | 0 | 705.3592 | 0.000165 | 941.43 | -0.011155 | 704.4286 | 0.011472 | 941.43 | -0.00035917 | 941.43 | 0.0021933 | 705.3592 | 0.00013873 | 705.3592 | 6.7833e-05 | 704.4286 | 0 | 1041.1065 | 0.013216 | 1041.1065 | 0.032036 | 1041.3831 | 0 | 1041.1065 | 0.037796 | 705.3592 | 1.4743e-05
| 704.5549 | 0 | 704.5549 | 0 | 705.4801 | 0.00024284 | 705.4801 | 0.00015339 | 941.67 | 0.0027268 | 704.5549 | 0.0099676 | 941.67 | 0.0026695 | 941.67 | 0.0032646 | 705.4801 | 0.00014495 | 705.4801 | 8.9879e-05 | 704.5549 | 0 | 1041.2751 | 0.020867 | 1041.2751 | 0.04138 | 1041.5533 | 7.7296e-05 | 1041.2751 | 0.036758 | 705.4801 | 8.0897e-06
| 704.6812 | 0.0037966 | 704.6812 | 0.013222 | 705.601 | 0 | 705.601 | 0.00015058 | 941.91 | -0.018592 | 704.6812 | 0.0074287 | 941.91 | -0.0094454 | 941.91 | 0.0021933 | 705.601 | 0.00016896 | 705.601 | 0.00010269 | 704.6812 | 0.009071 | 1041.4437 | 0.016145 | 1041.4437 | 0.040633 | 1041.7235 | 0 | 1041.4437 | 0.038159 | 705.601 | 7.3337e-06
| 704.8074 | 0 | 704.8074 | 0 | 705.7219 | 0 | 705.7219 | 0.00014037 | 942.15 | 0.0086762 | 704.8074 | 0.0023582 | 942.15 | 0.00080569 | 942.15 | 0.0055599 | 705.7219 | 0.00016772 | 705.7219 | 0.00014678 | 704.8074 | 0.0029557 | 1041.6122 | 0.017792 | 1041.6122 | 0.039031 | 1041.8937 | 0 | 1041.6122 | 0.037433 | 705.7219 | 1.4365e-06
| 704.9337 | 0.00021202 | 704.9337 | 0.0031887 | 705.8428 | 0 | 705.8428 | 0.00015419 | 942.39 | 0.0012395 | 704.9337 | 0.0078519 | 942.39 | 0.002786 | 942.39 | 0.0095384 | 705.8428 | 0.00016398 | 705.8428 | 0.00017071 | 704.9337 | 0.010367 | 1041.7808 | 0.010946 | 1041.7808 | 0.039351 | 1042.0638 | 0 | 1041.7808 | 0.038419 | 705.8428 | 2.9486e-06
| 705.06 | 0 | 705.06 | 0 | 705.9637 | 0.00024284 | 705.9637 | 0.00015138 | 942.63 | 0.012642 | 705.06 | 0.0018242 | 942.63 | 0.0019706 | 942.63 | -0.0043867 | 705.9637 | 0.0001309 | 705.9637 | 0.00014132 | 705.06 | 0 | 1041.9494 | 0.016328 | 1041.9494 | 0.045598 | 1042.234 | 0 | 1041.9494 | 0.037329 | 705.9637 | 1.4743e-05
| 705.1863 | 0.0074009 | 705.1863 | 0.020315 | 706.0846 | 0 | 706.0846 | 0.00015659 | 942.87 | -0.014626 | 705.1863 | 0.0011788 | 942.87 | -0.0073485 | 942.87 | -0.0080593 | 706.0846 | 0.0001421 | 706.0846 | 0.00012474 | 705.1863 | 0.011663 | 1042.118 | 0.01468 | 1042.118 | 0.035667 | 1042.4042 | 0.00057972 | 1042.118 | 0.038211 | 706.0846 | 1.9128e-05
| 705.3127 | 0 | 705.3127 | 0 | 706.2055 | 0 | 706.2055 | 0.00013977 | 943.12 | 0.020574 | 705.3127 | 0.005407 | 943.12 | 0.0045333 | 943.12 | 0.0099978 | 706.2055 | 0.00015064 | 706.2055 | 0.00010834 | 705.3127 | 0 | 1042.2866 | 0.016145 | 1042.2866 | 0.039779 | 1042.5744 | 0 | 1042.2866 | 0.036654 | 706.2055 | 2.7974e-05
| 705.439 | 0.00021202 | 705.439 | 0.017338 | 706.3264 | 0 | 706.3264 | 0.00013616 | 943.36 | -0.012642 | 705.439 | 0.0058301 | 943.36 | 0.0018541 | 943.36 | -0.013415 | 706.3264 | 0.00016274 | 706.3264 | 0.00014678 | 705.439 | 0.013822 | 1042.4551 | 0.017572 | 1042.4551 | 0.041861 | 1042.7446 | 0 | 1042.4551 | 0.037952 | 706.3264 | 2.2833e-05
| 705.5653 | 0 | 705.5653 | 0 | 706.4473 | 0 | 706.4473 | 0.00013656 | 943.6 | 0.0032226 | 705.5653 | 0.003693 | 943.6 | -0.0018735 | 943.6 | -0.0020913 | 706.4473 | 0.00015117 | 706.4473 | 0.00012662 | 705.5653 | 0 | 1042.6237 | 0.020684 | 1042.6237 | 0.039138 | 1042.9148 | 0 | 1042.6237 | 0.036913 | 706.4473 | 1.8372e-05
| 705.6917 | 0.0063405 | 705.6917 | 0.010595 | 706.5682 | 0 | 706.5682 | 0.00014918 | 943.84 | -0.045859 | 705.6917 | 0.0069115 | 943.84 | 0.0023201 | 943.84 | 0.0012752 | 706.5682 | 0.00014459 | 706.5682 | 0.00011739 | 705.6917 | 0 | 1042.7923 | 0.010873 | 1042.7923 | 0.032837 | 1043.085 | 0.00011594 | 1042.7923 | 0.037952 | 706.5682 | 8.0897e-06
| 705.8181 | 0 | 705.8181 | 0 | 706.6891 | 0 | 706.6891 | 0.0001696 | 944.08 | -0.0032226 | 705.8181 | 0.0040935 | 944.08 | -0.001757 | 944.08 | 0.0018873 | 706.6891 | 0.00015064 | 706.6891 | 9.3647e-05 | 705.8181 | 0 | 1042.9608 | 0.018195 | 1042.9608 | 0.04074 | 1043.2552 | 0 | 1042.9608 | 0.035875 | 706.6891 | 4.3851e-06
| 705.9444 | 9.6336e-05 | 705.9444 | 0.015061 | 706.81 | 0 | 706.81 | 0.00017862 | 944.32 | -0.04239 | 705.9444 | 0 | 944.32 | -0.010028 | 944.32 | -0.0082122 | 706.81 | 0.00015029 | 706.81 | 0.00010269 | 705.9444 | 0.021598 | 1043.1294 | 0.010726 | 1043.1294 | 0.027338 | 1043.4254 | 0.00011594 | 1043.1294 | 0.036498 | 706.81 | 5.8972e-06
| 706.0708 | 0 | 706.0708 | 0 | 706.9309 | 0 | 706.9309 | 0.00017121 | 944.57 | -0.042884 | 706.0708 | 0.0034261 | 944.57 | -0.00059213 | 944.57 | 0.0041827 | 706.9309 | 0.0001437 | 706.9309 | 0.00011381 | 706.0708 | 0 | 1043.298 | 0.014863 | 1043.298 | 0.053127 | 1043.5956 | 0 | 1043.298 | 0.035719 | 706.9309 | 6.6533e-06
| 706.1972 | 0.0054154 | 706.1972 | 0.017163 | 707.0518 | 0 | 707.0518 | 0.00013516 | 944.81 | -0.018592 | 706.1972 | 0.011049 | 944.81 | -0.00094161 | 944.81 | -0.0040807 | 707.0518 | 0.00014744 | 707.0518 | 0.00012662 | 706.1972 | 0 | 1043.4666 | 0.012154 | 1043.4666 | 0.038123 | 1043.7658 | 0 | 1043.4666 | 0.036965 | 707.0518 | 1.7692e-05
| 706.3236 | 0 | 706.3236 | 0 | 707.1728 | 0.00053406 | 707.1728 | 0.00012876 | 945.05 | -0.006693 | 706.3236 | 0.0098266 | 945.05 | 0.0019706 | 945.05 | 0.0058659 | 707.1728 | 0.00016932 | 707.1728 | 0.00014678 | 706.3236 | 0 | 1043.6351 | 0.019073 | 1043.6351 | 0.029473 | 1043.936 | 0 | 1043.6351 | 0.036083 | 707.1728 | 2.1321e-05
| 706.4501 | 0.0031028 | 706.4501 | 0.009895 | 707.2937 | 0.00024284 | 707.2937 | 0.00013156 | 945.29 | -0.025036 | 706.4501 | 0.0089333 | 945.29 | 0.0047664 | 945.29 | -0.00025504 | 707.2937 | 0.00016772 | 707.2937 | 0.00014678 | 706.4501 | 0.0082071 | 1043.8037 | 0.017865 | 1043.8037 | 0.027498 | 1044.1062 | 0.00011594 | 1043.8037 | 0.037692 | 707.2937 | 3.1679e-05
| 706.5765 | 0 | 706.5765 | 0 | 707.4146 | 0.00024284 | 707.4146 | 0.00015579 | 945.53 | 0.002231 | 706.5765 | 0.0058301 | 945.53 | 0.00068922 | 945.53 | -0.0030095 | 707.4146 | 0.00014442 | 707.4146 | 0.00018353 | 706.5765 | 0 | 1043.9723 | 0.015522 | 1043.9723 | 0.039031 | 1044.2764 | 0 | 1043.9723 | 0.037121 | 707.4146 | 1.6179e-05
| 706.7029 | 0.0033341 | 706.7029 | 0.007592 | 707.5355 | 0 | 707.5355 | 0.00015839 | 945.77 | 0.00074368 | 706.7029 | 0.0090743 | 945.77 | -0.00059213 | 945.77 | -0.00086717 | 707.5355 | 0.00014619 | 707.5355 | 0.00020557 | 706.7029 | 0.0086391 | 1044.1409 | 0.018524 | 1044.1409 | 0.027498 | 1044.4466 | 0.00011594 | 1044.1409 | 0.038471 | 707.5355 | 1.255e-05
| 706.8294 | 0 | 706.8294 | 0 | 707.6564 | 0.00024284 | 707.6564 | 0.00014738 | 946.01 | 0.026523 | 706.8294 | 0.00396 | 946.01 | -0.0023395 | 946.01 | -0.0069881 | 707.6564 | 0.0001622 | 707.6564 | 0.00021292 | 706.8294 | 0 | 1044.3094 | 0.021233 | 1044.3094 | 0.044691 | 1044.6168 | 0 | 1044.3094 | 0.036654 | 707.6564 | 6.6533e-06
| 706.9558 | 0.0015996 | 706.9558 | 0.013398 | 707.7773 | 0 | 707.7773 | 0.00014678 | 946.26 | -0.037432 | 706.9558 | 0.0086512 | 946.26 | -0.002456 | 946.26 | -0.00056109 | 707.7773 | 0.00017768 | 707.7773 | 0.00017806 | 706.9558 | 0.012527 | 1044.478 | 0.019659 | 1044.478 | 0.037643 | 1044.787 | 0 | 1044.478 | 0.037952 | 707.7773 | 8.0897e-06
| 707.0823 | 0 | 707.0823 | 0 | 707.8983 | 0 | 707.8983 | 0.00015158 | 946.5 | 0.036936 | 707.0823 | 0.0011568 | 946.5 | 0.00045625 | 946.5 | -0.0051518 | 707.8983 | 0.00015189 | 707.8983 | 0.0001155 | 707.0823 | 0 | 1044.6466 | 0.01285 | 1044.6466 | 0.034813 | 1044.9572 | 0 | 1044.6466 | 0.036342 | 707.8983 | 6.6533e-06
| 707.2088 | 0.01004 | 707.2088 | 0.0085031 | 708.0192 | 0 | 708.0192 | 0.0001692 | 946.74 | -0.0057014 | 707.2088 | 0.0042482 | 946.74 | -0.01061 | 946.74 | -0.01265 | 708.0192 | 0.00014833 | 708.0192 | 0.00010269 | 707.2088 | 0 | 1044.8151 | 0.016291 | 1044.8151 | 0.035667 | 1045.1274 | 0 | 1044.8151 | 0.037536 | 708.0192 | 2.9486e-06
| 707.3353 | 0 | 707.3353 | 0 | 708.1401 | 0.00053406 | 708.1401 | 0.00016079 | 946.98 | 0.0012395 | 707.3353 | 0.013024 | 946.98 | 0.00045625 | 946.98 | 0.0051009 | 708.1401 | 0.00014033 | 708.1401 | 8.4415e-05 | 707.3353 | 0 | 1044.9837 | 0.018963 | 1044.9837 | 0.032197 | 1045.2976 | 0 | 1044.9837 | 0.036186 | 708.1401 | 2.6537e-05
| 707.4618 | 0.0054154 | 707.4618 | 0.012872 | 708.261 | 0.00024284 | 708.261 | 0.00016039 | 947.22 | -0.026523 | 707.4618 | 0.0030471 | 947.22 | -0.0046693 | 947.22 | -0.0010202 | 708.261 | 0.00015438 | 708.261 | 8.7995e-05 | 707.4618 | 0 | 1045.1523 | 0.014936 | 1045.1523 | 0.031182 | 1045.4678 | 0 | 1045.1523 | 0.037536 | 708.261 | 3.3115e-05
| 707.5883 | 0 | 707.5883 | 0 | 708.3819 | 0 | 708.3819 | 0.00015158 | 947.46 | -0.010164 | 707.5883 | 0.00088986 | 947.46 | 0.0046498 | 947.46 | 0.0058659 | 708.3819 | 0.00015829 | 708.3819 | 0.00011192 | 707.5883 | 0 | 1045.3209 | 0.020428 | 1045.3209 | 0.048802 | 1045.6381 | 0 | 1045.3209 | 0.036186 | 708.3819 | 3.1679e-05
| 707.7149 | 0.0047217 | 707.7149 | 0.010508 | 708.5029 | 0.00024284 | 708.5029 | 0.0001668 | 947.71 | -0.020079 | 707.7149 | 0.005454 | 947.71 | -0.0089791 | 947.71 | -0.0030095 | 708.5029 | 0.00016772 | 708.5029 | 0.00013943 | 707.7149 | 0.011231 | 1045.4894 | 0.016145 | 1045.4894 | 0.037536 | 1045.8083 | 0 | 1045.4894 | 0.037121 | 708.5029 | 8.0897e-06
| 707.8414 | 0 | 707.8414 | 0 | 708.6238 | 0 | 708.6238 | 0.00017962 | 947.95 | 0.01413 | 707.8414 | 0.003693 | 947.95 | 0.00010678 | 947.95 | 0.0035706 | 708.6238 | 0.00017305 | 708.6238 | 0.00016506 | 707.8414 | 0 | 1045.658 | 0.017755 | 1045.658 | 0.04074 | 1045.9785 | 0 | 1045.658 | 0.036135 | 708.6238 | 5.1411e-06
| 707.9679 | 0.0037966 | 707.9679 | 0.0097198 | 708.7447 | 0 | 708.7447 | 0.00018142 | 948.19 | -0.033465 | 707.9679 | 0.0038478 | 948.19 | -0.0040868 | 948.19 | 0.00066312 | 708.7447 | 0.00017216 | 708.7447 | 0.00016148 | 707.9679 | 0 | 1045.8266 | 0.016035 | 1045.8266 | 0.026216 | 1046.1487 | 0 | 1045.8266 | 0.0379 | 708.7447 | 5.1411e-06
| 708.0945 | 0 | 708.0945 | 0 | 708.8657 | 0.00053406 | 708.8657 | 0.00017301 | 948.43 | 0.015121 | 708.0945 | 0.0028921 | 948.43 | 0.00092222 | 948.43 | 0.0058659 | 708.8657 | 0.00016736 | 708.8657 | 0.00015771 | 708.0945 | 0 | 1045.9951 | 0.02936 | 1045.9951 | 0.053714 | 1046.3189 | 0 | 1045.9951 | 0.036965 | 708.8657 | 5.8972e-06
| 708.2211 | 0 | 708.2211 | 0.015762 | 708.9866 | 0 | 708.9866 | 0.00014998 | 948.67 | 0.0061972 | 708.2211 | 0.0073347 | 948.67 | -0.0064164 | 948.67 | 0.0023464 | 708.9866 | 0.00016522 | 708.9866 | 0.00015413 | 708.2211 | 0.014254 | 1046.1637 | 0.014131 | 1046.1637 | 0.036735 | 1046.4892 | 0 | 1046.1637 | 0.038367 | 708.9866 | 5.8972e-06
| 708.3477 | 0 | 708.3477 | 0 | 709.1075 | 0.00024284 | 709.1075 | 0.00015579 | 948.91 | 0.002231 | 708.3477 | 0.0053129 | 948.91 | -0.0021065 | 948.91 | 0.00081613 | 709.1075 | 0.00014566 | 709.1075 | 0.00013209 | 708.3477 | 0 | 1046.3323 | 0.01684 | 1046.3323 | 0.047307 | 1046.6594 | 0 | 1046.3323 | 0.036965 | 709.1075 | 5.8972e-06
| 708.4743 | 0.0092029 | 708.4743 | 0.0042515 | 709.2284 | 0.00082547 | 709.2284 | 0.0001682 | 949.16 | 0.026523 | 708.4743 | 0.0070526 | 949.16 | 0.0066302 | 949.16 | 0.0083142 | 709.2284 | 0.00014655 | 709.2284 | 0.00012116 | 708.4743 | 0.013822 | 1046.5008 | 0.017829 | 1046.5008 | 0.03775 | 1046.8296 | 0 | 1046.5008 | 0.037796 | 709.2284 | 2.2077e-05
| 708.6009 | 0 | 708.6009 | 0 | 709.3494 | 0.00024284 | 709.3494 | 0.00017902 | 949.4 | -0.0061972 | 708.6009 | 0.0098266 | 949.4 | 0.0069796 | 949.4 | 0.00081613 | 709.3494 | 0.0001478 | 709.3494 | 0.00011192 | 708.6009 | 0 | 1046.6694 | 0.023723 | 1046.6694 | 0.049443 | 1046.9998 | 0 | 1046.6694 | 0.036446 | 709.3494 | 2.5781e-05
| 708.7275 | 0.0044904 | 708.7275 | 0.0083512 | 709.4703 | 0.00024284 | 709.4703 | 0.00017822 | 949.64 | -0.036936 | 708.7275 | 0.013306 | 949.64 | -0.0038538 | 949.64 | 0.00096913 | 709.4703 | 0.00016149 | 709.4703 | 0.00015602 | 708.7275 | 0.020734 | 1046.838 | 0.012337 | 1046.838 | 0.03209 | 1047.1701 | 0 | 1046.838 | 0.0379 | 709.4703 | 3.0166e-05
| 708.8541 | 0 | 708.8541 | 0 | 709.5912 | 0.00024284 | 709.5912 | 0.00015839 | 949.88 | 0.0061972 | 708.8541 | 0.0023582 | 949.88 | 0.0093092 | 949.88 | 0.0026524 | 709.5912 | 0.00016113 | 709.5912 | 0.0001449 | 708.8541 | 0 | 1047.0066 | 0.01889 | 1047.0066 | 0.036895 | 1047.3403 | 0 | 1047.0066 | 0.037381 | 709.5912 | 1.3987e-05
| 708.9808 | 0.0091386 | 708.9808 | 0.0069846 | 709.7122 | 0.00024284 | 709.7122 | 0.00015138 | 950.12 | 0.0042142 | 708.9808 | 0.008275 | 950.12 | -0.0073485 | 950.12 | -0.0016323 | 709.7122 | 0.00016345 | 709.7122 | 0.0001596 | 708.9808 | 0 | 1047.1751 | 0.020355 | 1047.1751 | 0.03193 | 1047.5105 | 0.00011594 | 1047.1751 | 0.03873 | 709.7122 | 1.4743e-05
| 709.1074 | 0 | 709.1074 | 0.0016741 | 709.8331 | 0 | 709.8331 | 0.000164 | 950.36 | 0.015121 | 709.1074 | 0.0035596 | 950.36 | 0.00033976 | 950.36 | -0.0020913 | 709.8331 | 0.00016345 | 709.8331 | 0.00017071 | 709.1074 | 0 | 1047.3437 | 0.01673 | 1047.3437 | 0.044477 | 1047.6808 | 0 | 1047.3437 | 0.036965 | 709.8331 | 1.0282e-05
| 709.2341 | 0.005878 | 709.2341 | 0.010158 | 709.9541 | 0 | 709.9541 | 0.00017301 | 950.61 | 0.0032226 | 709.2341 | 0.011989 | 950.61 | 0.00033976 | 950.61 | -0.0039276 | 709.9541 | 0.00016469 | 709.9541 | 0.00017618 | 709.2341 | 0 | 1047.5123 | 0.016145 | 1047.5123 | 0.040953 | 1047.851 | 0 | 1047.5123 | 0.037433 | 709.9541 | 2.064e-05
| 709.3608 | 0 | 709.3608 | 0 | 710.075 | 0 | 710.075 | 0.0001688 | 950.85 | -0.0057014 | 709.3608 | 0.00022246 | 950.85 | -0.00035917 | 950.85 | -0.0007141 | 710.075 | 0.00014744 | 710.075 | 0.00016883 | 709.3608 | 0 | 1047.6808 | 0.016401 | 1047.6808 | 0.041594 | 1048.0212 | 0 | 1047.6808 | 0.036186 | 710.075 | 1.6179e-05
| 709.4874 | 0.00067455 | 709.4874 | 0.0050107 | 710.1959 | 0.00024284 | 710.1959 | 0.00017441 | 951.09 | -0.0032226 | 709.4874 | 0.014011 | 951.09 | 0.00022327 | 951.09 | -0.0051518 | 710.1959 | 0.0001686 | 710.1959 | 0.0001155 | 709.4874 | 0.0030237 | 1047.8494 | 0.014827 | 1047.8494 | 0.037002 | 1048.1915 | 0 | 1047.8494 | 0.037277 | 710.1959 | 3.0166e-05
| 709.6141 | 0 | 709.6141 | 0 | 710.3169 | 0.00024284 | 710.3169 | 0.00018402 | 951.33 | -0.0042142 | 709.6141 | 0 | 951.33 | 0.00033976 | 951.33 | -0.0056109 | 710.3169 | 0.00016522 | 710.3169 | 0.0001155 | 709.6141 | 0 | 1048.018 | 0.017755 | 1048.018 | 0.050991 | 1048.3617 | 0 | 1048.018 | 0.035979 | 710.3169 | 2.7974e-05
| 709.7409 | 0.0056467 | 709.7409 | 0.0036442 | 710.4378 | 0 | 710.4378 | 0.00017381 | 951.57 | -0.00074368 | 709.7409 | 0.00091188 | 951.57 | -0.0036209 | 951.57 | 0.0017343 | 710.4378 | 0.00016932 | 710.4378 | 0.00011192 | 709.7409 | 0.0047515 | 1048.1865 | 0.015705 | 1048.1865 | 0.038283 | 1048.532 | 0 | 1048.1865 | 0.036654 | 710.4378 | 3.0166e-05
| 709.8676 | 0 | 709.8676 | 0 | 710.5588 | 0 | 710.5588 | 0.00015619 | 951.81 | 0.025532 | 709.8676 | 0.0047487 | 951.81 | 0.0045333 | 951.81 | -0.00025504 | 710.5588 | 0.00014655 | 710.5588 | 0.00012474 | 709.8676 | 0 | 1048.3551 | 0.01889 | 1048.3551 | 0.045331 | 1048.7022 | 0 | 1048.3551 | 0.035771 | 710.5588 | 3.1679e-05
| 709.9943 | 0.0013683 | 709.9943 | 0.011208 | 710.6797 | 0 | 710.6797 | 0.00014878 | 952.06 | -0.016113 | 709.9943 | 0.003314 | 952.06 | 0.0056981 | 952.06 | -0.011732 | 710.6797 | 0.00014833 | 710.6797 | 0.00012662 | 709.9943 | 0.010799 | 1048.5237 | 0.012337 | 1048.5237 | 0.036895 | 1048.8725 | 0 | 1048.5237 | 0.037484 | 710.6797 | 2.5781e-05
| 710.121 | 0 | 710.121 | 0 | 710.8007 | 0.00024284 | 710.8007 | 0.0001618 | 952.3 | -0.0076846 | 710.121 | 0.012224 | 952.3 | 0.0033685 | 952.3 | 0.0020403 | 710.8007 | 0.00015491 | 710.8007 | 0.00012116 | 710.121 | 0 | 1048.6922 | 0.014241 | 1048.6922 | 0.039725 | 1049.0427 | 7.7296e-05 | 1048.6922 | 0.036706 | 710.8007 | 2.064e-05
| 710.2478 | 0.0037966 | 710.2478 | 0.0074402 | 710.9216 | 0.00024284 | 710.9216 | 0.00015799 | 952.54 | -0.0042142 | 710.2478 | 0.0031806 | 952.54 | -0.00199 | 952.54 | -0.0019383 | 710.9216 | 0.00015651 | 710.9216 | 0.00012285 | 710.2478 | 0.0086391 | 1048.8608 | 0.021453 | 1048.8608 | 0.036255 | 1049.2129 | 0 | 1048.8608 | 0.037796 | 710.9216 | 5.1411e-06
| 710.3745 | 0 | 710.3745 | 0 | 711.0426 | 0.00053406 | 711.0426 | 0.00016119 | 952.78 | 0.0081804 | 710.3745 | 0.012648 | 952.78 | 0.0033685 | 952.78 | 0.013517 | 711.0426 | 0.00014833 | 711.0426 | 0.00011381 | 710.3745 | 0 | 1049.0294 | 0.017499 | 1049.0294 | 0.037536 | 1049.3832 | 0 | 1049.0294 | 0.036238 | 711.0426 | 1.6936e-05
| 710.5013 | 0.0049529 | 710.5013 | 0.013835 | 711.1635 | 0.00024284 | 711.1635 | 0.0001654 | 953.02 | -0.016113 | 710.5013 | 0.0051719 | 953.02 | -0.0083969 | 953.02 | 0.0029585 | 711.1635 | 0.00013375 | 711.1635 | 0.00015771 | 710.5013 | 0.011663 | 1049.1979 | 0.012337 | 1049.1979 | 0.041113 | 1049.5534 | 0 | 1049.1979 | 0.037433 | 711.1635 | 2.064e-05
| 710.6281 | 0 | 710.6281 | 0 | 711.2844 | 0 | 711.2844 | 0.0001656 | 953.26 | 0.00074368 | 710.6281 | 0.0034261 | 953.26 | -0.0089791 | 953.26 | 0.0020403 | 711.2844 | 0.00012681 | 711.2844 | 0.0001432 | 710.6281 | 0 | 1049.3665 | 0.020721 | 1049.3665 | 0.041861 | 1049.7237 | 0 | 1049.3665 | 0.036394 | 711.2844 | 2.5025e-05
| 710.7549 | 0.0022934 | 710.7549 | 0.0081994 | 711.4054 | 0.00024284 | 711.4054 | 0.0001622 | 953.51 | -0.022558 | 710.7549 | 0.010109 | 953.51 | -0.00024269 | 953.51 | -0.0022444 | 711.4054 | 0.00013588 | 711.4054 | 0.00016695 | 710.7549 | 0 | 1049.535 | 0.013875 | 1049.535 | 0.034065 | 1049.8939 | 0 | 1049.535 | 0.038004 | 711.4054 | 2.3589e-05
| 710.8817 | 0 | 710.8817 | 0 | 711.5263 | 0 | 711.5263 | 0.00015859 | 953.75 | 0.0017352 | 710.8817 | 0.0083691 | 953.75 | -0.0025725 | 953.75 | -0.0016323 | 711.5263 | 0.00014993 | 711.5263 | 0.00011927 | 710.8817 | 0 | 1049.7036 | 0.01889 | 1049.7036 | 0.046079 | 1050.0642 | 0 | 1049.7036 | 0.036238 | 711.5263 | 2.3589e-05
| 711.0085 | 0.0059936 | 711.0085 | 0.0077439 | 711.6473 | 0.00024284 | 711.6473 | 0.0001646 | 953.99 | -0.0017352 | 711.0085 | 0 | 953.99 | 0.0046498 | 953.99 | 0.0029585 | 711.6473 | 0.00016932 | 711.6473 | 0.00013943 | 711.0085 | 0.0073433 | 1049.8722 | 0.012703 | 1049.8722 | 0.042448 | 1050.2345 | 0 | 1049.8722 | 0.036809 | 711.6473 | 1.9128e-05
| 711.1354 | 0 | 711.1354 | 0 | 711.7682 | 0 | 711.7682 | 0.00017541 | 954.23 | -0.006693 | 711.1354 | 0.0010234 | 954.23 | 0.0053486 | 954.23 | -0.00056109 | 711.7682 | 0.0001759 | 711.7682 | 0.00017806 | 711.1354 | 0 | 1050.0407 | 0.021453 | 1050.0407 | 0.044798 | 1050.4047 | 0 | 1050.0407 | 0.035875 | 711.7682 | 1.1794e-05
| 711.2622 | 0.010297 | 711.2622 | 0.024256 | 711.8892 | 0.00024284 | 711.8892 | 0.00018042 | 954.47 | -0.011155 | 711.2622 | 0.008275 | 954.47 | -0.0065332 | 954.47 | 0.00081613 | 711.8892 | 0.00017768 | 711.8892 | 0.00021292 | 711.2622 | 0.02203 | 1050.2093 | 0.015449 | 1050.2093 | 0.027338 | 1050.575 | 0 | 1050.2093 | 0.037588 | 711.8892 | 1.3231e-05
| 711.3891 | 0 | 711.3891 | 0 | 712.0102 | 0 | 712.0102 | 0.00017541 | 954.71 | -0.0042142 | 711.3891 | 0.0062063 | 954.71 | 0.003485 | 954.71 | 0.0092325 | 712.0102 | 0.0001437 | 712.0102 | 0.0002312 | 711.3891 | 0 | 1050.3779 | 0.019842 | 1050.3779 | 0.052273 | 1050.7452 | 0 | 1050.3779 | 0.036602 | 712.0102 | 1.9128e-05
| 711.5159 | 0.0064356 | 711.5159 | 0.0028849 | 712.1311 | 0 | 712.1311 | 0.00017441 | 954.96 | 0.002231 | 711.5159 | 0.0063943 | 954.96 | -0.0033879 | 954.96 | -0.013721 | 712.1311 | 0.00013659 | 712.1311 | 0.00018353 | 711.5159 | 0.03065 | 1050.5464 | 0.012081 | 1050.5464 | 0.030435 | 1050.9155 | 0.00011594 | 1050.5464 | 0.037121 | 712.1311 | 1.6179e-05
| 711.6428 | 0.0037062 | 711.6428 | 0 | 712.2521 | 0.00024284 | 712.2521 | 0.0001696 | 955.2 | -0.0027268 | 711.6428 | 0.0058301 | 955.2 | -0.002689 | 955.2 | 0.0018873 | 712.2521 | 0.00011845 | 712.2521 | 0.00015055 | 711.6428 | 0 | 1050.715 | 0.019146 | 1050.715 | 0.049176 | 1051.0858 | 0 | 1050.715 | 0.036031 | 712.2521 | 1.1038e-05
| 711.7697 | 0.0044904 | 711.7697 | 0.015061 | 712.373 | 0 | 712.373 | 0.00017942 | 955.44 | -0.0061972 | 711.7697 | 0.0090743 | 955.44 | 0.0011552 | 955.44 | 0.0032646 | 712.373 | 0.00012841 | 712.373 | 0.00012285 | 711.7697 | 0.00043193 | 1050.8835 | 0.021563 | 1050.8835 | 0.04373 | 1051.256 | 0 | 1050.8835 | 0.0379 | 712.373 | 1.5423e-05
| 711.8966 | 0 | 711.8966 | 0 | 712.494 | 0.00024284 | 712.494 | 0.0001632 | 955.68 | 0.021567 | 711.8966 | 0.005548 | 955.68 | 0.00010678 | 955.68 | -0.0080593 | 712.494 | 0.00012432 | 712.494 | 0.00012116 | 711.8966 | 0 | 1051.0521 | 0.018817 | 1051.0521 | 0.04955 | 1051.4263 | 0 | 1051.0521 | 0.037173 | 712.494 | 1.6936e-05
| 712.0235 | 0.0018309 | 712.0235 | 0.0074402 | 712.615 | 0.00053406 | 712.615 | 0.00015759 | 955.92 | -0.028507 | 712.0235 | 0.0089333 | 955.92 | -0.0031549 | 955.92 | -0.010661 | 712.615 | 0.00014068 | 712.615 | 0.00013943 | 712.0235 | 0.010367 | 1051.2207 | 0.012191 | 1051.2207 | 0.031449 | 1051.5966 | 0 | 1051.2207 | 0.039094 | 712.615 | 2.2833e-05
| 712.1504 | 0.00081074 | 712.1504 | 0 | 712.7359 | 0 | 712.7359 | 0.00015479 | 956.16 | 0.010164 | 712.1504 | 0.0024917 | 956.16 | -0.0047858 | 956.16 | -0.012038 | 712.7359 | 0.00015936 | 712.7359 | 0.00012116 | 712.1504 | 0 | 1051.3892 | 0.020611 | 1051.3892 | 0.049069 | 1051.7668 | 0 | 1051.3892 | 0.038471 | 712.7359 | 2.4269e-05
| 712.2773 | 0.0080445 | 712.2773 | 0.010946 | 712.8569 | 0 | 712.8569 | 0.00016039 | 956.41 | 0.0057014 | 712.2773 | 0.0091683 | 956.41 | -0.0086301 | 956.41 | -0.0088246 | 712.8569 | 0.00016096 | 712.8569 | 0.0001302 | 712.2773 | 0.0038876 | 1051.5578 | 0.014753 | 1051.5578 | 0.030061 | 1051.9371 | 0.00034783 | 1051.5578 | 0.039769 | 712.8569 | 2.2833e-05
| 712.4043 | 0 | 712.4043 | 0 | 712.9778 | 0 | 712.9778 | 0.0001664 | 956.65 | -0.016609 | 712.4043 | 0.0058301 | 956.65 | -0.0054848 | 956.65 | 0.0011222 | 712.9778 | 0.00015491 | 712.9778 | 9.7228e-05 | 712.4043 | 0 | 1051.7263 | 0.022698 | 1051.7263 | 0.04955 | 1052.1074 | 0 | 1051.7263 | 0.037484 | 712.9778 | 1.9128e-05
| 712.5312 | 0.0037966 | 712.5312 | 0.0034924 | 713.0988 | 0 | 713.0988 | 0.00015298 | 956.89 | -0.042884 | 712.5312 | 0.0095915 | 956.89 | -0.002689 | 956.89 | -0.0016323 | 713.0988 | 0.0001478 | 713.0988 | 0.00014132 | 712.5312 | 0 | 1051.8949 | 0.018121 | 1051.8949 | 0.033158 | 1052.2777 | 0 | 1051.8949 | 0.038004 | 713.0988 | 1.6936e-05
| 712.6582 | 0 | 712.6582 | 0 | 713.2198 | 0 | 713.2198 | 0.00015419 | 957.13 | 0.011651 | 712.6582 | 0.0061122 | 957.13 | 0.0020871 | 957.13 | 0.01214 | 713.2198 | 0.00014744 | 713.2198 | 0.00012285 | 712.6582 | 0 | 1052.0635 | 0.018048 | 1052.0635 | 0.037269 | 1052.4479 | 0 | 1052.0635 | 0.036238 | 713.2198 | 1.6179e-05
| 712.7852 | 0.0093316 | 712.7852 | 0.0081994 | 713.3407 | 0.00082547 | 713.3407 | 0.00015138 | 957.37 | -0.010659 | 712.7852 | 0.0059712 | 957.37 | -0.007698 | 957.37 | 0.0031115 | 713.3407 | 0.00014655 | 713.3407 | 0.00015602 | 712.7852 | 0.0095029 | 1052.232 | 0.012777 | 1052.232 | 0.051258 | 1052.6182 | 0.00011594 | 1052.232 | 0.038367 | 713.3407 | 2.2077e-05
| 712.9122 | 0 | 712.9122 | 0 | 713.4617 | 0.00024284 | 713.4617 | 0.00015439 | 957.62 | 0.042884 | 712.9122 | 0.0050308 | 957.62 | 0.00057274 | 957.62 | 0.0083142 | 713.4617 | 0.00015829 | 713.4617 | 0.00010646 | 712.9122 | 0.00079301 | 1052.4006 | 0.021233 | 1052.4006 | 0.038657 | 1052.7885 | 0 | 1052.4006 | 0.037069 | 713.4617 | 1.3231e-05
| 713.0392 | 0.0074653 | 713.0392 | 0.014011 | 713.5827 | 0.00024284 | 713.5827 | 0.00017121 | 957.86 | 0.025532 | 713.0392 | 0.0058301 | 957.86 | -0.0021065 | 957.86 | 0.0031115 | 713.5827 | 0.000159 | 713.5827 | 0.00010269 | 713.0392 | 0.018574 | 1052.5691 | 0.01285 | 1052.5691 | 0.033905 | 1052.9588 | 0 | 1052.5691 | 0.038834 | 713.5827 | 2.5025e-05
| 713.1662 | 0 | 713.1662 | 0 | 713.7037 | 0 | 713.7037 | 0.00015278 | 958.1 | 0.020079 | 713.1662 | 0.0095445 | 958.1 | 0.0051159 | 958.1 | 0.0066312 | 713.7037 | 0.00015704 | 713.7037 | 8.7995e-05 | 713.1662 | 0 | 1052.7377 | 0.014753 | 1052.7377 | 0.039885 | 1053.1291 | 0 | 1052.7377 | 0.037796 | 713.7037 | 2.873e-05
| 713.2932 | 0.0092029 | 713.2932 | 0.010158 | 713.8246 | 0 | 713.8246 | 0.00017481 | 958.34 | -0.022558 | 713.2932 | 0 | 958.34 | -0.0087464 | 958.34 | -0.0069881 | 713.8246 | 0.00014033 | 713.8246 | 0.00011192 | 713.2932 | 0.00043193 | 1052.9062 | 0.016145 | 1052.9062 | 0.057185 | 1053.2994 | 0 | 1052.9062 | 0.038938 | 713.8246 | 3.9768e-05
| 713.4202 | 0 | 713.4202 | 0 | 713.9456 | 0 | 713.9456 | 0.00014918 | 958.58 | 0.00471 | 713.4202 | 0.0069115 | 958.58 | -0.0037373 | 958.58 | -0.00086717 | 713.9456 | 0.00014086 | 713.9456 | 0.00014132 | 713.4202 | 0 | 1053.0748 | 0.015449 | 1053.0748 | 0.046827 | 1053.4696 | 7.7296e-05 | 1053.0748 | 0.037536 | 713.9456 | 2.7218e-05
| 713.5473 | 0.0078514 | 713.5473 | 0.015061 | 714.0666 | 0 | 714.0666 | 0.0001626 | 958.82 | -0.0032226 | 713.5473 | 0.0043816 | 958.82 | -0.0066496 | 958.82 | -0.0065293 | 714.0666 | 0.00014459 | 714.0666 | 0.00012851 | 713.5473 | 0 | 1053.2434 | 0.015888 | 1053.2434 | 0.050991 | 1053.6399 | 0 | 1053.2434 | 0.038575 | 714.0666 | 2.3589e-05
| 713.6743 | 0 | 713.6743 | 0 | 714.1875 | 0 | 714.1875 | 0.00013977 | 959.07 | -0.013634 | 713.6743 | 0.0028921 | 959.07 | 0.00068922 | 959.07 | -0.0054579 | 714.1875 | 0.00015562 | 714.1875 | 0.00013755 | 713.6743 | 0 | 1053.4119 | 0.024199 | 1053.4119 | 0.038017 | 1053.8102 | 0 | 1053.4119 | 0.037433 | 714.1875 | 1.9128e-05
| 713.8014 | 0.0091386 | 713.8014 | 0.011734 | 714.3085 | 0 | 714.3085 | 0.00015699 | 959.31 | 0.01413 | 713.8014 | 0.0025133 | 959.31 | 0.0017376 | 959.31 | 0.0011222 | 714.3085 | 0.00017768 | 714.3085 | 0.00013585 | 713.8014 | 0.023736 | 1053.5805 | 0.013545 | 1053.5805 | 0.030808 | 1053.9805 | 0.00034783 | 1053.5805 | 0.038886 | 714.3085 | 1.6179e-05
| 713.9285 | 0.002548 | 713.9285 | 0 | 714.4295 | 0.00024284 | 714.4295 | 0.000166 | 959.55 | 0.022062 | 713.9285 | 0.0062063 | 959.55 | 0.0039509 | 959.55 | 0.0026524 | 714.4295 | 0.00015206 | 714.4295 | 0.00014678 | 713.9285 | 0 | 1053.749 | 0.016071 | 1053.749 | 0.034279 | 1054.1508 | 0 | 1053.749 | 0.038159 | 714.4295 | 7.3337e-06
| 714.0556 | 0.0042591 | 714.0556 | 0.0028849 | 714.5505 | 0.00024284 | 714.5505 | 0.00017401 | 959.79 | -0.01413 | 714.0556 | 0.0057361 | 959.79 | 0.0018541 | 959.79 | 0.0095384 | 714.5505 | 0.00014744 | 714.5505 | 0.00013755 | 714.0556 | 0.0030237 | 1053.9176 | 0.01468 | 1053.9176 | 0.04656 | 1054.3211 | 0 | 1053.9176 | 0.039509 | 714.5505 | 1.1794e-05
| 714.1826 | 0 | 714.1826 | 0 | 714.6715 | 0.00024284 | 714.6715 | 0.0001636 | 960.03 | 0.018096 | 714.1826 | 0 | 960.03 | 0.00033976 | 960.03 | 0.0012752 | 714.6715 | 0.00013446 | 714.6715 | 0.00011004 | 714.1826 | 0 | 1054.0861 | 0.026725 | 1054.0861 | 0.041701 | 1054.4914 | 0 | 1054.0861 | 0.038159 | 714.6715 | 3.0166e-05
| 714.3098 | 0.011648 | 714.3098 | 0.016112 | 714.7924 | 0.00024284 | 714.7924 | 0.000165 | 960.28 | -0.00074368 | 714.3098 | 0.00077847 | 960.28 | -9.7074e-06 | 960.28 | -0.013415 | 714.7924 | 0.00016736 | 714.7924 | 0.00013397 | 714.3098 | 0.010367 | 1054.2547 | 0.01878 | 1054.2547 | 0.044103 | 1054.6617 | 0 | 1054.2547 | 0.039198 | 714.7924 | 4.6346e-05
| 714.4369 | 0 | 714.4369 | 0 | 714.9134 | 0.00053406 | 714.9134 | 0.00015699 | 960.52 | 0.0052058 | 714.4369 | 0.0064884 | 960.52 | -0.0036209 | 960.52 | -0.0068351 | 714.9134 | 0.0001622 | 714.9134 | 0.00013209 | 714.4369 | 0 | 1054.4232 | 0.020501 | 1054.4232 | 0.034653 | 1054.832 | 0 | 1054.4232 | 0.038159 | 714.9134 | 5.0051e-05
| 714.564 | 0.005878 | 714.564 | 0 | 715.0344 | 0 | 715.0344 | 0.00013436 | 960.76 | -0.0052058 | 714.564 | 0 | 960.76 | 0.00022327 | 960.76 | -0.010813 | 715.0344 | 0.00016932 | 715.0344 | 0.00017806 | 714.564 | 0.0043195 | 1054.5918 | 0.013179 | 1054.5918 | 0.03775 | 1055.0023 | 0 | 1054.5918 | 0.03899 | 715.0344 | 4.7858e-05
| 714.6911 | 0 | 714.6911 | 0 | 715.1554 | 0 | 715.1554 | 0.00014077 | 961 | 0.0086762 | 714.6911 | 0.0051719 | 961 | 0.00057274 | 961 | 0.0038766 | 715.1554 | 0.00018301 | 715.1554 | 0.00015602 | 714.6911 | 0 | 1054.7603 | 0.016913 | 1054.7603 | 0.046293 | 1055.1726 | 0 | 1054.7603 | 0.036446 | 715.1554 | 4.1961e-05
| 714.8183 | 0.0095891 | 714.8183 | 0.0071365 | 715.2764 | 0 | 715.2764 | 0.0001668 | 961.24 | -0.013634 | 714.8183 | 0.011566 | 961.24 | -0.0043198 | 961.24 | -0.015404 | 715.2764 | 0.00018088 | 715.2764 | 0.00016336 | 714.8183 | 0.00086386 | 1054.9289 | 0.016987 | 1054.9289 | 0.032837 | 1055.3429 | 0 | 1054.9289 | 0.037848 | 715.2764 | 2.7974e-05
| 714.9455 | 0.00046328 | 714.9455 | 0 | 715.3973 | 0.00024284 | 715.3973 | 0.00017902 | 961.48 | 0.035448 | 714.9455 | 0.0026252 | 961.48 | -9.7074e-06 | 961.48 | 0.0047948 | 715.3973 | 0.00015811 | 715.3973 | 0.00012851 | 714.9455 | 0 | 1055.0974 | 0.019256 | 1055.0974 | 0.050404 | 1055.5132 | 0 | 1055.0974 | 0.036083 | 715.3973 | 1.1794e-05
| 715.0726 | 0.011455 | 715.0726 | 0.0081994 | 715.5183 | 0.00024284 | 715.5183 | 0.00018562 | 961.73 | -0.018592 | 715.0726 | 0.005595 | 961.73 | -0.0050185 | 961.73 | -0.0045398 | 715.5183 | 0.00015117 | 715.5183 | 0.00013209 | 715.0726 | 0.010799 | 1055.266 | 0.01889 | 1055.266 | 0.036041 | 1055.6835 | 0 | 1055.266 | 0.0379 | 715.5183 | 1.8372e-05
| 715.1998 | 0 | 715.1998 | 0 | 715.6393 | 0.00024284 | 715.6393 | 0.0001664 | 961.97 | 0.0096677 | 715.1998 | 0.0061122 | 961.97 | 0.0056981 | 961.97 | 0.007243 | 715.6393 | 0.00014459 | 715.6393 | 0.00010458 | 715.1998 | 0 | 1055.4345 | 0.019586 | 1055.4345 | 0.038177 | 1055.8538 | 0 | 1055.4345 | 0.036083 | 715.6393 | 2.5025e-05
| 715.327 | 0.014866 | 715.327 | 0.015499 | 715.7603 | 0.00024284 | 715.7603 | 0.00017942 | 962.21 | -0.0176 | 715.327 | 0.0095915 | 962.21 | 0.00092222 | 962.21 | -0.00025504 | 715.7603 | 0.00017839 | 715.7603 | 0.00011927 | 715.327 | 0.01771 | 1055.6031 | 0.016291 | 1055.6031 | 0.054996 | 1056.0241 | 0 | 1055.6031 | 0.038056 | 715.7603 | 3.9012e-05
| 715.4543 | 0 | 715.4543 | 0 | 715.8813 | 0 | 715.8813 | 0.0001678 | 962.45 | -0.0042142 | 715.4543 | 0.0098266 | 962.45 | 0.0091928 | 962.45 | 0.0020403 | 715.8813 | 0.00015366 | 715.8813 | 0.00011381 | 715.4543 | 0 | 1055.7716 | 0.02105 | 1055.7716 | 0.053714 | 1056.1944 | 0 | 1055.7716 | 0.037017 | 715.8813 | 2.5025e-05
| 715.5815 | 0.0087524 | 715.5815 | 0.019615 | 716.0023 | 0 | 716.0023 | 0.00018402 | 962.69 | -0.0012395 | 715.5815 | 0.0053129 | 962.69 | 0.0033685 | 962.69 | 0.006172 | 716.0023 | 0.00017305 | 716.0023 | 0.00016695 | 715.5815 | 0.0034557 | 1055.9402 | 0.024894 | 1055.9402 | 0.029847 | 1056.3647 | 0.00011594 | 1055.9402 | 0.038782 | 716.0023 | 2.5781e-05
| 715.7087 | 0 | 715.7087 | 0 | 716.1233 | 0.00024284 | 716.1233 | 0.00017201 | 962.94 | -0.014626 | 715.7087 | 0.0047487 | 962.94 | 0.002553 | 962.94 | -0.0022444 | 716.1233 | 0.0001341 | 716.1233 | 0.00020557 | 715.7087 | 0 | 1056.1087 | 0.016401 | 1056.1087 | 0.050671 | 1056.535 | 0 | 1056.1087 | 0.037484 | 716.1233 | 3.3115e-05
| 715.836 | 0.010361 | 715.836 | 0.012785 | 716.2443 | 0 | 716.2443 | 0.00017441 | 963.18 | -0.016609 | 715.836 | 0.003314 | 963.18 | 0.0046498 | 963.18 | 0.0090795 | 716.2443 | 0.00015278 | 716.2443 | 0.00019822 | 715.836 | 0.0077752 | 1056.2773 | 0.016657 | 1056.2773 | 0.032303 | 1056.7053 | 0 | 1056.2773 | 0.038886 | 716.2443 | 3.3871e-05
| 715.9632 | 0 | 715.9632 | 0 | 716.3652 | 0.00024284 | 716.3652 | 0.00017261 | 963.42 | 0.022558 | 715.9632 | 0.0043605 | 963.42 | 0.00045625 | 963.42 | 0.00051009 | 716.3652 | 0.00013819 | 716.3652 | 0.00016506 | 715.9632 | 0 | 1056.4458 | 0.014827 | 1056.4458 | 0.040846 | 1056.8756 | 0 | 1056.4458 | 0.037225 | 716.3652 | 2.5781e-05
| 716.0905 | 0.011198 | 716.0905 | 0.010158 | 716.4862 | 0.00024284 | 716.4862 | 0.000164 | 963.66 | -0.00471 | 716.0905 | 0.0062533 | 963.66 | -0.0031549 | 963.66 | -0.0014792 | 716.4862 | 0.0001494 | 716.4862 | 0.0001302 | 716.0905 | 0.00086386 | 1056.6144 | 0.0149 | 1056.6144 | 0.050244 | 1057.046 | 0 | 1056.6144 | 0.038679 | 716.4862 | 4.3851e-06
| 716.2178 | 0.0005791 | 716.2178 | 0 | 716.6072 | 0.00053406 | 716.6072 | 0.00014317 | 963.9 | -0.002231 | 716.2178 | 0.0078519 | 963.9 | 0.002553 | 963.9 | 0.0052539 | 716.6072 | 0.00013961 | 716.6072 | 0.00012285 | 716.2178 | 0 | 1056.7829 | 0.018817 | 1056.7829 | 0.039725 | 1057.2163 | 0 | 1056.7829 | 0.037796 | 716.6072 | 1.4743e-05
| 716.3451 | 0.010876 | 716.3451 | 0.0086549 | 716.7282 | 0.00024284 | 716.7282 | 0.00012435 | 964.15 | -0.021071 | 716.3451 | 0.0063943 | 964.15 | 0.0055817 | 964.15 | -0.0025504 | 716.7282 | 0.00013944 | 716.7282 | 0.00011192 | 716.3451 | 0.0012958 | 1056.9515 | 0.01878 | 1056.9515 | 0.033638 | 1057.3866 | 0 | 1056.9515 | 0.039613 | 716.7282 | 2.2077e-05
| 716.4724 | 0.0095247 | 716.4724 | 0 | 716.8492 | 0 | 716.8492 | 0.00014498 | 964.39 | 0.019583 | 716.4724 | 0.0069115 | 964.39 | -0.0031549 | 964.39 | -0.0048458 | 716.8492 | 0.00014246 | 716.8492 | 8.4415e-05 | 716.4724 | 0 | 1057.12 | 0.016804 | 1057.12 | 0.048268 | 1057.5569 | 0 | 1057.12 | 0.038834 | 716.8492 | 3.6064e-05
| 716.5997 | 0.012614 | 716.5997 | 0.00577 | 716.9702 | 0 | 716.9702 | 0.00017661 | 964.63 | -0.014626 | 716.5997 | 0.0017126 | 964.63 | -0.012008 | 964.63 | 0.0020403 | 716.9702 | 0.00013748 | 716.9702 | 9.5343e-05 | 716.5997 | 0.021598 | 1057.2886 | 0.015083 | 1057.2886 | 0.045812 | 1057.7272 | 0 | 1057.2886 | 0.039717 | 716.9702 | 2.7218e-05
| 716.727 | 0.0030112 | 716.727 | 0 | 717.0912 | 0 | 717.0912 | 0.00017822 | 964.87 | -0.024542 | 716.727 | 0.0040935 | 964.87 | -0.0001262 | 964.87 | 0.0029585 | 717.0912 | 0.00014068 | 717.0912 | 0.00017429 | 716.727 | 0 | 1057.4571 | 0.017865 | 1057.4571 | 0.035881 | 1057.8976 | 0 | 1057.4571 | 0.038315 | 717.0912 | 2.2077e-05
| 716.8543 | 0.013772 | 716.8543 | 0.0077439 | 717.2122 | 0 | 717.2122 | 0.00018082 | 965.11 | -0.0081804 | 716.8543 | 0.0062533 | 965.11 | -0.0029219 | 965.11 | -0.013721 | 717.2122 | 0.00013748 | 717.2122 | 0.00022027 | 716.8543 | 0.031111 | 1057.6256 | 0.01933 | 1057.6256 | 0.050617 | 1058.0679 | 0 | 1057.6256 | 0.039353 | 717.2122 | 2.5781e-05
| 716.9817 | 0 | 716.9817 | 0 | 717.3332 | 0 | 717.3332 | 0.00017761 | 965.36 | 0.020574 | 716.9817 | 0 | 965.36 | -0.0075817 | 965.36 | -0.005917 | 717.3332 | 0.00013837 | 717.3332 | 0.00021292 | 716.9817 | 0 | 1057.7942 | 0.018378 | 1057.7942 | 0.044691 | 1058.2382 | 0 | 1057.7942 | 0.038315 | 717.3332 | 2.873e-05
| 717.109 | 0.011198 | 717.109 | 0.013222 | 717.4542 | 0.00053406 | 717.4542 | 0.00018262 | 965.6 | -0.015617 | 717.109 | 0.0074287 | 965.6 | 0.0012716 | 965.6 | -0.0017853 | 717.4542 | 0.00013179 | 717.4542 | 0.00016695 | 717.109 | 0.0064792 | 1057.9627 | 0.011385 | 1057.9627 | 0.03791 | 1058.4085 | 0 | 1057.9627 | 0.03925 | 717.4542 | 3.1679e-05
| 717.2364 | 0.0033587 | 717.2364 | 0 | 717.5752 | 0 | 717.5752 | 0.00017021 | 965.84 | -0.013634 | 717.2364 | 0 | 965.84 | 0.0018541 | 965.84 | 0.00051009 | 717.5752 | 0.00012307 | 717.5752 | 0.0001432 | 717.2364 | 0 | 1058.1313 | 0.020538 | 1058.1313 | 0.040366 | 1058.5789 | 0 | 1058.1313 | 0.037744 | 717.5752 | 1.6936e-05
| 717.3638 | 0.010297 | 717.3638 | 0.014273 | 717.6962 | 0 | 717.6962 | 0.00014998 | 966.08 | -0.020079 | 717.3638 | 0.013306 | 966.08 | -0.0063001 | 966.08 | 0.00066312 | 717.6962 | 0.00013624 | 717.6962 | 0.00015771 | 717.3638 | 0.014254 | 1058.2998 | 0.012191 | 1058.2998 | 0.036415 | 1058.7492 | 0.00011594 | 1058.2998 | 0.038834 | 717.6962 | 4.1205e-05
| 717.4912 | 0.0072722 | 717.4912 | 0 | 717.8172 | 0.00024284 | 717.8172 | 0.00013757 | 966.32 | -0.0081804 | 717.4912 | 0.0032926 | 966.32 | 0.0074455 | 966.32 | 0.0034176 | 717.8172 | 0.00014584 | 717.8172 | 0.00013397 | 717.4912 | 0 | 1058.4684 | 0.021489 | 1058.4684 | 0.042982 | 1058.9195 | 0 | 1058.4684 | 0.037536 | 717.8172 | 3.6064e-05
| 717.6186 | 0.019307 | 717.6186 | 0.0099825 | 717.9382 | 0.00053406 | 717.9382 | 0.0001618 | 966.57 | 0.010659 | 717.6186 | 0.0015792 | 966.57 | -0.0023395 | 966.57 | 0.006019 | 717.9382 | 0.00016647 | 717.9382 | 0.00013209 | 717.6186 | 0.00043193 | 1058.6369 | 0.018012 | 1058.6369 | 0.036415 | 1059.0899 | 0 | 1058.6369 | 0.038679 | 717.9382 | 6.623e-05
| 717.746 | 0.0057909 | 717.746 | 0 | 718.0593 | 0 | 718.0593 | 0.0001626 | 966.81 | -0.010659 | 717.746 | 0.0077108 | 966.81 | 0.0065138 | 966.81 | 0.0037236 | 718.0593 | 0.00016096 | 718.0593 | 0.00013755 | 717.746 | 0 | 1058.8055 | 0.016035 | 1058.8055 | 0.037269 | 1059.2602 | 0 | 1058.8055 | 0.037277 | 718.0593 | 3.8256e-05
| 717.8734 | 0.017891 | 717.8734 | 0.012609 | 718.1803 | 0 | 718.1803 | 0.00017401 | 967.05 | -0.018592 | 717.8734 | 0.0046486 | 967.05 | -0.0049022 | 967.05 | -0.0076005 | 718.1803 | 0.00016362 | 718.1803 | 0.00010834 | 717.8734 | 0.01555 | 1058.974 | 0.016547 | 1058.974 | 0.030702 | 1059.4305 | 0 | 1058.974 | 0.038782 | 718.1803 | 5.8896e-05
| 718.0009 | 0.009396 | 718.0009 | 0 | 718.3013 | 0 | 718.3013 | 0.00013436 | 967.29 | 0.012642 | 718.0009 | 0.0050308 | 967.29 | 0.0015046 | 967.29 | 0.0096913 | 718.3013 | 0.00013944 | 718.3013 | 0.00010646 | 718.0009 | 0 | 1059.1425 | 0.020245 | 1059.1425 | 0.040526 | 1059.6009 | 0 | 1059.1425 | 0.03764 | 718.3013 | 2.873e-05
| 718.1283 | 0.019757 | 718.1283 | 0.012785 | 718.4223 | 0 | 718.4223 | 0.00014878 | 967.53 | 0.0057014 | 718.1283 | 0.0061122 | 967.53 | -0.0032714 | 967.53 | -0.0053048 | 718.4223 | 0.00014442 | 718.4223 | 8.0646e-05 | 718.1283 | 0 | 1059.3111 | 0.01457 | 1059.3111 | 0.021892 | 1059.7712 | 0.00011594 | 1059.3111 | 0.039353 | 718.4223 | 4.4153e-05
| 718.2558 | 0.0015057 | 718.2558 | 0 | 718.5433 | 0.00024284 | 718.5433 | 0.00013016 | 967.77 | -0.019583 | 718.2558 | 0 | 967.77 | -0.00070865 | 967.77 | 0.0023464 | 718.5433 | 0.00013961 | 718.5433 | 0.00010834 | 718.2558 | 0 | 1059.4796 | 0.023357 | 1059.4796 | 0.041861 | 1059.9416 | 0 | 1059.4796 | 0.038575 | 718.5433 | 2.6537e-05
| 718.3833 | 0.025292 | 718.3833 | 0.0048589 | 718.6643 | 0.00024284 | 718.6643 | 0.00015899 | 968.02 | 0.009172 | 718.3833 | 0.008134 | 968.02 | -0.0078143 | 968.02 | 0.0032646 | 718.6643 | 0.00016238 | 718.6643 | 6.7833e-05 | 718.3833 | 0.0051834 | 1059.6481 | 0.018268 | 1059.6481 | 0.03193 | 1060.1119 | 0 | 1059.6481 | 0.039821 | 718.6643 | 3.9012e-05
| 718.5108 | 0.013064 | 718.5108 | 0 | 718.7853 | 0 | 718.7853 | 0.00015939 | 968.26 | 0.019087 | 718.5108 | 0 | 968.26 | -0.0045528 | 968.26 | 0.0043357 | 718.7853 | 0.00015776 | 718.7853 | 0.00011004 | 718.5108 | 0 | 1059.8167 | 0.017865 | 1059.8167 | 0.033425 | 1060.2822 | 0 | 1059.8167 | 0.038211 | 718.7853 | 2.7974e-05
| 718.6382 | 0.026 | 718.6382 | 0.010508 | 718.9063 | 0 | 718.9063 | 0.00016981 | 968.5 | -0.0037184 | 718.6382 | 0.013306 | 968.5 | -0.0068827 | 968.5 | 0.00709 | 718.9063 | 0.0001606 | 718.9063 | 0.00013397 | 718.6382 | 0 | 1059.9852 | 0.013179 | 1059.9852 | 0.035026 | 1060.4526 | 0 | 1059.9852 | 0.038782 | 718.9063 | 4.4909e-05
| 718.7658 | 0.009396 | 718.7658 | 0 | 719.0273 | 0 | 719.0273 | 0.00015979 | 968.74 | 0.0002479 | 718.7658 | 0 | 968.74 | -0.0037373 | 968.74 | -0.0053048 | 719.0273 | 0.00014691 | 719.0273 | 0.0001596 | 718.7658 | 0 | 1060.1538 | 0.02343 | 1060.1538 | 0.039138 | 1060.6229 | 0 | 1060.1538 | 0.037173 | 719.0273 | 3.9012e-05
| 718.8933 | 0.02703 | 718.8933 | 0.0089317 | 719.1483 | 0.00024284 | 719.1483 | 0.00014457 | 968.99 | -0.0076846 | 718.8933 | 0.0065354 | 968.99 | 0.0029025 | 968.99 | -0.0057639 | 719.1483 | 0.00015651 | 719.1483 | 9.9112e-05 | 718.8933 | 0.0086391 | 1060.3223 | 0.017243 | 1060.3223 | 0.031823 | 1060.7933 | 0 | 1060.3223 | 0.038419 | 719.1483 | 4.6346e-05
| 719.0208 | 0.012742 | 719.0208 | 0 | 719.2694 | 0.00024284 | 719.2694 | 0.00015238 | 969.23 | 0.03991 | 719.0208 | 0.0044939 | 969.23 | -0.0001262 | 969.23 | 0.0083142 | 719.2694 | 0.00015117 | 719.2694 | 8.7995e-05 | 719.0208 | 0 | 1060.4908 | 0.020538 | 1060.4908 | 0.04704 | 1060.9636 | 0 | 1060.4908 | 0.037329 | 719.2694 | 2.9486e-05
| 719.1483 | 0.027866 | 719.1483 | 0.0085031 | 719.3904 | 0 | 719.3904 | 0.00014498 | 969.47 | -0.0295 | 719.1483 | 0.0077108 | 969.47 | -0.0052516 | 969.47 | -0.0077534 | 719.3904 | 0.00016683 | 719.3904 | 8.7995e-05 | 719.1483 | 0.0012958 | 1060.6594 | 0.012777 | 1060.6594 | 0.057078 | 1061.134 | 0.00011594 | 1060.6594 | 0.039405 | 719.3904 | 3.9012e-05
| 719.2759 | 0.020143 | 719.2759 | 0 | 719.5114 | 0 | 719.5114 | 0.00015018 | 969.71 | -0.0027268 | 719.2759 | 0.0079459 | 969.71 | 0.0060475 | 969.71 | 0.011222 | 719.5114 | 0.00014904 | 719.5114 | 0.00012851 | 719.2759 | 0 | 1060.8279 | 0.020538 | 1060.8279 | 0.053608 | 1061.3043 | 7.7296e-05 | 1060.8279 | 0.038627 | 719.5114 | 2.2833e-05
| 719.4035 | 0.029475 | 719.4035 | 0.016725 | 719.6324 | 0 | 719.6324 | 0.00015339 | 969.95 | -0.0086762 | 719.4035 | 0.0013123 | 969.95 | -0.0010581 | 969.95 | -0.0034686 | 719.6324 | 0.00015331 | 719.6324 | 0.00011004 | 719.4035 | 0.014254 | 1060.9964 | 0.012264 | 1060.9964 | 0.042982 | 1061.4747 | 0.00011594 | 1060.9964 | 0.040911 | 719.6324 | 4.1205e-05
| 719.531 | 0.017955 | 719.531 | 0 | 719.7534 | 0 | 719.7534 | 0.0001696 | 970.2 | -0.0096677 | 719.531 | 0.0079459 | 970.2 | -0.002689 | 970.2 | 0.0031115 | 719.7534 | 0.00013748 | 719.7534 | 0.00012116 | 719.531 | 0 | 1061.165 | 0.021892 | 1061.165 | 0.045065 | 1061.645 | 0 | 1061.165 | 0.039665 | 719.7534 | 3.4627e-05
| 719.6586 | 0.031534 | 719.6586 | 0.0081994 | 719.8745 | 0.00024284 | 719.8745 | 0.00018142 | 970.44 | -0.010659 | 719.6586 | 0.0021129 | 970.44 | -0.0073485 | 970.44 | -0.00607 | 719.8745 | 0.00014193 | 719.8745 | 8.7995e-05 | 719.6586 | 0.022893 | 1061.3335 | 0.016474 | 1061.3335 | 0.057826 | 1061.8154 | 0 | 1061.3335 | 0.040755 | 719.8745 | 5.9652e-05
| 719.7862 | 0.025614 | 719.7862 | 0 | 719.9955 | 0 | 719.9955 | 0.00017481 | 970.68 | -0.028012 | 719.7862 | 0.0040935 | 970.68 | -0.00094161 | 970.68 | 0.0044887 | 719.9955 | 0.00013001 | 719.9955 | 7.5182e-05 | 719.7862 | 0 | 1061.502 | 0.026871 | 1061.502 | 0.057559 | 1061.9857 | 0 | 1061.502 | 0.039042 | 719.9955 | 5.1563e-05
| 719.9138 | 0.033079 | 719.9138 | 0.009282 | 720.1165 | 0.00024284 | 720.1165 | 0.00017902 | 970.92 | -0.0042142 | 719.9138 | 0.0089333 | 970.92 | 0.0017376 | 970.92 | -0.0016323 | 720.1165 | 0.00013214 | 720.1165 | 6.7833e-05 | 719.9138 | 0 | 1061.6706 | 0.020867 | 1061.6706 | 0.047788 | 1062.1561 | 0 | 1061.6706 | 0.040236 | 720.1165 | 6.3281e-05
| 720.0415 | 0.027931 | 720.0415 | 0 | 720.2375 | 0 | 720.2375 | 0.00017381 | 971.16 | 0.0037184 | 720.0415 | 0.0012903 | 971.16 | 0.0026695 | 971.16 | -0.00010202 | 720.2375 | 0.00012788 | 720.2375 | 0.0001155 | 720.0415 | 0 | 1061.8391 | 0.018378 | 1061.8391 | 0.057826 | 1062.3265 | 0 | 1061.8391 | 0.03925 | 720.2375 | 4.2717e-05
| 720.1691 | 0.04151 | 720.1691 | 0.012872 | 720.3585 | 0.00024284 | 720.3585 | 0.00017201 | 971.41 | -0.00471 | 720.1691 | 0 | 971.41 | 0.0015046 | 971.41 | 0.00066312 | 720.3585 | 0.00013961 | 720.3585 | 0.00015055 | 720.1691 | 0.015118 | 1062.0076 | 0.015632 | 1062.0076 | 0.039832 | 1062.4968 | 0 | 1062.0076 | 0.041378 | 720.3585 | 5.2999e-05
| 720.2967 | 0.032114 | 720.2967 | 0 | 720.4796 | 0 | 720.4796 | 0.00014598 | 971.65 | -0.0037184 | 720.2967 | 0.0023582 | 971.65 | -0.0030384 | 971.65 | 0.00051009 | 720.4796 | 0.00014246 | 720.4796 | 0.0001596 | 720.2967 | 0 | 1062.1762 | 0.023357 | 1062.1762 | 0.050297 | 1062.6672 | 0 | 1062.1762 | 0.041378 | 720.4796 | 3.0922e-05
| 720.4244 | 0.040802 | 720.4244 | 0.016375 | 720.6006 | 0.00024284 | 720.6006 | 0.00014998 | 971.89 | 0.016113 | 720.4244 | 0.0083691 | 971.89 | 0.00068922 | 971.89 | -0.0080593 | 720.6006 | 0.0001574 | 720.6006 | 0.00011004 | 720.4244 | 0.026271 | 1062.3447 | 0.013802 | 1062.3447 | 0.057292 | 1062.8375 | 0 | 1062.3447 | 0.043663 | 720.6006 | 4.6346e-05
| 720.5521 | 0.030247 | 720.5521 | 0 | 720.7216 | 0.00024284 | 720.7216 | 0.00014878 | 972.13 | -0.00471 | 720.5521 | 0.0069115 | 972.13 | 0.0041839 | 972.13 | -0.0077534 | 720.7216 | 0.00014459 | 720.7216 | 0.00011739 | 720.5521 | 0 | 1062.5132 | 0.022258 | 1062.5132 | 0.058199 | 1063.0079 | 7.7296e-05 | 1062.5132 | 0.042105 | 720.7216 | 2.5025e-05
| 720.6797 | 0.047495 | 720.6797 | 0.011997 | 720.8427 | 0.00024284 | 720.8427 | 0.00016079 | 972.37 | 0.019583 | 720.6797 | 0.0021129 | 972.37 | -0.0016406 | 972.37 | -0.005917 | 720.8427 | 0.00016025 | 720.8427 | 0.0001155 | 720.6797 | 0.0012958 | 1062.6817 | 0.017682 | 1062.6817 | 0.051151 | 1063.1783 | 0 | 1062.6817 | 0.042936 | 720.8427 | 3.0922e-05
| 720.8074 | 0.041831 | 720.8074 | 0 | 720.9637 | 0 | 720.9637 | 0.00016139 | 972.62 | 0.013634 | 720.8074 | 0.0023582 | 972.62 | -9.7074e-06 | 972.62 | 0.0012752 | 720.9637 | 0.00014335 | 720.9637 | 0.00014132 | 720.8074 | 0 | 1062.8503 | 0.019476 | 1062.8503 | 0.047467 | 1063.3486 | 0 | 1062.8503 | 0.04143 | 720.9637 | 2.3589e-05
| 720.9351 | 0.053544 | 720.9351 | 0.0051626 | 721.0847 | 0.00024284 | 721.0847 | 0.00017721 | 972.86 | -0.023054 | 720.9351 | 0.0067705 | 972.86 | -0.0068827 | 972.86 | -0.0037746 | 721.0847 | 0.00014459 | 721.0847 | 0.00015413 | 720.9351 | 0 | 1063.0188 | 0.022807 | 1063.0188 | 0.04122 | 1063.519 | 0 | 1063.0188 | 0.042936 | 721.0847 | 4.6346e-05
| 721.0628 | 0.038549 | 721.0628 | 0 | 721.2057 | 0.00024284 | 721.2057 | 0.00017822 | 973.1 | -0.015121 | 721.0628 | 0.0046274 | 973.1 | -0.002689 | 973.1 | -0.0016323 | 721.2057 | 0.00014086 | 721.2057 | 0.00015413 | 721.0628 | 0 | 1063.1873 | 0.024638 | 1063.1873 | 0.054889 | 1063.6894 | 0 | 1063.1873 | 0.04143 | 721.2057 | 4.8614e-05
| 721.1906 | 0.059529 | 721.1906 | 0.0045552 | 721.3268 | 0 | 721.3268 | 0.00014998 | 973.34 | -0.032968 | 721.1906 | 0.01213 | 973.34 | -0.0088628 | 973.34 | -0.0057639 | 721.3268 | 0.0001494 | 721.3268 | 0.00016148 | 721.1906 | 0.010367 | 1063.3559 | 0.01922 | 1063.3559 | 0.041861 | 1063.8598 | 0 | 1063.3559 | 0.042313 | 721.3268 | 6.4794e-05
| 721.3183 | 0.059529 | 721.3183 | 0 | 721.4478 | 0 | 721.4478 | 0.00013016 | 973.58 | 0.012642 | 721.3183 | 0.0061122 | 973.58 | -0.0036209 | 973.58 | 0.00081613 | 721.4478 | 0.00015313 | 721.4478 | 0.00012285 | 721.3183 | 0 | 1063.5244 | 0.019842 | 1063.5244 | 0.058306 | 1064.0301 | 7.7296e-05 | 1063.5244 | 0.040859 | 721.4478 | 5.4511e-05
| 721.4461 | 0.070148 | 721.4461 | 0.009282 | 721.5688 | 0.00053406 | 721.5688 | 0.00012175 | 973.83 | 0.0037184 | 721.4461 | 0.0050308 | 973.83 | -0.00059213 | 973.83 | 0.0017343 | 721.5688 | 0.0001293 | 721.5688 | 0.00012474 | 721.4461 | 0 | 1063.6929 | 0.017609 | 1063.6929 | 0.042341 | 1064.2005 | 0 | 1063.6929 | 0.041638 | 721.5688 | 5.814e-05
| 721.5738 | 0.058242 | 721.5738 | 0 | 721.6899 | 0 | 721.6899 | 0.00012815 | 974.07 | -0.00471 | 721.5738 | 0.0015573 | 974.07 | 0.0020871 | 974.07 | -0.0016323 | 721.6899 | 0.00012716 | 721.6899 | 0.00011927 | 721.5738 | 0 | 1063.8614 | 0.022515 | 1063.8614 | 0.050137 | 1064.3709 | 0 | 1063.8614 | 0.040132 | 721.6899 | 3.0166e-05
| 721.7016 | 0.070985 | 721.7016 | 0.0060736 | 721.8109 | 0.00024284 | 721.8109 | 0.00013476 | 974.31 | -0.038423 | 721.7016 | 0.0017126 | 974.31 | -0.0061837 | 974.31 | 0.0041827 | 721.8109 | 0.00014566 | 721.8109 | 0.00015225 | 721.7016 | 0.0017277 | 1064.03 | 0.021892 | 1064.03 | 0.054355 | 1064.5412 | 0 | 1064.03 | 0.04143 | 721.8109 | 2.7218e-05
| 721.8294 | 0.080702 | 721.8294 | 0 | 721.9319 | 0 | 721.9319 | 0.00013476 | 974.55 | 0.0027268 | 721.8294 | 0.0051719 | 974.55 | 0.0077949 | 974.55 | 0.0084671 | 721.9319 | 0.0001558 | 721.9319 | 0.00014678 | 721.8294 | 0 | 1064.1985 | 0.017682 | 1064.1985 | 0.069092 | 1064.7116 | 0 | 1064.1985 | 0.041119 | 721.9319 | 2.064e-05
| 721.9572 | 0.090871 | 721.9572 | 0.0034924 | 722.053 | 0 | 722.053 | 0.00014117 | 974.8 | -0.012147 | 721.9572 | 0.0095915 | 974.8 | 0.0020871 | 974.8 | 0.00066312 | 722.053 | 0.00017109 | 722.053 | 0.00012116 | 721.9572 | 0 | 1064.367 | 0.015412 | 1064.367 | 0.058039 | 1064.882 | 0 | 1064.367 | 0.043143 | 722.053 | 4.8614e-05
| 722.085 | 0.080252 | 722.085 | 0 | 722.174 | 0.00024284 | 722.174 | 0.00014918 | 975.04 | 0.018096 | 722.085 | 0.0087452 | 975.04 | 0.003485 | 975.04 | 0.00051009 | 722.174 | 0.00014691 | 722.174 | 0.00010834 | 722.085 | 0 | 1064.5355 | 0.027054 | 1064.5355 | 0.064393 | 1065.0524 | 7.7296e-05 | 1064.5355 | 0.044026 | 722.174 | 3.9012e-05
| 722.2128 | 0.099301 | 722.2128 | 0.0060736 | 722.295 | 0 | 722.295 | 0.0001626 | 975.28 | 0.0052058 | 722.2128 | 0.005595 | 975.28 | 0.0016211 | 975.28 | -0.0092835 | 722.295 | 0.00016558 | 722.295 | 9.5343e-05 | 722.2128 | 0.0030237 | 1064.7041 | 0.020062 | 1064.7041 | 0.061189 | 1065.2228 | 0 | 1064.7041 | 0.045947 | 722.295 | 6.555e-05
| 722.3406 | 0.094153 | 722.3406 | 0 | 722.4161 | 0.00024284 | 722.4161 | 0.000165 | 975.52 | 0.006693 | 722.3406 | 0.012648 | 975.52 | -0.00094161 | 975.52 | -0.00010202 | 722.4161 | 0.00016718 | 722.4161 | 0.00012662 | 722.3406 | 0 | 1064.8726 | 0.023613 | 1064.8726 | 0.048909 | 1065.3932 | 0 | 1064.8726 | 0.047037 | 722.4161 | 4.7102e-05
| 722.4684 | 0.10426 | 722.4684 | 0.016813 | 722.5371 | 0 | 722.5371 | 0.00015719 | 975.76 | -0.0086762 | 722.4684 | 0.010109 | 975.76 | 0.0061643 | 975.76 | -0.00025504 | 722.5371 | 0.00017963 | 722.5371 | 0.00010834 | 722.4684 | 0.0077752 | 1065.0411 | 0.019988 | 1065.0411 | 0.06733 | 1065.5635 | 0 | 1065.0411 | 0.049322 | 722.5371 | 5.4511e-05
| 722.5963 | 0.11166 | 722.5963 | 0 | 722.6582 | 0 | 722.6582 | 0.00015759 | 976.01 | 0.0096677 | 722.5963 | 0.00035596 | 976.01 | -0.0035044 | 976.01 | -0.0065293 | 722.6582 | 0.00016238 | 722.6582 | 0.00012662 | 722.5963 | 0 | 1065.2096 | 0.030239 | 1065.2096 | 0.054889 | 1065.7339 | 0 | 1065.2096 | 0.05145 | 722.6582 | 2.873e-05
| 722.7242 | 0.11964 | 722.7242 | 0.010158 | 722.7792 | 0.00024284 | 722.7792 | 0.000166 | 976.25 | 0.010164 | 722.7242 | 0.0047957 | 976.25 | -0.0010581 | 976.25 | -0.0062227 | 722.7792 | 0.00014531 | 722.7792 | 0.00010646 | 722.7242 | 0.027654 | 1065.3781 | 0.018451 | 1065.3781 | 0.0708 | 1065.9043 | 0 | 1065.3781 | 0.054202 | 722.7792 | 3.0922e-05
| 722.852 | 0.12601 | 722.852 | 0 | 722.9003 | 0 | 722.9003 | 0.00015839 | 976.49 | -0.0076846 | 722.852 | 0.0087452 | 976.49 | -0.0061837 | 976.49 | -0.0011732 | 722.9003 | 0.00013748 | 722.9003 | 0.00013397 | 722.852 | 0 | 1065.5466 | 0.020721 | 1065.5466 | 0.068718 | 1066.0747 | 7.7296e-05 | 1065.5466 | 0.054513 | 722.9003 | 2.3589e-05
| 722.9799 | 0.12292 | 722.9799 | 0.015762 | 723.0213 | 0.00024284 | 723.0213 | 0.00015158 | 976.73 | -0.0027268 | 722.9799 | 0.00051156 | 976.73 | 0.003485 | 976.73 | 0.0152 | 723.0213 | 0.0001421 | 723.0213 | 0.00012662 | 722.9799 | 0 | 1065.7152 | 0.022478 | 1065.7152 | 0.07897 | 1066.2451 | 0.00034783 | 1065.7152 | 0.05524 | 723.0213 | 3.2359e-05
| 723.1078 | 0.13212 | 723.1078 | 0 | 723.1423 | 0 | 723.1423 | 0.00014738 | 976.97 | -0.02702 | 723.1078 | 0 | 976.97 | 0.0073291 | 976.97 | 0.0012752 | 723.1423 | 0.00014904 | 723.1423 | 0.00015771 | 723.1078 | 0 | 1065.8837 | 0.028518 | 1065.8837 | 0.051792 | 1066.4155 | 0 | 1065.8837 | 0.054306 | 723.1423 | 3.3871e-05
| 723.2357 | 0.14686 | 723.2357 | 0.0083512 | 723.2634 | 0 | 723.2634 | 0.00014958 | 977.22 | -0.016609 | 723.2357 | 0.0017126 | 977.22 | -0.0057175 | 977.22 | -0.0066822 | 723.2634 | 0.00015064 | 723.2634 | 0.00014867 | 723.2357 | 0 | 1066.0522 | 0.018634 | 1066.0522 | 0.058306 | 1066.5859 | 0 | 1066.0522 | 0.05633 | 723.2634 | 5.0051e-05
| 723.3637 | 0.14422 | 723.3637 | 0 | 723.3844 | 0 | 723.3844 | 0.00015699 | 977.46 | 0.021071 | 723.3637 | 0.0043605 | 977.46 | -0.002456 | 977.46 | -0.0030095 | 723.3844 | 0.0001574 | 723.3844 | 0.00018164 | 723.3637 | 0 | 1066.2207 | 0.035218 | 1066.2207 | 0.070373 | 1066.7563 | 0 | 1066.2207 | 0.058251 | 723.3844 | 4.9294e-05
| 723.4916 | 0.17389 | 723.4916 | 0.014536 | 723.5055 | 0.00053406 | 723.5055 | 0.00014638 | 977.7 | -0.018592 | 723.4916 | 0.00064498 | 977.7 | -0.0066496 | 977.7 | 0.0044887 | 723.5055 | 0.00016647 | 723.5055 | 0.00015055 | 723.4916 | 0 | 1066.3892 | 0.024565 | 1066.3892 | 0.075179 | 1066.9267 | 0 | 1066.3892 | 0.061055 | 723.5055 | 4.6346e-05
| 723.6195 | 0.17524 | 723.6195 | 0.0021307 | 723.6265 | 0.00024284 | 723.6265 | 0.00014738 | 977.94 | 0.002231 | 723.6195 | 0.012507 | 977.94 | -0.0042033 | 977.94 | 0.0057129 | 723.6265 | 0.00017643 | 723.6265 | 0.00013585 | 723.6195 | 0 | 1066.5577 | 0.030825 | 1066.5577 | 0.072723 | 1067.0971 | 0 | 1066.5577 | 0.060536 | 723.6265 | 3.682e-05
| 723.7475 | 0.17769 | 723.7475 | 0.00577 | 723.7476 | 0.00024284 | 723.7476 | 0.00013196 | 978.19 | -0.018592 | 723.7475 | 0.00064498 | 978.19 | 0.0039509 | 978.19 | 0.0018873 | 723.7476 | 0.00017181 | 723.7476 | 8.0646e-05 | 723.7475 | 0.0025918 | 1066.7263 | 0.033644 | 1066.7263 | 0.065087 | 1067.2675 | 0.00011594 | 1066.7263 | 0.061366 | 723.7476 | 2.6537e-05
| 723.8755 | 0.19133 | 723.8755 | 0 | 723.8686 | 0 | 723.8686 | 0.00014818 | 978.43 | 0.006693 | 723.8755 | 0.0015573 | 978.43 | 0.0083776 | 978.43 | 0.0096913 | 723.8686 | 0.00014531 | 723.8686 | 0.00012662 | 723.8755 | 0 | 1066.8948 | 0.028372 | 1066.8948 | 0.081586 | 1067.4379 | 0 | 1066.8948 | 0.063339 | 723.8686 | 1.9884e-05
| 724.0034 | 0.19294 | 724.0034 | 0.007592 | 723.9897 | 0.00024284 | 723.9897 | 0.00015939 | 978.67 | -0.0071888 | 724.0034 | 0.0053129 | 978.67 | 0.00080569 | 978.67 | -0.010355 | 723.9897 | 0.00015117 | 723.9897 | 0.00013585 | 724.0034 | 0 | 1067.0633 | 0.041771 | 1067.0633 | 0.083935 | 1067.6083 | 0 | 1067.0633 | 0.067545 | 723.9897 | 3.9768e-05
| 724.1314 | 0.21147 | 724.1314 | 0 | 724.1107 | 0 | 724.1107 | 0.00016981 | 978.91 | 0.016609 | 724.1314 | 0.0044939 | 978.91 | 0.0020871 | 978.91 | 0.00035706 | 724.1107 | 0.00015206 | 724.1107 | 0.00013209 | 724.1314 | 0 | 1067.2318 | 0.034632 | 1067.2318 | 0.081105 | 1067.7787 | 0 | 1067.2318 | 0.070192 | 724.1107 | 3.3871e-05
| 724.2594 | 0.21739 | 724.2594 | 0.0027331 | 724.2318 | 0 | 724.2318 | 0.00017021 | 979.15 | 0.01413 | 724.2594 | 0.0058301 | 979.15 | -0.00059213 | 979.15 | -0.0037746 | 724.2318 | 0.00015616 | 724.2318 | 8.0646e-05 | 724.2594 | 0 | 1067.4003 | 0.036353 | 1067.4003 | 0.083935 | 1067.9491 | 0 | 1067.4003 | 0.072217 | 724.2318 | 6.4037e-05
| 724.3874 | 0.21437 | 724.3874 | 0 | 724.3528 | 0 | 724.3528 | 0.00015158 | 979.4 | -0.013634 | 724.3874 | 0.0044939 | 979.4 | -0.0065332 | 979.4 | -0.0010202 | 724.3528 | 0.00013499 | 724.3528 | 8.6299e-05 | 724.3874 | 0 | 1067.5688 | 0.032911 | 1067.5688 | 0.078489 | 1068.1195 | 0 | 1067.5688 | 0.074242 | 724.3528 | 3.6064e-05
| 724.5155 | 0.24018 | 724.5155 | 0.0094571 | 724.4739 | 0 | 724.4739 | 0.00017381 | 979.64 | 0.00074368 | 724.5155 | 0.0030471 | 979.64 | -0.0039703 | 979.64 | -0.0031625 | 724.4739 | 0.00013588 | 724.4739 | 0.00012851 | 724.5155 | 0.024197 | 1067.7373 | 0.035218 | 1067.7373 | 0.085163 | 1068.2899 | 0.00011594 | 1067.7373 | 0.075384 | 724.4739 | 6.1845e-05
| 724.6435 | 0.24655 | 724.6435 | 0 | 724.595 | 0 | 724.595 | 0.0001678 | 979.88 | 0.015617 | 724.6435 | 0.0019577 | 979.88 | 0.002786 | 979.88 | 0.0049478 | 724.595 | 0.00014317 | 724.595 | 0.00018541 | 724.6435 | 0 | 1067.9059 | 0.047701 | 1067.9059 | 0.077742 | 1068.4603 | 0 | 1067.9059 | 0.077097 | 724.595 | 3.5308e-05
| 724.7716 | 0.26746 | 724.7716 | 0.0089317 | 724.716 | 0 | 724.716 | 0.00019664 | 980.12 | -0.006693 | 724.7716 | 0.0053129 | 980.12 | 0.0037179 | 980.12 | 0.0057129 | 724.716 | 0.00015331 | 724.716 | 0.00014132 | 724.7716 | 0.00086386 | 1068.0744 | 0.047445 | 1068.0744 | 0.085324 | 1068.6307 | 0 | 1068.0744 | 0.076474 | 724.716 | 5.0807e-05
| 724.8996 | 0.27622 | 724.8996 | 0 | 724.8371 | 0.00053406 | 724.8371 | 0.00017441 | 980.37 | -0.025532 | 724.8996 | 0.0086512 | 980.37 | 0.0053486 | 980.37 | 0.0055599 | 724.8371 | 0.00015704 | 724.8371 | 0.00012662 | 724.8996 | 0 | 1068.2429 | 0.043565 | 1068.2429 | 0.075286 | 1068.8011 | 0 | 1068.2429 | 0.078136 | 724.8371 | 2.9486e-05
| 725.0277 | 0.29198 | 725.0277 | 0.013835 | 724.9581 | 0.00024284 | 724.9581 | 0.00018182 | 980.61 | 0.0032226 | 725.0277 | 0.01025 | 980.61 | 0.0018541 | 980.61 | 0.0064783 | 724.9581 | 0.00015829 | 724.9581 | 0.000101 | 725.0277 | 0.0047515 | 1068.4114 | 0.05517 | 1068.4114 | 0.085057 | 1068.9715 | 0.00011594 | 1068.4114 | 0.076682 | 724.9581 | 4.7102e-05
| 725.1558 | 0.2943 | 725.1558 | 0 | 725.0792 | 0.00024284 | 725.0792 | 0.00016039 | 980.85 | 0.024542 | 725.1558 | 0.0079459 | 980.85 | 0.0024366 | 980.85 | -0.0028565 | 725.0792 | 0.00013997 | 725.0792 | 0.00013585 | 725.1558 | 0 | 1068.5799 | 0.052095 | 1068.5799 | 0.074271 | 1069.1419 | 0 | 1068.5799 | 0.078551 | 725.0792 | 3.0166e-05
| 725.2839 | 0.32783 | 725.2839 | 0.0074402 | 725.2002 | 0.00024284 | 725.2002 | 0.0001618 | 981.09 | -0.010164 | 725.2839 | 0.0063943 | 981.09 | -0.0011746 | 981.09 | -0.0025504 | 725.2002 | 0.00012716 | 725.2002 | 0.00013397 | 725.2839 | 0 | 1068.7484 | 0.056378 | 1068.7484 | 0.084896 | 1069.3123 | 0 | 1068.7484 | 0.07663 | 725.2002 | 3.9768e-05
| 725.412 | 0.32925 | 725.412 | 0 | 725.3213 | 0 | 725.3213 | 0.00015298 | 981.33 | 0.014626 | 725.412 | 0.0012903 | 981.33 | -0.0072322 | 981.33 | -0.0007141 | 725.3213 | 0.00015242 | 725.3213 | 0.00012851 | 725.412 | 0 | 1068.9169 | 0.054145 | 1068.9169 | 0.07347 | 1069.4827 | 0 | 1068.9169 | 0.078759 | 725.3213 | 3.0166e-05
| 725.5401 | 0.34559 | 725.5401 | 0.0085031 | 725.4424 | 0 | 725.4424 | 0.0001626 | 981.58 | -0.026029 | 725.5401 | 0.0070526 | 981.58 | 0.0023201 | 981.58 | 0.0083142 | 725.4424 | 0.00017768 | 725.4424 | 0.0001302 | 725.5401 | 0 | 1069.0854 | 0.05722 | 1069.0854 | 0.085057 | 1069.6532 | 0 | 1069.0854 | 0.076371 | 725.4424 | 4.3473e-05
| 725.6682 | 0.35338 | 725.6682 | 0 | 725.5634 | 0 | 725.5634 | 0.00015659 | 981.82 | 0.017104 | 725.6682 | 0.010485 | 981.82 | -0.002456 | 981.82 | -0.0020913 | 725.5634 | 0.00018835 | 725.5634 | 0.00013397 | 725.6682 | 0 | 1069.2539 | 0.049056 | 1069.2539 | 0.073577 | 1069.8236 | 0 | 1069.2539 | 0.078551 | 725.5634 | 4.8614e-05
| 725.7964 | 0.37532 | 725.7964 | 0.0091069 | 725.6845 | 0.00024284 | 725.6845 | 0.00016039 | 982.06 | -0.013138 | 725.7964 | 0.0098736 | 982.06 | -0.0054848 | 982.06 | -0.0030095 | 725.6845 | 0.00016843 | 725.6845 | 0.00012851 | 725.7964 | 0.026271 | 1069.4224 | 0.058428 | 1069.4224 | 0.081586 | 1069.994 | 0.00011594 | 1069.4224 | 0.075332 | 725.6845 | 5.4511e-05
| 725.9245 | 0.36541 | 725.9245 | 0 | 725.8056 | 0.00024284 | 725.8056 | 0.00015719 | 982.3 | -0.00471 | 725.9245 | 0 | 982.3 | 0.002786 | 982.3 | 0.0028055 | 725.8056 | 0.00014815 | 725.8056 | 0.00012851 | 725.9245 | 0 | 1069.5909 | 0.052607 | 1069.5909 | 0.075072 | 1070.1644 | 0 | 1069.5909 | 0.07772 | 725.8056 | 4.1205e-05
| 726.0527 | 0.4196 | 726.0527 | 0 | 725.9266 | 0.00024284 | 725.9266 | 0.00020845 | 982.55 | 0.011651 | 726.0527 | 0.0047957 | 982.55 | -0.0031549 | 982.55 | 0.0032646 | 725.9266 | 0.00014246 | 725.9266 | 0.00011927 | 726.0527 | 0.022462 | 1069.7594 | 0.057732 | 1069.7594 | 0.082814 | 1070.3348 | 0 | 1069.7594 | 0.074294 | 725.9266 | 3.3115e-05
| 726.1809 | 0.43376 | 726.1809 | 0 | 726.0477 | 0.00024284 | 726.0477 | 0.00020665 | 982.79 | -0.0027268 | 726.1809 | 0.0093094 | 982.79 | -0.00082513 | 982.79 | 0.011375 | 726.0477 | 0.00014406 | 726.0477 | 0.00013397 | 726.1809 | 0 | 1069.9279 | 0.054254 | 1069.9279 | 0.07331 | 1070.5053 | 0 | 1069.9279 | 0.077305 | 726.0477 | 2.064e-05
| 726.3091 | 0.43131 | 726.3091 | 0.015762 | 726.1688 | 0 | 726.1688 | 0.00021246 | 983.03 | -0.011651 | 726.3091 | 0.0017126 | 983.03 | -0.0012911 | 983.03 | -0.0011732 | 726.1688 | 0.00015313 | 726.1688 | 0.00015055 | 726.3091 | 0 | 1070.0964 | 0.057293 | 1070.0964 | 0.081319 | 1070.6757 | 0 | 1070.0964 | 0.073671 | 726.1688 | 4.7858e-05
| 726.4373 | 0.44032 | 726.4373 | 0 | 726.2898 | 0 | 726.2898 | 0.0001636 | 983.27 | 0.0032226 | 726.4373 | 0.0066294 | 983.27 | 0.0061643 | 983.27 | -0.0022444 | 726.2898 | 0.00014122 | 726.2898 | 0.00016695 | 726.4373 | 0 | 1070.2649 | 0.052754 | 1070.2649 | 0.072349 | 1070.8461 | 7.7296e-05 | 1070.2649 | 0.076838 | 726.2898 | 3.9768e-05
| 726.5655 | 0.46356 | 726.5655 | 0.010946 | 726.4109 | 0 | 726.4109 | 0.0001646 | 983.52 | -0.029994 | 726.5655 | 0.013447 | 983.52 | 0.0026695 | 983.52 | 0.0018873 | 726.4109 | 0.00014655 | 726.4109 | 0.00018164 | 726.5655 | 0.0095029 | 1070.4334 | 0.056268 | 1070.4334 | 0.083829 | 1071.0166 | 0 | 1070.4334 | 0.073256 | 726.4109 | 4.7102e-05
| 726.6937 | 0.4884 | 726.6937 | 0 | 726.532 | 0 | 726.532 | 0.00015238 | 983.76 | -0.0017352 | 726.6937 | 0.0027586 | 983.76 | 0.0045333 | 983.76 | 0.010457 | 726.532 | 0.00015527 | 726.532 | 0.0002018 | 726.6937 | 0 | 1070.6019 | 0.052937 | 1070.6019 | 0.081105 | 1071.187 | 0 | 1070.6019 | 0.076734 | 726.532 | 3.0922e-05
| 726.8219 | 0.49734 | 726.8219 | 0.015499 | 726.653 | 0.00024284 | 726.653 | 0.00017381 | 984 | 0.016609 | 726.8219 | 0.0042482 | 984 | -0.0016406 | 984 | -0.0043867 | 726.653 | 0.0001686 | 726.653 | 0.00017071 | 726.8219 | 0.0077752 | 1070.7704 | 0.055426 | 1070.7704 | 0.085324 | 1071.3574 | 0 | 1070.7704 | 0.073359 | 726.653 | 5.1563e-05
| 726.9502 | 0.50069 | 726.9502 | 0 | 726.7741 | 0 | 726.7741 | 0.00015379 | 984.24 | 0.010659 | 726.9502 | 0.0012903 | 984.24 | 0.0059312 | 984.24 | 0.00035706 | 726.7741 | 0.0001558 | 726.7741 | 0.00015771 | 726.9502 | 0 | 1070.9389 | 0.053815 | 1070.9389 | 0.071815 | 1071.5278 | 0 | 1070.9389 | 0.07689 | 726.7741 | 3.8256e-05
| 727.0784 | 0.52553 | 727.0784 | 0.0089317 | 726.8952 | 0 | 726.8952 | 0.00018282 | 984.48 | -0.018096 | 727.0784 | 0.0063943 | 984.48 | 0.00057274 | 984.48 | -0.0033155 | 726.8952 | 0.00015064 | 726.8952 | 9.1763e-05 | 727.0784 | 0.00086386 | 1071.1074 | 0.057073 | 1071.1074 | 0.082547 | 1071.6983 | 0 | 1071.1074 | 0.074086 | 726.8952 | 3.9012e-05
| 727.2067 | 0.53242 | 727.2067 | 0 | 727.0163 | 0 | 727.0163 | 0.0001636 | 984.73 | -0.025036 | 727.2067 | 0.011707 | 984.73 | 0.0093092 | 984.73 | -0.0042337 | 727.0163 | 0.00017109 | 727.0163 | 0.00011739 | 727.2067 | 0 | 1071.2759 | 0.054254 | 1071.2759 | 0.071441 | 1071.8687 | 0 | 1071.2759 | 0.077772 | 727.0163 | 2.2833e-05
| 727.335 | 0.55237 | 727.335 | 0.014711 | 727.1373 | 0 | 727.1373 | 0.00018783 | 984.97 | 0.0012395 | 727.335 | 0.0027803 | 984.97 | -0.0083969 | 984.97 | -0.0046928 | 727.1373 | 0.00018212 | 727.1373 | 6.6137e-05 | 727.335 | 0 | 1071.4444 | 0.052168 | 1071.4444 | 0.083562 | 1072.0391 | 0 | 1071.4444 | 0.075488 | 727.1373 | 4.1961e-05
| 727.4633 | 0.55629 | 727.4633 | 0 | 727.2584 | 0 | 727.2584 | 0.00017942 | 985.21 | 0.050322 | 727.4633 | 0.0059712 | 985.21 | 0.0032519 | 985.21 | -0.0010202 | 727.2584 | 0.00017305 | 727.2584 | 9.5343e-05 | 727.4633 | 0 | 1071.6129 | 0.051289 | 1071.6129 | 0.078863 | 1072.2096 | 7.7296e-05 | 1071.6129 | 0.078655 | 727.2584 | 4.0524e-05
| 727.5916 | 0.57225 | 727.5916 | 0.013398 | 727.3795 | 0 | 727.3795 | 0.00016139 | 985.45 | -0.027516 | 727.5916 | 0.0029137 | 985.45 | -0.0054848 | 985.45 | -0.007141 | 727.3795 | 0.00015491 | 727.3795 | 0.0001432 | 727.5916 | 0.011663 | 1071.7814 | 0.037707 | 1071.7814 | 0.085163 | 1072.38 | 0 | 1071.7814 | 0.07663 | 727.3795 | 5.2243e-05
| 727.7199 | 0.59336 | 727.7199 | 0 | 727.5006 | 0 | 727.5006 | 0.00013516 | 985.7 | -0.020079 | 727.7199 | 0.0093094 | 985.7 | 0.0011552 | 985.7 | -0.0017853 | 727.5006 | 0.0001437 | 727.5006 | 0.00019088 | 727.7199 | 0 | 1071.9499 | 0.051326 | 1071.9499 | 0.075659 | 1072.5504 | 0 | 1071.9499 | 0.078759 | 727.5006 | 3.4627e-05
| 727.8483 | 0.60887 | 727.8483 | 0.015762 | 727.6216 | 0.00024284 | 727.6216 | 0.00012035 | 985.94 | -0.032968 | 727.8483 | 0.0075698 | 985.94 | -0.0033879 | 985.94 | -0.0028565 | 727.6216 | 0.00015491 | 727.6216 | 0.00018353 | 727.8483 | 0 | 1072.1184 | 0.051912 | 1072.1184 | 0.084523 | 1072.7209 | 0 | 1072.1184 | 0.076838 | 727.6216 | 5.0051e-05
| 727.9766 | 0.61138 | 727.9766 | 0 | 727.7427 | 0.00024284 | 727.7427 | 0.00013016 | 986.18 | 0.02702 | 727.9766 | 0.005407 | 986.18 | 0.0024366 | 986.18 | -0.0019383 | 727.7427 | 0.00013961 | 727.7427 | 0.00014132 | 727.9766 | 0 | 1072.2869 | 0.041002 | 1072.2869 | 0.078489 | 1072.8913 | 7.7296e-05 | 1072.2869 | 0.078032 | 727.7427 | 3.1679e-05
| 728.1049 | 0.63423 | 728.1049 | 0.015149 | 727.8638 | 0 | 727.8638 | 0.00015098 | 986.42 | 0.006693 | 728.1049 | 0.0021129 | 986.42 | 0.0017376 | 986.42 | -0.0091305 | 727.8638 | 0.0001478 | 727.8638 | 0.00017976 | 728.1049 | 0.0043195 | 1072.4554 | 0.047079 | 1072.4554 | 0.08495 | 1073.0618 | 0.00011594 | 1072.4554 | 0.076319 | 727.8638 | 3.8256e-05
| 728.2333 | 0.64079 | 728.2333 | 0 | 727.9849 | 0 | 727.9849 | 0.00014558 | 986.67 | 0.0081804 | 728.2333 | 0.012507 | 986.67 | -9.7074e-06 | 986.67 | -0.00010202 | 727.9849 | 0.00013499 | 727.9849 | 0.00018899 | 728.2333 | 0 | 1072.6238 | 0.053046 | 1072.6238 | 0.081372 | 1073.2322 | 0 | 1072.6238 | 0.076838 | 727.9849 | 1.9884e-05
| 728.3617 | 0.68256 | 728.3617 | 0.0083512 | 728.106 | 0.00024284 | 728.106 | 0.00017902 | 986.91 | -0.033465 | 728.3617 | 0.0037144 | 986.91 | -0.010726 | 986.91 | -0.0033155 | 728.106 | 0.00016309 | 728.106 | 0.00019992 | 728.3617 | 0 | 1072.7923 | 0.049642 | 1072.7923 | 0.084416 | 1073.4027 | 0.00011594 | 1072.7923 | 0.075488 | 728.106 | 3.2359e-05
| 728.4901 | 0.65682 | 728.4901 | 0 | 728.227 | 0 | 728.227 | 0.00018603 | 987.15 | -0.020079 | 728.4901 | 0 | 987.15 | 0.002553 | 987.15 | -0.0022444 | 728.227 | 0.00014904 | 728.227 | 0.00015055 | 728.4901 | 0 | 1072.9608 | 0.053046 | 1072.9608 | 0.072936 | 1073.5731 | 0 | 1072.9608 | 0.077149 | 728.227 | 2.1321e-05
| 728.6185 | 0.68559 | 728.6185 | 0.0048589 | 728.3481 | 0 | 728.3481 | 0.00020285 | 987.39 | -0.040406 | 728.6185 | 0.0039813 | 987.39 | 0.0016211 | 987.39 | -0.01112 | 728.3481 | 0.00015491 | 728.3481 | 0.00016506 | 728.6185 | 0 | 1073.1293 | 0.04847 | 1073.1293 | 0.082334 | 1073.7435 | 0 | 1073.1293 | 0.076526 | 728.3481 | 4.1205e-05
| 728.7469 | 0.71944 | 728.7469 | 0 | 728.4692 | 0 | 728.4692 | 0.0001692 | 987.63 | 0.00471 | 728.7469 | 0.0030256 | 987.63 | 0.0043004 | 987.63 | 0.0040296 | 728.4692 | 0.00012592 | 728.4692 | 0.00016506 | 728.7469 | 0 | 1073.2978 | 0.05484 | 1073.2978 | 0.074271 | 1073.914 | 7.7296e-05 | 1073.2978 | 0.078343 | 728.4692 | 3.3115e-05
| 728.8753 | 0.72671 | 728.8753 | 0.010946 | 728.5903 | 0.00024284 | 728.5903 | 0.00017201 | 987.88 | -0.019583 | 728.8753 | 0.0059712 | 987.88 | 0.0073291 | 987.88 | 0.0014282 | 728.5903 | 0.00013997 | 728.5903 | 0.00017071 | 728.8753 | 0.010799 | 1073.4663 | 0.052863 | 1073.4663 | 0.081479 | 1074.0845 | 0 | 1073.4663 | 0.076578 | 728.5903 | 6.0408e-05
| 729.0037 | 0.72909 | 729.0037 | 0 | 728.7114 | 0 | 728.7114 | 0.00013576 | 988.12 | 0.00074368 | 729.0037 | 0.0064884 | 988.12 | -0.0040868 | 988.12 | 0.010304 | 728.7114 | 0.00014584 | 728.7114 | 0.00017976 | 729.0037 | 0 | 1073.6348 | 0.054474 | 1073.6348 | 0.073844 | 1074.2549 | 0 | 1073.6348 | 0.078603 | 728.7114 | 4.1205e-05
| 729.1322 | 0.75728 | 729.1322 | 0.016988 | 728.8325 | 0.00024284 | 728.8325 | 0.00014498 | 988.36 | 0.016609 | 729.1322 | 0.0051719 | 988.36 | 0.0045333 | 988.36 | -0.0027035 | 728.8325 | 0.00015491 | 728.8325 | 0.00015225 | 729.1322 | 0 | 1073.8033 | 0.055097 | 1073.8033 | 0.083348 | 1074.4253 | 0.00011594 | 1073.8033 | 0.076163 | 728.8325 | 7.5076e-05
| 729.2607 | 0.76024 | 729.2607 | 0 | 728.9535 | 0.00024284 | 728.9535 | 0.00014558 | 988.6 | 0.0052058 | 729.2607 | 0.0090273 | 988.6 | 0.0015046 | 988.6 | 0.0099978 | 728.9535 | 0.00015402 | 728.9535 | 0.00018164 | 729.2607 | 0 | 1073.9717 | 0.054584 | 1073.9717 | 0.073951 | 1074.5958 | 0 | 1073.9717 | 0.078395 | 728.9535 | 5.0807e-05
| 729.3891 | 0.76938 | 729.3891 | 0.01655 | 729.0746 | 0.00024284 | 729.0746 | 0.00017581 | 988.85 | -0.0295 | 729.3891 | 0.00051156 | 988.85 | -0.0035044 | 988.85 | 0.011222 | 729.0746 | 0.00016345 | 729.0746 | 0.00015413 | 729.3891 | 0 | 1074.1402 | 0.054145 | 1074.1402 | 0.082067 | 1074.7663 | 0 | 1074.1402 | 0.075644 | 729.0746 | 7.0691e-05
| 729.5176 | 0.79628 | 729.5176 | 0 | 729.1957 | 0.00053406 | 729.1957 | 0.00018362 | 989.09 | 0.040903 | 729.5176 | 0.008087 | 989.09 | 0.0015046 | 989.09 | 0.0040296 | 729.1957 | 0.0001574 | 729.1957 | 0.00013585 | 729.5176 | 0 | 1074.3087 | 0.044517 | 1074.3087 | 0.073203 | 1074.9367 | 0 | 1074.3087 | 0.07824 | 729.1957 | 3.4627e-05
| 729.6461 | 0.81346 | 729.6461 | 0.0074402 | 729.3168 | 0.00053406 | 729.3168 | 0.0001632 | 989.33 | -0.017104 | 729.6461 | 0.0059712 | 989.33 | -0.0057175 | 989.33 | -0.0037746 | 729.3168 | 0.00016238 | 729.3168 | 9.9112e-05 | 729.6461 | 0.02558 | 1074.4772 | 0.049129 | 1074.4772 | 0.083455 | 1075.1072 | 0.00011594 | 1074.4772 | 0.075488 | 729.3168 | 4.7858e-05
| 729.7746 | 0.81359 | 729.7746 | 0 | 729.4379 | 0 | 729.4379 | 0.0001642 | 989.57 | 0.009172 | 729.7746 | 0 | 989.57 | 0.0093092 | 989.57 | 0.012446 | 729.4379 | 0.00014691 | 729.4379 | 0.00010646 | 729.7746 | 0 | 1074.6457 | 0.046859 | 1074.6457 | 0.075766 | 1075.2776 | 0 | 1074.6457 | 0.078343 | 729.4379 | 3.3871e-05
| 729.9031 | 0.83219 | 729.9031 | 0.012785 | 729.559 | 0 | 729.559 | 0.0001622 | 989.82 | 0.0042142 | 729.9031 | 0.010908 | 989.82 | 0.0023201 | 989.82 | 0.00081613 | 729.559 | 0.00016238 | 729.559 | 0.00012116 | 729.9031 | 0.009071 | 1074.8142 | 0.041332 | 1074.8142 | 0.084896 | 1075.4481 | 0.00034783 | 1074.8142 | 0.076007 | 729.559 | 6.3281e-05
| 730.0317 | 0.87202 | 730.0317 | 0 | 729.6801 | 0 | 729.6801 | 0.00015238 | 990.06 | 0.024542 | 730.0317 | 0.012083 | 990.06 | 0.0040674 | 990.06 | 0.012599 | 729.6801 | 0.00014904 | 729.6801 | 0.00010646 | 730.0317 | 0 | 1074.9826 | 0.051838 | 1074.9826 | 0.081105 | 1075.6185 | 0 | 1074.9826 | 0.078707 | 729.6801 | 5.814e-05
| 730.1602 | 0.89506 | 730.1602 | 0.011997 | 729.8012 | 0 | 729.8012 | 0.00014998 | 990.3 | -0.0295 | 730.1602 | 0.0094504 | 990.3 | -0.0050185 | 990.3 | -0.0013262 | 729.8012 | 0.00017092 | 729.8012 | 0.00011004 | 730.1602 | 0.020302 | 1075.1511 | 0.048873 | 1075.1511 | 0.084576 | 1075.789 | 0.00011594 | 1075.1511 | 0.076578 | 729.8012 | 7.8781e-05
| 730.2887 | 0.90465 | 730.2887 | 0 | 729.9223 | 0 | 729.9223 | 0.00014417 | 990.54 | 0.002231 | 730.2887 | 0.0094504 | 990.54 | 0.0068633 | 990.54 | 0.0089266 | 729.9223 | 0.00016772 | 729.9223 | 0.00010834 | 730.2887 | 0 | 1075.3196 | 0.045908 | 1075.3196 | 0.080251 | 1075.9595 | 0 | 1075.3196 | 0.078136 | 729.9223 | 5.0051e-05
| 730.4173 | 0.90201 | 730.4173 | 0.0083512 | 730.0434 | 0.00082547 | 730.0434 | 0.00017902 | 990.79 | -0.0076846 | 730.4173 | 0.0058301 | 990.79 | -0.0039703 | 990.79 | -0.0074475 | 730.0434 | 0.00017928 | 730.0434 | 0.00016148 | 730.4173 | 0.0025918 | 1075.4881 | 0.05506 | 1075.4881 | 0.08543 | 1076.1299 | 0 | 1075.4881 | 0.076319 | 730.0434 | 4.9294e-05
| 730.5459 | 0.93812 | 730.5459 | 0 | 730.1645 | 0 | 730.1645 | 0.00018262 | 991.03 | -0.0042142 | 730.5459 | 0.0046274 | 991.03 | 0.0022036 | 991.03 | 0.006019 | 730.1645 | 0.00015189 | 730.1645 | 0.00011004 | 730.5459 | 0 | 1075.6566 | 0.054511 | 1075.6566 | 0.077528 | 1076.3004 | 0 | 1075.6566 | 0.077461 | 730.1645 | 2.6537e-05
| 730.6745 | 0.94597 | 730.6745 | 0.0080475 | 730.2855 | 0 | 730.2855 | 0.00017481 | 991.27 | -0.0086762 | 730.6745 | 0.011989 | 991.27 | 0.00010678 | 991.27 | -0.0010202 | 730.2855 | 0.00014193 | 730.2855 | 0.00015771 | 730.6745 | 0 | 1075.825 | 0.05473 | 1075.825 | 0.08527 | 1076.4709 | 0 | 1075.825 | 0.076267 | 730.2855 | 6.0333e-05
| 730.8031 | 0.95002 | 730.8031 | 0 | 730.4067 | 0 | 730.4067 | 0.00014778 | 991.51 | -0.006693 | 730.8031 | 0 | 991.51 | 0.002786 | 991.51 | 0.0020403 | 730.4067 | 0.00011792 | 730.4067 | 0.00011739 | 730.8031 | 0 | 1075.9935 | 0.054328 | 1075.9935 | 0.079397 | 1076.6413 | 0 | 1075.9935 | 0.077461 | 730.4067 | 5.0051e-05
| 730.9317 | 0.97371 | 730.9317 | 0.012172 | 730.5277 | 0.00024284 | 730.5277 | 0.00013757 | 991.76 | -0.03049 | 730.9317 | 0.0069115 | 991.76 | 0.00068922 | 991.76 | -0.0039276 | 730.5277 | 0.00014566 | 730.5277 | 0.0001596 | 730.9317 | 0 | 1076.162 | 0.044919 | 1076.162 | 0.084576 | 1076.8118 | 0 | 1076.162 | 0.076267 | 730.5277 | 8.0973e-05
| 731.0603 | 0.98246 | 731.0603 | 0 | 730.6489 | 0 | 730.6489 | 0.00014317 | 992 | 0.0061972 | 731.0603 | 0.014763 | 992 | -0.0061837 | 992 | 0.0040296 | 730.6489 | 0.00013054 | 730.6489 | 0.00010458 | 731.0603 | 0 | 1076.3305 | 0.05312 | 1076.3305 | 0.0763 | 1076.9823 | 0 | 1076.3305 | 0.078032 | 730.6489 | 4.4153e-05
| 731.1889 | 0.97532 | 731.1889 | 0.0030368 | 730.7699 | 0.00024284 | 730.7699 | 0.00013857 | 992.24 | -0.0086762 | 731.1889 | 0.0025133 | 992.24 | -9.7074e-06 | 992.24 | 0.0058659 | 730.7699 | 0.00014406 | 730.7699 | 0.00015055 | 731.1889 | 0.0069114 | 1076.4989 | 0.054218 | 1076.4989 | 0.084149 | 1077.1527 | 0 | 1076.4989 | 0.076682 | 730.7699 | 9.0575e-05
| 731.3176 | 0.98967 | 731.3176 | 0 | 730.891 | 0 | 730.891 | 0.00015138 | 992.48 | 0.010164 | 731.3176 | 0.0095445 | 992.48 | 0.0055817 | 992.48 | 0.007243 | 730.891 | 0.00011756 | 730.891 | 0.00018711 | 731.3176 | 0 | 1076.6674 | 0.051143 | 1076.6674 | 0.075552 | 1077.3232 | 0 | 1076.6674 | 0.078655 | 730.891 | 5.9652e-05
| 731.4463 | 1.0162 | 731.4463 | 0.011559 | 731.0122 | 0.00024284 | 731.0122 | 0.0001642 | 992.73 | -0.006693 | 731.4463 | 0.0079929 | 992.73 | -0.00035917 | 992.73 | -0.0030095 | 731.0122 | 0.0001293 | 731.0122 | 0.00019992 | 731.4463 | 0 | 1076.8359 | 0.045102 | 1076.8359 | 0.085324 | 1077.4937 | 0.00011594 | 1076.8359 | 0.076371 | 731.0122 | 8.8382e-05
| 731.5749 | 1.0485 | 731.5749 | 0 | 731.1332 | 0.00024284 | 731.1332 | 0.00017962 | 992.97 | -0.024542 | 731.5749 | 0.0018242 | 992.97 | 0.0023201 | 992.97 | 0.0075495 | 731.1332 | 0.00013001 | 731.1332 | 0.00016506 | 731.5749 | 0 | 1077.0043 | 0.048397 | 1077.0043 | 0.078649 | 1077.6642 | 0 | 1077.0043 | 0.078499 | 731.1332 | 4.7102e-05
| 731.7036 | 1.027 | 731.7036 | 0.0074402 | 731.2544 | 0.00024284 | 731.2544 | 0.00017101 | 993.21 | -0.0027268 | 731.7036 | 0.0094504 | 993.21 | -0.010377 | 993.21 | -0.007141 | 731.2544 | 0.00015402 | 731.2544 | 0.00010269 | 731.7036 | 0 | 1077.1728 | 0.049239 | 1077.1728 | 0.085057 | 1077.8347 | 0.00011594 | 1077.1728 | 0.076007 | 731.2544 | 5.0807e-05
| 731.8323 | 1.0541 | 731.8323 | 0 | 731.3755 | 0 | 731.3755 | 0.00017161 | 993.45 | -0.019087 | 731.8323 | 0.0087452 | 993.45 | 0.002786 | 993.45 | 0.0078554 | 731.3755 | 0.00014708 | 731.3755 | 0.00012474 | 731.8323 | 0 | 1077.3413 | 0.053962 | 1077.3413 | 0.079664 | 1078.0051 | 0 | 1077.3413 | 0.078551 | 731.3755 | 2.873e-05
| 731.961 | 1.0766 | 731.961 | 0.0047071 | 731.4966 | 0.00024284 | 731.4966 | 0.00018683 | 993.7 | 0.023054 | 731.961 | 0.008275 | 993.7 | 0.0033685 | 993.7 | -0.0020913 | 731.4966 | 0.00015402 | 731.4966 | 9.7228e-05 | 731.961 | 0 | 1077.5098 | 0.051985 | 1077.5098 | 0.084309 | 1078.1756 | 0.00011594 | 1077.5098 | 0.076423 | 731.4966 | 5.0051e-05
| 732.0897 | 1.1006 | 732.0897 | 0 | 731.6177 | 0 | 731.6177 | 0.00019203 | 993.94 | 0.0061972 | 732.0897 | 0 | 993.94 | 0.019095 | 993.94 | 0.00020403 | 731.6177 | 0.00013286 | 731.6177 | 0.00011192 | 732.0897 | 0 | 1077.6782 | 0.051143 | 1077.6782 | 0.076193 | 1078.3461 | 0 | 1077.6782 | 0.078915 | 731.6177 | 5.9652e-05
| 732.2185 | 1.1007 | 732.2185 | 0.0089317 | 731.7388 | 0 | 731.7388 | 0.0001646 | 994.18 | -0.0081804 | 732.2185 | 0.0066294 | 994.18 | -0.0025725 | 994.18 | -0.0046928 | 731.7388 | 0.0001309 | 731.7388 | 0.00010646 | 732.2185 | 0.0060472 | 1077.8467 | 0.053632 | 1077.8467 | 0.08479 | 1078.5166 | 0.00011594 | 1077.8467 | 0.076786 | 731.7388 | 7.6588e-05
| 732.3472 | 1.1347 | 732.3472 | 0 | 731.8599 | 0.00024284 | 731.8599 | 0.00015298 | 994.42 | 0.019583 | 732.3472 | 0.0050308 | 994.42 | 0.0039509 | 994.42 | 0.0028055 | 731.8599 | 0.00011596 | 731.8599 | 0.00015413 | 732.3472 | 0 | 1078.0152 | 0.05473 | 1078.0152 | 0.074431 | 1078.687 | 0 | 1078.0152 | 0.078395 | 731.8599 | 7.0691e-05
| 732.476 | 1.1834 | 732.476 | 0.0054663 | 731.981 | 0.00024284 | 731.981 | 0.00014738 | 994.67 | 0.012147 | 732.476 | 0.0030471 | 994.67 | 0.0029025 | 994.67 | -0.0077534 | 731.981 | 0.00013037 | 731.981 | 0.00016336 | 732.476 | 0.0095029 | 1078.1836 | 0.047775 | 1078.1836 | 0.083668 | 1078.8575 | 0.00011594 | 1078.1836 | 0.076578 | 731.981 | 7.6588e-05
| 732.6047 | 1.1719 | 732.6047 | 0 | 732.1021 | 0.00024284 | 732.1021 | 0.00015939 | 994.91 | 0.0032226 | 732.6047 | 0.005548 | 994.91 | 0.0081444 | 994.91 | 0.0069371 | 732.1021 | 0.00013126 | 732.1021 | 0.00017429 | 732.6047 | 0 | 1078.3521 | 0.052863 | 1078.3521 | 0.075286 | 1079.028 | 0 | 1078.3521 | 0.07798 | 732.1021 | 5.5948e-05
| 732.7335 | 1.1668 | 732.7335 | 0.0089317 | 732.2232 | 0.00024284 | 732.2232 | 0.00015479 | 995.15 | -0.0057014 | 732.7335 | 0.005454 | 995.15 | 0.0041839 | 995.15 | -0.010508 | 732.2232 | 0.0001421 | 732.2232 | 0.00017618 | 732.7335 | 0.00043193 | 1078.5205 | 0.043967 | 1078.5205 | 0.083295 | 1079.1985 | 0 | 1078.5205 | 0.076423 | 732.2232 | 4.8614e-05
| 732.8623 | 1.2161 | 732.8623 | 0 | 732.3443 | 0 | 732.3443 | 0.00015158 | 995.39 | -0.0032226 | 732.8623 | 0.0066294 | 995.39 | 0.0059312 | 995.39 | 0.0089266 | 732.3443 | 0.00013535 | 732.3443 | 0.00017241 | 732.8623 | 0 | 1078.689 | 0.04642 | 1078.689 | 0.079877 | 1079.369 | 7.7296e-05 | 1078.689 | 0.078136 | 732.3443 | 2.1321e-05
| 732.9911 | 1.2076 | 732.9911 | 0.0039478 | 732.4654 | 0 | 732.4654 | 0.0001684 | 995.64 | 0.015121 | 732.9911 | 0.010908 | 995.64 | -0.0010581 | 995.64 | -0.0011732 | 732.4654 | 0.00014584 | 732.4654 | 0.00017618 | 732.9911 | 0.020302 | 1078.8575 | 0.05301 | 1078.8575 | 0.083935 | 1079.5395 | 0.00011594 | 1078.8575 | 0.076526 | 732.4654 | 2.9486e-05
| 733.1199 | 1.2179 | 733.1199 | 0 | 732.5865 | 0 | 732.5865 | 0.00015098 | 995.88 | -0.009172 | 733.1199 | 0 | 995.88 | 0.0053486 | 995.88 | 0.0092325 | 732.5865 | 0.00014868 | 732.5865 | 0.00013755 | 733.1199 | 0 | 1079.0259 | 0.049605 | 1079.0259 | 0.082867 | 1079.71 | 0 | 1079.0259 | 0.078551 | 732.5865 | 2.2833e-05
| 733.2487 | 1.2268 | 733.2487 | 0.0086549 | 732.7076 | 0 | 732.7076 | 0.00016119 | 996.12 | -0.0042142 | 733.2487 | 0.0063943 | 996.12 | -0.0068827 | 996.12 | 0.00020403 | 732.7076 | 0.00014335 | 732.7076 | 0.00017429 | 733.2487 | 0.017278 | 1079.1944 | 0.047701 | 1079.1944 | 0.084202 | 1079.8805 | 0.00011594 | 1079.1944 | 0.076423 | 732.7076 | 5.746e-05
| 733.3776 | 1.251 | 733.3776 | 0 | 732.8288 | 0 | 732.8288 | 0.00014738 | 996.36 | 0.0076846 | 733.3776 | 0.0038265 | 996.36 | -0.0021065 | 996.36 | -0.0028565 | 732.8288 | 0.00013695 | 732.8288 | 0.00016336 | 733.3776 | 0 | 1079.3629 | 0.049422 | 1079.3629 | 0.076033 | 1080.051 | 0 | 1079.3629 | 0.078655 | 732.8288 | 4.8614e-05
| 733.5064 | 1.2596 | 733.5064 | 0.0036442 | 732.9499 | 0 | 732.9499 | 0.00017441 | 996.61 | -0.022558 | 733.5064 | 0.0075698 | 996.61 | 0.0013882 | 996.61 | 0.00020403 | 732.9499 | 0.00013001 | 732.9499 | 0.00013209 | 733.5064 | 0.023736 | 1079.5313 | 0.053852 | 1079.5313 | 0.083722 | 1080.2214 | 0 | 1079.5313 | 0.076682 | 732.9499 | 7.1447e-05
| 733.6353 | 1.2572 | 733.6353 | 0 | 733.071 | 0 | 733.071 | 0.0001688 | 996.85 | -0.0017352 | 733.6353 | 0.0061122 | 996.85 | 0.0020871 | 996.85 | -0.0054579 | 733.071 | 0.00015206 | 733.071 | 0.00012116 | 733.6353 | 0 | 1079.6998 | 0.052095 | 1079.6998 | 0.077421 | 1080.3919 | 0 | 1079.6998 | 0.078811 | 733.071 | 3.8256e-05
| 733.7642 | 1.2753 | 733.7642 | 0.00075918 | 733.1921 | 0 | 733.1921 | 0.00017241 | 997.09 | 0.010164 | 733.7642 | 0.0053129 | 997.09 | 0.0022036 | 997.09 | 0.0090795 | 733.1921 | 0.00016274 | 733.1921 | 0.00015413 | 733.7642 | 0.015982 | 1079.8682 | 0.055243 | 1079.8682 | 0.084896 | 1080.5624 | 0 | 1079.8682 | 0.076786 | 733.1921 | 6.8498e-05
| 733.8931 | 1.2789 | 733.8931 | 0 | 733.3132 | 0.00024284 | 733.3132 | 0.00017061 | 997.33 | -0.023549 | 733.8931 | 0.0011568 | 997.33 | -0.0035044 | 997.33 | -0.0030095 | 733.3132 | 0.00016362 | 733.3132 | 0.00017806 | 733.8931 | 0 | 1080.0367 | 0.049605 | 1080.0367 | 0.076674 | 1080.7329 | 0 | 1080.0367 | 0.078188 | 733.3132 | 4.1961e-05
| 734.0219 | 1.2683 | 734.0219 | 0.0019739 | 733.4343 | 0 | 733.4343 | 0.0001646 | 997.58 | 0.016113 | 734.0219 | 0.0094504 | 997.58 | -0.0030384 | 997.58 | -0.0037746 | 733.4343 | 0.00014442 | 733.4343 | 0.00015225 | 734.0219 | 0 | 1080.2051 | 0.042759 | 1080.2051 | 0.084149 | 1080.9034 | 0 | 1080.2051 | 0.076423 | 733.4343 | 8.1729e-05
| 734.1509 | 1.3041 | 734.1509 | 0 | 733.5554 | 0.00024284 | 733.5554 | 0.00016039 | 997.82 | 0.022558 | 734.1509 | 0.0056891 | 997.82 | 0.0017376 | 997.82 | -0.0036216 | 733.5554 | 0.00014033 | 733.5554 | 0.00015413 | 734.1509 | 0 | 1080.3736 | 0.052607 | 1080.3736 | 0.078543 | 1081.0739 | 7.7296e-05 | 1080.3736 | 0.07798 | 733.5554 | 5.2999e-05
| 734.2798 | 1.2779 | 734.2798 | 0.015674 | 733.6766 | 0.00024284 | 733.6766 | 0.00015439 | 998.06 | -0.0061972 | 734.2798 | 0.0038478 | 998.06 | -0.0043198 | 998.06 | -0.0086717 | 733.6766 | 0.00015064 | 733.6766 | 0.0002018 | 734.2798 | 0 | 1080.5421 | 0.04891 | 1080.5421 | 0.084202 | 1081.2444 | 0 | 1080.5421 | 0.076423 | 733.6766 | 7.5076e-05
| 734.4087 | 1.3332 | 734.4087 | 0 | 733.7977 | 0.00024284 | 733.7977 | 0.00017101 | 998.3 | -0.0017352 | 734.4087 | 0.0031591 | 998.3 | 0.00033976 | 998.3 | -0.0030095 | 733.7977 | 0.00014655 | 733.7977 | 0.00020369 | 734.4087 | 0 | 1080.7105 | 0.052534 | 1080.7105 | 0.078382 | 1081.4149 | 0 | 1080.7105 | 0.078343 | 733.7977 | 4.2717e-05
| 734.5377 | 1.3158 | 734.5377 | 0.010158 | 733.9188 | 0 | 733.9188 | 0.00012115 | 998.55 | -0.036439 | 734.5377 | 0 | 998.55 | -0.0081638 | 998.55 | 0.0014282 | 733.9188 | 0.000106 | 733.9188 | 0.00011381 | 734.5377 | 0.016846 | 1080.879 | 0.045175 | 1080.879 | 0.08495 | 1081.5854 | 0 | 1080.879 | 0.078603 | 733.9188 | 3.8256e-05
| 734.6666 | 1.2815 | 734.6666 | 0 | 734.0399 | 0 | 734.0399 | 0.0003286 | 998.79 | -0.021567 | 734.6666 | 0.012224 | 998.79 | -0.0054848 | 998.79 | -0.0063763 | 734.0399 | 0.00030022 | 734.0399 | 0.00026964 | 734.6666 | 0 | 1081.0474 | 0.05312 | 1081.0474 | 0.086819 | 1081.7559 | 0 | 1081.0474 | 0.078395 | 734.0399 | 0.00010456
| 734.7956 | 1.322 | 734.7956 | 0.009895 | 734.161 | 0.00082547 | 734.161 | 0.00026632 | 999.03 | 0.018096 | 734.7956 | 0.012507 | 999.03 | -0.002689 | 999.03 | -0.0037746 | 734.161 | 0.00025842 | 734.161 | 0.0002312 | 734.7956 | 0.010799 | 1081.2159 | 0.05063 | 1081.2159 | 0.077368 | 1081.9264 | 0.00057972 | 1081.2159 | 0.078447 | 734.161 | 9.2011e-05
| 734.9246 | 1.3079 | 734.9246 | 0 | 734.2822 | 0.00024284 | 734.2822 | 0.00050821 | 999.27 | 0.0081804 | 734.9246 | 0.003693 | 999.27 | -0.0032714 | 999.27 | -0.0094364 | 734.2822 | 0.00047451 | 734.2822 | 0.000433 | 734.9246 | 0 | 1081.3843 | 0.055719 | 1081.3843 | 0.087032 | 1082.097 | 0 | 1081.3843 | 0.076682 | 734.2822 | 0.00016641
| 735.0536 | 1.3402 | 735.0536 | 0.007592 | 734.4033 | 0.00082547 | 734.4033 | 0.0002465 | 999.52 | -0.0032226 | 735.0536 | 0.0093094 | 999.52 | 0.0056981 | 999.52 | 0.010457 | 734.4033 | 0.0002232 | 734.4033 | 0.00020915 | 735.0536 | 0 | 1081.5528 | 0.047262 | 1081.5528 | 0.074912 | 1082.2675 | 0.00034783 | 1081.5528 | 0.078915 | 734.4033 | 7.432e-05
| 735.1826 | 1.3171 | 735.1826 | 0 | 734.5244 | 0 | 734.5244 | 0.0004932 | 999.76 | -0.010659 | 735.1826 | 0.0067705 | 999.76 | 0.0036014 | 999.76 | -0.0028565 | 734.5244 | 0.00044641 | 734.5244 | 0.00041831 | 735.1826 | 0 | 1081.7212 | 0.049495 | 1081.7212 | 0.086925 | 1082.438 | 0 | 1081.7212 | 0.076734 | 734.5244 | 0.00016195
| 735.3116 | 1.3303 | 735.3116 | 0.0036442 | 734.6455 | 0.00053406 | 734.6455 | 0.0002503 | 1000 | 0.027516 | 735.3116 | 0.0095915 | 1000 | 0.0011552 | 1000 | -0.0007141 | 734.6455 | 0.0002257 | 734.6455 | 0.0002165 | 735.3116 | 0 | 1081.8897 | 0.054218 | 1081.8897 | 0.077261 | 1082.6085 | 0.00057972 | 1081.8897 | 0.078603 | 734.6455 | 8.7626e-05
| 735.4406 | 1.3396 | 735.4406 | 0 | 734.7667 | 0 | 734.7667 | 0.00051002 | 1000.2 | 0.0002479 | 735.4406 | 0.0034261 | 1000.2 | -0.0021065 | 1000.2 | 0.0078554 | 734.7667 | 0.00043769 | 734.7667 | 0.00046974 | 735.4406 | 0 | 1082.0581 | 0.055023 | 1082.0581 | 0.086285 | 1082.779 | 0 | 1082.0581 | 0.076371 | 734.7667 | 0.00016641
| 735.5697 | 1.3683 | 735.5697 | 0.016375 | 734.8878 | 0.00082547 | 734.8878 | 0.00026432 | 1000.5 | 0.0081804 | 735.5697 | 0.010767 | 1000.5 | 0.0060475 | 1000.5 | 0.012752 | 734.8878 | 0.00021253 | 734.8878 | 0.00025682 | 735.5697 | 0.0047515 | 1082.2265 | 0.051545 | 1082.2265 | 0.073897 | 1082.9495 | 0.00011594 | 1082.2265 | 0.078603 | 734.8878 | 8.3166e-05
| 735.6987 | 1.3258 | 735.6987 | 0 | 735.0089 | 0 | 735.0089 | 0.00051142 | 1000.7 | 0.0002479 | 735.6987 | 0.0079459 | 1000.7 | -0.0093286 | 1000.7 | 0.0032646 | 735.0089 | 0.0004866 | 735.0089 | 0.00050272 | 735.6987 | 0 | 1082.395 | 0.052754 | 1082.395 | 0.084683 | 1083.12 | 0 | 1082.395 | 0.076267 | 735.0089 | 0.00018848
| 735.8278 | 1.3309 | 735.8278 | 0.0088442 | 735.13 | 0.00053406 | 735.13 | 0.0002521 | 1001 | -0.0027268 | 735.8278 | 0.010908 | 1001 | -0.00024269 | 1001 | 0.0054069 | 735.13 | 0.0002746 | 735.13 | 0.0002459 | 735.8278 | 0 | 1082.5634 | 0.051655 | 1082.5634 | 0.075499 | 1083.2905 | 0.00034783 | 1082.5634 | 0.078655 | 735.13 | 0.0001097
| 735.9569 | 1.3086 | 735.9569 | 0 | 735.2512 | 0 | 735.2512 | 0.00048078 | 1001.2 | -0.0012395 | 735.9569 | 0.0019577 | 1001.2 | -0.0052516 | 1001.2 | -0.0039276 | 735.2512 | 0.00052217 | 735.2512 | 0.00045863 | 735.9569 | 0 | 1082.7319 | 0.044077 | 1082.7319 | 0.085484 | 1083.461 | 0 | 1082.7319 | 0.076319 | 735.2512 | 0.00019287
| 736.086 | 1.3323 | 736.086 | 0.012434 | 735.3723 | 0.0011167 | 735.3723 | 0.00023648 | 1001.5 | 0.026523 | 736.086 | 0.0079929 | 1001.5 | -0.0011746 | 1001.5 | 0.0035706 | 735.3723 | 0.00024757 | 735.3723 | 0.00021292 | 736.086 | 0.032033 | 1082.9003 | 0.049495 | 1082.9003 | 0.072456 | 1083.6316 | 0.00057972 | 1082.9003 | 0.078603 | 735.3723 | 8.7626e-05
| 736.2151 | 1.3012 | 736.2151 | 0 | 735.4934 | 0 | 735.4934 | 0.00047277 | 1001.7 | -0.039414 | 736.2151 | 0.0088862 | 1001.7 | -0.0018735 | 1001.7 | -0.0066822 | 735.4934 | 0.00050315 | 735.4934 | 0.00049179 | 736.2151 | 0 | 1083.0687 | 0.047116 | 1083.0687 | 0.08511 | 1083.8021 | 0 | 1083.0687 | 0.07663 | 735.4934 | 0.00019287
| 736.3442 | 1.3229 | 736.3442 | 0.0068328 | 735.6146 | 0.00053406 | 735.6146 | 0.00024369 | 1001.9 | 0.046852 | 736.3442 | 0 | 1001.9 | 0.0056981 | 1001.9 | 0.014741 | 735.6146 | 0.00025557 | 735.6146 | 0.00028264 | 736.3442 | 0 | 1083.2372 | 0.044773 | 1083.2372 | 0.076247 | 1083.9726 | 0.00011594 | 1083.2372 | 0.078707 | 735.6146 | 0.00010524
| 736.4733 | 1.2827 | 736.4733 | 0 | 735.7357 | 0 | 735.7357 | 0.00048819 | 1002.2 | 0.002231 | 736.4733 | 0.003693 | 1002.2 | -0.0044363 | 1002.2 | 0.0011222 | 735.7357 | 0.00050101 | 735.7357 | 0.00051742 | 736.4733 | 0 | 1083.4056 | 0.052021 | 1083.4056 | 0.086712 | 1084.1431 | 0 | 1083.4056 | 0.076838 | 735.7357 | 0.00020171
| 736.6024 | 1.2931 | 736.6024 | 0.011559 | 735.8568 | 0.00053406 | 735.8568 | 0.0002521 | 1002.4 | 0.0002479 | 736.6024 | 0.0074287 | 1002.4 | -0.0032714 | 1002.4 | 0.0054069 | 735.8568 | 0.00024561 | 735.8568 | 0.00023855 | 736.6024 | 0 | 1083.5741 | 0.048653 | 1083.5741 | 0.073524 | 1084.3136 | 0.00034783 | 1083.5741 | 0.078707 | 735.8568 | 9.6472e-05
| 736.7316 | 1.2653 | 736.7316 | 0 | 735.9779 | 0 | 735.9779 | 0.00054025 | 1002.7 | -0.0042142 | 736.7316 | 0.011425 | 1002.7 | 0.0015046 | 1002.7 | 0.0018873 | 735.9779 | 0.00050813 | 735.9779 | 0.00050272 | 736.7316 | 0 | 1083.7425 | 0.051912 | 1083.7425 | 0.086712 | 1084.4841 | 0 | 1083.7425 | 0.076734 | 735.9779 | 0.00018402
| 736.8607 | 1.2649 | 736.8607 | 0.011997 | 736.0991 | 0.00024284 | 736.0991 | 0.00029175 | 1002.9 | -0.0012395 | 736.8607 | 0.010532 | 1002.9 | -0.00047565 | 1002.9 | -0.0023974 | 736.0991 | 0.00026287 | 736.0991 | 0.00026794 | 736.8607 | 0.0043195 | 1083.9109 | 0.05085 | 1083.9109 | 0.07379 | 1084.6547 | 0.00011594 | 1083.9109 | 0.078499 | 736.0991 | 8.7626e-05
| 736.9899 | 1.2398 | 736.9899 | 0 | 736.2202 | 0 | 736.2202 | 0.00053425 | 1003.2 | -0.03991 | 736.9899 | 0.00022246 | 1003.2 | -0.0090959 | 1003.2 | -0.0025504 | 736.2202 | 0.00050065 | 736.2202 | 0.00053569 | 736.9899 | 0 | 1084.0794 | 0.051289 | 1084.0794 | 0.087833 | 1084.8252 | 0 | 1084.0794 | 0.076371 | 736.2202 | 0.0001531
| 737.1191 | 1.2369 | 737.1191 | 0.0088442 | 736.3413 | 0.00082547 | 736.3413 | 0.0002443 | 1003.4 | 0.033465 | 737.1191 | 0.0074287 | 1003.4 | 0.011173 | 1003.4 | 0.0057129 | 736.3413 | 0.00023814 | 736.3413 | 0.00026794 | 737.1191 | 0.010367 | 1084.2478 | 0.052351 | 1084.2478 | 0.072936 | 1084.9957 | 0.00081146 | 1084.2478 | 0.078499 | 736.3413 | 6.555e-05
| 737.2483 | 1.2116 | 737.2483 | 0 | 736.4625 | 0 | 736.4625 | 0.000495 | 1003.6 | -0.011651 | 737.2483 | 0.0086512 | 1003.6 | -0.0029219 | 1003.6 | -0.0083652 | 736.4625 | 0.00051382 | 736.4625 | 0.00053569 | 737.2483 | 0 | 1084.4162 | 0.049093 | 1084.4162 | 0.085804 | 1085.1662 | 0 | 1084.4162 | 0.076578 | 736.4625 | 0.00013548
| 737.3775 | 1.1986 | 737.3775 | 0.0094571 | 736.5836 | 0.00024284 | 736.5836 | 0.0002523 | 1003.9 | -0.01413 | 737.3775 | 0.0023799 | 1003.9 | -0.0039703 | 1003.9 | 0.0017343 | 736.5836 | 0.0002762 | 736.5836 | 0.00027152 | 737.3775 | 0.0017277 | 1084.5847 | 0.051619 | 1084.5847 | 0.080838 | 1085.3368 | 0.00034783 | 1084.5847 | 0.078759 | 736.5836 | 6.9934e-05
| 737.5067 | 1.1692 | 737.5067 | 0 | 736.7047 | 0 | 736.7047 | 0.00050441 | 1004.1 | 0.00074368 | 737.5067 | 0.0061122 | 1004.1 | -0.0094454 | 1004.1 | -0.0088246 | 736.7047 | 0.00051435 | 736.7047 | 0.00051742 | 737.5067 | 0 | 1084.7531 | 0.05063 | 1084.7531 | 0.087406 | 1085.5073 | 0 | 1084.7531 | 0.076682 | 736.7047 | 0.00017964
| 737.636 | 1.1567 | 737.636 | 0.012609 | 736.8259 | 0.00082547 | 736.8259 | 0.00025451 | 1004.4 | 0.013138 | 737.636 | 0.0042482 | 1004.4 | 0.00092222 | 1004.4 | 0.0034176 | 736.8259 | 0.00023886 | 736.8259 | 0.00024947 | 737.636 | 0.011231 | 1084.9215 | 0.053266 | 1084.9215 | 0.071815 | 1085.6778 | 0.00057972 | 1084.9215 | 0.078655 | 736.8259 | 0.0001097
| 737.7652 | 1.1161 | 737.7652 | 0 | 736.947 | 0 | 736.947 | 0.00050761 | 1004.6 | 0.009172 | 737.7652 | 0.0023582 | 1004.6 | -0.00070865 | 1004.6 | 0.010763 | 736.947 | 0.00048394 | 736.947 | 0.00048067 | 737.7652 | 0 | 1085.09 | 0.045908 | 1085.09 | 0.085057 | 1085.8484 | 0 | 1085.09 | 0.076474 | 736.947 | 0.00019733
| 737.8945 | 1.1257 | 737.8945 | 0.0062254 | 737.0682 | 0.00053406 | 737.0682 | 0.00025591 | 1004.9 | 0.025036 | 737.8945 | 0.0094504 | 1004.9 | 0.0045333 | 1004.9 | 0.0064783 | 737.0682 | 0.00024633 | 737.0682 | 0.00023478 | 737.8945 | 0 | 1085.2584 | 0.049495 | 1085.2584 | 0.07331 | 1086.0189 | 0.00011594 | 1085.2584 | 0.078447 | 737.0682 | 8.7626e-05
| 738.0237 | 1.0934 | 738.0237 | 0 | 737.1893 | 0 | 737.1893 | 0.00048939 | 1005.1 | -0.00471 | 738.0237 | 0 | 1005.1 | -0.0050185 | 1005.1 | -0.0063763 | 737.1893 | 0.00051808 | 737.1893 | 0.0004477 | 738.0237 | 0 | 1085.4268 | 0.042027 | 1085.4268 | 0.086338 | 1086.1894 | 0 | 1085.4268 | 0.076267 | 737.1893 | 0.00020171
| 738.153 | 1.1034 | 738.153 | 0.00577 | 737.3104 | 0.0011167 | 737.3104 | 0.00023488 | 1005.3 | 0.010659 | 738.153 | 0.011566 | 1005.3 | 0.003019 | 1005.3 | 0.011222 | 737.3104 | 0.00027247 | 737.3104 | 0.00021292 | 738.153 | 0.02558 | 1085.5952 | 0.054328 | 1085.5952 | 0.07961 | 1086.36 | 0.00034783 | 1085.5952 | 0.078499 | 737.3104 | 0.00011409
| 738.2823 | 1.054 | 738.2823 | 0 | 737.4316 | 0 | 737.4316 | 0.00047658 | 1005.6 | 0.010164 | 738.2823 | 0 | 1005.6 | -0.010028 | 1005.6 | -0.0023974 | 737.4316 | 0.00053302 | 737.4316 | 0.00042565 | 738.2823 | 0 | 1085.7637 | 0.048141 | 1085.7637 | 0.082974 | 1086.5305 | 0 | 1085.7637 | 0.076215 | 737.4316 | 0.00021941
| 738.4116 | 1.0486 | 738.4116 | 0.012259 | 737.5527 | 0.00082547 | 737.5527 | 0.00024389 | 1005.8 | -0.015121 | 738.4116 | 0.0093094 | 1005.8 | -0.0037373 | 1005.8 | 5.1009e-05 | 737.5527 | 0.00026126 | 737.5527 | 0.00021292 | 738.4116 | 0.0030237 | 1085.9321 | 0.04847 | 1085.9321 | 0.078863 | 1086.701 | 0.00057972 | 1085.9321 | 0.078499 | 737.5527 | 0.00010524
| 738.5409 | 1.0156 | 738.5409 | 0 | 737.6739 | 0 | 737.6739 | 0.00048619 | 1006.1 | -0.0176 | 738.5409 | 0.013024 | 1006.1 | 0.0055817 | 1006.1 | 5.1009e-05 | 737.6739 | 0.00053036 | 737.6739 | 0.00045863 | 738.5409 | 0 | 1086.1005 | 0.0488 | 1086.1005 | 0.086285 | 1086.8716 | 0 | 1086.1005 | 0.076371 | 737.6739 | 0.00018039
| 738.6703 | 0.98896 | 738.6703 | 0.015499 | 737.795 | 0.0014081 | 737.795 | 0.0002447 | 1006.3 | 0.024045 | 738.6703 | 0.0031806 | 1006.3 | 0.0038344 | 1006.3 | 0.0092325 | 737.795 | 0.00026962 | 737.795 | 0.0002459 | 738.6703 | 0 | 1086.2689 | 0.046713 | 1086.2689 | 0.077101 | 1087.0421 | 0.00081146 | 1086.2689 | 0.078759 | 737.795 | 7.5076e-05
| 738.7996 | 0.94726 | 738.7996 | 0 | 737.9162 | 0 | 737.9162 | 0.00049179 | 1006.6 | -0.036439 | 738.7996 | 0.010109 | 1006.6 | -0.0038538 | 1006.6 | -0.01418 | 737.9162 | 0.0005284 | 737.9162 | 0.00046974 | 738.7996 | 0 | 1086.4374 | 0.048031 | 1086.4374 | 0.087459 | 1087.2127 | 0 | 1086.4374 | 0.076838 | 737.9162 | 0.00015015
| 738.929 | 0.96933 | 738.929 | 0.022504 | 738.0373 | 0.00053406 | 738.0373 | 0.0002499 | 1006.8 | 0.0002479 | 738.929 | 0 | 1006.8 | 0.0073291 | 1006.8 | 0.0037236 | 738.0373 | 0.00025931 | 738.0373 | 0.00022385 | 738.929 | 0 | 1086.6058 | 0.049129 | 1086.6058 | 0.074271 | 1087.3832 | 0.00057972 | 1086.6058 | 0.078655 | 738.0373 | 7.5076e-05
| 739.0584 | 0.92229 | 739.0584 | 0 | 738.1584 | 0 | 738.1584 | 0.00048018 | 1007 | -0.0057014 | 739.0584 | 0.0047487 | 1007 | 0.0033685 | 1007 | -0.0092835 | 738.1584 | 0.00053427 | 738.1584 | 0.00046974 | 739.0584 | 0 | 1086.7742 | 0.047189 | 1086.7742 | 0.086658 | 1087.5537 | 0 | 1086.7742 | 0.076786 | 738.1584 | 0.00018924
| 739.1877 | 0.89764 | 739.1877 | 0.014711 | 738.2796 | 0.00053406 | 738.2796 | 0.00023208 | 1007.3 | 0.012147 | 739.1877 | 0.0095915 | 1007.3 | 0.0056981 | 1007.3 | 0.0086207 | 738.2796 | 0.00027567 | 738.2796 | 0.0002459 | 739.1877 | 0.0095029 | 1086.9426 | 0.047701 | 1086.9426 | 0.074912 | 1087.7243 | 0.00011594 | 1086.9426 | 0.078447 | 738.2796 | 0.00011409
| 739.3171 | 0.87595 | 739.3171 | 0 | 738.4007 | 0 | 738.4007 | 0.00050781 | 1007.5 | -0.037432 | 739.3171 | 0.00075644 | 1007.5 | 0.0055817 | 1007.5 | -0.0023974 | 738.4007 | 0.00053996 | 738.4007 | 0.00053569 | 739.3171 | 0 | 1087.111 | 0.052607 | 1087.111 | 0.086178 | 1087.8948 | 0 | 1087.111 | 0.076682 | 738.4007 | 0.00019287
| 739.4465 | 0.86372 | 739.4465 | 0.0081994 | 738.5219 | 0.00082547 | 738.5219 | 0.00028354 | 1007.8 | 0.002231 | 739.4465 | 0.0037144 | 1007.8 | -0.00047565 | 1007.8 | 0.0075495 | 738.5219 | 0.00026464 | 738.5219 | 0.00028999 | 739.4465 | 0 | 1087.2794 | 0.047921 | 1087.2794 | 0.077742 | 1088.0654 | 0.00034783 | 1087.2794 | 0.078603 | 738.5219 | 7.8781e-05
| 739.5759 | 0.84654 | 739.5759 | 0 | 738.643 | 0 | 738.643 | 0.00051983 | 1008 | 0.0012395 | 739.5759 | 0.0026252 | 1008 | -0.0021065 | 1008 | 0.00066312 | 738.643 | 0.00054405 | 738.643 | 0.00051384 | 739.5759 | 0 | 1087.4479 | 0.054401 | 1087.4479 | 0.087032 | 1088.2359 | 0 | 1087.4479 | 0.076319 | 738.643 | 0.00015756
| 739.7054 | 0.804 | 739.7054 | 0.0045552 | 738.7642 | 0.00082547 | 738.7642 | 0.00024369 | 1008.3 | 0.0012395 | 739.7054 | 0.0085101 | 1008.3 | -0.0031549 | 1008.3 | -0.0046928 | 738.7642 | 0.00027958 | 738.7642 | 0.00022385 | 739.7054 | 0.0025918 | 1087.6163 | 0.048177 | 1087.6163 | 0.076994 | 1088.4065 | 0.00081146 | 1087.6163 | 0.07824 | 738.7642 | 7.8781e-05
| 739.8348 | 0.78585 | 739.8348 | 0 | 738.8853 | 0 | 738.8853 | 0.0004974 | 1008.5 | -0.015617 | 739.8348 | 0 | 1008.5 | -0.012591 | 1008.5 | -0.0016323 | 738.8853 | 0.0005268 | 738.8853 | 0.00048067 | 739.8348 | 0 | 1087.7847 | 0.045798 | 1087.7847 | 0.086925 | 1088.577 | 0 | 1087.7847 | 0.075332 | 738.8853 | 0.00017525
| 739.9643 | 0.77388 | 739.9643 | 0.019002 | 739.0065 | 0.00053406 | 739.0065 | 0.00026352 | 1008.7 | 0.00471 | 739.9643 | 0.0063943 | 1008.7 | 0.00092222 | 1008.7 | 0.0049478 | 739.0065 | 0.00024757 | 739.0065 | 0.00025682 | 739.9643 | 0.0043195 | 1087.9531 | 0.045725 | 1087.9531 | 0.076353 | 1088.7476 | 0.00034783 | 1087.9531 | 0.07772 | 739.0065 | 9.6472e-05
| 740.0937 | 0.73462 | 740.0937 | 0 | 739.1276 | 0 | 739.1276 | 0.00048479 | 1009 | 0.0076846 | 740.0937 | 0.0014238 | 1009 | -0.00199 | 1009 | 0.0020403 | 739.1276 | 0.00048945 | 739.1276 | 0.00052477 | 740.0937 | 0 | 1088.1215 | 0.051399 | 1088.1215 | 0.087032 | 1088.9181 | 0 | 1088.1215 | 0.07419 | 739.1276 | 0.00021056
| 740.2232 | 0.71609 | 740.2232 | 0.013835 | 739.2488 | 0.00053406 | 739.2488 | 0.00022848 | 1009.2 | 0.012642 | 740.2232 | 0.0090743 | 1009.2 | 0.0038344 | 1009.2 | 0.0083142 | 739.2488 | 0.00024188 | 739.2488 | 0.00026794 | 740.2232 | 0.0056153 | 1088.2899 | 0.044517 | 1088.2899 | 0.071281 | 1089.0887 | 0.00034783 | 1088.2899 | 0.076786 | 739.2488 | 0.00011409
| 740.3527 | 0.69801 | 740.3527 | 0 | 739.3699 | 0 | 739.3699 | 0.00046757 | 1009.5 | 0.015617 | 740.3527 | 0.008087 | 1009.5 | 0.0020871 | 1009.5 | 0.0026524 | 739.3699 | 0.00050813 | 739.3699 | 0.00053569 | 740.3527 | 0 | 1088.4583 | 0.054218 | 1088.4583 | 0.083348 | 1089.2592 | 0 | 1088.4583 | 0.073619 | 739.3699 | 0.00021941
| 740.4822 | 0.6926 | 740.4822 | 0.009282 | 739.4911 | 0.0011167 | 739.4911 | 0.0002475 | 1009.7 | 0.013634 | 740.4822 | 0.0090743 | 1009.7 | -0.0011746 | 1009.7 | 0.0017343 | 739.4911 | 0.00026678 | 739.4911 | 0.00026794 | 740.4822 | 0 | 1088.6267 | 0.053522 | 1088.6267 | 0.074645 | 1089.4298 | 0.00034783 | 1088.6267 | 0.076942 | 739.4911 | 0.00010751
| 740.6117 | 0.62947 | 740.6117 | 0 | 739.6122 | 0 | 739.6122 | 0.00047097 | 1010 | -0.012642 | 740.6117 | 0.0043605 | 1010 | -0.0010581 | 1010 | -0.0066822 | 739.6122 | 0.00049567 | 739.6122 | 0.00052477 | 740.6117 | 0 | 1088.7952 | 0.051582 | 1088.7952 | 0.085217 | 1089.6003 | 0 | 1088.7952 | 0.074034 | 739.6122 | 0.00019952
| 740.7412 | 0.62541 | 740.7412 | 0.016287 | 739.7334 | 0.0011167 | 739.7334 | 0.00023128 | 1010.2 | 0.0061972 | 740.7412 | 0.0014457 | 1010.2 | 0.0045333 | 1010.2 | 0.0057129 | 739.7334 | 0.00022943 | 739.7334 | 0.00025682 | 740.7412 | 0.0077752 | 1088.9636 | 0.053522 | 1088.9636 | 0.071334 | 1089.7709 | 0.00034783 | 1088.9636 | 0.077201 | 739.7334 | 9.4204e-05
| 740.8708 | 0.60501 | 740.8708 | 0 | 739.8546 | 0 | 739.8546 | 0.00045095 | 1010.4 | 0.015121 | 740.8708 | 0.0056891 | 1010.4 | 0.0012716 | 1010.4 | 0.0018873 | 739.8546 | 0.00047451 | 739.8546 | 0.00045863 | 740.8708 | 0 | 1089.132 | 0.053266 | 1089.132 | 0.085858 | 1089.9415 | 0 | 1089.132 | 0.074709 | 739.8546 | 0.00017079
| 741.0003 | 0.59896 | 741.0003 | 0.021716 | 739.9757 | 0.0011167 | 739.9757 | 0.00022467 | 1010.7 | -0.00471 | 741.0003 | 0.0066294 | 1010.7 | -0.0030384 | 1010.7 | 0.011222 | 739.9757 | 0.00024597 | 739.9757 | 0.00020557 | 741.0003 | 0 | 1089.3004 | 0.052424 | 1089.3004 | 0.077154 | 1090.112 | 0.00034783 | 1089.3004 | 0.077928 | 739.9757 | 7.8781e-05
| 741.1299 | 0.57399 | 741.1299 | 0 | 740.0969 | 0 | 740.0969 | 0.00049099 | 1010.9 | 0.006693 | 741.1299 | 0.0074287 | 1010.9 | 0.0023201 | 1010.9 | -0.0066822 | 740.0969 | 0.00052164 | 740.0969 | 0.00045128 | 741.1299 | 0 | 1089.4688 | 0.054254 | 1089.4688 | 0.087299 | 1090.2826 | 0 | 1089.4688 | 0.075332 | 740.0969 | 0.00017079
| 741.2595 | 0.56736 | 741.2595 | 0.010333 | 740.218 | 0.00082547 | 740.218 | 0.00027033 | 1011.2 | 0.017104 | 741.2595 | 0.0047957 | 1011.2 | 0.0011552 | 1011.2 | 0.011069 | 740.218 | 0.00027585 | 740.218 | 0.00024947 | 741.2595 | 0 | 1089.6372 | 0.05257 | 1089.6372 | 0.071922 | 1090.4531 | 0.00034783 | 1089.6372 | 0.078136 | 740.218 | 9.2011e-05
| 741.389 | 0.55398 | 741.389 | 0 | 740.3392 | 0 | 740.3392 | 0.00053144 | 1011.4 | 0.0017352 | 741.389 | 0.0067705 | 1011.4 | -0.0032714 | 1011.4 | 0.0024994 | 740.3392 | 0.00053427 | 740.3392 | 0.00048067 | 741.389 | 0 | 1089.8056 | 0.052754 | 1089.8056 | 0.085591 | 1090.6237 | 0 | 1089.8056 | 0.0758 | 740.3392 | 0.00018402
| 741.5186 | 0.54252 | 741.5186 | 0.0034924 | 740.4603 | 0.00082547 | 740.4603 | 0.00026392 | 1011.7 | -0.021071 | 741.5186 | 0.0053129 | 1011.7 | -0.0001262 | 1011.7 | -0.0042337 | 740.4603 | 0.00025878 | 740.4603 | 0.00023478 | 741.5186 | 0.0073433 | 1089.974 | 0.051912 | 1089.974 | 0.075766 | 1090.7942 | 0.00034783 | 1089.974 | 0.078551 | 740.4603 | 9.2011e-05
| 741.6482 | 0.50082 | 741.6482 | 0 | 740.5815 | 0 | 740.5815 | 0.00050781 | 1011.9 | 0.0002479 | 741.6482 | 0.0099676 | 1011.9 | -0.00082513 | 1011.9 | -0.0033155 | 740.5815 | 0.00053623 | 740.5815 | 0.0004477 | 741.6482 | 0 | 1090.1424 | 0.047189 | 1090.1424 | 0.086552 | 1090.9648 | 0 | 1090.1424 | 0.076319 | 740.5815 | 0.00021056
| 741.7779 | 0.51395 | 741.7779 | 0.010508 | 740.7026 | 0.00082547 | 740.7026 | 0.0002457 | 1012.1 | 0.0032226 | 741.7779 | 0.01119 | 1012.1 | -0.00082513 | 1012.1 | 0.0032646 | 740.7026 | 0.00027994 | 740.7026 | 0.00021292 | 741.7779 | 0.010799 | 1090.3108 | 0.047592 | 1090.3108 | 0.076247 | 1091.1354 | 0.00034783 | 1090.3108 | 0.078707 | 740.7026 | 0.00011855
| 741.9075 | 0.479 | 741.9075 | 0 | 740.8238 | 0 | 740.8238 | 0.00048999 | 1012.4 | -0.0017352 | 741.9075 | 0.003693 | 1012.4 | -0.0058343 | 1012.4 | -0.00025504 | 740.8238 | 0.00053569 | 740.8238 | 0.00045863 | 741.9075 | 0 | 1090.4792 | 0.050118 | 1090.4792 | 0.087673 | 1091.3059 | 0 | 1090.4792 | 0.07663 | 740.8238 | 0.00020171
| 742.0371 | 0.47115 | 742.0371 | 0.0051626 | 740.945 | 0.00053406 | 740.945 | 0.00025371 | 1012.6 | 0.012642 | 742.0371 | 0 | 1012.6 | -0.00094161 | 1012.6 | -0.0014792 | 740.945 | 0.00025931 | 740.945 | 0.0002459 | 742.0371 | 0.014686 | 1090.6476 | 0.052754 | 1090.6476 | 0.077635 | 1091.4765 | 0.00034783 | 1090.6476 | 0.078759 | 740.945 | 8.3166e-05
| 742.1668 | 0.44901 | 742.1668 | 0 | 741.0661 | 0 | 741.0661 | 0.00050962 | 1012.9 | 0.0057014 | 742.1668 | 0 | 1012.9 | 0.0043004 | 1012.9 | -0.0068351 | 741.0661 | 0.00050261 | 741.0661 | 0.00049179 | 742.1668 | 0 | 1090.816 | 0.04847 | 1090.816 | 0.086338 | 1091.6471 | 0 | 1090.816 | 0.076734 | 741.0661 | 0.00018848
| 742.2965 | 0.4698 | 742.2965 | 0.010158 | 741.1873 | 0.00024284 | 741.1873 | 0.00026532 | 1013.1 | 0.031481 | 742.2965 | 0.00064498 | 1013.1 | 0.01094 | 1013.1 | 0.00051009 | 741.1873 | 0.00024686 | 741.1873 | 0.0002459 | 742.2965 | 0.027193 | 1090.9844 | 0.051875 | 1090.9844 | 0.076727 | 1091.8176 | 0.00011594 | 1090.9844 | 0.078707 | 741.1873 | 0.00010524
| 742.4262 | 0.43582 | 742.4262 | 0 | 741.3085 | 0 | 741.3085 | 0.00051202 | 1013.4 | 0.00074368 | 742.4262 | 0.0093094 | 1013.4 | 0.00033976 | 1013.4 | 0.0018873 | 741.3085 | 0.00052306 | 741.3085 | 0.00050272 | 742.4262 | 0 | 1091.1528 | 0.044187 | 1091.1528 | 0.086819 | 1091.9882 | 0 | 1091.1528 | 0.076838 | 741.3085 | 0.00019733
| 742.5559 | 0.43672 | 742.5559 | 0.013835 | 741.4296 | 0.00024284 | 741.4296 | 0.00025651 | 1013.6 | -0.0027268 | 742.5559 | 0.0059712 | 1013.6 | 0.010474 | 1013.6 | 0.0037236 | 741.4296 | 0.00027745 | 741.4296 | 0.00025682 | 742.5559 | 0 | 1091.3212 | 0.048653 | 1091.3212 | 0.080465 | 1092.1588 | 0.00011594 | 1091.3212 | 0.078655 | 741.4296 | 9.2011e-05
| 742.6856 | 0.42526 | 742.6856 | 0 | 741.5508 | 0 | 741.5508 | 0.0004952 | 1013.8 | 0.010164 | 742.6856 | 0.01119 | 1013.8 | -0.0067659 | 1013.8 | -0.0037746 | 741.5508 | 0.00051186 | 741.5508 | 0.00049179 | 742.6856 | 0 | 1091.4896 | 0.050703 | 1091.4896 | 0.086445 | 1092.3294 | 0 | 1091.4896 | 0.076682 | 741.5508 | 0.00020618
| 742.8153 | 0.40171 | 742.8153 | 0.012259 | 741.672 | 0.00053406 | 741.672 | 0.00024069 | 1014.1 | 0.0081804 | 742.8153 | 0 | 1014.1 | -0.0068827 | 1014.1 | 0.0018873 | 741.672 | 0.00023441 | 741.672 | 0.00023478 | 742.8153 | 0.014686 | 1091.6579 | 0.051033 | 1091.6579 | 0.075286 | 1092.4999 | 0.00057972 | 1091.6579 | 0.078499 | 741.672 | 0.00011409
| 742.945 | 0.38929 | 742.945 | 0 | 741.7931 | 0 | 741.7931 | 0.00046476 | 1014.3 | 0.01413 | 742.945 | 0.0058301 | 1014.3 | 0.0020871 | 1014.3 | -0.0030095 | 741.7931 | 0.00047825 | 741.7931 | 0.00048067 | 742.945 | 0 | 1091.8263 | 0.03617 | 1091.8263 | 0.087566 | 1092.6705 | 0 | 1091.8263 | 0.076838 | 741.7931 | 0.00020618
| 743.0748 | 0.40293 | 743.0748 | 0.013398 | 741.9143 | 0.00082547 | 741.9143 | 0.00022567 | 1014.6 | 0.018096 | 743.0748 | 0.01119 | 1014.6 | 0.0015046 | 1014.6 | 0.01061 | 741.9143 | 0.00024384 | 741.9143 | 0.0002459 | 743.0748 | 0.028576 | 1091.9947 | 0.046713 | 1091.9947 | 0.07662 | 1092.8411 | 0.00034783 | 1091.9947 | 0.078603 | 741.9143 | 9.2011e-05
| 743.2045 | 0.35615 | 743.2045 | 0 | 742.0354 | 0 | 742.0354 | 0.00046536 | 1014.8 | 0.012147 | 743.2045 | 0.0019577 | 1014.8 | -0.0036209 | 1014.8 | -0.01112 | 742.0354 | 0.00049319 | 742.0354 | 0.00041284 | 743.2045 | 0 | 1092.1631 | 0.049752 | 1092.1631 | 0.087192 | 1093.0117 | 0 | 1092.1631 | 0.076786 | 742.0354 | 0.00017525
| 743.3343 | 0.36413 | 743.3343 | 0.015499 | 742.1566 | 0.00053406 | 742.1566 | 0.00024049 | 1015.1 | -0.032968 | 743.3343 | 0.0050308 | 1015.1 | 0.0088434 | 1015.1 | -0.0010202 | 742.1566 | 0.00024935 | 742.1566 | 0.00016695 | 743.3343 | 0.0060472 | 1092.3315 | 0.050008 | 1092.3315 | 0.07315 | 1093.1822 | 0.00057972 | 1092.3315 | 0.078603 | 742.1566 | 8.3166e-05
| 743.4641 | 0.3575 | 743.4641 | 0 | 742.2778 | 0 | 742.2778 | 0.00052163 | 1015.3 | -0.017104 | 743.4641 | 0.0046274 | 1015.3 | -0.01492 | 1015.3 | 0.006019 | 742.2778 | 0.00053054 | 742.2778 | 0.00037987 | 743.4641 | 0 | 1092.4999 | 0.049239 | 1092.4999 | 0.085697 | 1093.3528 | 0 | 1092.4999 | 0.076734 | 742.2778 | 0.00017964
| 743.5939 | 0.34604 | 743.5939 | 0.0040997 | 742.399 | 0.00082547 | 742.399 | 0.00028214 | 1015.5 | 0.048835 | 743.5939 | 0.011331 | 1015.5 | 0.00010678 | 1015.5 | 0.013211 | 742.399 | 0.00028118 | 742.399 | 0.00021292 | 743.5939 | 0 | 1092.6683 | 0.051545 | 1092.6683 | 0.078382 | 1093.5234 | 0.00057972 | 1092.6683 | 0.078603 | 742.399 | 9.6472e-05
| 743.7237 | 0.33111 | 743.7237 | 0 | 742.5201 | 0 | 742.5201 | 0.00054346 | 1015.8 | 0.009172 | 743.7237 | 0.004227 | 1015.8 | -0.0085133 | 1015.8 | 0.00096913 | 742.5201 | 0.00054565 | 742.5201 | 0.00045863 | 743.7237 | 0 | 1092.8366 | 0.052497 | 1092.8366 | 0.086338 | 1093.694 | 0 | 1092.8366 | 0.076838 | 742.5201 | 0.00020618
| 743.8535 | 0.33555 | 743.8535 | 0.010508 | 742.6413 | 0.00053406 | 742.6413 | 0.00026432 | 1016 | 0.022558 | 743.8535 | 0.0034475 | 1016 | 0.0048828 | 1016 | 0.0028055 | 742.6413 | 0.00026429 | 742.6413 | 0.0002459 | 743.8535 | 0.0069114 | 1093.005 | 0.039428 | 1093.005 | 0.079076 | 1093.8646 | 0.00057972 | 1093.005 | 0.078863 | 742.6413 | 0.0001097
| 743.9833 | 0.31399 | 743.9833 | 0 | 742.7625 | 0 | 742.7625 | 0.00050361 | 1016.3 | 0.0032226 | 743.9833 | 0.0050308 | 1016.3 | -0.0014076 | 1016.3 | -0.0013262 | 742.7625 | 0.00050813 | 742.7625 | 0.00045128 | 743.9833 | 0 | 1093.1734 | 0.041332 | 1093.1734 | 0.086338 | 1094.0351 | 0 | 1093.1734 | 0.076838 | 742.7625 | 0.00020171
| 744.1132 | 0.31657 | 744.1132 | 0.012872 | 742.8836 | 0.00053406 | 742.8836 | 0.00024369 | 1016.5 | 0.012642 | 744.1132 | 0.017867 | 1016.5 | 0.0044169 | 1016.5 | 0.0011222 | 742.8836 | 0.00024384 | 742.8836 | 0.00020915 | 744.1132 | 0.0043195 | 1093.3418 | 0.042613 | 1093.3418 | 0.079237 | 1094.2057 | 0.00034783 | 1093.3418 | 0.078603 | 742.8836 | 9.2011e-05
| 744.243 | 0.30009 | 744.243 | 0 | 743.0048 | 0 | 743.0048 | 0.00050581 | 1016.8 | -0.043381 | 744.243 | 0.0028921 | 1016.8 | -0.005368 | 1016.8 | -0.0083652 | 743.0048 | 0.00051755 | 743.0048 | 0.00047709 | 744.243 | 0 | 1093.5102 | 0.042649 | 1093.5102 | 0.085804 | 1094.3763 | 0 | 1093.5102 | 0.076734 | 743.0048 | 0.00019733
| 744.3729 | 0.2952 | 744.3729 | 0.015499 | 743.126 | 0.00053406 | 743.126 | 0.00026672 | 1017 | 0.012147 | 744.3729 | 0 | 1017 | 0.00057274 | 1017 | 0.0092325 | 743.126 | 0.00027372 | 743.126 | 0.00027152 | 744.3729 | 0.011231 | 1093.6785 | 0.052607 | 1093.6785 | 0.075766 | 1094.5469 | 0.00081146 | 1093.6785 | 0.078655 | 743.126 | 0.00010524
| 744.5028 | 0.27808 | 744.5028 | 0 | 743.2472 | 0 | 743.2472 | 0.00050761 | 1017.2 | 0.0042142 | 744.5028 | 0.0043605 | 1017.2 | -0.0049022 | 1017.2 | -0.0065293 | 743.2472 | 0.00053996 | 743.2472 | 0.00049179 | 744.5028 | 0 | 1093.8469 | 0.048141 | 1093.8469 | 0.086338 | 1094.7175 | 0 | 1093.8469 | 0.07663 | 743.2472 | 0.00021494
| 744.6327 | 0.27647 | 744.6327 | 0.013047 | 743.3683 | 0.00024284 | 743.3683 | 0.00024249 | 1017.5 | -0.015121 | 744.6327 | 0.014105 | 1017.5 | 0.0060475 | 1017.5 | 0.0063253 | 743.3683 | 0.00026624 | 743.3683 | 0.00022385 | 744.6327 | 0.023276 | 1094.0153 | 0.054218 | 1094.0153 | 0.074912 | 1094.8881 | 0.00057972 | 1094.0153 | 0.078551 | 743.3683 | 0.0001097
| 744.7626 | 0.26116 | 744.7626 | 0 | 743.4895 | 0 | 743.4895 | 0.00047137 | 1017.7 | 0.047348 | 744.7626 | 0.011848 | 1017.7 | -0.0039703 | 1017.7 | -0.0045398 | 743.4895 | 0.00053054 | 743.4895 | 0.00044582 | 744.7626 | 0 | 1094.1837 | 0.039538 | 1094.1837 | 0.086552 | 1095.0587 | 0 | 1094.1837 | 0.076474 | 743.4895 | 0.00021494
| 744.8925 | 0.26186 | 744.8925 | 0.010771 | 743.6107 | 0.00082547 | 743.6107 | 0.00022988 | 1018 | -0.021071 | 744.8925 | 0 | 1018 | 0.003485 | 1018 | 0.010916 | 743.6107 | 0.00026909 | 743.6107 | 0.00022196 | 744.8925 | 0.018574 | 1094.352 | 0.05096 | 1094.352 | 0.074752 | 1095.2293 | 0.00011594 | 1094.352 | 0.078551 | 743.6107 | 0.00010524
| 745.0224 | 0.25839 | 745.0224 | 0 | 743.7319 | 0 | 743.7319 | 0.00050341 | 1018.2 | -0.009172 | 745.0224 | 0.010485 | 1018.2 | -0.0050185 | 1018.2 | -0.0074475 | 743.7319 | 0.00051293 | 743.7319 | 0.00044582 | 745.0224 | 0 | 1094.5204 | 0.035987 | 1094.5204 | 0.087406 | 1095.3999 | 0 | 1094.5204 | 0.076578 | 743.7319 | 0.00020171
| 745.1524 | 0.26573 | 745.1524 | 0.014448 | 743.853 | 0.0011167 | 743.853 | 0.00027453 | 1018.5 | 0.018592 | 745.1524 | 0.00064498 | 1018.5 | 0.0052322 | 1018.5 | 0.0058659 | 743.853 | 0.00024846 | 743.853 | 0.00022385 | 745.1524 | 0 | 1094.6888 | 0.041588 | 1094.6888 | 0.075606 | 1095.5704 | 0.00057972 | 1094.6888 | 0.078707 | 743.853 | 9.6472e-05
| 745.2823 | 0.25929 | 745.2823 | 0 | 743.9742 | 0 | 743.9742 | 0.00052644 | 1018.7 | -0.013634 | 745.2823 | 0.00396 | 1018.7 | -9.7074e-06 | 1018.7 | 0.0037236 | 743.9742 | 0.00049319 | 743.9742 | 0.00043677 | 745.2823 | 0 | 1094.8572 | 0.047592 | 1094.8572 | 0.086712 | 1095.741 | 0 | 1094.8572 | 0.076474 | 743.9742 | 0.00017525
| 745.4123 | 0.25054 | 745.4123 | 0.010508 | 744.0954 | 0.00082547 | 744.0954 | 0.00025311 | 1018.9 | 0.036936 | 745.4123 | 0.0078519 | 1018.9 | 0.008727 | 1018.9 | 0.0090795 | 744.0954 | 0.00025059 | 744.0954 | 0.00021292 | 745.4123 | 0.010799 | 1095.0255 | 0.04675 | 1095.0255 | 0.073257 | 1095.9116 | 0.00057972 | 1095.0255 | 0.078551 | 744.0954 | 7.8781e-05
| 745.5423 | 0.2349 | 745.5423 | 0 | 744.2166 | 0 | 744.2166 | 0.00053004 | 1019.2 | -0.01413 | 745.5423 | 0.0038265 | 1019.2 | -0.0001262 | 1019.2 | -0.0043867 | 744.2166 | 0.00053374 | 744.2166 | 0.00051384 | 745.5423 | 0 | 1095.1939 | 0.047262 | 1095.1939 | 0.086712 | 1096.0822 | 0 | 1095.1939 | 0.076111 | 744.2166 | 0.00018848
| 745.6723 | 0.24256 | 745.6723 | 0.012434 | 744.3378 | 0.00024284 | 744.3378 | 0.00028074 | 1019.4 | -0.0012395 | 745.6723 | 0.010908 | 1019.4 | 0.0089597 | 1019.4 | -0.0019383 | 744.3378 | 0.00028439 | 744.3378 | 0.00030092 | 745.6723 | 0.025119 | 1095.3623 | 0.043967 | 1095.3623 | 0.073684 | 1096.2528 | 0.00081146 | 1095.3623 | 0.078447 | 744.3378 | 0.0001097
| 745.8023 | 0.21463 | 745.8023 | 0 | 744.4589 | 0 | 744.4589 | 0.00056468 | 1019.7 | 0.021071 | 745.8023 | 0.005407 | 1019.7 | -0.0014076 | 1019.7 | -0.0080593 | 744.4589 | 0.0005437 | 744.4589 | 0.00057979 | 745.8023 | 0 | 1095.5306 | 0.051143 | 1095.5306 | 0.087833 | 1096.4234 | 0 | 1095.5306 | 0.076371 | 744.4589 | 0.00016489
| 745.9323 | 0.21933 | 745.9323 | 0.020053 | 744.5801 | 0.00053406 | 744.5801 | 0.00028815 | 1019.9 | 0.0052058 | 745.9323 | 0.008134 | 1019.9 | -0.0057175 | 1019.9 | -0.0091305 | 744.5801 | 0.00026055 | 744.5801 | 0.00027887 | 745.9323 | 0.026271 | 1095.699 | 0.041844 | 1095.699 | 0.077154 | 1096.594 | 0.00057972 | 1095.699 | 0.078863 | 744.5801 | 5.5192e-05
| 746.0623 | 0.33182 | 746.0623 | 0 | 744.7013 | 0 | 744.7013 | 0.00055006 | 1020.2 | -0.00074368 | 746.0623 | 0.0095445 | 1020.2 | 0.003019 | 1020.2 | -0.0051518 | 744.7013 | 0.00052502 | 744.7013 | 0.00056886 | 746.0623 | 0 | 1095.8673 | 0.039281 | 1095.8673 | 0.086338 | 1096.7646 | 0 | 1095.8673 | 0.067856 | 744.7013 | 0.00015166
| 746.1924 | 0.11443 | 746.1924 | 0.0050107 | 744.8225 | 0.0011167 | 744.8225 | 0.00026672 | 1020.4 | 0.0002479 | 746.1924 | 0.0085101 | 1020.4 | 0.0047664 | 1020.4 | 0.012599 | 744.8225 | 0.00026429 | 744.8225 | 0.00028999 | 746.1924 | 0.0025918 | 1096.0357 | 0.030129 | 1096.0357 | 0.051846 | 1096.9352 | 0.00034783 | 1096.0357 | 0.043403 | 744.8225 | 9.6472e-05
| 746.3224 | 0 | 746.3224 | 0 | 744.9437 | 0 | 744.9437 | 0.00052644 | 1020.6 | -0.013634 | 746.3224 | 0 | 1020.6 | -0.011775 | 1020.6 | -0.016017 | 744.9437 | 0.00052093 | 744.9437 | 0.00051384 | 746.3224 | 0 | 1096.2041 | 0 | 1096.2041 | 0.0024404 | 1097.1058 | 0 | 1096.2041 | 0.016977 | 744.9437 | 0.00017964
| 746.4525 | 0.015832 | 746.4525 | 0.0025813 | 745.0648 | 0.00053406 | 745.0648 | 0.00026212 | 1020.9 | 0.015121 | 746.4525 | 0 | 1020.9 | -0.012823 | 1020.9 | -0.010967 | 745.0648 | 0.00025664 | 745.0648 | 0.00022385 | 746.4525 | 0.014686 | 1096.3724 | 0 | 1096.3724 | 0 | 1097.2764 | 0.00081146 | 1096.3724 | 0.0011606 | 745.0648 | 8.3166e-05
| 746.5825 | 0 | 746.5825 | 0 | 745.186 | 0 | 745.186 | 0.00052223 | 1021.1 | -0.025532 | 746.5825 | 0 | 1021.1 | -0.01958 | 1021.1 | -0.0022444 | 745.186 | 0.00050599 | 745.186 | 0.00046974 | 746.5825 | 0 | 1096.5408 | 0 | 1096.5408 | 0 | 1097.447 | 0 | 1096.5408 | 0.0010804 | 745.186 | 0.00017964
| 746.7126 | 0.0079802 | 746.7126 | 0.0089317 | 745.3072 | 0.00053406 | 745.3072 | 0.00026352 | 1021.4 | 0.002231 | 746.7126 | 0 | 1021.4 | -0.0082806 | 1021.4 | -0.0086717 | 745.3072 | 0.00024935 | 745.3072 | 0.00025513 | 746.7126 | 0.013822 | 1096.7091 | 0.0004781 | 1096.7091 | 0.00028166 | 1097.6176 | 0.00081146 | 1096.7091 | 0.00096277 | 745.3072 | 9.6472e-05
| 746.8427 | 0 | 746.8427 | 0 | 745.4284 | 0 | 745.4284 | 0.00050681 | 1021.6 | -0.028012 | 746.8427 | 0 | 1021.6 | -0.0095617 | 1021.6 | -0.012038 | 745.4284 | 0.00048394 | 745.4284 | 0.00051195 | 746.8427 | 0 | 1096.8775 | 0 | 1096.8775 | 0 | 1097.7882 | 0 | 1096.8775 | 0.0012689 | 745.4284 | 0.00019287
| 746.9729 | 0.0070148 | 746.9729 | 0.006681 | 745.5496 | 0.00082547 | 745.5496 | 0.00036905 | 1021.9 | 0.0042142 | 746.9729 | 0 | 1021.9 | -0.0040868 | 1021.9 | -0.011732 | 745.5496 | 0.00035161 | 745.5496 | 0.00039908 | 746.9729 | 0.0077752 | 1097.0459 | 0 | 1097.0459 | 0.0036617 | 1097.9588 | 0.00081146 | 1097.0459 | 0.0013748 | 745.5496 | 0.00014463

## Normalized Spectra
LED Item # | M365L2 |  | M385L2 |  | M405L2 |  | M455L3 |  | M470L3 |  | M505L3 |  | M530L3 |  | M590L3 |  | M617L3 |  | M625L3 |  | M660L3 |  | M735L3 |  | M780L3 |  | M850L3 |  | M940L3 |  | MCWHL5
Spectra | Wavelength (nm) | Normalized Intensity | Wavelength (nm) | Normalized Intensity | Wavelength (nm) | Normalized Intensity | Wavelength (nm) | Normalized Intensity | Wavelength (nm) | Normalized Intensity | Wavelength (nm) | Normalized Intensity | Wavelength (nm) | Normalized Intensity | Wavelength (nm) | Normalized Intensity | Wavelength (nm) | Normalized Intensity | Wavelength (nm) | Normalized Intensity | Wavelength (nm) | Normalized Intensity | Wavelength (nm) | Normalized Intensity | Wavelength (nm) | Normalized Intensity | Wavelength (nm) | Normalized Intensity | Wavelength (nm) | Normalized Intensity | Wavelength (nm) | Normalized Intensity
| 319.0612 | 0.00030594 | 319.0612 | 3.4765e-05 | 320.1482 | 3.2289e-05 | 320.1482 | 1.1459e-05 | 194.11 | 0.0019731 | 319.0612 | 0.00084224 | 194.11 | 0.00077218 | 194.11 | 0.0010836 | 320.1482 | 1.2097e-05 | 320.1482 | 0 | 319.0612 | 0 | 498.5586 | 0.00096349 | 498.5586 | 0.00155 | 497.0539 | 6.6672e-06 | 498.5586 | 0.00395 | 320.1482 | 1.5151e-05
| 319.1756 | 0 | 319.1756 | 0 | 320.2569 | 0 | 320.2569 | 1.1268e-05 | 194.31 | -0.0033222 | 319.1756 | 0.00218 | 194.31 | -0.00058385 | 194.31 | -0.00093193 | 320.2569 | 1.1395e-05 | 320.2569 | 0 | 319.1756 | 0 | 498.7121 | 0.00070523 | 498.7121 | 0.00204 | 497.2087 | 3.0002e-05 | 498.7121 | 0.00397 | 320.2569 | 1.4692e-05
| 319.2899 | 0.00017997 | 319.2899 | 0 | 320.3656 | 1.4682e-05 | 320.3656 | 1.0036e-05 | 194.52 | 0.00015177 | 319.2899 | 0.00115 | 194.52 | 0.00041703 | 194.52 | 0.00066102 | 320.3656 | 1.0692e-05 | 320.3656 | 0 | 319.2899 | 0 | 498.8657 | 0.00103 | 498.8657 | 0.00174 | 497.3637 | 0 | 498.8657 | 0.00375 | 320.3656 | 1.1826e-05
| 319.4043 | 0.00017668 | 319.4043 | 0.00086701 | 320.4742 | 1.4682e-05 | 320.4742 | 8.9384e-06 | 194.72 | -0.00059023 | 319.4043 | 0.00076162 | 194.72 | -0.00074527 | 194.72 | -0.00067186 | 320.4742 | 1.1067e-05 | 320.4742 | 0 | 319.4043 | 0 | 499.0192 | 0.00175 | 499.0192 | 0.00197 | 497.5186 | 0 | 499.0192 | 0.00396 | 320.4742 | 1.0105e-05
| 319.5186 | 0.00055789 | 319.5186 | 0 | 320.583 | 0 | 320.583 | 8.3448e-06 | 194.92 | 0.0030523 | 319.5186 | 0.00041639 | 194.92 | -0.00013183 | 194.92 | -0.00089942 | 320.583 | 9.4272e-06 | 320.583 | 0 | 319.5186 | 0.00025964 | 499.1728 | 0 | 499.1728 | 0.00186 | 497.6735 | 0 | 499.1728 | 0.00381 | 320.583 | 8.3834e-06
| 319.633 | 0.00015871 | 319.633 | 0.00038148 | 320.6917 | 0 | 320.6917 | 7.9527e-06 | 195.12 | 0.0013322 | 319.633 | 0.00156 | 195.12 | 2.9596e-05 | 195.12 | 0.00066102 | 320.6917 | 8.1273e-06 | 320.6917 | 0 | 319.633 | 0 | 499.3263 | 0.00165 | 499.3263 | 0.00070336 | 497.8284 | 3.0002e-05 | 499.3263 | 0.00396 | 320.6917 | 9.9869e-06
| 319.7473 | 0 | 319.7473 | 0 | 320.8004 | 0 | 320.8004 | 8.7928e-06 | 195.33 | 0.0005565 | 319.7473 | 0.0001041 | 195.33 | 0.00067532 | 195.33 | -0.00057433 | 320.8004 | 7.2021e-06 | 320.8004 | 0 | 319.7473 | 0.00082272 | 499.4799 | 0.00021476 | 499.4799 | 0.00134 | 497.9833 | 0 | 499.4799 | 0.00374 | 320.8004 | 7.6877e-06
| 319.8616 | 0 | 319.8616 | 0.00032946 | 320.9091 | 1.4682e-05 | 320.9091 | 8.0536e-06 | 195.53 | -0.0021416 | 319.8616 | 0.00053456 | 195.53 | -0.0015524 | 195.53 | -0.0011595 | 320.9091 | 7.8579e-06 | 320.9091 | 0 | 319.8616 | 0 | 499.6335 | 0.00098384 | 499.6335 | 0.0013 | 498.1383 | 3.0002e-05 | 499.6335 | 0.00391 | 320.9091 | 9.869e-06
| 319.976 | 0.00023396 | 319.976 | 0 | 321.0178 | 0 | 321.0178 | 8.468e-06 | 195.73 | -0.00052277 | 319.976 | 0.0009558 | 195.73 | -0.001165 | 195.73 | 0.0014413 | 321.0178 | 7.6823e-06 | 321.0178 | 0 | 319.976 | 0 | 499.7871 | 5.8057e-06 | 499.7871 | 0.00221 | 498.2932 | 0 | 499.7871 | 0.00374 | 321.0178 | 9.869e-06
| 320.0903 | 0 | 320.0903 | 0 | 321.1266 | 1.4682e-05 | 321.1266 | 7.9527e-06 | 195.93 | 0.00069142 | 320.0903 | 0.00153 | 195.93 | -6.7263e-05 | 195.93 | -0.0027199 | 321.1266 | 7.4364e-06 | 321.1266 | 0 | 320.0903 | 0 | 499.9407 | 0.00119 | 499.9407 | 0.00185 | 498.4482 | 1.0001e-05 | 499.9407 | 0.00395 | 321.1266 | 1.205e-05
| 320.2046 | 0 | 320.2046 | 0.00013905 | 321.2353 | 0 | 321.2353 | 8.636e-06 | 196.13 | 0.00089378 | 320.2046 | 0.00035962 | 196.13 | -0.0012296 | 196.13 | 0.00033593 | 321.2353 | 8.1273e-06 | 321.2353 | 0 | 320.2046 | 0.00031595 | 500.0942 | 0.00082418 | 500.0942 | 0.00102 | 498.6032 | 6.6672e-06 | 500.0942 | 0.00379 | 321.2353 | 1.0223e-05
| 320.3189 | 0.00124 | 320.3189 | 0.00045084 | 321.3441 | 0 | 321.3441 | 8.0536e-06 | 196.34 | 0.0010624 | 320.3189 | 0.00198 | 196.34 | -0.002747 | 196.34 | -0.0017771 | 321.3441 | 7.4949e-06 | 321.3441 | 0 | 320.3189 | 0 | 500.2479 | 0.00166 | 500.2479 | 0.00107 | 498.7581 | 5.0004e-05 | 500.2479 | 0.00405 | 321.3441 | 9.5271e-06
| 320.4332 | 7.1987e-05 | 320.4332 | 0.00027809 | 321.4528 | 0 | 321.4528 | 7.6951e-06 | 196.54 | -0.00075887 | 320.4332 | 0.00144 | 196.54 | 0.0004816 | 196.54 | 0.0019939 | 321.4528 | 7.4129e-06 | 321.4528 | 0 | 320.4332 | 0 | 500.4015 | 0.00102 | 500.4015 | 0.00193 | 498.9131 | 0 | 500.4015 | 0.00387 | 321.4528 | 9.0673e-06
| 320.5475 | 0 | 320.5475 | 0 | 321.5616 | 1.4682e-05 | 321.5616 | 7.9079e-06 | 196.74 | 0.00059023 | 320.5475 | 0 | 196.74 | -0.00061613 | 196.74 | -0.0026224 | 321.5616 | 7.0382e-06 | 321.5616 | 0 | 320.5475 | 0 | 500.5551 | 0.00104 | 500.5551 | 0.00146 | 499.0681 | 3.0002e-05 | 500.5551 | 0.0041 | 321.5616 | 8.1476e-06
| 320.6619 | 0.00026995 | 320.6619 | 0 | 321.6704 | 1.4682e-05 | 321.6704 | 8.58e-06 | 196.94 | -0.00045532 | 320.6619 | 0.0006719 | 196.94 | -0.0012296 | 196.94 | -0.00028175 | 321.6704 | 8.6426e-06 | 321.6704 | 0 | 320.6619 | 0.0005224 | 500.7088 | 0.000563 | 500.7088 | 0.00218 | 499.2231 | 0 | 500.7088 | 0.00383 | 321.6704 | 7.8056e-06
| 320.7761 | 0 | 320.7761 | 0.00032946 | 321.7791 | 0 | 321.7791 | 9.1513e-06 | 197.15 | 0.00052277 | 320.7761 | 0.00124 | 197.15 | -0.002747 | 197.15 | -0.0032725 | 321.7791 | 9.3218e-06 | 321.7791 | 0 | 320.7761 | 0 | 500.8624 | 0.00056593 | 500.8624 | 0.00192 | 499.3781 | 1.0001e-05 | 500.8624 | 0.00405 | 321.7791 | 7.0038e-06
| 320.8904 | 0 | 320.8904 | 0 | 321.8879 | 1.4682e-05 | 321.8879 | 9.3417e-06 | 197.35 | 0.0022092 | 320.8904 | 0.00061512 | 197.35 | -0.0009067 | 197.35 | -0.00070437 | 321.8879 | 1.0259e-05 | 321.8879 | 0 | 320.8904 | 0 | 501.0161 | 0.00196 | 501.0161 | 0.00323 | 499.5331 | 0 | 501.0161 | 0.00388 | 321.8879 | 5.7422e-06
| 321.0047 | 0 | 321.0047 | 0.00022542 | 321.9967 | 0 | 321.9967 | 9.3081e-06 | 197.55 | -0.001366 | 321.0047 | 0.00204 | 197.55 | -0.0016815 | 197.55 | -0.00015171 | 321.9967 | 1.006e-05 | 321.9967 | 0 | 321.0047 | 0 | 501.1698 | 0.00145 | 501.1698 | 0.00172 | 499.6881 | 1.0001e-05 | 501.1698 | 0.00415 | 321.9967 | 4.1386e-06
| 321.119 | 0 | 321.119 | 0 | 322.1055 | 0 | 322.1055 | 9.1513e-06 | 197.75 | -0.0014672 | 321.119 | 0.00192 | 197.75 | -0.00084214 | 197.75 | -0.00063934 | 322.1055 | 1.02e-05 | 322.1055 | 0 | 321.119 | 0 | 501.3234 | 0.00218 | 501.3234 | 0.00221 | 499.8432 | 6.6672e-06 | 501.3234 | 0.00399 | 322.1055 | 4.0207e-06
| 321.2333 | 0 | 321.2333 | 0.00031212 | 322.2143 | 1.4682e-05 | 322.2143 | 9.6217e-06 | 197.96 | 8.4319e-05 | 321.2333 | 0.00116 | 197.96 | -0.00071299 | 197.96 | 0.00017338 | 322.2143 | 1.0633e-05 | 322.2143 | 0 | 321.2333 | 0 | 501.4771 | 0.00172 | 501.4771 | 0.00185 | 499.9982 | 1.0001e-05 | 501.4771 | 0.00423 | 322.2143 | 6.8859e-06
| 321.3476 | 0.00012598 | 321.3476 | 0 | 322.3231 | 0 | 322.3231 | 1.0372e-05 | 198.16 | 0.0009275 | 321.3476 | 0.00189 | 198.16 | -0.0016493 | 198.16 | 0.0016688 | 322.3231 | 9.7551e-06 | 322.3231 | 0 | 321.3476 | 0 | 501.6308 | 0.00133 | 501.6308 | 0.00241 | 500.1532 | 6.6672e-06 | 501.6308 | 0.00406 | 322.3231 | 9.869e-06
| 321.4619 | 0.00113 | 321.4619 | 0.00128 | 322.4319 | 0 | 322.4319 | 1.1033e-05 | 198.36 | -8.4319e-05 | 321.4619 | 0 | 198.36 | -0.0014878 | 198.36 | -0.00076939 | 322.4319 | 1.0013e-05 | 322.4319 | 0 | 321.4619 | 0 | 501.7845 | 0.00074007 | 501.7845 | 0.00178 | 500.3083 | 3.0002e-05 | 501.7845 | 0.00423 | 322.4319 | 1.1944e-05
| 321.5762 | 0 | 321.5762 | 0.00048665 | 322.5407 | 0 | 322.5407 | 1.0294e-05 | 198.56 | -0.00032042 | 321.5762 | 0 | 198.56 | 9.4169e-05 | 198.56 | 0.0016363 | 322.5407 | 9.193e-06 | 322.5407 | 0 | 321.5762 | 0.00059748 | 501.9382 | 0.00128 | 501.9382 | 0.00294 | 500.4633 | 0 | 501.9382 | 0.00394 | 322.5407 | 1.0223e-05
| 321.6904 | 1.4969e-05 | 321.6904 | 0 | 322.6495 | 1.4682e-05 | 322.6495 | 9.5769e-06 | 198.76 | 0.0021754 | 321.6904 | 0.00139 | 198.76 | -0.00022869 | 198.76 | -0.00015171 | 322.6495 | 9.7317e-06 | 322.6495 | 0 | 321.6904 | 0 | 502.092 | 0.00215 | 502.092 | 0.00135 | 500.6184 | 3.0002e-05 | 502.092 | 0.00405 | 322.6495 | 1.0789e-05
| 321.8047 | 0.00023396 | 321.8047 | 0.00076474 | 322.7584 | 1.4682e-05 | 322.7584 | 8.9384e-06 | 198.97 | 0.0011973 | 321.8047 | 0.00072869 | 198.97 | 0.00080447 | 198.97 | -0.00047681 | 322.7584 | 9.7668e-06 | 322.7584 | 0 | 321.8047 | 0 | 502.2457 | 0.00135 | 502.2457 | 0.00193 | 500.7735 | 0 | 502.2457 | 0.00382 | 322.7584 | 9.1852e-06
| 321.919 | 0 | 321.919 | 0.00052021 | 322.8672 | 0 | 322.8672 | 7.7959e-06 | 199.17 | -0.0014334 | 321.919 | 0.00119 | 199.17 | -0.0014878 | 199.17 | -0.0025248 | 322.8672 | 8.8651e-06 | 322.8672 | 0 | 321.919 | 0 | 502.3995 | 0.0022 | 502.3995 | 0.00216 | 500.9286 | 3.0002e-05 | 502.3995 | 0.00412 | 322.8672 | 8.7253e-06
| 322.0332 | 0 | 322.0332 | 0 | 322.976 | 1.4682e-05 | 322.976 | 6.9671e-06 | 199.37 | 0.00069142 | 322.0332 | 0.00209 | 199.37 | 0.0019345 | 199.37 | 0.0010186 | 322.976 | 8.3498e-06 | 322.976 | 0 | 322.0332 | 0 | 502.5532 | 0.00114 | 502.5532 | 0.00243 | 501.0836 | 0 | 502.5532 | 0.00388 | 322.976 | 7.8056e-06
| 322.1475 | 0.00030245 | 322.1475 | 0.00041617 | 323.0849 | 0 | 323.0849 | 5.6789e-06 | 199.57 | 0.00015177 | 322.1475 | 0.00019395 | 199.57 | -0.0006807 | 199.57 | -0.0019072 | 323.0849 | 7.0265e-06 | 323.0849 | 0 | 322.1475 | 0 | 502.707 | 0.00014801 | 502.707 | 0.00106 | 501.2387 | 0 | 502.707 | 0.0041 | 323.0849 | 1.1025e-05
| 322.2617 | 0 | 322.2617 | 0 | 323.1938 | 1.4682e-05 | 323.1938 | 6.0262e-06 | 199.78 | 0.00072515 | 322.2617 | 0.00209 | 199.78 | -2.6905e-06 | 199.78 | -0.00063934 | 323.1938 | 6.3004e-06 | 323.1938 | 0 | 322.2617 | 0 | 502.8607 | 0.00156 | 502.8607 | 0.00309 | 501.3938 | 0 | 502.8607 | 0.00383 | 323.1938 | 1.0565e-05
| 322.376 | 0 | 322.376 | 0 | 323.3026 | 1.4682e-05 | 323.3026 | 6.7318e-06 | 199.98 | -0.0014334 | 322.376 | 0.00158 | 199.98 | -0.00039012 | 199.98 | -0.0015171 | 323.3026 | 5.9725e-06 | 323.3026 | 0 | 322.376 | 0 | 503.0145 | 0.00063559 | 503.0145 | 0.00151 | 501.5489 | 3.0002e-05 | 503.0145 | 0.0041 | 323.3026 | 8.7253e-06
| 322.4902 | 0.00037793 | 322.4902 | 0 | 323.4115 | 1.4682e-05 | 323.4115 | 7.1463e-06 | 200.18 | -0.00086005 | 322.4902 | 0.00061512 | 200.18 | -0.0024242 | 200.18 | 0.00033593 | 323.4115 | 6.9328e-06 | 323.4115 | 0 | 322.4902 | 0 | 503.1683 | 0.000563 | 503.1683 | 0.00188 | 501.7041 | 0 | 503.1683 | 0.00388 | 323.4115 | 6.2021e-06
| 322.6045 | 0 | 322.6045 | 0.0014 | 323.5204 | 1.4682e-05 | 323.5204 | 7.2471e-06 | 200.39 | -0.00045532 | 322.6045 | 0.00076162 | 200.39 | 0.0009659 | 200.39 | -0.00034676 | 323.5204 | 8.666e-06 | 323.5204 | 0 | 322.6045 | 0.00014995 | 503.3221 | 0 | 503.3221 | 0.00111 | 501.8592 | 1.0001e-05 | 503.3221 | 0.00403 | 323.5204 | 8.0414e-06
| 322.7187 | 0 | 322.7187 | 0.00033023 | 323.6292 | 0 | 323.6292 | 8.132e-06 | 200.59 | 0.00065769 | 322.7187 | 0 | 200.59 | -0.0030053 | 200.59 | -0.001062 | 323.6292 | 8.8534e-06 | 323.6292 | 0 | 322.7187 | 9.0716e-05 | 503.4759 | 0.00128 | 503.4759 | 0.00183 | 502.0143 | 6.6672e-06 | 503.4759 | 0.00379 | 323.6292 | 1.0105e-05
| 322.833 | 0 | 322.833 | 0.00039883 | 323.7381 | 0 | 323.7381 | 7.7959e-06 | 200.79 | -0.00038786 | 322.833 | 0.00056294 | 200.79 | -0.0022305 | 200.79 | -0.0011595 | 323.7381 | 7.9048e-06 | 323.7381 | 0 | 322.833 | 5.6228e-05 | 503.6298 | 0.00116 | 503.6298 | 0.00107 | 502.1695 | 3.0002e-05 | 503.6298 | 0.00406 | 323.7381 | 8.9611e-06
| 322.9472 | 0 | 322.9472 | 0 | 323.847 | 0 | 323.847 | 7.2023e-06 | 200.99 | -0.00086005 | 322.9472 | 0.00078546 | 200.99 | -0.00097128 | 200.99 | 0.0028717 | 323.847 | 7.7408e-06 | 323.847 | 0 | 322.9472 | 0 | 503.7836 | 0 | 503.7836 | 0.00241 | 502.3246 | 0 | 503.7836 | 0.00391 | 323.847 | 8.6074e-06
| 323.0614 | 0.00033839 | 323.0614 | 0.0004335 | 323.9559 | 1.4682e-05 | 323.9559 | 6.6198e-06 | 201.2 | -0.00285 | 323.0614 | 0.00022234 | 201.2 | 0.00099818 | 201.2 | 0.0014413 | 323.9559 | 8.7831e-06 | 323.9559 | 0 | 323.0614 | 0 | 503.9374 | 0.00123 | 503.9374 | 0.00156 | 502.4798 | 1.0001e-05 | 503.9374 | 0.00414 | 323.9559 | 7.3458e-06
| 323.1756 | 0.00039592 | 323.1756 | 0 | 324.0648 | 3.2289e-05 | 324.0648 | 7.5607e-06 | 201.4 | 0.0016695 | 323.1756 | 0 | 201.4 | -0.00087442 | 201.4 | 0.00053099 | 324.0648 | 1.0083e-05 | 324.0648 | 0 | 323.1756 | 0.00012826 | 504.0913 | 0.00192 | 504.0913 | 0.00288 | 502.6349 | 6.6672e-06 | 504.0913 | 0.00385 | 324.0648 | 7.8056e-06
| 323.2899 | 0 | 323.2899 | 0.00113 | 324.1737 | 1.4682e-05 | 324.1737 | 8.188e-06 | 201.6 | -0.00086005 | 323.2899 | 0.0017 | 201.6 | -0.00019641 | 201.6 | -0.0019722 | 324.1737 | 1.0411e-05 | 324.1737 | 0 | 323.2899 | 0 | 504.2451 | 0.00047886 | 504.2451 | 0.00116 | 502.7901 | 1.0001e-05 | 504.2451 | 0.00404 | 324.1737 | 7.9235e-06
| 323.4041 | 0 | 323.4041 | 0 | 324.2826 | 1.4682e-05 | 324.2826 | 8.7144e-06 | 201.8 | 0.00015177 | 323.4041 | 0.00152 | 201.8 | 0.0015148 | 201.8 | 0.0027091 | 324.2826 | 1.0692e-05 | 324.2826 | 0 | 323.4041 | 0.00031595 | 504.399 | 0.00026699 | 504.399 | 0.00202 | 502.9453 | 2.6669e-05 | 504.399 | 0.0039 | 324.2826 | 8.1476e-06
| 323.5183 | 0 | 323.5183 | 0.0003468 | 324.3916 | 0 | 324.3916 | 9.0953e-06 | 202.01 | -0.002108 | 323.5183 | 0.00147 | 202.01 | -0.0023273 | 202.01 | 0.00033593 | 324.3916 | 1.1863e-05 | 324.3916 | 0 | 323.5183 | 0.00116 | 504.5529 | 0.00133 | 504.5529 | 0.00227 | 503.1005 | 3.0002e-05 | 504.5529 | 0.00416 | 324.3916 | 8.9611e-06
| 323.6325 | 0.00012598 | 323.6325 | 0 | 324.5005 | 0 | 324.5005 | 9.5769e-06 | 202.21 | -0.00086005 | 323.6325 | 0.00164 | 202.21 | -0.00058385 | 202.21 | 0.00079106 | 324.5005 | 1.1313e-05 | 324.5005 | 0 | 323.6325 | 0.00072887 | 504.7067 | 0.00169 | 504.7067 | 0.0016 | 503.2557 | 6.6672e-05 | 504.7067 | 0.00397 | 324.5005 | 8.9611e-06
| 323.7467 | 0 | 323.7467 | 0.00029479 | 324.6094 | 1.4682e-05 | 324.6094 | 9.3417e-06 | 202.41 | -0.0015008 | 323.7467 | 0.00050617 | 202.41 | -0.00058385 | 202.41 | 4.3346e-05 | 324.6094 | 1.1922e-05 | 324.6094 | 0 | 323.7467 | 0.00041236 | 504.8606 | 0.00144 | 504.8606 | 0.00104 | 503.4109 | 3.0002e-05 | 504.8606 | 0.00415 | 324.6094 | 1.3206e-05
| 323.8609 | 0 | 323.8609 | 0 | 324.7184 | 1.4682e-05 | 324.7184 | 7.9303e-06 | 202.62 | -0.00065769 | 323.8609 | 0.00041639 | 202.62 | -0.0023596 | 202.62 | -0.00063934 | 324.7184 | 1.0879e-05 | 324.7184 | 0 | 323.8609 | 0 | 505.0145 | 0.00234 | 505.0145 | 0.00299 | 503.5661 | 6.6672e-06 | 505.0145 | 0.00395 | 324.7184 | 1.343e-05
| 323.9751 | 0 | 323.9751 | 8.6698e-05 | 324.8273 | 1.4682e-05 | 324.8273 | 7.8967e-06 | 202.82 | -0.00072515 | 323.9751 | 0.00067647 | 202.82 | -0.00026098 | 202.82 | -0.00099695 | 324.8273 | 1.143e-05 | 324.8273 | 0 | 323.9751 | 0 | 505.1684 | 0.00199 | 505.1684 | 0.00239 | 503.7213 | 0 | 505.1684 | 0.00416 | 324.8273 | 1.5729e-05
| 324.0893 | 0 | 324.0893 | 0.00041713 | 324.9363 | 1.4682e-05 | 324.9363 | 7.4039e-06 | 203.02 | -0.00059023 | 324.0893 | 0.00072869 | 203.02 | 0.0011919 | 203.02 | 0.00056349 | 324.9363 | 1.0282e-05 | 324.9363 | 0 | 324.0893 | 0 | 505.3224 | 0.00091125 | 505.3224 | 0.0026 | 503.8765 | 6.6672e-06 | 505.3224 | 0.00398 | 324.9363 | 1.0683e-05
| 324.2035 | 0 | 324.2035 | 0.00067626 | 325.0452 | 0 | 325.0452 | 8.9944e-06 | 203.22 | -0.0016358 | 324.2035 | 0.00113 | 203.22 | 0.00073989 | 203.22 | -0.00099695 | 325.0452 | 1.1149e-05 | 325.0452 | 0 | 324.2035 | 0 | 505.4763 | 0.00152 | 505.4763 | 0.00146 | 504.0317 | 3.0002e-05 | 505.4763 | 0.00413 | 325.0452 | 8.8432e-06
| 324.3177 | 0 | 324.3177 | 0.00027809 | 325.1542 | 0 | 325.1542 | 8.1432e-06 | 203.43 | -0.00025296 | 324.3177 | 0.00016089 | 203.43 | 0.0004816 | 203.43 | -0.0012245 | 325.1542 | 1.0001e-05 | 325.1542 | 0 | 324.3177 | 9.0716e-05 | 505.6302 | 0.00234 | 505.6302 | 0.00274 | 504.187 | 0 | 505.6302 | 0.00397 | 325.1542 | 4.5985e-06
| 324.4319 | 0 | 324.4319 | 0.00076297 | 325.2632 | 1.4682e-05 | 325.2632 | 9.2297e-06 | 203.63 | -0.0013997 | 324.4319 | 0.0017 | 203.63 | 0.0037425 | 203.63 | -0.0019397 | 325.2632 | 9.7082e-06 | 325.2632 | 0 | 324.4319 | 0 | 505.7842 | 0.0017 | 505.7842 | 0.00169 | 504.3422 | 0 | 505.7842 | 0.00418 | 325.2632 | 4.1386e-06
| 324.5461 | 0 | 324.5461 | 0 | 325.3721 | 0 | 325.3721 | 9.2633e-06 | 203.83 | -0.00028669 | 324.5461 | 0.00052996 | 203.83 | -0.0015202 | 203.83 | -0.00096444 | 325.3721 | 7.4949e-06 | 325.3721 | 0 | 324.5461 | 0 | 505.9381 | 0.00109 | 505.9381 | 0.00132 | 504.4975 | 2.6669e-05 | 505.9381 | 0.00403 | 325.3721 | 5.1645e-06
| 324.6603 | 5.091e-05 | 324.6603 | 6.9356e-05 | 325.4811 | 0 | 325.4811 | 9.8345e-06 | 204.04 | -0.0012648 | 324.6603 | 2.3658e-05 | 204.04 | -0.00087442 | 204.04 | -0.00070437 | 325.4811 | 7.2021e-06 | 325.4811 | 0 | 324.6603 | 0 | 506.0921 | 0.00063559 | 506.0921 | 0.00237 | 504.6527 | 1.0001e-05 | 506.0921 | 0.00416 | 325.4811 | 9.3031e-06
| 324.7744 | 0.00034194 | 324.7744 | 0 | 325.5901 | 4.9907e-05 | 325.5901 | 8.6248e-06 | 204.24 | -5.0592e-05 | 324.7744 | 0 | 204.24 | 0.00090132 | 204.24 | 0.0014413 | 325.5901 | 6.6049e-06 | 325.5901 | 0 | 324.7744 | 0 | 506.2461 | 0.00176 | 506.2461 | 0.00292 | 504.808 | 0 | 506.2461 | 0.00393 | 325.5901 | 9.645e-06
| 324.8886 | 0.00012278 | 324.8886 | 0.00017341 | 325.6991 | 0 | 325.6991 | 7.0903e-06 | 204.44 | -0.00079259 | 324.8886 | 0.00141 | 204.44 | -0.00071299 | 204.44 | -0.00073687 | 325.6991 | 6.1833e-06 | 325.6991 | 0 | 324.8886 | 0.00041236 | 506.4001 | 0 | 506.4001 | 0.001 | 504.9633 | 3.0002e-05 | 506.4001 | 0.00416 | 325.6991 | 8.0414e-06
| 325.0028 | 0.00034194 | 325.0028 | 0 | 325.8081 | 1.4682e-05 | 325.8081 | 5.7349e-06 | 204.64 | 0.0023104 | 325.0028 | 0.00175 | 204.64 | -0.00074527 | 204.64 | -0.00067186 | 325.8081 | 6.4409e-06 | 325.8081 | 0 | 325.0028 | 0.00020334 | 506.5541 | 0.00143 | 506.5541 | 0.00086137 | 505.1186 | 0 | 506.5541 | 0.00402 | 325.8081 | 6.0841e-06
| 325.1169 | 0 | 325.1169 | 0.00055488 | 325.9171 | 0 | 325.9171 | 5.3765e-06 | 204.85 | -0.0030861 | 325.1169 | 0.00033588 | 204.85 | -0.0010036 | 204.85 | -0.0020372 | 325.9171 | 7.1201e-06 | 325.9171 | 0 | 325.1169 | 0 | 506.7081 | 0.00206 | 506.7081 | 0.00153 | 505.2738 | 1.0001e-05 | 506.7081 | 0.00423 | 325.9171 | 1.1708e-05
| 325.2311 | 0.00035993 | 325.2311 | 0 | 326.0261 | 0 | 326.0261 | 5.5221e-06 | 205.05 | 0.001231 | 325.2311 | 1.8923e-05 | 205.05 | 0.001095 | 205.05 | -0.00057433 | 326.0261 | 8.584e-06 | 326.0261 | 0 | 325.2311 | 0.00107 | 506.8621 | 0.00142 | 506.8621 | 0.00257 | 505.4291 | 0 | 506.8621 | 0.00397 | 326.0261 | 1.1708e-05
| 325.3453 | 3.2945e-05 | 325.3453 | 0.00114 | 326.1352 | 0 | 326.1352 | 6.8774e-06 | 205.25 | -0.0005565 | 325.3453 | 0.00156 | 205.25 | -0.0012296 | 205.25 | -0.0035977 | 326.1352 | 1.0423e-05 | 326.1352 | 0 | 325.3453 | 0 | 507.0161 | 0.00131 | 507.0161 | 0.0002286 | 505.5845 | 1.0001e-05 | 507.0161 | 0.00422 | 326.1352 | 1.0447e-05
| 325.4594 | 0 | 325.4594 | 0 | 326.2442 | 1.4682e-05 | 326.2442 | 7.3031e-06 | 205.46 | -0.00028669 | 325.4594 | 0 | 205.46 | 0.00012645 | 205.46 | 0.00072604 | 326.2442 | 1.0036e-05 | 326.2442 | 0 | 325.4594 | 0.00042856 | 507.1701 | 0.00109 | 507.1701 | 0.00165 | 505.7398 | 6.6672e-06 | 507.1701 | 0.0041 | 326.2442 | 5.9662e-06
| 325.5736 | 0 | 325.5736 | 0 | 326.3532 | 0 | 326.3532 | 9.4649e-06 | 205.66 | 1.6864e-05 | 325.5736 | 0.00025072 | 205.66 | -0.0034573 | 205.66 | -0.001127 | 326.3532 | 9.6731e-06 | 326.3532 | 0 | 325.5736 | 0.00028115 | 507.3241 | 0.00118 | 507.3241 | 0.00202 | 505.8951 | 0 | 507.3241 | 0.00431 | 326.3532 | 7.3458e-06
| 325.6877 | 0 | 325.6877 | 0 | 326.4623 | 1.4682e-05 | 326.4623 | 9.8121e-06 | 205.86 | 0.00075887 | 325.6877 | 0.00078546 | 205.86 | -0.0009067 | 205.86 | 0.0014413 | 326.4623 | 9.4389e-06 | 326.4623 | 0 | 325.6877 | 0 | 507.4782 | 0.00038887 | 507.4782 | 0.0025 | 506.0504 | 0 | 507.4782 | 0.00405 | 326.4623 | 5.7422e-06
| 325.8018 | 0 | 325.8018 | 0.00048552 | 326.5713 | 0 | 326.5713 | 1.1156e-05 | 206.07 | 0.00045532 | 325.8018 | 0.00119 | 206.07 | -0.00051927 | 206.07 | -0.0013871 | 326.5713 | 1.1008e-05 | 326.5713 | 0 | 325.8018 | 0.00031865 | 507.6322 | 0.0018 | 507.6322 | 0.00253 | 506.2058 | 1.0001e-05 | 507.6322 | 0.00423 | 326.5713 | 6.4261e-06
| 325.916 | 0 | 325.916 | 0 | 326.6804 | 1.4682e-05 | 326.6804 | 9.4201e-06 | 206.27 | 0.0026813 | 325.916 | 0 | 206.27 | -0.0013587 | 206.27 | 0.00088859 | 326.6804 | 1.1184e-05 | 326.6804 | 0 | 325.916 | 0 | 507.7863 | 0.00154 | 507.7863 | 0.00116 | 506.3611 | 6.6672e-06 | 507.7863 | 0.00414 | 326.6804 | 5.9662e-06
| 326.0301 | 0 | 326.0301 | 0 | 326.7894 | 0 | 326.7894 | 9.7225e-06 | 206.47 | -0.0019057 | 326.0301 | 0.00173 | 206.47 | -0.0012619 | 206.47 | -0.00089942 | 326.7894 | 1.1477e-05 | 326.7894 | 0 | 326.0301 | 0.00065603 | 507.9404 | 0.00152 | 507.9404 | 0.0013 | 506.5165 | 1.0001e-05 | 507.9404 | 0.00429 | 326.7894 | 9.9869e-06
| 326.1442 | 0 | 326.1442 | 0 | 326.8985 | 1.4682e-05 | 326.8985 | 7.5607e-06 | 206.68 | -0.0018044 | 326.1442 | 0.00121 | 206.68 | -0.0013587 | 206.68 | -0.0010295 | 326.8985 | 1.1207e-05 | 326.8985 | 0 | 326.1442 | 0.00124 | 508.0945 | 0.00121 | 508.0945 | 0.00174 | 506.6718 | 6.6672e-06 | 508.0945 | 0.00405 | 326.8985 | 8.0414e-06
| 326.2584 | 0.00026652 | 326.2584 | 0.00029479 | 327.0076 | 0 | 327.0076 | 7.9527e-06 | 206.88 | -5.0592e-05 | 326.2584 | 0.00153 | 206.88 | -0.0012619 | 206.88 | -0.0013871 | 327.0076 | 1.164e-05 | 327.0076 | 0 | 326.2584 | 0.00018744 | 508.2486 | 0.00109 | 508.2486 | 0.00232 | 506.8272 | 3.0002e-05 | 508.2486 | 0.0042 | 327.0076 | 8.6074e-06
| 326.3725 | 0 | 326.3725 | 0 | 327.1166 | 0 | 327.1166 | 7.8295e-06 | 207.08 | 0.00079259 | 326.3725 | 0 | 207.08 | -9.9549e-05 | 207.08 | -0.0027849 | 327.1166 | 1.0329e-05 | 327.1166 | 0 | 326.3725 | 0.00037225 | 508.4027 | 0.00201 | 508.4027 | 0.00234 | 506.9826 | 0 | 508.4027 | 0.00409 | 327.1166 | 6.7798e-06
| 326.4866 | 0.00015871 | 326.4866 | 0.00031212 | 327.2257 | 1.4682e-05 | 327.2257 | 8.7816e-06 | 207.29 | 0.00011805 | 326.4866 | 0.00022234 | 207.29 | -0.0013909 | 207.29 | -0.0012895 | 327.2257 | 1.068e-05 | 327.2257 | 0 | 326.4866 | 0 | 508.5568 | 0.00094902 | 508.5568 | 0.00128 | 507.1379 | 5.0004e-05 | 508.5568 | 0.0042 | 327.2257 | 6.544e-06
| 326.6008 | 0 | 326.6008 | 0.00012167 | 327.3348 | 3.2289e-05 | 327.3348 | 8.1096e-06 | 207.49 | -0.0012985 | 326.6008 | 0.00138 | 207.49 | -0.00026098 | 207.49 | -0.00018422 | 327.3348 | 8.7479e-06 | 327.3348 | 0 | 326.6008 | 0 | 508.7109 | 0.00131 | 508.7109 | 0.00232 | 507.2933 | 0 | 508.7109 | 0.00392 | 327.3348 | 6.2021e-06
| 326.7149 | 0 | 326.7149 | 0.00101 | 327.4439 | 1.4682e-05 | 327.4439 | 8.3224e-06 | 207.69 | -0.0011973 | 326.7149 | 0.00173 | 207.69 | -0.0016815 | 207.69 | -0.0019397 | 327.4439 | 9.029e-06 | 327.4439 | 0 | 326.7149 | 0.00111 | 508.865 | 0.00098384 | 508.865 | 0.00094954 | 507.4487 | 1.0001e-05 | 508.865 | 0.0041 | 327.4439 | 9.7629e-06
| 326.829 | 0 | 326.829 | 0.00067784 | 327.553 | 1.4682e-05 | 327.553 | 8.1656e-06 | 207.89 | -0.00048905 | 326.829 | 0.0009558 | 207.89 | 0.0010305 | 207.89 | -2.1673e-05 | 327.553 | 8.0922e-06 | 327.553 | 0 | 326.829 | 0.00087902 | 509.0192 | 0.0014 | 509.0192 | 0.00183 | 507.6041 | 6.6672e-06 | 509.0192 | 0.00398 | 327.553 | 1.1602e-05
| 326.9431 | 0.00021262 | 326.9431 | 0.0002601 | 327.6621 | 1.4682e-05 | 327.6621 | 8.6808e-06 | 208.1 | -0.0019731 | 326.9431 | 0 | 208.1 | -0.0019076 | 208.1 | -0.00099695 | 327.6621 | 9.9776e-06 | 327.6621 | 0 | 326.9431 | 0.00039362 | 509.1733 | 0.00196 | 509.1733 | 0.00232 | 507.7595 | 3.0002e-05 | 509.1733 | 0.00421 | 327.6621 | 1.251e-05
| 327.0572 | 0 | 327.0572 | 0 | 327.7712 | 3.2289e-05 | 327.7712 | 8.1096e-06 | 208.3 | -0.00032042 | 327.0572 | 0.00027444 | 208.3 | -0.0011004 | 208.3 | -0.0010295 | 327.7712 | 9.1344e-06 | 327.7712 | 0 | 327.0572 | 0.00039103 | 509.3275 | 0.00103 | 509.3275 | 0.00213 | 507.915 | 0 | 509.3275 | 0.00395 | 327.7712 | 9.645e-06
| 327.1713 | 0 | 327.1713 | 0.00079764 | 327.8803 | 0 | 327.8803 | 8.2216e-06 | 208.5 | -0.0018381 | 327.1713 | 0.00207 | 208.5 | -0.0026501 | 208.5 | -0.0021673 | 327.8803 | 9.7082e-06 | 327.8803 | 0 | 327.1713 | 0 | 509.4816 | 0.00177 | 509.4816 | 0.00229 | 508.0704 | 0 | 509.4816 | 0.00409 | 327.8803 | 1.0223e-05
| 327.2854 | 0 | 327.2854 | 0.00029547 | 327.9895 | 0 | 327.9895 | 8.3224e-06 | 208.71 | 0.00059023 | 327.2854 | 0.0007003 | 208.71 | 0.0018699 | 208.71 | 0.0011487 | 327.9895 | 8.947e-06 | 327.9895 | 0 | 327.2854 | 0 | 509.6358 | 0.00044112 | 509.6358 | 0.00221 | 508.2258 | 6.6672e-06 | 509.6358 | 0.00382 | 327.9895 | 8.5013e-06
| 327.3995 | 0 | 327.3995 | 0.00031212 | 328.0986 | 0 | 328.0986 | 8.4232e-06 | 208.91 | -0.00015177 | 327.3995 | 0.0017 | 208.91 | -0.0020045 | 208.91 | -0.00024923 | 328.0986 | 9.7551e-06 | 328.0986 | 0 | 327.3995 | 0.00093719 | 509.79 | 0.00149 | 509.79 | 0.00258 | 508.3813 | 1.0001e-05 | 509.79 | 0.00404 | 328.0986 | 8.3834e-06
| 327.5136 | 0 | 327.5136 | 0.00015642 | 328.2077 | 0 | 328.2077 | 8.3224e-06 | 209.12 | 0.00069142 | 327.5136 | 0 | 209.12 | -0.0015847 | 209.12 | 0.00020589 | 328.2077 | 9.1578e-06 | 328.2077 | 0 | 327.5136 | 0.0001658 | 509.9442 | 0.00135 | 509.9442 | 0.00283 | 508.5367 | 0 | 509.9442 | 0.00392 | 328.2077 | 8.3834e-06
| 327.6277 | 0.00010482 | 327.6277 | 0 | 328.3169 | 3.2289e-05 | 328.3169 | 8.3672e-06 | 209.32 | -0.0011299 | 327.6277 | 0.00107 | 209.32 | 0.00067532 | 209.32 | -0.00073687 | 328.3169 | 1.02e-05 | 328.3169 | 0 | 327.6277 | 0.00086221 | 510.0984 | 0.00138 | 510.0984 | 0.00271 | 508.6922 | 0 | 510.0984 | 0.00425 | 328.3169 | 1.0105e-05
| 327.7418 | 0.00016197 | 327.7418 | 0.00050404 | 328.426 | 1.4682e-05 | 328.426 | 8.8376e-06 | 209.52 | -0.00072515 | 327.7418 | 0.00138 | 209.52 | -0.0004547 | 209.52 | 0.0022539 | 328.426 | 1.1172e-05 | 328.426 | 0 | 327.7418 | 0.00039103 | 510.2526 | 0.00154 | 510.2526 | 0.00237 | 508.8476 | 6.6672e-06 | 510.2526 | 0.00409 | 328.426 | 8.1476e-06
| 327.8558 | 0.00106 | 327.8558 | 0.00065893 | 328.5352 | 1.4682e-05 | 328.5352 | 9.3305e-06 | 209.73 | -0.00011805 | 327.8558 | 0.00173 | 209.73 | -0.0035865 | 209.73 | -5.4182e-05 | 328.5352 | 1.2003e-05 | 328.5352 | 0 | 327.8558 | 0 | 510.4068 | 0.00112 | 510.4068 | 0.00236 | 509.0031 | 1.0001e-05 | 510.4068 | 0.00433 | 328.5352 | 9.5271e-06
| 327.9699 | 0 | 327.9699 | 0 | 328.6443 | 1.4682e-05 | 328.6443 | 9.2521e-06 | 209.93 | 0.00096123 | 327.9699 | 0.00072869 | 209.93 | -9.9549e-05 | 209.93 | -0.0021673 | 328.6443 | 1.1336e-05 | 328.6443 | 0 | 327.9699 | 0 | 510.5611 | 0.00068489 | 510.5611 | 0 | 509.1586 | 6.6672e-06 | 510.5611 | 0.0041 | 328.6443 | 9.7629e-06
| 328.084 | 0 | 328.084 | 0.00036414 | 328.7535 | 0 | 328.7535 | 9.2073e-06 | 210.13 | 0.00032042 | 328.084 | 0.00127 | 210.13 | 0.00022331 | 210.13 | 0.00049847 | 328.7535 | 1.0856e-05 | 328.7535 | 0 | 328.084 | 0.00073101 | 510.7153 | 0.00072265 | 510.7153 | 0.00135 | 509.3141 | 3.0002e-05 | 510.7153 | 0.00437 | 328.7535 | 1.0789e-05
| 328.1981 | 0 | 328.1981 | 0.0007126 | 328.8627 | 1.4682e-05 | 328.8627 | 9.6217e-06 | 210.34 | -0.00011805 | 328.1981 | 0.00155 | 210.34 | -0.0016815 | 210.34 | 0.00062851 | 328.8627 | 1.0493e-05 | 328.8627 | 0 | 328.1981 | 0.00084148 | 510.8695 | 0.00197 | 510.8695 | 0.00207 | 509.4696 | 0 | 510.8695 | 0.00415 | 328.8627 | 1.0329e-05
| 328.3121 | 0 | 328.3121 | 0.00053755 | 328.9719 | 1.4682e-05 | 328.9719 | 1.0059e-05 | 210.54 | -0.0022766 | 328.3121 | 0 | 210.54 | -0.0031991 | 210.54 | -0.0021673 | 328.9719 | 1.1477e-05 | 328.9719 | 0 | 328.3121 | 0.00041236 | 511.0238 | 0 | 511.0238 | 0.0019 | 509.6251 | 5.0004e-05 | 511.0238 | 0.00447 | 328.9719 | 8.3834e-06
| 328.4262 | 0.00014397 | 328.4262 | 0 | 329.0811 | 1.4682e-05 | 329.0811 | 9.9913e-06 | 210.74 | 0.0010287 | 328.4262 | 0.00141 | 210.74 | 0.0019991 | 210.74 | 0.0015387 | 329.0811 | 1.0879e-05 | 329.0811 | 0 | 328.4262 | 0.00091656 | 511.1781 | 0.00175 | 511.1781 | 0.00236 | 509.7806 | 6.6672e-06 | 511.1781 | 0.0042 | 329.0811 | 9.0673e-06
| 328.5403 | 0 | 328.5403 | 0 | 329.1903 | 3.2289e-05 | 329.1903 | 8.7032e-06 | 210.95 | -0.00285 | 328.5403 | 0.00093192 | 210.95 | -0.0018108 | 210.95 | -0.001062 | 329.1903 | 1.0013e-05 | 329.1903 | 0 | 328.5403 | 0.00013121 | 511.3323 | 0.00201 | 511.3323 | 0.00178 | 509.9361 | 0 | 511.3323 | 0.00438 | 329.1903 | 7.8056e-06
| 328.6543 | 0.00057588 | 328.6543 | 0 | 329.2995 | 3.2289e-05 | 329.2995 | 8.0536e-06 | 211.15 | -0.0015008 | 328.6543 | 0.00158 | 211.15 | 0.00012645 | 211.15 | 0.0017013 | 329.2995 | 9.0759e-06 | 329.2995 | 0 | 328.6543 | 0.00069133 | 511.4866 | 0.00142 | 511.4866 | 0.00162 | 510.0916 | 2.6669e-05 | 511.4866 | 0.00403 | 329.2995 | 9.3031e-06
| 328.7684 | 0 | 328.7684 | 0.00102 | 329.4087 | 1.4682e-05 | 329.4087 | 8.188e-06 | 211.35 | -0.0011299 | 328.7684 | 0.00144 | 211.35 | -0.00077756 | 211.35 | 0.00033593 | 329.4087 | 9.8136e-06 | 329.4087 | 0 | 328.7684 | 0 | 511.6409 | 0 | 511.6409 | 0.0006682 | 510.2471 | 3.0002e-05 | 511.6409 | 0.00423 | 329.4087 | 9.5271e-06
| 328.8824 | 0 | 328.8824 | 5.2137e-05 | 329.5179 | 0 | 329.5179 | 8.244e-06 | 211.56 | 0.0014672 | 328.8824 | 0.00055835 | 211.56 | -0.00080984 | 211.56 | -5.4182e-05 | 329.5179 | 1.0657e-05 | 329.5179 | 0 | 328.8824 | 9.0716e-05 | 511.7952 | 0.0007023 | 511.7952 | 0.00193 | 510.4027 | 0 | 511.7952 | 0.00406 | 329.5179 | 8.6074e-06
| 328.9965 | 0.00093132 | 328.9965 | 0.00046818 | 329.6271 | 0 | 329.6271 | 8.6024e-06 | 211.76 | -0.0025127 | 328.9965 | 0.00147 | 211.76 | -0.0022951 | 211.76 | -0.00050931 | 329.6271 | 1.1336e-05 | 329.6271 | 0 | 328.9965 | 0.00065603 | 511.9495 | 0.00126 | 511.9495 | 0 | 510.5582 | 0 | 511.9495 | 0.00423 | 329.6271 | 6.8859e-06
| 329.1105 | 0 | 329.1105 | 0 | 329.7363 | 0 | 329.7363 | 7.9079e-06 | 211.96 | -0.00059023 | 329.1105 | 0.00175 | 211.96 | 0.0007076 | 211.96 | 0.00082357 | 329.7363 | 1.0388e-05 | 329.7363 | 0 | 329.1105 | 0 | 512.1038 | 0.00225 | 512.1038 | 0.00158 | 510.7138 | 2.6669e-05 | 512.1038 | 0.00399 | 329.7363 | 5.8601e-06
| 329.2246 | 0.00032042 | 329.2246 | 0.00017341 | 329.8455 | 0 | 329.8455 | 8.8936e-06 | 212.17 | -0.0025465 | 329.2246 | 0.00176 | 212.17 | -0.0016493 | 212.17 | -0.0015822 | 329.8455 | 1.0259e-05 | 329.8455 | 0 | 329.2246 | 0 | 512.2582 | 0.0026 | 512.2582 | 0.00169 | 510.8693 | 1.0001e-05 | 512.2582 | 0.00417 | 329.8455 | 7.2279e-06
| 329.3386 | 0 | 329.3386 | 0 | 329.9548 | 0 | 329.9548 | 7.3815e-06 | 212.37 | -0.001737 | 329.3386 | 0 | 212.37 | 0.00073989 | 212.37 | 0.0014737 | 329.9548 | 9.3218e-06 | 329.9548 | 0 | 329.3386 | 0 | 512.4125 | 0.00175 | 512.4125 | 0.00294 | 511.0249 | 6.6672e-06 | 512.4125 | 0.00402 | 329.9548 | 8.3834e-06
| 329.4526 | 0 | 329.4526 | 0 | 330.064 | 1.4682e-05 | 330.064 | 7.6167e-06 | 212.58 | 8.4319e-05 | 329.4526 | 0.00158 | 212.58 | -0.00019641 | 212.58 | -0.001192 | 330.064 | 9.6497e-06 | 330.064 | 0 | 329.4526 | 0.0001687 | 512.5669 | 0.00227 | 512.5669 | 0.00207 | 511.1805 | 1.0001e-05 | 512.5669 | 0.00425 | 330.064 | 1.1708e-05
| 329.5667 | 0.00084583 | 329.5667 | 0 | 330.1733 | 1.4682e-05 | 330.1733 | 7.0119e-06 | 212.78 | -0.0012648 | 329.5667 | 0.00249 | 212.78 | 0.00057846 | 212.78 | 0.00030341 | 330.1733 | 9.1578e-06 | 330.1733 | 0 | 329.5667 | 0.00020334 | 512.7212 | 0.00124 | 512.7212 | 0.00301 | 511.3361 | 0 | 512.7212 | 0.00409 | 330.1733 | 1.0789e-05
| 329.6807 | 0.00033839 | 329.6807 | 0.00036414 | 330.2825 | 1.4682e-05 | 330.2825 | 7.5159e-06 | 212.98 | -0.0023778 | 329.6807 | 0.0001088 | 212.98 | -6.7263e-05 | 212.98 | -0.00099695 | 330.2825 | 1.0083e-05 | 330.2825 | 0 | 329.6807 | 0.00146 | 512.8756 | 0.00067041 | 512.8756 | 0.0026 | 511.4917 | 1.0001e-05 | 512.8756 | 0.00427 | 330.2825 | 1.1025e-05
| 329.7947 | 0 | 329.7947 | 0 | 330.3918 | 0 | 330.3918 | 7.1687e-06 | 213.19 | -0.00062396 | 329.7947 | 0.00101 | 213.19 | -0.00032556 | 213.19 | -0.00047681 | 330.3918 | 9.7551e-06 | 330.3918 | 0 | 329.7947 | 0.00014702 | 513.0299 | 0 | 513.0299 | 0.0039 | 511.6473 | 0 | 513.0299 | 0.004 | 330.3918 | 7.4637e-06
| 329.9087 | 0.00058994 | 329.9087 | 0.00076297 | 330.5011 | 0 | 330.5011 | 7.9079e-06 | 213.39 | -0.0011299 | 329.9087 | 0.00113 | 213.39 | -0.0018752 | 213.39 | -0.0012245 | 330.5011 | 9.9542e-06 | 330.5011 | 0 | 329.9087 | 0.00063729 | 513.1843 | 0.0005311 | 513.1843 | 0.00125 | 511.8029 | 0 | 513.1843 | 0.00424 | 330.5011 | 8.7253e-06
| 330.0227 | 0 | 330.0227 | 0 | 330.6103 | 0 | 330.6103 | 8.2216e-06 | 213.59 | 0.0014334 | 330.0227 | 0.00115 | 213.59 | -0.00084214 | 213.59 | -0.00028175 | 330.6103 | 8.9353e-06 | 330.6103 | 0 | 330.0227 | 0.0012 | 513.3387 | 0.0019 | 513.3387 | 0.00214 | 511.9585 | 0 | 513.3387 | 0.00399 | 330.6103 | 8.8432e-06
| 330.1368 | 0 | 330.1368 | 0.00086701 | 330.7196 | 1.4682e-05 | 330.7196 | 9.7001e-06 | 213.8 | -0.00086005 | 330.1368 | 0.00139 | 213.8 | -0.0031667 | 213.8 | -0.00050931 | 330.7196 | 9.111e-06 | 330.7196 | 0 | 330.1368 | 0.00050609 | 513.4931 | 0.00093161 | 513.4931 | 0.00209 | 512.1141 | 1.0001e-05 | 513.4931 | 0.00428 | 330.7196 | 1.251e-05
| 330.2508 | 8.9983e-05 | 330.2508 | 0.0007126 | 330.8289 | 0 | 330.8289 | 1.0215e-05 | 214 | -0.00089378 | 330.2508 | 0 | 214 | -0.00084214 | 214 | -0.0012245 | 330.8289 | 8.9705e-06 | 330.8289 | 0 | 330.2508 | 0.00174 | 513.6475 | 0.00178 | 513.6475 | 0.00174 | 512.2697 | 4.667e-05 | 513.6475 | 0.00396 | 330.8289 | 1.1708e-05
| 330.3648 | 0 | 330.3648 | 0.00029479 | 330.9382 | 0 | 330.9382 | 1.1291e-05 | 214.21 | 0.00038786 | 330.3648 | 0.00070485 | 214.21 | -0.0025855 | 214.21 | -0.0014196 | 330.9382 | 1.0247e-05 | 330.9382 | 0 | 330.3648 | 0.00088096 | 513.802 | 0.00138 | 513.802 | 0.00215 | 512.4254 | 1.0001e-05 | 513.802 | 0.00419 | 330.9382 | 1.2628e-05
| 330.4788 | 0.00091782 | 330.4788 | 0.00012167 | 331.0475 | 3.2289e-05 | 331.0475 | 1.0484e-05 | 214.41 | -0.00059023 | 330.4788 | 0.00021766 | 214.41 | 0.0033874 | 214.41 | -0.00096444 | 331.0475 | 1.0013e-05 | 331.0475 | 0 | 330.4788 | 0.00112 | 513.9564 | 0.00126 | 513.9564 | 0.00213 | 512.581 | 6.6672e-06 | 513.9564 | 0.00397 | 331.0475 | 1.0789e-05
| 330.5928 | 0 | 330.5928 | 0.00027745 | 331.1568 | 3.2289e-05 | 331.1568 | 9.9689e-06 | 214.61 | -0.00062396 | 330.5928 | 0.00022234 | 214.61 | -0.0029407 | 214.61 | 0.0009211 | 331.1568 | 1.0118e-05 | 331.1568 | 0 | 330.5928 | 0.00172 | 514.1108 | 0.00075747 | 514.1108 | 0.00209 | 512.7367 | 1.0001e-05 | 514.1108 | 0.00421 | 331.1568 | 1.0907e-05
| 330.7068 | 0.00077385 | 330.7068 | 0 | 331.2661 | 0 | 331.2661 | 9.0505e-06 | 214.82 | 0.0012985 | 330.7068 | 0.00132 | 214.82 | 0.00038475 | 214.82 | -0.0014521 | 331.2661 | 9.0993e-06 | 331.2661 | 0 | 330.7068 | 0.00091656 | 514.2653 | 0.0011 | 514.2653 | 0.00214 | 512.8923 | 6.6672e-06 | 514.2653 | 0.00403 | 331.2661 | 1.1025e-05
| 330.8208 | 0 | 330.8208 | 5.2025e-05 | 331.3754 | 1.4682e-05 | 331.3754 | 9.2073e-06 | 215.02 | -0.0012648 | 330.8208 | 0 | 215.02 | -0.0034897 | 215.02 | -0.0022323 | 331.3754 | 9.1578e-06 | 331.3754 | 0 | 330.8208 | 0.00041236 | 514.4197 | 6.0949e-05 | 514.4197 | 0.0009847 | 513.048 | 0 | 514.4197 | 0.0042 | 331.3754 | 1.0105e-05
| 330.9348 | 0.00043191 | 330.9348 | 6.9519e-05 | 331.4847 | 0 | 331.4847 | 8.4456e-06 | 215.23 | 0.0025127 | 330.9348 | 0 | 215.23 | -0.001165 | 215.23 | -0.00054182 | 331.4847 | 8.8065e-06 | 331.4847 | 0 | 330.9348 | 0.00169 | 514.5742 | 0.00145 | 514.5742 | 0.00216 | 513.2037 | 6.6672e-06 | 514.5742 | 0.00403 | 331.4847 | 1.3666e-05
| 331.0488 | 0.00010482 | 331.0488 | 0 | 331.594 | 1.4682e-05 | 331.594 | 8.8936e-06 | 215.43 | 0.0009275 | 331.0488 | 0.00079001 | 215.43 | 0.00093361 | 215.43 | -0.00015171 | 331.594 | 8.3498e-06 | 331.594 | 0 | 331.0488 | 0.00141 | 514.7287 | 0.00121 | 514.7287 | 0.00165 | 513.3593 | 1.0001e-05 | 514.7287 | 0.00421 | 331.594 | 1.1826e-05
| 331.1628 | 0.00062987 | 331.1628 | 0 | 331.7034 | 1.4682e-05 | 331.7034 | 6.9334e-06 | 215.63 | -0.00079259 | 331.1628 | 0.00101 | 215.63 | -0.0019076 | 215.63 | -5.4182e-05 | 331.7034 | 9.5209e-06 | 331.7034 | 0 | 331.1628 | 0.00125 | 514.8831 | 0.00122 | 514.8831 | 0.00345 | 513.515 | 6.6672e-06 | 514.8831 | 0.00399 | 331.7034 | 1.3666e-05
| 331.2767 | 0.00024855 | 331.2767 | 0.00024276 | 331.8127 | 0 | 331.8127 | 7.5943e-06 | 215.84 | 0.00021923 | 331.2767 | 0.00067647 | 215.84 | 0.001547 | 215.84 | 0.00040094 | 331.8127 | 9.3569e-06 | 331.8127 | 0 | 331.2767 | 0.00046859 | 515.0376 | 0.00080971 | 515.0376 | 0.00127 | 513.6707 | 3.0002e-05 | 515.0376 | 0.00424 | 331.8127 | 9.869e-06
| 331.3907 | 0 | 331.3907 | 0.00083426 | 331.9221 | 0 | 331.9221 | 7.1687e-06 | 216.04 | 0.00082632 | 331.3907 | 0.00016089 | 216.04 | -0.00058385 | 216.04 | 0.0033593 | 331.9221 | 8.7245e-06 | 331.9221 | 0 | 331.3907 | 0.00206 | 515.1921 | 0.00156 | 515.1921 | 0.00183 | 513.8264 | 6.6672e-06 | 515.1921 | 0.00403 | 331.9221 | 9.4092e-06
| 331.5047 | 0.00041025 | 331.5047 | 0.0013 | 332.0314 | 1.4682e-05 | 332.0314 | 8.58e-06 | 216.25 | -0.0017032 | 331.5047 | 0.00119 | 216.25 | -0.0011973 | 216.25 | -0.001257 | 332.0314 | 8.6191e-06 | 332.0314 | 0 | 331.5047 | 0.00101 | 515.3466 | 0.00063559 | 515.3466 | 0.00139 | 513.9821 | 3.0002e-05 | 515.3466 | 0.0042 | 332.0314 | 7.2279e-06
| 331.6187 | 0 | 331.6187 | 0 | 332.1408 | 0 | 332.1408 | 7.5047e-06 | 216.45 | -0.00059023 | 331.6187 | 0.0001041 | 216.45 | -0.00022869 | 216.45 | 0.00043346 | 332.1408 | 8.2912e-06 | 332.1408 | 0 | 331.6187 | 0.00142 | 515.5012 | 0.00234 | 515.5012 | 0.00193 | 514.1378 | 0 | 515.5012 | 0.00386 | 332.1408 | 8.2655e-06
| 331.7326 | 0.00023058 | 331.7326 | 0.00116 | 332.2501 | 3.2289e-05 | 332.2501 | 7.7959e-06 | 216.65 | -0.00062396 | 331.7326 | 0.00198 | 216.65 | 0.00012645 | 216.65 | -0.00086692 | 332.2501 | 8.8651e-06 | 332.2501 | 6.7313e-06 | 331.7326 | 0.00089971 | 515.6557 | 0.00168 | 515.6557 | 0.00218 | 514.2936 | 1.0001e-05 | 515.6557 | 0.00407 | 332.2501 | 9.869e-06
| 331.8466 | 0 | 331.8466 | 0 | 332.3595 | 3.2289e-05 | 332.3595 | 7.1127e-06 | 216.86 | 0.00035414 | 331.8466 | 0.00027444 | 216.86 | -0.0004547 | 216.86 | -0.0018096 | 332.3595 | 7.9633e-06 | 332.3595 | 4.0629e-06 | 331.8466 | 0.00223 | 515.8102 | 0.00288 | 515.8102 | 0.00288 | 514.4493 | 6.6672e-06 | 515.8102 | 0.00391 | 332.3595 | 8.6074e-06
| 331.9606 | 0.00019465 | 331.9606 | 0 | 332.4689 | 1.4682e-05 | 332.4689 | 8.6248e-06 | 217.06 | 0.00075887 | 331.9606 | 0 | 217.06 | 0.001773 | 217.06 | -0.0018096 | 332.4689 | 9.0524e-06 | 332.4689 | 4.3814e-06 | 331.9606 | 0.0005998 | 515.9647 | 2.6115e-05 | 515.9647 | 0.00222 | 514.605 | 3.0002e-05 | 515.9647 | 0.00417 | 332.4689 | 9.7629e-06
| 332.0745 | 0.00044991 | 332.0745 | 0 | 332.5783 | 1.4682e-05 | 332.5783 | 8.5576e-06 | 217.27 | -0.0010287 | 332.0745 | 0.00169 | 217.27 | -0.001165 | 217.27 | -0.00021673 | 332.5783 | 8.9353e-06 | 332.5783 | 7.0607e-06 | 332.0745 | 0.00167 | 516.1193 | 0.00156 | 516.1193 | 0.0028 | 514.7608 | 0 | 516.1193 | 0.00394 | 332.5783 | 1.0105e-05
| 332.1885 | 0 | 332.1885 | 5.2025e-05 | 332.6877 | 0 | 332.6877 | 9.2297e-06 | 217.47 | -0.0021416 | 332.1885 | 0.00153 | 217.47 | -0.0016493 | 217.47 | -0.0013546 | 332.6877 | 9.3569e-06 | 332.6877 | 6.4128e-06 | 332.1885 | 0.00095593 | 516.2739 | 0.00131 | 516.2739 | 0.00183 | 514.9165 | 3.0002e-05 | 516.2739 | 0.00422 | 332.6877 | 1.1708e-05
| 332.3024 | 0 | 332.3024 | 0 | 332.7971 | 3.2289e-05 | 332.7971 | 8.2104e-06 | 217.67 | 0.00075887 | 332.3024 | 0.00061512 | 217.67 | 0.0013856 | 217.67 | 0.00043346 | 332.7971 | 8.4318e-06 | 332.7971 | 6.4128e-06 | 332.3024 | 0.00161 | 516.4284 | 0.0001451 | 516.4284 | 0.00281 | 515.0723 | 0 | 516.4284 | 0.004 | 332.7971 | 8.3834e-06
| 332.4164 | 5.091e-05 | 332.4164 | 0.00134 | 332.9065 | 0 | 332.9065 | 8.3224e-06 | 217.88 | -0.001602 | 332.4164 | 0.00079001 | 217.88 | -0.0025855 | 217.88 | -0.00037928 | 332.9065 | 1.0036e-05 | 332.9065 | 7.0607e-06 | 332.4164 | 0.00216 | 516.583 | 0.00213 | 516.583 | 0.00309 | 515.2281 | 3.0002e-05 | 516.583 | 0.00435 | 332.9065 | 6.4261e-06
| 332.5303 | 0.00030594 | 332.5303 | 0 | 333.0159 | 1.4682e-05 | 333.0159 | 8.4456e-06 | 218.08 | 8.4319e-05 | 332.5303 | 0.00055835 | 218.08 | 0.0016761 | 218.08 | 0.00082357 | 333.0159 | 9.919e-06 | 333.0159 | 8.6639e-06 | 332.5303 | 0.00281 | 516.7376 | 0.00145 | 516.7376 | 0.00243 | 515.3839 | 0 | 516.7376 | 0.00407 | 333.0159 | 6.8859e-06
| 332.6442 | 0 | 332.6442 | 0.0004335 | 333.1253 | 3.2289e-05 | 333.1253 | 8.468e-06 | 218.29 | -0.0014672 | 332.6442 | 0.00176 | 218.29 | -0.0011973 | 218.29 | -0.0012245 | 333.1253 | 1.1594e-05 | 333.1253 | 9.191e-06 | 332.6442 | 0.00238 | 516.8922 | 0.00175 | 516.8922 | 0.00213 | 515.5396 | 1.0001e-05 | 516.8922 | 0.00439 | 333.1253 | 8.1476e-06
| 332.7582 | 0.00026995 | 332.7582 | 0.00031285 | 333.2347 | 0 | 333.2347 | 8.9944e-06 | 218.49 | -0.001366 | 332.7582 | 0 | 218.49 | 6.1882e-05 | 218.49 | -2.1673e-05 | 333.2347 | 1.0821e-05 | 333.2347 | 7.2693e-06 | 332.7582 | 0.00443 | 517.0468 | 0.00021476 | 517.0468 | 0.00213 | 515.6954 | 0 | 517.0468 | 0.00403 | 333.2347 | 1.1826e-05
| 332.8721 | 0 | 332.8721 | 0 | 333.3441 | 0 | 333.3441 | 9.0505e-06 | 218.7 | 5.0592e-05 | 332.8721 | 0.0001088 | 218.7 | -0.002521 | 218.7 | 0.0017338 | 333.3441 | 1.0821e-05 | 333.3441 | 7.4889e-06 | 332.8721 | 0.00225 | 517.2014 | 0.00159 | 517.2014 | 0.00155 | 515.8512 | 3.0002e-05 | 517.2014 | 0.00429 | 333.3441 | 1.205e-05
| 332.9861 | 0.00044991 | 332.9861 | 0 | 333.4535 | 1.4682e-05 | 333.4535 | 8.8936e-06 | 218.9 | 0.0023778 | 332.9861 | 0 | 218.9 | -0.00048698 | 218.9 | -0.00057433 | 333.4535 | 1.0223e-05 | 333.4535 | 6.4128e-06 | 332.9861 | 0.00319 | 517.3561 | 0.00189 | 517.3561 | 0.00144 | 516.007 | 0 | 517.3561 | 0.00403 | 333.4535 | 1.2404e-05
| 333.1 | 0 | 333.1 | 0.00134 | 333.563 | 0 | 333.563 | 9.2633e-06 | 219.1 | -0.00059023 | 333.1 | 0.00053456 | 219.1 | -0.00087442 | 219.1 | 0.00079106 | 333.563 | 1.0341e-05 | 333.563 | 6.0944e-06 | 333.1 | 0.00321 | 517.5107 | 0.00123 | 517.5107 | 0.00116 | 516.1628 | 3.0002e-05 | 517.5107 | 0.00435 | 333.563 | 1.0105e-05
| 333.2139 | 0 | 333.2139 | 0.00123 | 333.6724 | 1.4682e-05 | 333.6724 | 8.7592e-06 | 219.31 | -0.00082632 | 333.2139 | 0.00121 | 219.31 | -0.0017784 | 219.31 | -0.00080189 | 333.6724 | 1.0692e-05 | 333.6724 | 5.2379e-06 | 333.2139 | 0.00428 | 517.6653 | 0.00264 | 517.6653 | 0.00155 | 516.3187 | 0 | 517.6653 | 0.00417 | 333.6724 | 1.0105e-05
| 333.3278 | 3.2945e-05 | 333.3278 | 0.00090168 | 333.7819 | 1.4682e-05 | 333.7819 | 1.007e-05 | 219.51 | 5.0592e-05 | 333.3278 | 0 | 219.51 | 0.00038475 | 219.51 | -0.0022323 | 333.7819 | 1.0903e-05 | 333.7819 | 5.5563e-06 | 333.3278 | 0.00356 | 517.82 | 0.00087937 | 517.82 | 0.00253 | 516.4745 | 3.0002e-05 | 517.82 | 0.00433 | 333.7819 | 1.0683e-05
| 333.4418 | 0.00030594 | 333.4418 | 0 | 333.8913 | 0 | 333.8913 | 9.3417e-06 | 219.72 | 0.00011805 | 333.4418 | 0.00061512 | 219.72 | 0.0007076 | 219.72 | -0.00034676 | 333.8913 | 9.919e-06 | 333.8913 | 5.7759e-06 | 333.4418 | 0.00399 | 517.9746 | 0.00211 | 517.9746 | 0.001 | 516.6303 | 0 | 517.9746 | 0.00408 | 333.8913 | 1.0105e-05
| 333.5557 | 0 | 333.5557 | 0.00045084 | 334.0008 | 1.4682e-05 | 334.0008 | 9.2297e-06 | 219.92 | -0.0016695 | 333.5557 | 0.00207 | 219.92 | -0.0011327 | 219.92 | -0.001127 | 334.0008 | 8.7479e-06 | 334.0008 | 5.4575e-06 | 333.5557 | 0.00212 | 518.1293 | 0.00199 | 518.1293 | 0.00183 | 516.7862 | 1.0001e-05 | 518.1293 | 0.00423 | 334.0008 | 9.5271e-06
| 333.6696 | 0.00034194 | 333.6696 | 0.00048665 | 334.1103 | 0 | 334.1103 | 7.8743e-06 | 220.13 | 0.0019057 | 333.6696 | 7.5708e-05 | 220.13 | 0.0009659 | 220.13 | 0.0019289 | 334.1103 | 8.584e-06 | 334.1103 | 3.6347e-06 | 333.6696 | 0.00339 | 518.284 | 0.00159 | 518.284 | 0.00207 | 516.942 | 6.6672e-06 | 518.284 | 0.00395 | 334.1103 | 6.4261e-06
| 333.7835 | 0 | 333.7835 | 0.00086701 | 334.2197 | 1.4682e-05 | 334.2197 | 8.2104e-06 | 220.33 | 0.00038786 | 333.7835 | 0.00127 | 220.33 | -0.0023596 | 220.33 | -0.0013546 | 334.2197 | 9.7902e-06 | 334.2197 | 4.601e-06 | 333.7835 | 0.00405 | 518.4387 | 0 | 518.4387 | 0.00128 | 517.0979 | 1.0001e-05 | 518.4387 | 0.00414 | 334.2197 | 9.5271e-06
| 333.8974 | 0.00037793 | 333.8974 | 0 | 334.3292 | 0 | 334.3292 | 7.9864e-06 | 220.53 | -0.0011973 | 333.8974 | 0.00061512 | 220.53 | -0.0010358 | 220.53 | -0.00037928 | 334.3292 | 1.0657e-05 | 334.3292 | 4.3814e-06 | 333.8974 | 0.00285 | 518.5934 | 0.00222 | 518.5934 | 0.0022 | 517.2537 | 0 | 518.5934 | 0.00392 | 334.3292 | 9.0673e-06
| 334.0113 | 0.00089539 | 334.0113 | 0.00060691 | 334.4387 | 1.4682e-05 | 334.4387 | 7.6727e-06 | 220.74 | -0.0012648 | 334.0113 | 0.0017 | 220.74 | -0.00039012 | 220.74 | -0.0010945 | 334.4387 | 1.1453e-05 | 334.4387 | 5.1281e-06 | 334.0113 | 0.00244 | 518.7481 | 0.00051369 | 518.7481 | 0.00068578 | 517.4096 | 0 | 518.7481 | 0.0042 | 334.4387 | 9.869e-06
| 334.1252 | 0 | 334.1252 | 0 | 334.5482 | 0 | 334.5482 | 7.2695e-06 | 220.94 | -0.00082632 | 334.1252 | 0.00184 | 220.94 | -3.4977e-05 | 220.94 | -0.001062 | 334.5482 | 9.9542e-06 | 334.5482 | 6.8411e-06 | 334.1252 | 0.00362 | 518.9028 | 0.00030181 | 518.9028 | 0.00114 | 517.5655 | 0 | 518.9028 | 0.00403 | 334.5482 | 5.8601e-06
| 334.2391 | 0 | 334.2391 | 0.00010404 | 334.6577 | 0 | 334.6577 | 7.8295e-06 | 221.15 | -0.0022766 | 334.2391 | 0 | 221.15 | -0.0026501 | 221.15 | -0.0016472 | 334.6577 | 9.8371e-06 | 334.6577 | 7.5878e-06 | 334.2391 | 0.00276 | 519.0575 | 0.00021766 | 519.0575 | 0.00239 | 517.7214 | 0 | 519.0575 | 0.00424 | 334.6577 | 7.0038e-06
| 334.353 | 0.00052189 | 334.353 | 0 | 334.7672 | 4.9907e-05 | 334.7672 | 8.3224e-06 | 221.35 | 0.00025296 | 334.353 | 0.00064351 | 221.35 | 2.9596e-05 | 221.35 | 0.00010836 | 334.7672 | 8.1273e-06 | 334.7672 | 8.2356e-06 | 334.353 | 0.00399 | 519.2123 | 5.8046e-05 | 519.2123 | 0.00316 | 517.8773 | 6.6672e-06 | 519.2123 | 0.00401 | 334.7672 | 7.8056e-06
| 334.4669 | 0.00028449 | 334.4669 | 0.00079764 | 334.8767 | 1.4682e-05 | 334.8767 | 8.0536e-06 | 221.56 | -0.0019393 | 334.4669 | 0.00113 | 221.56 | -0.0037801 | 221.56 | -0.00060684 | 334.8767 | 1.0141e-05 | 334.8767 | 8.8725e-06 | 334.4669 | 0.00249 | 519.367 | 0.00239 | 519.367 | 0.00084403 | 518.0332 | 0 | 519.367 | 0.00413 | 334.8767 | 9.3031e-06
| 334.5808 | 0 | 334.5808 | 0 | 334.9862 | 1.4682e-05 | 334.9862 | 7.0455e-06 | 221.76 | 5.0592e-05 | 334.5808 | 0.0013 | 221.76 | 0.00035245 | 221.76 | -0.00067186 | 334.9862 | 9.0993e-06 | 334.9862 | 8.9823e-06 | 334.5808 | 0.00336 | 519.5217 | 0.00239 | 519.5217 | 0.00329 | 518.1891 | 6.6672e-06 | 519.5217 | 0.00389 | 334.9862 | 8.7253e-06
| 334.6947 | 0.00039229 | 334.6947 | 0.00046818 | 335.0957 | 0 | 335.0957 | 6.8326e-06 | 221.97 | -0.0022766 | 334.6947 | 0 | 221.97 | -0.00061613 | 221.97 | -0.0027199 | 335.0957 | 1.0223e-05 | 335.0957 | 9.6192e-06 | 334.6947 | 0.00345 | 519.6765 | 0.00201 | 519.6765 | 0.00193 | 518.345 | 0 | 519.6765 | 0.00419 | 335.0957 | 9.645e-06
| 334.8086 | 0 | 334.8086 | 0.00033023 | 335.2052 | 3.2289e-05 | 335.2052 | 7.6615e-06 | 222.17 | 0.0011973 | 334.8086 | 0.00033123 | 222.17 | -0.00061613 | 222.17 | -0.00024923 | 335.2052 | 8.7011e-06 | 335.2052 | 6.7313e-06 | 334.8086 | 0.00336 | 519.8313 | 0.00183 | 519.8313 | 0.00427 | 518.5009 | 6.6672e-06 | 519.8313 | 0.00405 | 335.2052 | 1.1143e-05
| 334.9224 | 0 | 334.9224 | 0 | 335.3148 | 1.4682e-05 | 335.3148 | 8.636e-06 | 222.38 | -0.0010624 | 334.9224 | 0.00081839 | 222.38 | -0.0015202 | 222.38 | -0.00067186 | 335.3148 | 1.0247e-05 | 335.3148 | 9.0921e-06 | 334.9224 | 0.00259 | 519.986 | 0 | 519.986 | 0.00295 | 518.6569 | 1.0001e-05 | 519.986 | 0.00432 | 335.3148 | 1.0683e-05
| 335.0363 | 0.00023396 | 335.0363 | 0.00055617 | 335.4243 | 0 | 335.4243 | 8.0648e-06 | 222.58 | 0.00032042 | 335.0363 | 0.0006719 | 222.58 | -0.0012619 | 222.58 | -0.0021023 | 335.4243 | 9.6263e-06 | 335.4243 | 7.3791e-06 | 335.0363 | 0.00298 | 520.1408 | 0.003 | 520.1408 | 0.00065043 | 518.8128 | 6.6672e-06 | 520.1408 | 0.00399 | 335.4243 | 9.7629e-06
| 335.1502 | 0 | 335.1502 | 0.00175 | 335.5339 | 0 | 335.5339 | 8.2104e-06 | 222.78 | 0.00082632 | 335.1502 | 0.00252 | 222.78 | -0.00077756 | 222.78 | -0.00099695 | 335.5339 | 1.0083e-05 | 335.5339 | 8.8725e-06 | 335.1502 | 0.00201 | 520.2956 | 0.00077489 | 520.2956 | 0.00091437 | 518.9688 | 0 | 520.2956 | 0.00427 | 335.5339 | 8.0414e-06
| 335.264 | 0 | 335.264 | 0.00055617 | 335.6434 | 1.4682e-05 | 335.6434 | 8.188e-06 | 222.99 | 0.00069142 | 335.264 | 0.00266 | 222.99 | -0.0018752 | 222.99 | 0.00014088 | 335.6434 | 9.6028e-06 | 335.6434 | 5.5563e-06 | 335.264 | 0.00302 | 520.4504 | 0.00142 | 520.4504 | 0.00214 | 519.1247 | 6.6672e-06 | 520.4504 | 0.00409 | 335.6434 | 8.2655e-06
| 335.3779 | 0.00012278 | 335.3779 | 0.00041617 | 335.753 | 0 | 335.753 | 8.7144e-06 | 223.19 | -0.00052277 | 335.3779 | 0.00139 | 223.19 | -0.0011004 | 223.19 | -0.0017771 | 335.753 | 1.0423e-05 | 335.753 | 6.4128e-06 | 335.3779 | 0.00287 | 520.6052 | 0.00156 | 520.6052 | 0.00375 | 519.2807 | 3.0002e-05 | 520.6052 | 0.00433 | 335.753 | 7.9235e-06
| 335.4918 | 0.00016197 | 335.4918 | 0 | 335.8625 | 0 | 335.8625 | 7.2023e-06 | 223.4 | -0.0024453 | 335.4918 | 0.00107 | 223.4 | -2.6905e-06 | 223.4 | 0.00066102 | 335.8625 | 9.6848e-06 | 335.8625 | 7.3791e-06 | 335.4918 | 0.00259 | 520.7601 | 0.00201 | 520.7601 | 0.00341 | 519.4366 | 0 | 520.7601 | 0.00403 | 335.8625 | 9.1852e-06
| 335.6056 | 0 | 335.6056 | 0 | 335.9721 | 1.4682e-05 | 335.9721 | 7.9079e-06 | 223.6 | -0.0029174 | 335.6056 | 0.00167 | 223.6 | -0.0035865 | 223.6 | -0.00037928 | 335.9721 | 1.0305e-05 | 335.9721 | 1.1442e-05 | 335.6056 | 0.00291 | 520.9149 | 0.00114 | 520.9149 | 0.00148 | 519.5926 | 3.0002e-05 | 520.9149 | 0.00418 | 335.9721 | 1.0447e-05
| 335.7195 | 0.0004859 | 335.7195 | 0.00024332 | 336.0817 | 1.4682e-05 | 336.0817 | 7.6951e-06 | 223.81 | 0.0014672 | 335.7195 | 0 | 223.81 | 0.0019667 | 223.81 | 0.0012462 | 336.0817 | 9.0524e-06 | 336.0817 | 1.1552e-05 | 335.7195 | 0.00279 | 521.0697 | 0.00121 | 521.0697 | 0.00271 | 519.7486 | 0 | 521.0697 | 0.00395 | 336.0817 | 1.251e-05
| 335.8333 | 0.00030245 | 335.8333 | 0.00062425 | 336.1913 | 0 | 336.1913 | 7.8743e-06 | 224.01 | -0.00065769 | 335.8333 | 0.00036425 | 224.01 | -0.002069 | 224.01 | -0.00044429 | 336.1913 | 1.061e-05 | 336.1913 | 1.0047e-05 | 335.8333 | 0.00371 | 521.2246 | 0.00154 | 521.2246 | 0.00211 | 519.9046 | 0 | 521.2246 | 0.00421 | 336.1913 | 1.0907e-05
| 335.9472 | 0.00052189 | 335.9472 | 0 | 336.3009 | 1.4682e-05 | 336.3009 | 7.1239e-06 | 224.22 | -0.00011805 | 335.9472 | 0.0007003 | 224.22 | -0.00048698 | 224.22 | -0.0024274 | 336.3009 | 8.7479e-06 | 336.3009 | 5.5563e-06 | 335.9472 | 0.00292 | 521.3794 | 0.00136 | 521.3794 | 0.00285 | 520.0606 | 0 | 521.3794 | 0.00403 | 336.3009 | 8.8432e-06
| 336.0611 | 0 | 336.0611 | 0.00154 | 336.4104 | 3.2289e-05 | 336.4104 | 8.0312e-06 | 224.42 | 0.0005565 | 336.0611 | 0.00224 | 224.42 | -0.001165 | 224.42 | -0.00054182 | 336.4104 | 8.7245e-06 | 336.4104 | 3.6347e-06 | 336.0611 | 0.00221 | 521.5343 | 0.00172 | 521.5343 | 0.00186 | 520.2166 | 1.0001e-05 | 521.5343 | 0.00428 | 336.4104 | 7.2279e-06
| 336.1749 | 0.00079184 | 336.1749 | 0.00060832 | 336.52 | 1.4682e-05 | 336.52 | 8.3784e-06 | 224.63 | -0.0016358 | 336.1749 | 0.00124 | 224.63 | -0.00080984 | 224.63 | -0.0024923 | 336.52 | 8.0687e-06 | 336.52 | 1.175e-06 | 336.1749 | 0.00309 | 521.6892 | 0.00272 | 521.6892 | 0.00202 | 520.3726 | 0 | 521.6892 | 0.00404 | 336.52 | 7.9235e-06
| 336.2887 | 0.00012278 | 336.2887 | 0.0012 | 336.6297 | 1.4682e-05 | 336.6297 | 9.0505e-06 | 224.83 | -0.0022766 | 336.2887 | 0 | 224.83 | -0.0030376 | 224.83 | -0.0015822 | 336.6297 | 9.3218e-06 | 336.6297 | 3.426e-06 | 336.2887 | 0.003 | 521.8441 | 0.0001306 | 521.8441 | 0.002 | 520.5286 | 1.0001e-05 | 521.8441 | 0.0042 | 336.6297 | 9.4092e-06
| 336.4026 | 0.00016197 | 336.4026 | 0 | 336.7393 | 1.4682e-05 | 336.7393 | 7.9303e-06 | 225.04 | 8.4319e-05 | 336.4026 | 0 | 225.04 | 0.00028789 | 225.04 | -0.00044429 | 336.7393 | 9.1578e-06 | 336.7393 | 8.2356e-06 | 336.4026 | 0.00433 | 521.9989 | 0.00091125 | 521.9989 | 0.00229 | 520.6847 | 6.6672e-06 | 521.9989 | 0.004 | 336.7393 | 8.2655e-06
| 336.5164 | 0 | 336.5164 | 0.00036414 | 336.8489 | 0 | 336.8489 | 7.1911e-06 | 225.24 | -0.0019731 | 336.5164 | 0.00167 | 225.24 | -0.0023273 | 225.24 | -0.0010295 | 336.8489 | 9.6731e-06 | 336.8489 | 9.0921e-06 | 336.5164 | 0.00283 | 522.1538 | 0.00077489 | 522.1538 | 0.00132 | 520.8407 | 1.0001e-05 | 522.1538 | 0.00415 | 336.8489 | 1.1826e-05
| 336.6302 | 0 | 336.6302 | 0.00067784 | 336.9585 | 0 | 336.9585 | 7.0343e-06 | 225.45 | 0.00021923 | 336.6302 | 0.00041639 | 225.45 | 0.001095 | 225.45 | 0.0011162 | 336.9585 | 9.8956e-06 | 336.9585 | 8.9823e-06 | 336.6302 | 0.00362 | 522.3088 | 0.00175 | 522.3088 | 0.00139 | 520.9967 | 0 | 522.3088 | 0.00397 | 336.9585 | 1.3666e-05
| 336.7441 | 0 | 336.7441 | 0.00128 | 337.0681 | 0 | 337.0681 | 7.8183e-06 | 225.65 | -0.00089378 | 336.7441 | 0.00181 | 225.65 | -0.0022305 | 225.65 | -0.0010295 | 337.0681 | 1.1125e-05 | 337.0681 | 6.5226e-06 | 336.7441 | 0.0027 | 522.4637 | 0.00144 | 522.4637 | 0.00332 | 521.1528 | 3.0002e-05 | 522.4637 | 0.00416 | 337.0681 | 1.8606e-05
| 336.8579 | 0 | 336.8579 | 0.00010428 | 337.1778 | 0 | 337.1778 | 8.1432e-06 | 225.86 | -0.00025296 | 336.8579 | 0.00209 | 225.86 | -0.00013183 | 225.86 | 1.0836e-05 | 337.1778 | 1.1617e-05 | 337.1778 | 7.9172e-06 | 336.8579 | 0.00377 | 522.6186 | 0.00232 | 522.6186 | 0.00185 | 521.3089 | 0 | 522.6186 | 0.004 | 337.1778 | 1.6531e-05
| 336.9717 | 0 | 336.9717 | 0.0007803 | 337.2874 | 1.4682e-05 | 337.2874 | 8.5576e-06 | 226.06 | -0.0018719 | 336.9717 | 0.00156 | 226.06 | 0.00038475 | 226.06 | -0.00067186 | 337.2874 | 1.1043e-05 | 337.2874 | 8.7737e-06 | 336.9717 | 0.00137 | 522.7735 | 0.00133 | 522.7735 | 0.00243 | 521.4649 | 3.0002e-05 | 522.7735 | 0.00419 | 337.2874 | 1.4008e-05
| 337.0855 | 0 | 337.0855 | 0 | 337.397 | 0 | 337.397 | 8.3448e-06 | 226.27 | 0.0017032 | 337.0855 | 7.5708e-05 | 226.27 | 0.0016439 | 226.27 | -0.00024923 | 337.397 | 1.0762e-05 | 337.397 | 6.6324e-06 | 337.0855 | 0.00253 | 522.9285 | 0.00262 | 522.9285 | 0.00251 | 521.621 | 0 | 522.9285 | 0.00396 | 337.397 | 1.1944e-05
| 337.1994 | 0.00098522 | 337.1994 | 0.00039883 | 337.5067 | 0 | 337.5067 | 9.0953e-06 | 226.47 | -0.0016695 | 337.1994 | 0.00153 | 226.47 | -0.0018108 | 226.47 | 0.0010511 | 337.5067 | 1.0118e-05 | 337.5067 | 6.7313e-06 | 337.1994 | 0.00418 | 523.0834 | 0.00187 | 523.0834 | 0.00229 | 521.7771 | 3.0002e-05 | 523.0834 | 0.00418 | 337.5067 | 1.0329e-05
| 337.3132 | 0.00055789 | 337.3132 | 0.00031285 | 337.6164 | 0 | 337.6164 | 8.7032e-06 | 226.68 | 0.0018719 | 337.3132 | 0.00027444 | 226.68 | -0.00042241 | 226.68 | -0.0021998 | 337.6164 | 1.0797e-05 | 337.6164 | 6.9509e-06 | 337.3132 | 0.00306 | 523.2384 | 0.00171 | 523.2384 | 0.00339 | 521.9331 | 0 | 523.2384 | 0.00395 | 337.6164 | 9.7629e-06
| 337.427 | 0 | 337.427 | 0.00055488 | 337.726 | 3.2289e-05 | 337.726 | 8.3896e-06 | 226.88 | -0.00042159 | 337.427 | 0.00087516 | 226.88 | -0.0017461 | 226.88 | -0.00099695 | 337.726 | 1.0633e-05 | 337.726 | 1.1222e-05 | 337.427 | 0.00103 | 523.3934 | 0.00173 | 523.3934 | 0.00213 | 522.0892 | 3.0002e-05 | 523.3934 | 0.0042 | 337.726 | 9.869e-06
| 337.5408 | 0.00028795 | 337.5408 | 0 | 337.8357 | 1.4682e-05 | 337.8357 | 8.8376e-06 | 227.09 | -0.00075887 | 337.5408 | 0.00072869 | 227.09 | 0.00093361 | 227.09 | -0.0016472 | 337.8357 | 1.102e-05 | 337.8357 | 1.0267e-05 | 337.5408 | 0.00182 | 523.5483 | 0.00286 | 523.5483 | 0.00211 | 522.2453 | 0 | 523.5483 | 0.004 | 337.8357 | 1.1826e-05
| 337.6546 | 0 | 337.6546 | 0 | 337.9454 | 1.4682e-05 | 337.9454 | 9.8569e-06 | 227.29 | -0.0023104 | 337.6546 | 0.00073324 | 227.29 | -0.001165 | 227.29 | -0.00063934 | 337.9454 | 1.0095e-05 | 337.9454 | 9.9487e-06 | 337.6546 | 0.00204 | 523.7033 | 0.00119 | 523.7033 | 0.00311 | 522.4014 | 1.0001e-05 | 523.7033 | 0.00423 | 337.9454 | 1.1484e-05
| 337.7684 | 0 | 337.7684 | 0.00066046 | 338.0551 | 1.4682e-05 | 338.0551 | 1.0999e-05 | 227.5 | -0.0019393 | 337.7684 | 0.00064351 | 227.5 | 0.0010628 | 227.5 | -0.0016472 | 338.0551 | 9.8136e-06 | 338.0551 | 7.3791e-06 | 337.7684 | 0.00323 | 523.8583 | 0.0027 | 523.8583 | 0.0033 | 522.5576 | 0 | 523.8583 | 0.00391 | 338.0551 | 9.7629e-06
| 337.8822 | 0 | 337.8822 | 3.4683e-05 | 338.1648 | 0 | 338.1648 | 9.7785e-06 | 227.7 | 8.4319e-05 | 337.8822 | 0.00056294 | 227.7 | 0.00090132 | 227.7 | -0.00067186 | 338.1648 | 9.029e-06 | 338.1648 | 7.0607e-06 | 337.8822 | 0.00142 | 524.0133 | 0.00016543 | 524.0133 | 0.00215 | 522.7137 | 0 | 524.0133 | 0.00418 | 338.1648 | 8.3834e-06
| 337.996 | 0.00019796 | 337.996 | 0 | 338.2745 | 1.4682e-05 | 338.2745 | 7.9527e-06 | 227.91 | 0.0020742 | 337.996 | 0.00306 | 227.91 | 0.00028789 | 227.91 | 0.00033593 | 338.2745 | 9.7317e-06 | 338.2745 | 6.2042e-06 | 337.996 | 0.00154 | 524.1684 | 0.0004237 | 524.1684 | 0.00243 | 522.8698 | 6.6672e-06 | 524.1684 | 0.00392 | 338.2745 | 8.7253e-06
| 338.1098 | 0 | 338.1098 | 0.00067626 | 338.3841 | 1.4682e-05 | 338.3841 | 8.86e-06 | 228.11 | -0.0015346 | 338.1098 | 0.00133 | 228.11 | -0.0009067 | 228.11 | -0.00021673 | 338.3841 | 9.6848e-06 | 338.3841 | 6.6324e-06 | 338.1098 | 0.00161 | 524.3234 | 0.00118 | 524.3234 | 0.00167 | 523.026 | 1.0001e-05 | 524.3234 | 0.00422 | 338.3841 | 9.7629e-06
| 338.2236 | 0 | 338.2236 | 0.00081688 | 338.4939 | 3.2289e-05 | 338.4939 | 9.0953e-06 | 228.32 | -0.0025127 | 338.2236 | 0.00024605 | 228.32 | 0.0002556 | 228.32 | -0.00073687 | 338.4939 | 8.9705e-06 | 338.4939 | 6.0944e-06 | 338.2236 | 0.00167 | 524.4784 | 0.00229 | 524.4784 | 0.00315 | 523.1821 | 6.6672e-06 | 524.4784 | 0.00388 | 338.4939 | 9.0673e-06
| 338.3374 | 0 | 338.3374 | 0.00029479 | 338.6036 | 0 | 338.6036 | 9.5209e-06 | 228.52 | -0.0025801 | 338.3374 | 0.00098869 | 228.52 | -0.00061613 | 228.52 | -0.00034676 | 338.6036 | 9.1812e-06 | 338.6036 | 6.4128e-06 | 338.3374 | 0.00107 | 524.6335 | 0.00154 | 524.6335 | 0.00164 | 523.3383 | 3.0002e-05 | 524.6335 | 0.00414 | 338.6036 | 8.7253e-06
| 338.4511 | 0.00010798 | 338.4511 | 0 | 338.7133 | 0 | 338.7133 | 7.2807e-06 | 228.73 | 0.00045532 | 338.4511 | 0.00351 | 228.73 | -0.0014878 | 228.73 | 0.00075855 | 338.7133 | 9.2398e-06 | 338.7133 | 7.6976e-06 | 338.4511 | 0.00172 | 524.7885 | 0.00049336 | 524.7885 | 0.0032 | 523.4944 | 6.6672e-06 | 524.7885 | 0.00391 | 338.7133 | 8.6074e-06
| 338.5649 | 0.00076961 | 338.5649 | 0.00097105 | 338.823 | 0 | 338.823 | 8.5464e-06 | 228.93 | -0.0025801 | 338.5649 | 0.00113 | 228.93 | -0.0023273 | 228.93 | -0.0030451 | 338.823 | 9.919e-06 | 338.823 | 7.0607e-06 | 338.5649 | 0.00135 | 524.9436 | 0.00121 | 524.9436 | 0.00156 | 523.6506 | 3.0002e-05 | 524.9436 | 0.00414 | 338.823 | 8.6074e-06
| 338.6787 | 0.00019796 | 338.6787 | 0 | 338.9327 | 3.2289e-05 | 338.9327 | 8.6248e-06 | 229.14 | 0.001737 | 338.6787 | 0.00078546 | 229.14 | -0.0034573 | 229.14 | -0.00060684 | 338.9327 | 9.8136e-06 | 338.9327 | 8.5541e-06 | 338.6787 | 0.00306 | 525.0986 | 0.00183 | 525.0986 | 0.00278 | 523.8068 | 6.6672e-06 | 525.0986 | 0.00386 | 338.9327 | 9.5271e-06
| 338.7925 | 0 | 338.7925 | 0.00041617 | 339.0425 | 0 | 339.0425 | 9.9129e-06 | 229.34 | -0.00025296 | 338.7925 | 0.00022234 | 229.34 | -0.0011004 | 229.34 | 0.0012462 | 339.0425 | 9.8956e-06 | 339.0425 | 6.2042e-06 | 338.7925 | 0.00146 | 525.2537 | 0.00118 | 525.2537 | 0.0003341 | 523.9629 | 1.0001e-05 | 525.2537 | 0.00405 | 339.0425 | 8.3834e-06
| 338.9062 | 0 | 338.9062 | 0 | 339.1522 | 1.4682e-05 | 339.1522 | 8.6584e-06 | 229.55 | 0.00082632 | 338.9062 | 0.00033123 | 229.55 | -0.00055155 | 229.55 | 0.00066102 | 339.1522 | 9.3569e-06 | 339.1522 | 6.8411e-06 | 338.9062 | 0.0015 | 525.4088 | 0.00187 | 525.4088 | 0.00322 | 524.1191 | 0 | 525.4088 | 0.00384 | 339.1522 | 8.8432e-06
| 339.02 | 0 | 339.02 | 0.00012138 | 339.262 | 1.4682e-05 | 339.262 | 8.86e-06 | 229.75 | -0.0023104 | 339.02 | 0.00030748 | 229.75 | -0.00084214 | 229.75 | -5.4182e-05 | 339.262 | 1.0165e-05 | 339.262 | 4.8096e-06 | 339.02 | 0.00176 | 525.5639 | 0.00104 | 525.5639 | 0.00278 | 524.2753 | 1.0001e-05 | 525.5639 | 0.00403 | 339.262 | 1.0223e-05
| 339.1338 | 0.00041391 | 339.1338 | 0 | 339.3717 | 0 | 339.3717 | 8.9384e-06 | 229.96 | -8.4319e-05 | 339.1338 | 0.00016089 | 229.96 | -0.002069 | 229.96 | 0.00010836 | 339.3717 | 9.0173e-06 | 339.3717 | 8.016e-06 | 339.1338 | 0.00131 | 525.719 | 0.00288 | 525.719 | 0.00262 | 524.4315 | 2.6669e-05 | 525.719 | 0.00381 | 339.3717 | 8.9611e-06
| 339.2475 | 0.00042823 | 339.2475 | 0.00055488 | 339.4815 | 3.2289e-05 | 339.4815 | 9.5433e-06 | 230.16 | -0.0022766 | 339.2475 | 0.00227 | 230.16 | 0.0019022 | 230.16 | -0.001322 | 339.4815 | 9.4623e-06 | 339.4815 | 8.8725e-06 | 339.2475 | 0.00133 | 525.8741 | 0.00112 | 525.8741 | 0.0026 | 524.5877 | 1.0001e-05 | 525.8741 | 0.00406 | 339.4815 | 9.5271e-06
| 339.3613 | 0.00084583 | 339.3613 | 0 | 339.5913 | 1.4682e-05 | 339.5913 | 8.4232e-06 | 230.37 | -0.00021923 | 339.3613 | 0.00192 | 230.37 | -0.00071299 | 230.37 | -0.00037928 | 339.5913 | 9.0173e-06 | 339.5913 | 8.7627e-06 | 339.3613 | 0.00178 | 526.0292 | 0.00297 | 526.0292 | 0.00292 | 524.744 | 6.6672e-06 | 526.0292 | 0.00394 | 339.5913 | 8.5013e-06
| 339.4751 | 0 | 339.4751 | 0.00128 | 339.701 | 4.9907e-05 | 339.701 | 8.6808e-06 | 230.57 | -0.0010624 | 339.4751 | 0.00113 | 230.57 | -0.0026179 | 230.57 | -0.00021673 | 339.701 | 1.0657e-05 | 339.701 | 7.2693e-06 | 339.4751 | 0.00065603 | 526.1843 | 0.00173 | 526.1843 | 0.00334 | 524.9002 | 3.0002e-05 | 526.1843 | 0.00422 | 339.701 | 8.7253e-06
| 339.5888 | 0.00025195 | 339.5888 | 0 | 339.8108 | 0 | 339.8108 | 8.7928e-06 | 230.78 | 0.0011299 | 339.5888 | 0.00061512 | 230.78 | 0.0011596 | 230.78 | 0.0011162 | 339.8108 | 1.0657e-05 | 339.8108 | 8.4443e-06 | 339.5888 | 0.00155 | 526.3395 | 0.00246 | 526.3395 | 0.00202 | 525.0564 | 0 | 526.3395 | 0.00399 | 339.8108 | 7.4637e-06
| 339.7026 | 0 | 339.7026 | 0 | 339.9206 | 3.2289e-05 | 339.9206 | 1.0092e-05 | 230.98 | -0.0024789 | 339.7026 | 0.00207 | 230.98 | 0.0014502 | 230.98 | 0.0017988 | 339.9206 | 1.0926e-05 | 339.9206 | 8.4443e-06 | 339.7026 | 0.00171 | 526.4946 | 0.00199 | 526.4946 | 0.00139 | 525.2127 | 3.0002e-05 | 526.4946 | 0.00415 | 339.9206 | 9.7629e-06
| 339.8163 | 0 | 339.8163 | 0 | 340.0304 | 1.4682e-05 | 340.0304 | 8.8936e-06 | 231.19 | 0.0001855 | 339.8163 | 0 | 231.19 | -0.00022869 | 231.19 | 0.00069354 | 340.0304 | 9.3452e-06 | 340.0304 | 8.2356e-06 | 339.8163 | 0.00193 | 526.6498 | 0.00126 | 526.6498 | 0.00269 | 525.3689 | 6.6672e-06 | 526.6498 | 0.00392 | 340.0304 | 1.1826e-05
| 339.9301 | 0 | 339.9301 | 0.00091902 | 340.1402 | 0 | 340.1402 | 9.3081e-06 | 231.39 | 0.00062396 | 339.9301 | 0.00070485 | 231.39 | -0.001165 | 231.39 | -0.00086692 | 340.1402 | 9.4389e-06 | 340.1402 | 7.4889e-06 | 339.9301 | 0.00097468 | 526.8049 | 0.00191 | 526.8049 | 0.00024618 | 525.5252 | 0 | 526.8049 | 0.00408 | 340.1402 | 1.1944e-05
| 340.0438 | 0.00039592 | 340.0438 | 3.4765e-05 | 340.25 | 0 | 340.25 | 8.3448e-06 | 231.6 | -0.00079259 | 340.0438 | 0.00013249 | 231.6 | 9.4169e-05 | 231.6 | 0.00059601 | 340.25 | 8.0922e-06 | 340.25 | 9.4106e-06 | 340.0438 | 0.00137 | 526.9601 | 0.00189 | 526.9601 | 0.00304 | 525.6814 | 6.6672e-06 | 526.9601 | 0.0039 | 340.25 | 1.0105e-05
| 340.1576 | 0.00046416 | 340.1576 | 0.00084967 | 340.3598 | 3.2289e-05 | 340.3598 | 8.8712e-06 | 231.81 | -0.0010624 | 340.1576 | 0.00042102 | 231.81 | -0.0012296 | 231.81 | -0.0008344 | 340.3598 | 8.4552e-06 | 340.3598 | 9.729e-06 | 340.1576 | 0.00135 | 527.1153 | 0.00184 | 527.1153 | 0.00234 | 525.8377 | 0 | 527.1153 | 0.00408 | 340.3598 | 8.8432e-06
| 340.2713 | 1.7997e-05 | 340.2713 | 0 | 340.4696 | 0 | 340.4696 | 7.9079e-06 | 232.01 | -0.00082632 | 340.2713 | 0.00181 | 232.01 | -0.00058385 | 232.01 | -0.0008344 | 340.4696 | 7.7174e-06 | 340.4696 | 9.191e-06 | 340.2713 | 0.00103 | 527.2705 | 0.00178 | 527.2705 | 0.00253 | 525.994 | 6.6672e-06 | 527.2705 | 0.00393 | 340.4696 | 9.5271e-06
| 340.385 | 0.00108 | 340.385 | 0 | 340.5794 | 0 | 340.5794 | 7.5943e-06 | 232.22 | 0.00089378 | 340.385 | 0.00173 | 232.22 | 2.9596e-05 | 232.22 | -0.0017771 | 340.5794 | 9.2164e-06 | 340.5794 | 7.3791e-06 | 340.385 | 0.0007685 | 527.4257 | 0.0005311 | 527.4257 | 0.00186 | 526.1503 | 3.0002e-05 | 527.4257 | 0.00401 | 340.5794 | 1.2864e-05
| 340.4987 | 0.00016197 | 340.4987 | 0 | 340.6893 | 1.4682e-05 | 340.6893 | 7.4375e-06 | 232.42 | -0.00021923 | 340.4987 | 0.00283 | 232.42 | 0.00032017 | 232.42 | -0.0011595 | 340.6893 | 1.02e-05 | 340.6893 | 5.2379e-06 | 340.4987 | 0.0009541 | 527.5809 | 0.00218 | 527.5809 | 0.00248 | 526.3065 | 6.6672e-06 | 527.5809 | 0.00379 | 340.6893 | 1.6071e-05
| 340.6125 | 0.00030245 | 340.6125 | 0.00146 | 340.7991 | 1.4682e-05 | 340.7991 | 8.5016e-06 | 232.63 | 0.00045532 | 340.6125 | 0.00079001 | 232.63 | 0.00028789 | 232.63 | -0.0038253 | 340.7991 | 1.102e-05 | 340.7991 | 5.4575e-06 | 340.6125 | 0.00152 | 527.7361 | 0.00142 | 527.7361 | 0.00096712 | 526.4628 | 1.0001e-05 | 527.7361 | 0.00393 | 340.7991 | 1.5965e-05
| 340.7262 | 0 | 340.7262 | 0 | 340.9089 | 3.2289e-05 | 340.9089 | 8.8936e-06 | 232.83 | 0.0021416 | 340.7262 | 0.00118 | 232.83 | -0.00032556 | 232.83 | -0.00037928 | 340.9089 | 9.5443e-06 | 340.9089 | 8.016e-06 | 340.7262 | 0.00201 | 527.8913 | 0.00159 | 527.8913 | 0.00171 | 526.6191 | 0 | 527.8913 | 0.00379 | 340.9089 | 1.389e-05
| 340.8399 | 0 | 340.8399 | 0.00091902 | 341.0188 | 0 | 341.0188 | 9.0281e-06 | 233.04 | 0.00015177 | 340.8399 | 0.00124 | 233.04 | -0.004329 | 233.04 | -0.0021023 | 341.0188 | 1.0985e-05 | 341.0188 | 8.8725e-06 | 340.8399 | 0.00169 | 528.0466 | 0.00014801 | 528.0466 | 0.00132 | 526.7755 | 0 | 528.0466 | 0.00404 | 341.0188 | 1.0565e-05
| 340.9536 | 0.00055789 | 340.9536 | 0 | 341.1286 | 3.2289e-05 | 341.1286 | 8.2664e-06 | 233.24 | 0.00015177 | 340.9536 | 0.00030283 | 233.24 | -0.0009067 | 233.24 | 0.0030016 | 341.1286 | 1.0247e-05 | 341.1286 | 1.0377e-05 | 340.9536 | 0.00142 | 528.2018 | 0.00183 | 528.2018 | 0.00318 | 526.9318 | 6.6672e-06 | 528.2018 | 0.00385 | 341.1286 | 1.0223e-05
| 341.0674 | 0 | 341.0674 | 0.00024276 | 341.2385 | 0 | 341.2385 | 8.9944e-06 | 233.45 | 0.00038786 | 341.0674 | 0.00167 | 233.45 | 0.00012645 | 233.45 | 0.00030341 | 341.2385 | 1.0469e-05 | 341.2385 | 6.9509e-06 | 341.0674 | 0.00095593 | 528.3571 | 0.00128 | 528.3571 | 0.00178 | 527.0881 | 5.0004e-05 | 528.3571 | 0.00403 | 341.2385 | 9.9869e-06
| 341.1811 | 0.0004859 | 341.1811 | 0 | 341.3483 | 0 | 341.3483 | 8.5576e-06 | 233.65 | -0.00042159 | 341.1811 | 0.00172 | 233.65 | -0.0019721 | 233.65 | 0.0015712 | 341.3483 | 8.2912e-06 | 341.3483 | 9.5204e-06 | 341.1811 | 0.00054118 | 528.5123 | 0.0002844 | 528.5123 | 0.00376 | 527.2445 | 0 | 528.5123 | 0.00377 | 341.3483 | 1.0683e-05
| 341.2948 | 0 | 341.2948 | 0.00065893 | 341.4582 | 3.2289e-05 | 341.4582 | 9.1513e-06 | 233.86 | -0.00285 | 341.2948 | 0.00227 | 233.86 | -0.0011327 | 233.86 | -0.0027199 | 341.4582 | 9.1578e-06 | 341.4582 | 9.191e-06 | 341.2948 | 0.00046859 | 528.6676 | 0.00154 | 528.6676 | 0.00215 | 527.4008 | 1.0001e-05 | 528.6676 | 0.00395 | 341.4582 | 9.7629e-06
| 341.4085 | 0 | 341.4085 | 0.00027809 | 341.5681 | 0 | 341.5681 | 8.6248e-06 | 234.07 | -0.00089378 | 341.4085 | 0 | 234.07 | -0.002747 | 234.07 | 0.00036844 | 341.5681 | 1.0223e-05 | 341.5681 | 9.6192e-06 | 341.4085 | 0.00212 | 528.8229 | 0.00176 | 528.8229 | 0.00272 | 527.5571 | 6.6672e-06 | 528.8229 | 0.00378 | 341.5681 | 8.5013e-06
| 341.5222 | 0.0005001 | 341.5222 | 0 | 341.678 | 0 | 341.678 | 8.7368e-06 | 234.27 | -0.00089378 | 341.5222 | 0.00292 | 234.27 | -0.0022305 | 234.27 | 0.00020589 | 341.678 | 1.1617e-05 | 341.678 | 1.0267e-05 | 341.5222 | 0.00126 | 528.9782 | 0.0014 | 528.9782 | 0.00038685 | 527.7135 | 0 | 528.9782 | 0.00395 | 341.678 | 9.4092e-06
| 341.6359 | 0 | 341.6359 | 0 | 341.7878 | 3.2289e-05 | 341.7878 | 8.5016e-06 | 234.48 | -0.00028669 | 341.6359 | 0.00050157 | 234.48 | 0.0027094 | 234.48 | 0.0009536 | 341.7878 | 1.1231e-05 | 341.7878 | 9.3008e-06 | 341.6359 | 0.00042856 | 529.1335 | 0.00102 | 529.1335 | 0.0032 | 527.8699 | 6.6672e-06 | 529.1335 | 0.00375 | 341.7878 | 1.0683e-05
| 341.7496 | 0 | 341.7496 | 0.00052021 | 341.8977 | 1.4682e-05 | 341.8977 | 8.972e-06 | 234.68 | 0.00011805 | 341.7496 | 0.0011 | 234.68 | -3.4977e-05 | 234.68 | 1.0836e-05 | 341.8977 | 1.0528e-05 | 341.8977 | 1.3045e-05 | 341.7496 | 0.00044985 | 529.2888 | 0.00208 | 529.2888 | 0.00183 | 528.0262 | 3.0002e-05 | 529.2888 | 0.00391 | 341.8977 | 1.1025e-05
| 341.8633 | 0 | 341.8633 | 0 | 342.0076 | 0 | 342.0076 | 9.0505e-06 | 234.89 | 0.0015684 | 341.8633 | 0.00113 | 234.89 | -0.00061613 | 234.89 | -0.00015171 | 342.0076 | 9.5092e-06 | 342.0076 | 9.4106e-06 | 341.8633 | 0.00103 | 529.4441 | 4.0629e-05 | 529.4441 | 0.00214 | 528.1826 | 0 | 529.4441 | 0.00375 | 342.0076 | 9.869e-06
| 341.977 | 0 | 341.977 | 0 | 342.1175 | 1.4682e-05 | 342.1175 | 8.2888e-06 | 235.09 | 0.00089378 | 341.977 | 0.00113 | 235.09 | 0.00019102 | 235.09 | -0.00034676 | 342.1175 | 9.6848e-06 | 342.1175 | 8.5541e-06 | 341.977 | 0.00095593 | 529.5994 | 0.00156 | 529.5994 | 0.00287 | 528.339 | 0 | 529.5994 | 0.00396 | 342.1175 | 1.205e-05
| 342.0907 | 0.00012598 | 342.0907 | 0 | 342.2274 | 1.4682e-05 | 342.2274 | 7.9079e-06 | 235.3 | 0.0010287 | 342.0907 | 0.00186 | 235.3 | -0.0011973 | 235.3 | 0.00066102 | 342.2274 | 8.7831e-06 | 342.2274 | 4.6998e-06 | 342.0907 | 0.00144 | 529.7547 | 0.00189 | 529.7547 | 0.00288 | 528.4954 | 0 | 529.7547 | 0.00383 | 342.2274 | 1.0447e-05
| 342.2044 | 0 | 342.2044 | 0.00019074 | 342.3374 | 1.4682e-05 | 342.3374 | 7.9079e-06 | 235.51 | -0.0019393 | 342.2044 | 0.00161 | 235.51 | 0.001095 | 235.51 | -0.00080189 | 342.3374 | 8.2561e-06 | 342.3374 | 6.0944e-06 | 342.2044 | 7.4971e-05 | 529.9101 | 0.00119 | 529.9101 | 0.00111 | 528.6518 | 1.0001e-05 | 529.9101 | 0.00403 | 342.3374 | 9.1852e-06
| 342.318 | 0 | 342.318 | 0.00022595 | 342.4473 | 1.4682e-05 | 342.4473 | 8.3784e-06 | 235.71 | -0.0011973 | 342.318 | 0.00064351 | 235.71 | -0.00058385 | 235.71 | 0.002189 | 342.4473 | 7.694e-06 | 342.4473 | 8.5541e-06 | 342.318 | 0.0015 | 530.0654 | 0.00099831 | 530.0654 | 0.00367 | 528.8082 | 6.6672e-06 | 530.0654 | 0.00385 | 342.4473 | 7.0038e-06
| 342.4317 | 0 | 342.4317 | 0.00012138 | 342.5572 | 0 | 342.5572 | 7.8519e-06 | 235.92 | -0.00011805 | 342.4317 | 0 | 235.92 | 6.1882e-05 | 235.92 | -0.0028175 | 342.5572 | 9.1344e-06 | 342.5572 | 8.2356e-06 | 342.4317 | 0.00088096 | 530.2208 | 0.00060075 | 530.2208 | 0.00114 | 528.9646 | 0 | 530.2208 | 0.00401 | 342.5572 | 1.1025e-05
| 342.5454 | 0 | 342.5454 | 0 | 342.6671 | 1.4682e-05 | 342.6671 | 7.7735e-06 | 236.12 | -0.00021923 | 342.5454 | 0.00167 | 236.12 | -0.00039012 | 236.12 | -0.00073687 | 342.6671 | 1.068e-05 | 342.6671 | 8.8725e-06 | 342.5454 | 0.00103 | 530.3761 | 0.00258 | 530.3761 | 0.00343 | 529.121 | 0 | 530.3761 | 0.00382 | 342.6671 | 1.251e-05
| 342.6591 | 0 | 342.6591 | 0.00046818 | 342.7771 | 0 | 342.7771 | 7.7511e-06 | 236.33 | -0.0010624 | 342.6591 | 0.00181 | 236.33 | -0.0021982 | 236.33 | -0.00018422 | 342.7771 | 1.0879e-05 | 342.7771 | 7.3791e-06 | 342.6591 | 0.00065603 | 530.5315 | 0.00147 | 530.5315 | 0.00111 | 529.2775 | 1.0001e-05 | 530.5315 | 0.00402 | 342.7771 | 1.3784e-05
| 342.7727 | 0 | 342.7727 | 0 | 342.887 | 3.2289e-05 | 342.887 | 9.2297e-06 | 236.53 | -0.0020068 | 342.7727 | 0.0011 | 236.53 | -0.0004547 | 236.53 | 0.00046596 | 342.887 | 9.5911e-06 | 342.887 | 8.016e-06 | 342.7727 | 0.00137 | 530.6869 | 0.000563 | 530.6869 | 0.00186 | 529.4339 | 6.6672e-06 | 530.6869 | 0.00379 | 342.887 | 9.869e-06
| 342.8864 | 0 | 342.8864 | 0.00013872 | 342.997 | 0 | 342.997 | 9.4985e-06 | 236.74 | -0.0011973 | 342.8864 | 2.3658e-05 | 236.74 | -0.00064841 | 236.74 | -0.00024923 | 342.997 | 8.7479e-06 | 342.997 | 5.5563e-06 | 342.8864 | 1.8743e-05 | 530.8423 | 0.00114 | 530.8423 | 0.0008792 | 529.5903 | 3.0002e-05 | 530.8423 | 0.00391 | 342.997 | 9.1852e-06
| 343.0001 | 0 | 343.0001 | 0 | 343.1069 | 1.4682e-05 | 343.1069 | 9.3081e-06 | 236.95 | 0.00062396 | 343.0001 | 0.00047317 | 236.95 | -0.0014878 | 236.95 | -0.00073687 | 343.1069 | 8.5957e-06 | 343.1069 | 4.3814e-06 | 343.0001 | 0.00027841 | 530.9977 | 0.00164 | 530.9977 | 0.00301 | 529.7468 | 6.6672e-06 | 530.9977 | 0.00373 | 343.1069 | 7.3458e-06
| 343.1138 | 8.684e-05 | 343.1138 | 0.00108 | 343.2169 | 1.4682e-05 | 343.2169 | 8.2216e-06 | 237.15 | 0.00048905 | 343.1138 | 0.00116 | 237.15 | -0.0016493 | 237.15 | -0.0016797 | 343.2169 | 9.0173e-06 | 343.2169 | 5.5563e-06 | 343.1138 | 0.0004311 | 531.1531 | 0.00201 | 531.1531 | 0.00091437 | 529.9032 | 1.0001e-05 | 531.1531 | 0.00395 | 343.2169 | 7.6877e-06
| 343.2274 | 0.00023396 | 343.2274 | 0 | 343.3269 | 0 | 343.3269 | 8.4456e-06 | 237.36 | -0.00062396 | 343.2274 | 0.00152 | 237.36 | -0.002973 | 237.36 | -0.0013871 | 343.3269 | 9.7668e-06 | 343.3269 | 9.5204e-06 | 343.2274 | 0.00125 | 531.3085 | 0.00138 | 531.3085 | 0.00295 | 530.0597 | 0 | 531.3085 | 0.0038 | 343.3269 | 7.9235e-06
| 343.3411 | 0.001 | 343.3411 | 0.00027745 | 343.4368 | 1.4682e-05 | 343.4368 | 8.6248e-06 | 237.56 | 0.0005565 | 343.3411 | 0.00073324 | 237.56 | -0.00074527 | 237.56 | -0.00021673 | 343.4368 | 1.0598e-05 | 343.4368 | 1.0695e-05 | 343.3411 | 0.00028115 | 531.4639 | 0.00077489 | 531.4639 | 0.00267 | 530.2162 | 3.0002e-05 | 531.4639 | 0.00401 | 343.4368 | 7.2279e-06
| 343.4547 | 0 | 343.4547 | 8.6901e-05 | 343.5468 | 0 | 343.5468 | 8.2664e-06 | 237.77 | -0.00072515 | 343.4547 | 0.00038799 | 237.77 | -0.0011973 | 237.77 | -0.00093193 | 343.5468 | 1.0001e-05 | 343.5468 | 9.8388e-06 | 343.4547 | 0.00059748 | 531.6194 | 0.00073713 | 531.6194 | 0.00297 | 530.3727 | 0 | 531.6194 | 0.00381 | 343.5468 | 9.3031e-06
| 343.5684 | 0 | 343.5684 | 0.0006936 | 343.6568 | 1.4682e-05 | 343.6568 | 8.6024e-06 | 237.98 | -0.00052277 | 343.5684 | 0 | 237.98 | -0.002521 | 237.98 | -0.0024923 | 343.6568 | 8.666e-06 | 343.6568 | 9.3008e-06 | 343.5684 | 0.00020618 | 531.7748 | 0.00192 | 531.7748 | 0.00176 | 530.5292 | 3.0002e-05 | 531.7748 | 0.00398 | 343.6568 | 1.0223e-05
| 343.682 | 0 | 343.682 | 0 | 343.7668 | 1.4682e-05 | 343.7668 | 8.2888e-06 | 238.18 | -0.00025296 | 343.682 | 0.0006719 | 238.18 | -0.00048698 | 238.18 | -0.001062 | 343.7668 | 7.5183e-06 | 343.7668 | 7.3791e-06 | 343.682 | 0.0001658 | 531.9303 | 0.00251 | 531.9303 | 0.00329 | 530.6857 | 6.6672e-06 | 531.9303 | 0.00377 | 343.7668 | 1.0447e-05
| 343.7957 | 0 | 343.7957 | 0.00027745 | 343.8768 | 1.4682e-05 | 343.8768 | 8.8712e-06 | 238.39 | -0.0005565 | 343.7957 | 0.00184 | 238.39 | -0.0034897 | 238.39 | -0.00060684 | 343.8768 | 9.029e-06 | 343.8768 | 7.2693e-06 | 343.7957 | 0 | 532.0857 | 0.00185 | 532.0857 | 0.00158 | 530.8421 | 1.0001e-05 | 532.0857 | 0.00396 | 343.8768 | 9.3031e-06
| 343.9093 | 0 | 343.9093 | 0.00015642 | 343.9868 | 0 | 343.9868 | 8.1656e-06 | 238.59 | -0.00045532 | 343.9093 | 0.00101 | 238.59 | 0.00093361 | 238.59 | 0.0014088 | 343.9868 | 9.8371e-06 | 343.9868 | 5.1281e-06 | 343.9093 | 0.00103 | 532.2412 | 0.00092866 | 532.2412 | 0.00244 | 530.9987 | 0 | 532.2412 | 0.00378 | 343.9868 | 8.8432e-06
| 344.023 | 0 | 344.023 | 0.0003468 | 344.0968 | 1.4682e-05 | 344.0968 | 9.0168e-06 | 238.8 | -0.0013322 | 344.023 | 0.00272 | 238.8 | -0.0030698 | 238.8 | 0.0017988 | 344.0968 | 1.0821e-05 | 344.0968 | 8.2356e-06 | 344.023 | 0 | 532.3967 | 0.00093161 | 532.3967 | 0.00244 | 531.1552 | 3.0002e-05 | 532.3967 | 0.00392 | 344.0968 | 8.8432e-06
| 344.1366 | 0.00035993 | 344.1366 | 0 | 344.2068 | 1.4682e-05 | 344.2068 | 9.5209e-06 | 239.01 | 0.0020742 | 344.1366 | 0.00158 | 239.01 | -0.00080984 | 239.01 | 0.00088859 | 344.2068 | 1.0844e-05 | 344.2068 | 8.4443e-06 | 344.1366 | 0.00042856 | 532.5522 | 0.00143 | 532.5522 | 0.00309 | 531.3117 | 0 | 532.5522 | 0.00368 | 344.2068 | 8.5013e-06
| 344.2502 | 0 | 344.2502 | 0.00065893 | 344.3169 | 0 | 344.3169 | 9.0281e-06 | 239.21 | -8.4319e-05 | 344.2502 | 0.00107 | 239.21 | 0.00064304 | 239.21 | 0.00062851 | 344.3169 | 1.1184e-05 | 344.3169 | 8.5541e-06 | 344.2502 | 0.00037488 | 532.7077 | 0.00091419 | 532.7077 | 0.00206 | 531.4682 | 1.0001e-05 | 532.7077 | 0.00392 | 344.3169 | 9.1852e-06
| 344.3639 | 0.00023396 | 344.3639 | 0 | 344.4269 | 1.4682e-05 | 344.4269 | 8.2104e-06 | 239.42 | 0.00042159 | 344.3639 | 0 | 239.42 | -0.001843 | 239.42 | -0.0015171 | 344.4269 | 1.0961e-05 | 344.4269 | 8.1258e-06 | 344.3639 | 0 | 532.8632 | 0.00080678 | 532.8632 | 0.00294 | 531.6248 | 0 | 532.8632 | 0.00373 | 344.4269 | 1.1143e-05
| 344.4775 | 0 | 344.4775 | 0.0012 | 344.5369 | 0 | 344.5369 | 8.7816e-06 | 239.62 | -8.4319e-05 | 344.4775 | 0.00136 | 239.62 | -0.00077756 | 239.62 | -0.00089942 | 344.5369 | 9.7082e-06 | 344.5369 | 8.6639e-06 | 344.4775 | 0 | 533.0187 | 0.00105 | 533.0187 | 0.00144 | 531.7813 | 1.0001e-05 | 533.0187 | 0.00398 | 344.5369 | 1.1249e-05
| 344.5911 | 0 | 344.5911 | 0.00053879 | 344.647 | 1.4682e-05 | 344.647 | 8.8152e-06 | 239.83 | 0.00059023 | 344.5911 | 0.0011 | 239.83 | -0.0010358 | 239.83 | 0.00062851 | 344.647 | 8.9705e-06 | 344.647 | 8.7737e-06 | 344.5911 | 0 | 533.1742 | 0.00135 | 533.1742 | 0.00353 | 531.9379 | 0 | 533.1742 | 0.00375 | 344.647 | 1.1944e-05
| 344.7048 | 0.00014075 | 344.7048 | 0.00076297 | 344.757 | 0 | 344.757 | 9.7225e-06 | 240.04 | 0.00089378 | 344.7048 | 0.0013 | 240.04 | -0.0021013 | 240.04 | -0.0020047 | 344.757 | 9.6497e-06 | 344.757 | 8.016e-06 | 344.7048 | 0.00095593 | 533.3297 | 0.00192 | 533.3297 | 0.00146 | 532.0944 | 0 | 533.3297 | 0.00397 | 344.757 | 1.0683e-05
| 344.8184 | 0 | 344.8184 | 0 | 344.8671 | 1.4682e-05 | 344.8671 | 8.972e-06 | 240.24 | 0.0025465 | 344.8184 | 0.00084224 | 240.24 | -0.0023273 | 240.24 | -0.0014196 | 344.8671 | 1.0797e-05 | 344.8671 | 5.9846e-06 | 344.8184 | 0.00061626 | 533.4853 | 0.00164 | 533.4853 | 0.00383 | 532.251 | 0 | 533.4853 | 0.00376 | 344.8671 | 1.0683e-05
| 344.932 | 0.0005001 | 344.932 | 0.00065893 | 344.9771 | 1.4682e-05 | 344.9771 | 9.0729e-06 | 240.45 | 0.00086005 | 344.932 | 0.00093192 | 240.45 | -0.00016412 | 240.45 | -0.0017121 | 344.9771 | 1.0575e-05 | 344.9771 | 7.5878e-06 | 344.932 | 0 | 533.6408 | 0.00087937 | 533.6408 | 0.00181 | 532.4076 | 1.0001e-05 | 533.6408 | 0.00398 | 344.9771 | 9.3031e-06
| 345.0456 | 7.1987e-05 | 345.0456 | 0 | 345.0872 | 0 | 345.0872 | 8.132e-06 | 240.65 | 5.0592e-05 | 345.0456 | 0.00147 | 240.65 | -0.0011004 | 240.65 | -0.0010945 | 345.0872 | 1.0469e-05 | 345.0872 | 8.8725e-06 | 345.0456 | 0.00076641 | 533.7964 | 0.00098089 | 533.7964 | 0.0029 | 532.5642 | 0 | 533.7964 | 0.00377 | 345.0872 | 8.0414e-06
| 345.1592 | 0 | 345.1592 | 0.00022542 | 345.1972 | 3.2289e-05 | 345.1972 | 7.3815e-06 | 240.86 | -0.00015177 | 345.1592 | 0.0009603 | 240.86 | -0.0014878 | 240.86 | -0.00067186 | 345.1972 | 1.0551e-05 | 345.1972 | 1.1552e-05 | 345.1592 | 0 | 533.9519 | 0.00051369 | 533.9519 | 0.00273 | 532.7207 | 1.0001e-05 | 533.9519 | 0.00389 | 345.1972 | 9.869e-06
| 345.2729 | 0 | 345.2729 | 0 | 345.3073 | 0 | 345.3073 | 6.855e-06 | 241.07 | 0.0012648 | 345.2729 | 0 | 241.07 | -0.0017784 | 241.07 | -0.00073687 | 345.3073 | 1.0516e-05 | 345.3073 | 1.0267e-05 | 345.2729 | 0.00014702 | 534.1075 | 0.00059782 | 534.1075 | 0.00292 | 532.8773 | 2.6669e-05 | 534.1075 | 0.00369 | 345.3073 | 9.5271e-06
| 345.3865 | 0 | 345.3865 | 5.2025e-05 | 345.4174 | 1.4682e-05 | 345.4174 | 6.8102e-06 | 241.27 | -0.0015008 | 345.3865 | 0.00193 | 241.27 | 0.0010305 | 241.27 | -0.0008344 | 345.4174 | 1.0657e-05 | 345.4174 | 9.6192e-06 | 345.3865 | 0 | 534.2631 | 0.001 | 534.2631 | 0.00368 | 533.0339 | 1.0001e-05 | 534.2631 | 0.00387 | 345.4174 | 1.2628e-05
| 345.5001 | 0 | 345.5001 | 0.00060832 | 345.5275 | 1.4682e-05 | 345.5275 | 7.4039e-06 | 241.48 | -0.00025296 | 345.5001 | 0.00164 | 241.48 | -0.0012619 | 241.48 | 0.00020589 | 345.5275 | 9.111e-06 | 345.5275 | 8.4443e-06 | 345.5001 | 0 | 534.4187 | 0.00152 | 534.4187 | 0.00185 | 533.1906 | 0 | 534.4187 | 0.00374 | 345.5275 | 9.645e-06
| 345.6137 | 0 | 345.6137 | 0.00039883 | 345.6376 | 0 | 345.6376 | 8.86e-06 | 241.69 | -0.0012985 | 345.6137 | 0.00050617 | 241.69 | -0.0022305 | 241.69 | -0.00093193 | 345.6376 | 9.8956e-06 | 345.6376 | 8.016e-06 | 345.6137 | 1.8743e-05 | 534.5743 | 0.0013 | 534.5743 | 0.00257 | 533.3472 | 3.0002e-05 | 534.5743 | 0.00389 | 345.6376 | 9.3031e-06
| 345.7273 | 8.9983e-05 | 345.7273 | 0 | 345.7477 | 0 | 345.7477 | 9.1849e-06 | 241.89 | 0.0001855 | 345.7273 | 0.00021766 | 241.89 | 0.0016439 | 241.89 | -0.0012895 | 345.7477 | 1.0388e-05 | 345.7477 | 7.8074e-06 | 345.7273 | 0 | 534.7299 | 0.00286 | 534.7299 | 0.00049221 | 533.5038 | 2.6669e-05 | 534.7299 | 0.00372 | 345.7477 | 5.7422e-06
| 345.8409 | 5.091e-05 | 345.8409 | 0.0006936 | 345.8578 | 0 | 345.8578 | 9.2297e-06 | 242.1 | -0.0012648 | 345.8409 | 0.00102 | 242.1 | -0.0023273 | 242.1 | -0.00067186 | 345.8578 | 1.1617e-05 | 345.8578 | 7.8074e-06 | 345.8409 | 0.00080598 | 534.8855 | 0.00068782 | 534.8855 | 0.00179 | 533.6604 | 3.0002e-05 | 534.8855 | 0.00398 | 345.8578 | 9.869e-06
| 345.9545 | 0.00023396 | 345.9545 | 0 | 345.9679 | 1.4682e-05 | 345.9679 | 7.9079e-06 | 242.3 | -0.00035414 | 345.9545 | 0.00184 | 242.3 | -0.00022869 | 242.3 | 0.0012462 | 345.9679 | 1.1781e-05 | 345.9679 | 7.3791e-06 | 345.9545 | 9.0716e-05 | 535.0411 | 0.00309 | 535.0411 | 0.00229 | 533.8171 | 6.6672e-06 | 535.0411 | 0.00379 | 345.9679 | 9.3031e-06
| 346.0681 | 0.00024855 | 346.0681 | 0.0006936 | 346.078 | 0 | 346.078 | 7.3031e-06 | 242.51 | 0.0012648 | 346.0681 | 0.00098869 | 242.51 | -0.00013183 | 242.51 | -0.0018422 | 346.078 | 1.0821e-05 | 346.078 | 9.191e-06 | 346.0681 | 0.00067477 | 535.1967 | 0.0022 | 535.1967 | 0.00080887 | 533.9737 | 3.0002e-05 | 535.1967 | 0.00398 | 346.078 | 1.3548e-05
| 346.1816 | 0 | 346.1816 | 0.00029547 | 346.1881 | 1.4682e-05 | 346.1881 | 6.6198e-06 | 242.72 | -1.6864e-05 | 346.1816 | 0.00058673 | 242.72 | -0.00016412 | 242.72 | -0.001257 | 346.1881 | 1.0141e-05 | 346.1881 | 8.5541e-06 | 346.1816 | 0.00014702 | 535.3524 | 0.00176 | 535.3524 | 0.00216 | 534.1304 | 6.6672e-06 | 535.3524 | 0.00374 | 346.1881 | 1.2746e-05
| 346.2952 | 0 | 346.2952 | 6.9356e-05 | 346.2983 | 0 | 346.2983 | 8.244e-06 | 242.92 | -0.0020742 | 346.2952 | 0.00366 | 242.92 | -0.00097128 | 242.92 | -0.0021673 | 346.2983 | 9.6263e-06 | 346.2983 | 9.6192e-06 | 346.2952 | 0 | 535.508 | 0.00072265 | 535.508 | 0.00215 | 534.287 | 0 | 535.508 | 0.00395 | 346.2983 | 1.6189e-05
| 346.4088 | 0 | 346.4088 | 0 | 346.4084 | 1.4682e-05 | 346.4084 | 8.4232e-06 | 243.13 | 0.0009275 | 346.4088 | 0.00147 | 243.13 | 0.0004816 | 243.13 | 0.00062851 | 346.4084 | 9.111e-06 | 346.4084 | 7.2693e-06 | 346.4088 | 0.00080395 | 535.6637 | 0.00080678 | 535.6637 | 0.0032 | 534.4437 | 6.6672e-06 | 535.6637 | 0.00376 | 346.4084 | 1.5045e-05
| 346.5224 | 0 | 346.5224 | 0.0003468 | 346.5185 | 0 | 346.5185 | 9.5769e-06 | 243.34 | -0.0017032 | 346.5224 | 0.00207 | 243.34 | -0.0040062 | 243.34 | -0.001322 | 346.5185 | 8.666e-06 | 346.5185 | 8.4443e-06 | 346.5224 | 0.00029991 | 535.8194 | 0.00154 | 535.8194 | 0.00215 | 534.6004 | 1.0001e-05 | 535.8194 | 0.00397 | 346.5185 | 1.205e-05
| 346.636 | 1.7997e-05 | 346.636 | 0 | 346.6287 | 0 | 346.6287 | 8.468e-06 | 243.54 | 0.00028669 | 346.636 | 0.00041639 | 243.54 | -0.001165 | 243.54 | 0.0012137 | 346.6287 | 8.1039e-06 | 346.6287 | 7.8074e-06 | 346.636 | 9.0716e-05 | 535.9751 | 0.00131 | 535.9751 | 0.00248 | 534.7571 | 6.6672e-06 | 535.9751 | 0.00379 | 346.6287 | 7.8056e-06
| 346.7496 | 0 | 346.7496 | 0 | 346.7388 | 0 | 346.7388 | 8.9384e-06 | 243.75 | 0.00045532 | 346.7496 | 0.0021 | 243.75 | -0.0018752 | 243.75 | 0.00066102 | 346.7388 | 8.3498e-06 | 346.7388 | 7.3791e-06 | 346.7496 | 0 | 536.1307 | 0.00313 | 536.1307 | 0.00223 | 534.9137 | 1.0001e-05 | 536.1307 | 0.00395 | 346.7388 | 6.7798e-06
| 346.8631 | 0.00062987 | 346.8631 | 0 | 346.849 | 0 | 346.849 | 7.9527e-06 | 243.96 | -0.0009275 | 346.8631 | 0.00027444 | 243.96 | 0.00041703 | 243.96 | -0.0012245 | 346.849 | 9.2164e-06 | 346.849 | 7.0607e-06 | 346.8631 | 0.00042856 | 536.2864 | 0.00206 | 536.2864 | 0.00207 | 535.0704 | 6.6672e-06 | 536.2864 | 0.0037 | 346.849 | 7.6877e-06
| 346.9767 | 0 | 346.9767 | 0.0013 | 346.9592 | 3.2289e-05 | 346.9592 | 8.2104e-06 | 244.16 | -0.0021416 | 346.9767 | 0 | 244.16 | -0.0013909 | 244.16 | -0.0024923 | 346.9592 | 9.4857e-06 | 346.9592 | 4.9194e-06 | 346.9767 | 0 | 536.4421 | 0.00137 | 536.4421 | 0.00193 | 535.2271 | 1.0001e-05 | 536.4421 | 0.00385 | 346.9592 | 1.0683e-05
| 347.0903 | 0 | 347.0903 | 0 | 347.0693 | 0 | 347.0693 | 7.6391e-06 | 244.37 | 0.00042159 | 347.0903 | 0.00238 | 244.37 | 0.0007076 | 244.37 | -0.0016147 | 347.0693 | 9.9542e-06 | 347.0693 | 6.2042e-06 | 347.0903 | 0 | 536.5978 | 0.00272 | 536.5978 | 0.00353 | 535.3839 | 0 | 536.5978 | 0.0036 | 347.0693 | 9.9869e-06
| 347.2038 | 8.684e-05 | 347.2038 | 0.00017341 | 347.1795 | 3.2289e-05 | 347.1795 | 7.9751e-06 | 244.58 | 0.0019731 | 347.2038 | 0.00156 | 244.58 | -0.0021013 | 244.58 | -0.00037928 | 347.1795 | 1.061e-05 | 347.1795 | 5.3477e-06 | 347.2038 | 0 | 536.7536 | 0.00222 | 536.7536 | 0.00309 | 535.5406 | 0 | 536.7536 | 0.00383 | 347.1795 | 8.1476e-06
| 347.3174 | 0 | 347.3174 | 0 | 347.2897 | 1.4682e-05 | 347.2897 | 7.7399e-06 | 244.78 | 0.0029174 | 347.3174 | 0.00061512 | 244.78 | -0.001165 | 244.78 | 0.00053099 | 347.2897 | 1.0762e-05 | 347.2897 | 7.0607e-06 | 347.3174 | 0 | 536.9093 | 0.00136 | 536.9093 | 0.00281 | 535.6973 | 6.6672e-06 | 536.9093 | 0.00367 | 347.2897 | 5.6243e-06
| 347.431 | 0.00087741 | 347.431 | 0.00015606 | 347.3999 | 1.4682e-05 | 347.3999 | 8.7816e-06 | 244.99 | -0.0010624 | 347.431 | 0.00107 | 244.99 | -0.0031345 | 244.99 | -0.00050931 | 347.3999 | 1.0469e-05 | 347.3999 | 6.2042e-06 | 347.431 | 0 | 537.065 | 0.00068782 | 537.065 | 0.00232 | 535.854 | 1.0001e-05 | 537.065 | 0.00392 | 347.3999 | 8.0414e-06
| 347.5445 | 0 | 347.5445 | 0 | 347.5101 | 0 | 347.5101 | 8.7032e-06 | 245.19 | 0.0011636 | 347.5445 | 0 | 245.19 | -0.00058385 | 245.19 | 0.00066102 | 347.5101 | 8.9353e-06 | 347.5101 | 7.0607e-06 | 347.5445 | 0 | 537.2208 | 0.0022 | 537.2208 | 0.00302 | 536.0108 | 6.6672e-06 | 537.2208 | 0.0037 | 347.5101 | 8.0414e-06
| 347.6581 | 0 | 347.6581 | 8.6698e-05 | 347.6203 | 3.2289e-05 | 347.6203 | 9.5769e-06 | 245.4 | 0.00065769 | 347.6581 | 0.00127 | 245.4 | -0.0006807 | 245.4 | -0.0024598 | 347.6203 | 9.4389e-06 | 347.6203 | 8.4443e-06 | 347.6581 | 0 | 537.3765 | 0 | 537.3765 | 0.0019 | 536.1675 | 3.0002e-05 | 537.3765 | 0.00382 | 347.6203 | 1.0683e-05
| 347.7716 | 0 | 347.7716 | 0.00019118 | 347.7305 | 0 | 347.7305 | 8.8712e-06 | 245.61 | -0.0010624 | 347.7716 | 0.0009558 | 245.61 | -0.0015847 | 245.61 | -0.0029475 | 347.7305 | 9.5911e-06 | 347.7305 | 7.9172e-06 | 347.7716 | 0.00035349 | 537.5323 | 0.00103 | 537.5323 | 0.00285 | 536.3243 | 6.6672e-06 | 537.5323 | 0.00359 | 347.7305 | 7.4637e-06
| 347.8852 | 0 | 347.8852 | 6.9356e-05 | 347.8407 | 0 | 347.8407 | 8.7144e-06 | 245.81 | -0.001602 | 347.8852 | 0.00081839 | 245.81 | -0.0013909 | 245.81 | -0.0031751 | 347.8407 | 1.1231e-05 | 347.8407 | 6.6324e-06 | 347.8852 | 0 | 537.688 | 0.00142 | 537.688 | 0.00207 | 536.481 | 1.0001e-05 | 537.688 | 0.00374 | 347.8407 | 9.1852e-06
| 347.9987 | 0.00080984 | 347.9987 | 0.00029547 | 347.9509 | 3.2289e-05 | 347.9509 | 8.3e-06 | 246.02 | -0.00048905 | 347.9987 | 0.00118 | 246.02 | -0.001617 | 246.02 | -0.00054182 | 347.9509 | 1.1008e-05 | 347.9509 | 8.1258e-06 | 347.9987 | 0.00018456 | 537.8438 | 0.00136 | 537.8438 | 0.00403 | 536.6378 | 0 | 537.8438 | 0.00358 | 347.9509 | 8.2655e-06
| 348.1123 | 0.00037433 | 348.1123 | 0.00091902 | 348.0611 | 0 | 348.0611 | 1.0148e-05 | 246.23 | 0.00069142 | 348.1123 | 0.0019 | 246.23 | 0.00077218 | 246.23 | 7.5855e-05 | 348.0611 | 1.0411e-05 | 348.0611 | 1.0047e-05 | 348.1123 | 0 | 537.9996 | 0.00182 | 537.9996 | 0.00174 | 536.7946 | 3.0002e-05 | 537.9996 | 0.00373 | 348.0611 | 9.9869e-06
| 348.2258 | 0 | 348.2258 | 0.00059094 | 348.1713 | 1.4682e-05 | 348.1713 | 1.0563e-05 | 246.43 | 0.00042159 | 348.2258 | 0.00115 | 246.43 | -0.00039012 | 246.43 | -0.00060684 | 348.1713 | 9.2632e-06 | 348.1713 | 1.0805e-05 | 348.2258 | 0 | 538.1554 | 0.0026 | 538.1554 | 0.00339 | 536.9514 | 0 | 538.1554 | 0.00356 | 348.1713 | 9.1852e-06
| 348.3394 | 0 | 348.3394 | 0 | 348.2816 | 0 | 348.2816 | 1.0585e-05 | 246.64 | -0.00045532 | 348.3394 | 0.00056294 | 246.64 | -0.0030698 | 246.64 | -0.0014521 | 348.2816 | 8.9939e-06 | 348.2816 | 8.4443e-06 | 348.3394 | 0 | 538.3112 | 0.00163 | 538.3112 | 0.00063303 | 537.1081 | 3.0002e-05 | 538.3112 | 0.0038 | 348.2816 | 8.3834e-06
| 348.4529 | 0 | 348.4529 | 0.00033023 | 348.3918 | 0 | 348.3918 | 8.8936e-06 | 246.85 | -0.001366 | 348.4529 | 0 | 246.85 | -9.9549e-05 | 246.85 | 0.0010186 | 348.3918 | 9.111e-06 | 348.3918 | 7.0607e-06 | 348.4529 | 0 | 538.467 | 0.00147 | 538.467 | 0.00339 | 537.2649 | 6.6672e-06 | 538.467 | 0.00362 | 348.3918 | 8.0414e-06
| 348.5664 | 0 | 348.5664 | 6.9356e-05 | 348.502 | 1.4682e-05 | 348.502 | 8.5576e-06 | 247.05 | -0.0029174 | 348.5664 | 0.00079001 | 247.05 | -0.0036833 | 247.05 | -0.0040204 | 348.502 | 9.4038e-06 | 348.502 | 6.314e-06 | 348.5664 | 0 | 538.6228 | 0.00118 | 538.6228 | 0.00123 | 537.4217 | 3.0002e-05 | 538.6228 | 0.00375 | 348.502 | 9.1852e-06
| 348.68 | 0 | 348.68 | 0 | 348.6123 | 3.2289e-05 | 348.6123 | 8.188e-06 | 247.26 | 0.0005565 | 348.68 | 0 | 247.26 | -0.0025533 | 247.26 | 0.0013112 | 348.6123 | 8.8885e-06 | 348.6123 | 5.7759e-06 | 348.68 | 0.00027841 | 538.7787 | 0.000563 | 538.7787 | 0.00422 | 537.5785 | 2.6669e-05 | 538.7787 | 0.00351 | 348.6123 | 8.9611e-06
| 348.7935 | 0.00057197 | 348.7935 | 0 | 348.7226 | 0 | 348.7226 | 8.58e-06 | 247.47 | -0.0010287 | 348.7935 | 0.00181 | 247.47 | -0.0016493 | 247.47 | -0.00018422 | 348.7226 | 8.666e-06 | 348.7226 | 5.2379e-06 | 348.7935 | 0 | 538.9345 | 0.00044404 | 538.9345 | 0.00167 | 537.7354 | 1.0001e-05 | 538.9345 | 0.00371 | 348.7226 | 6.7798e-06
| 348.907 | 0 | 348.907 | 0.00027809 | 348.8328 | 0 | 348.8328 | 9.0953e-06 | 247.67 | -0.00052277 | 348.907 | 0.00121 | 247.67 | -0.00026098 | 247.67 | -0.00070437 | 348.8328 | 8.9705e-06 | 348.8328 | 8.016e-06 | 348.907 | 0.00137 | 539.0904 | 0.00216 | 539.0904 | 0.00346 | 537.8922 | 2.6669e-05 | 539.0904 | 0.00362 | 348.8328 | 6.32e-06
| 349.0205 | 0 | 349.0205 | 0.00057222 | 348.9431 | 1.4682e-05 | 348.9431 | 8.2888e-06 | 247.88 | -0.00048905 | 349.0205 | 0 | 247.88 | -0.00035784 | 247.88 | 1.0836e-05 | 348.9431 | 9.7317e-06 | 348.9431 | 6.0944e-06 | 349.0205 | 0 | 539.2462 | 0.0003918 | 539.2462 | 0.00248 | 538.049 | 3.0002e-05 | 539.2462 | 0.00374 | 348.9431 | 6.6619e-06
| 349.1341 | 0.00030594 | 349.1341 | 0.00045189 | 349.0534 | 0 | 349.0534 | 7.3815e-06 | 248.09 | 0.00069142 | 349.1341 | 0.00101 | 248.09 | -2.6905e-06 | 248.09 | 0.00059601 | 349.0534 | 9.4272e-06 | 349.0534 | 6.9509e-06 | 349.1341 | 0 | 539.4021 | 0.00163 | 539.4021 | 0.00404 | 538.2059 | 0 | 539.4021 | 0.00359 | 349.0534 | 8.6074e-06
| 349.2476 | 0 | 349.2476 | 0.00041617 | 349.1637 | 0 | 349.1637 | 6.9558e-06 | 248.3 | 0.00042159 | 349.2476 | 0.00033588 | 248.3 | -3.4977e-05 | 248.3 | -0.0017446 | 349.1637 | 9.6497e-06 | 349.1637 | 7.5878e-06 | 349.2476 | 0 | 539.558 | 9.5773e-05 | 539.558 | 0.00218 | 538.3627 | 1.0001e-05 | 539.558 | 0.00376 | 349.1637 | 1.0447e-05
| 349.3611 | 0.00014397 | 349.3611 | 0 | 349.2739 | 0 | 349.2739 | 7.6727e-06 | 248.5 | 0.00045532 | 349.3611 | 0 | 248.5 | -0.00061613 | 248.5 | 0.0019939 | 349.2739 | 9.5443e-06 | 349.2739 | 9.729e-06 | 349.3611 | 0.0004661 | 539.7138 | 0.00092866 | 539.7138 | 0.0026 | 538.5196 | 6.6672e-06 | 539.7138 | 0.00362 | 349.2739 | 1.3324e-05
| 349.4746 | 0.00106 | 349.4746 | 0.00064159 | 349.3842 | 1.4682e-05 | 349.3842 | 8.1432e-06 | 248.71 | -0.0012648 | 349.4746 | 0.00098869 | 248.71 | -0.00058385 | 248.71 | -0.0019397 | 349.3842 | 1.0282e-05 | 349.3842 | 1.0377e-05 | 349.4746 | 0 | 539.8697 | 0.00144 | 539.8697 | 0.00144 | 538.6764 | 1.0001e-05 | 539.8697 | 0.0038 | 349.3842 | 1.5505e-05
| 349.5881 | 0 | 349.5881 | 0 | 349.4945 | 1.4682e-05 | 349.4945 | 8.188e-06 | 248.92 | 0.0028838 | 349.5881 | 0 | 248.92 | 0.00054618 | 248.92 | 0.00043346 | 349.4945 | 9.6497e-06 | 349.4945 | 6.0944e-06 | 349.5881 | 0.0001658 | 540.0256 | 0.000563 | 540.0256 | 0.00276 | 538.8333 | 6.6672e-06 | 540.0256 | 0.00359 | 349.4945 | 1.2286e-05
| 349.7016 | 0.00024855 | 349.7016 | 0 | 349.6048 | 1.4682e-05 | 349.6048 | 8.7032e-06 | 249.12 | -0.0015346 | 349.7016 | 0.00050617 | 249.12 | -0.00048698 | 249.12 | -5.4182e-05 | 349.6048 | 9.9307e-06 | 349.6048 | 5.2379e-06 | 349.7016 | 0 | 540.1815 | 0.00163 | 540.1815 | 0.00049235 | 538.9902 | 1.0001e-05 | 540.1815 | 0.00379 | 349.6048 | 9.869e-06
| 349.8151 | 0.00017997 | 349.8151 | 0 | 349.7151 | 1.4682e-05 | 349.7151 | 8.3224e-06 | 249.33 | -0.001231 | 349.8151 | 0.00272 | 249.33 | 9.4169e-05 | 249.33 | 0.00036844 | 349.7151 | 9.4038e-06 | 349.7151 | 4.2825e-06 | 349.8151 | 9.0716e-05 | 540.3374 | 0.00135 | 540.3374 | 0.00406 | 539.1471 | 6.6672e-06 | 540.3374 | 0.00356 | 349.7151 | 8.3834e-06
| 349.9286 | 0 | 349.9286 | 0 | 349.8254 | 1.4682e-05 | 349.8254 | 8.4456e-06 | 249.54 | -0.0010961 | 349.9286 | 0.00067647 | 249.54 | -0.00074527 | 249.54 | -0.0010945 | 349.8254 | 1.0083e-05 | 349.8254 | 7.6976e-06 | 349.9286 | 0.00014995 | 540.4934 | 0.00145 | 540.4934 | 0.00236 | 539.3039 | 1.0001e-05 | 540.4934 | 0.00373 | 349.8254 | 8.9611e-06
| 350.0421 | 0 | 350.0421 | 0 | 349.9358 | 0 | 349.9358 | 7.8295e-06 | 249.74 | 0.00079259 | 350.0421 | 0.00027444 | 249.74 | 0.00028789 | 249.74 | 0.00062851 | 349.9358 | 9.9307e-06 | 349.9358 | 8.016e-06 | 350.0421 | 0.00042856 | 540.6493 | 0.00391 | 540.6493 | 0.00206 | 539.4608 | 0 | 540.6493 | 0.0035 | 349.9358 | 1.0683e-05
| 350.1556 | 0.00062587 | 350.1556 | 0.00019074 | 350.0461 | 0 | 350.0461 | 8.8936e-06 | 249.95 | 0.0005565 | 350.1556 | 0.00027911 | 249.95 | -0.0006807 | 249.95 | -0.0019397 | 350.0461 | 1.0657e-05 | 350.0461 | 8.8725e-06 | 350.1556 | 3.7485e-05 | 540.8053 | 0.00168 | 540.8053 | 0.00178 | 539.6178 | 3.0002e-05 | 540.8053 | 0.00373 | 350.0461 | 9.4092e-06
| 350.2691 | 0 | 350.2691 | 0 | 350.1564 | 1.4682e-05 | 350.1564 | 8.7032e-06 | 250.16 | 0.0016358 | 350.2691 | 0.00255 | 250.16 | -0.0021013 | 250.16 | -0.0001192 | 350.1564 | 9.6263e-06 | 350.1564 | 8.9823e-06 | 350.2691 | 0.00087902 | 540.9612 | 0.00166 | 540.9612 | 0.00232 | 539.7747 | 0 | 540.9612 | 0.0036 | 350.1564 | 9.0673e-06
| 350.3826 | 0.00030245 | 350.3826 | 0.00104 | 350.2668 | 0 | 350.2668 | 9.2073e-06 | 250.36 | -0.0015684 | 350.3826 | 0.00059133 | 250.36 | -0.0031345 | 250.36 | -0.0022973 | 350.2668 | 9.4857e-06 | 350.2668 | 7.9172e-06 | 350.3826 | 0 | 541.1172 | 0.00111 | 541.1172 | 0.00271 | 539.9316 | 3.0002e-05 | 541.1172 | 0.00379 | 350.2668 | 1.1602e-05
| 350.4961 | 0.00093582 | 350.4961 | 0 | 350.3771 | 1.4682e-05 | 350.3771 | 8.636e-06 | 250.57 | 0.00082632 | 350.4961 | 0.00113 | 250.57 | -0.00064841 | 250.57 | 0.00088859 | 350.3771 | 8.5606e-06 | 350.3771 | 6.6324e-06 | 350.4961 | 0 | 541.2731 | 0.00232 | 541.2731 | 0.00383 | 540.0885 | 0 | 541.2731 | 0.00357 | 350.3771 | 1.2286e-05
| 350.6096 | 0.00042823 | 350.6096 | 0 | 350.4875 | 0 | 350.4875 | 8.7032e-06 | 250.78 | -0.0012648 | 350.6096 | 0.00158 | 250.78 | -0.0028439 | 250.78 | -0.0016797 | 350.4875 | 9.5911e-06 | 350.4875 | 4.4912e-06 | 350.6096 | 0 | 541.4291 | 0.00241 | 541.4291 | 0.00262 | 540.2454 | 3.0002e-05 | 541.4291 | 0.00374 | 350.4875 | 1.435e-05
| 350.7231 | 0.00066587 | 350.7231 | 0 | 350.5978 | 1.4682e-05 | 350.5978 | 7.9303e-06 | 250.99 | 0.0029849 | 350.7231 | 0.00058673 | 250.99 | -0.0016815 | 250.99 | -0.0013871 | 350.5978 | 1.0388e-05 | 350.5978 | 5.8857e-06 | 350.7231 | 0.00057872 | 541.5851 | 0.00281 | 541.5851 | 0.00329 | 540.4024 | 2.6669e-05 | 541.5851 | 0.00356 | 350.5978 | 9.4092e-06
| 350.8366 | 0.00108 | 350.8366 | 0.00057222 | 350.7082 | 1.4682e-05 | 350.7082 | 8.3e-06 | 251.19 | -0.0011636 | 350.8366 | 0 | 251.19 | -0.00032556 | 251.19 | -0.0018422 | 350.7082 | 1.2296e-05 | 350.7082 | 4.8096e-06 | 350.8366 | 0.00107 | 541.7411 | 0.00149 | 541.7411 | 0.00345 | 540.5593 | 1.0001e-05 | 541.7411 | 0.00376 | 350.7082 | 7.6877e-06
| 350.9501 | 0 | 350.9501 | 0 | 350.8186 | 0 | 350.8186 | 8.58e-06 | 251.4 | -5.0592e-05 | 350.9501 | 0.00027444 | 251.4 | -6.7263e-05 | 251.4 | 0.0019614 | 350.8186 | 1.1722e-05 | 350.8186 | 5.8857e-06 | 350.9501 | 0.00018456 | 541.8971 | 0.00152 | 541.8971 | 0.00262 | 540.7163 | 0 | 541.8971 | 0.00356 | 350.8186 | 7.8056e-06
| 351.0635 | 0.00033839 | 351.0635 | 0.00032946 | 350.9289 | 1.4682e-05 | 350.9289 | 8.58e-06 | 251.61 | -0.001366 | 351.0635 | 0.00164 | 251.61 | -0.00048698 | 251.61 | -0.00034676 | 350.9289 | 1.1371e-05 | 350.9289 | 6.4128e-06 | 351.0635 | 0 | 542.0531 | 0.00267 | 542.0531 | 0.00181 | 540.8732 | 0 | 542.0531 | 0.00381 | 350.9289 | 8.9611e-06
| 351.177 | 0.00070186 | 351.177 | 0.00013905 | 351.0393 | 1.4682e-05 | 351.0393 | 8.0536e-06 | 251.81 | 0.0014334 | 351.177 | 0.00047317 | 251.81 | 0.0014179 | 251.81 | 0.0017988 | 351.0393 | 9.4389e-06 | 351.0393 | 6.9509e-06 | 351.177 | 0.0004661 | 542.2091 | 0.00264 | 542.2091 | 0.00411 | 541.0302 | 2.6669e-05 | 542.2091 | 0.0036 | 351.0393 | 1.1249e-05
| 351.2905 | 0.0004462 | 351.2905 | 0.00086701 | 351.1497 | 1.4682e-05 | 351.1497 | 7.9864e-06 | 252.02 | -0.00086005 | 351.2905 | 0.00064808 | 252.02 | -0.00016412 | 252.02 | -0.0011595 | 351.1497 | 1.0083e-05 | 351.1497 | 6.4128e-06 | 351.2905 | 0 | 542.3651 | 0.00222 | 542.3651 | 0.00278 | 541.1872 | 0 | 542.3651 | 0.00372 | 351.1497 | 1.2628e-05
| 351.404 | 0.00098981 | 351.404 | 0.00143 | 351.2601 | 0 | 351.2601 | 8.524e-06 | 252.23 | -0.00069142 | 351.404 | 0.00226 | 252.23 | 0.0019345 | 252.23 | 0.0019939 | 351.2601 | 9.7551e-06 | 351.2601 | 5.7759e-06 | 351.404 | 0 | 542.5212 | 0.00126 | 542.5212 | 0.00216 | 541.3442 | 6.6672e-06 | 542.5212 | 0.00344 | 351.2601 | 1.343e-05
| 351.5174 | 0.00089539 | 351.5174 | 0.00041617 | 351.3705 | 3.2289e-05 | 351.3705 | 9.2297e-06 | 252.44 | 0.00021923 | 351.5174 | 0.00064808 | 252.44 | -0.0013909 | 252.44 | 0.0012137 | 351.3705 | 1.1125e-05 | 351.3705 | 6.4128e-06 | 351.5174 | 0 | 542.6772 | 0.00192 | 542.6772 | 0.0016 | 541.5012 | 1.0001e-05 | 542.6772 | 0.00355 | 351.3705 | 1.389e-05
| 351.6309 | 0.00057588 | 351.6309 | 0 | 351.4809 | 0 | 351.4809 | 9.2073e-06 | 252.64 | 0.0005565 | 351.6309 | 0.0009558 | 252.64 | -0.0010358 | 252.64 | 0.00017338 | 351.4809 | 9.6497e-06 | 351.4809 | 5.1281e-06 | 351.6309 | 0 | 542.8333 | 0.00176 | 542.8333 | 0.00213 | 541.6581 | 4.667e-05 | 542.8333 | 0.00341 | 351.4809 | 1.0907e-05
| 351.7444 | 0.00084148 | 351.7444 | 0 | 351.5913 | 0 | 351.5913 | 8.7144e-06 | 252.85 | -0.0012648 | 351.7444 | 0.00047779 | 252.85 | -0.0028439 | 252.85 | 0.00027091 | 351.5913 | 1.0013e-05 | 351.5913 | 5.4575e-06 | 351.7444 | 0 | 542.9893 | 0.00125 | 542.9893 | 0.00164 | 541.8152 | 0 | 542.9893 | 0.00365 | 351.5913 | 8.9611e-06
| 351.8578 | 0.00055789 | 351.8578 | 0.00019118 | 351.7017 | 1.4682e-05 | 351.7017 | 7.0343e-06 | 253.06 | 0.00015177 | 351.8578 | 0.00115 | 253.06 | -0.00084214 | 253.06 | -0.00018422 | 351.7017 | 9.9776e-06 | 351.7017 | 4.9194e-06 | 351.8578 | 0 | 543.1454 | 0.00156 | 543.1454 | 0.00294 | 541.9722 | 0 | 543.1454 | 0.00356 | 351.7017 | 8.2655e-06
| 351.9713 | 0.00062587 | 351.9713 | 0.00038148 | 351.8121 | 1.4682e-05 | 351.8121 | 6.9334e-06 | 253.26 | 0.0026476 | 351.9713 | 0.00122 | 253.26 | -3.4977e-05 | 253.26 | -0.0016147 | 351.8121 | 9.919e-06 | 351.8121 | 6.4128e-06 | 351.9713 | 0 | 543.3015 | 0.00224 | 543.3015 | 0.00294 | 542.1292 | 0 | 543.3015 | 0.00378 | 351.8121 | 1.1143e-05
| 352.0847 | 0.00052189 | 352.0847 | 0 | 351.9225 | 1.4682e-05 | 351.9225 | 7.5943e-06 | 253.47 | 0.00075887 | 352.0847 | 0 | 253.47 | 0.0014824 | 253.47 | 0.00043346 | 351.9225 | 9.6848e-06 | 351.9225 | 7.8074e-06 | 352.0847 | 0 | 543.4575 | 0.00293 | 543.4575 | 0.00459 | 542.2862 | 2.6669e-05 | 543.4575 | 0.00356 | 351.9225 | 1.297e-05
| 352.1982 | 0.00094928 | 352.1982 | 0 | 352.033 | 1.4682e-05 | 352.033 | 8.7368e-06 | 253.68 | -0.00038786 | 352.1982 | 0.00056294 | 253.68 | -0.0016815 | 253.68 | -0.0016472 | 352.033 | 9.3218e-06 | 352.033 | 8.9823e-06 | 352.1982 | 0 | 543.6136 | 0.00149 | 543.6136 | 0.00227 | 542.4432 | 1.0001e-05 | 543.6136 | 0.00368 | 352.033 | 1.5505e-05
| 352.3116 | 0.00119 | 352.3116 | 0.00036499 | 352.1434 | 3.2289e-05 | 352.1434 | 9.7561e-06 | 253.89 | 0.0017032 | 352.3116 | 0.00016089 | 253.89 | 0.0013211 | 253.89 | -0.00057433 | 352.1434 | 1.0177e-05 | 352.1434 | 8.2356e-06 | 352.3116 | 0 | 543.7697 | 0.00196 | 543.7697 | 0.00248 | 542.6003 | 0 | 543.7697 | 0.00348 | 352.1434 | 1.343e-05
| 352.4251 | 0.00111 | 352.4251 | 0.00024276 | 352.2539 | 3.2289e-05 | 352.2539 | 9.5657e-06 | 254.09 | -0.00082632 | 352.4251 | 5.2034e-05 | 254.09 | -0.0029407 | 254.09 | -0.0021348 | 352.2539 | 8.9939e-06 | 352.2539 | 7.3791e-06 | 352.4251 | 0.00020618 | 543.9258 | 0.00102 | 543.9258 | 0.0029 | 542.7573 | 1.0001e-05 | 543.9258 | 0.00367 | 352.2539 | 1.3206e-05
| 352.5385 | 0.0025 | 352.5385 | 0.00090379 | 352.3643 | 0 | 352.3643 | 9.3865e-06 | 254.3 | 0.0019057 | 352.5385 | 0.00061512 | 254.3 | -0.00077756 | 254.3 | -0.00060684 | 352.3643 | 8.1273e-06 | 352.3643 | 8.2356e-06 | 352.5385 | 0 | 544.082 | 0.00248 | 544.082 | 0.00278 | 542.9144 | 0 | 544.082 | 0.00353 | 352.3643 | 9.4092e-06
| 352.652 | 0.00197 | 352.652 | 0.00052021 | 352.4748 | 0 | 352.4748 | 9.4873e-06 | 254.51 | -0.0019393 | 352.652 | 0.00027911 | 254.51 | 0.00093361 | 254.51 | -2.1673e-05 | 352.4748 | 8.3498e-06 | 352.4748 | 7.0607e-06 | 352.652 | 0 | 544.2381 | 0.00166 | 544.2381 | 0.00269 | 543.0714 | 0 | 544.2381 | 0.00365 | 352.4748 | 6.8859e-06
| 352.7654 | 0.00203 | 352.7654 | 0 | 352.5852 | 0 | 352.5852 | 9.4089e-06 | 254.72 | 0.00065769 | 352.7654 | 0.00101 | 254.72 | 0.0009659 | 254.72 | 0.0016688 | 352.5852 | 8.7831e-06 | 352.5852 | 6.9509e-06 | 352.7654 | 0.00076641 | 544.3942 | 0.0007023 | 544.3942 | 0.00431 | 543.2285 | 2.6669e-05 | 544.3942 | 0.00347 | 352.5852 | 7.6877e-06
| 352.8789 | 0.00314 | 352.8789 | 8.6698e-05 | 352.6957 | 3.2289e-05 | 352.6957 | 9.4089e-06 | 254.92 | -0.00065769 | 352.8789 | 0.00133 | 254.92 | -0.0020045 | 254.92 | -0.0010295 | 352.6957 | 1.0762e-05 | 352.6957 | 5.6661e-06 | 352.8789 | 0 | 544.5504 | 0.00105 | 544.5504 | 0.00266 | 543.3856 | 1.0001e-05 | 544.5504 | 0.00362 | 352.6957 | 9.9869e-06
| 352.9923 | 0.00347 | 352.9923 | 0.00060832 | 352.8062 | 1.4682e-05 | 352.8062 | 8.636e-06 | 255.13 | -0.00059023 | 352.9923 | 0.00030283 | 255.13 | -0.00074527 | 255.13 | 0.0010186 | 352.8062 | 9.5092e-06 | 352.8062 | 8.4443e-06 | 352.9923 | 0 | 544.7065 | 0.00121 | 544.7065 | 0.00311 | 543.5427 | 6.6672e-06 | 544.7065 | 0.00349 | 352.8062 | 1.2864e-05
| 353.1057 | 0.00379 | 353.1057 | 0.00091902 | 352.9166 | 1.4682e-05 | 352.9166 | 8.7592e-06 | 255.34 | 0.00059023 | 353.1057 | 0.00255 | 255.34 | -0.00026098 | 255.34 | -0.0017121 | 352.9166 | 1.0141e-05 | 352.9166 | 1.0805e-05 | 353.1057 | 0 | 544.8627 | 0.00246 | 544.8627 | 0.00299 | 543.6997 | 1.0001e-05 | 544.8627 | 0.00366 | 352.9166 | 1.0907e-05
| 353.2192 | 0.00423 | 353.2192 | 0 | 353.0271 | 3.2289e-05 | 353.0271 | 8.2664e-06 | 255.54 | 0.00062396 | 353.2192 | 0.00044478 | 255.54 | -0.0011973 | 255.54 | -0.00063934 | 353.0271 | 8.7831e-06 | 353.0271 | 9.8388e-06 | 353.2192 | 0.00033471 | 545.0189 | 0.00112 | 545.0189 | 0.00304 | 543.8568 | 6.6672e-06 | 545.0189 | 0.00342 | 353.0271 | 1.0329e-05
| 353.3326 | 0.00343 | 353.3326 | 0.00012138 | 353.1376 | 3.2289e-05 | 353.1376 | 7.8967e-06 | 255.75 | -0.0017032 | 353.3326 | 0.00167 | 255.75 | 0.00083675 | 255.75 | 0.0018639 | 353.1376 | 1.0411e-05 | 353.1376 | 7.9172e-06 | 353.3326 | 0 | 545.175 | 0.00137 | 545.175 | 0.00322 | 544.014 | 0 | 545.175 | 0.00362 | 353.1376 | 1.0447e-05
| 353.446 | 0.00452 | 353.446 | 0 | 353.2481 | 0 | 353.2481 | 7.3255e-06 | 255.96 | 0.0010961 | 353.446 | 0.00115 | 255.96 | 0.00015874 | 255.96 | 0.0002384 | 353.2481 | 9.5209e-06 | 353.2481 | 7.2693e-06 | 353.446 | 0 | 545.3312 | 0.00105 | 545.3312 | 0.00334 | 544.1711 | 0 | 545.3312 | 0.00337 | 353.2481 | 1.1367e-05
| 353.5594 | 0.00512 | 353.5594 | 0.00057222 | 353.3586 | 1.4682e-05 | 353.3586 | 7.2023e-06 | 256.17 | 0.00069142 | 353.5594 | 0.00116 | 256.17 | -0.0016815 | 256.17 | -0.00054182 | 353.3586 | 1.0341e-05 | 353.3586 | 6.8411e-06 | 353.5594 | 0 | 545.4874 | 0.00047886 | 545.4874 | 0.00181 | 544.3282 | 1.0001e-05 | 545.4874 | 0.00363 | 353.3586 | 1.0565e-05
| 353.6729 | 0.0063 | 353.6729 | 0 | 353.4691 | 1.4682e-05 | 353.4691 | 8.0312e-06 | 256.37 | 0.00065769 | 353.6729 | 0.00030283 | 256.37 | -0.00042241 | 256.37 | 0.0015712 | 353.4691 | 9.8136e-06 | 353.4691 | 9.9487e-06 | 353.6729 | 0.00031595 | 545.6436 | 0.0015 | 545.6436 | 0.00427 | 544.4853 | 0 | 545.6436 | 0.00341 | 353.4691 | 9.5271e-06
| 353.7863 | 0.00749 | 353.7863 | 0.00067626 | 353.5796 | 0 | 353.5796 | 9.4985e-06 | 256.58 | -0.0013322 | 353.7863 | 0.00081839 | 256.58 | -0.00055155 | 256.58 | 1.0836e-05 | 353.5796 | 1.1067e-05 | 353.5796 | 1.0047e-05 | 353.7863 | 0 | 545.7998 | 0.00239 | 545.7998 | 0.0026 | 544.6424 | 1.0001e-05 | 545.7998 | 0.00365 | 353.5796 | 1.0223e-05
| 353.8997 | 0.00682 | 353.8997 | 0.00033023 | 353.6901 | 3.2289e-05 | 353.6901 | 1.0798e-05 | 256.79 | -0.00089378 | 353.8997 | 0.00238 | 256.79 | 0.0002556 | 256.79 | 0.0010186 | 353.6901 | 1.0903e-05 | 353.6901 | 1.0904e-05 | 353.8997 | 7.1951e-05 | 545.9561 | 0.00061524 | 545.9561 | 0.00146 | 544.7996 | 6.6672e-06 | 545.9561 | 0.00338 | 353.6901 | 1.0447e-05
| 354.0131 | 0.0102 | 354.0131 | 0.00095371 | 353.8007 | 0 | 353.8007 | 9.6777e-06 | 257 | -0.0013322 | 354.0131 | 0.00119 | 257 | 0.00035245 | 257 | 0.0010186 | 353.8007 | 1.0165e-05 | 353.8007 | 9.4106e-06 | 354.0131 | 0 | 546.1123 | 0.0029 | 546.1123 | 0.00188 | 544.9567 | 0 | 546.1123 | 0.00351 | 353.8007 | 1.1944e-05
| 354.1265 | 0.01208 | 354.1265 | 0 | 353.9112 | 1.4682e-05 | 353.9112 | 7.8743e-06 | 257.2 | -0.0012648 | 354.1265 | 0 | 257.2 | 0.0010628 | 257.2 | 0.0009536 | 353.9112 | 9.1344e-06 | 353.9112 | 8.7737e-06 | 354.1265 | 0 | 546.2685 | 0.00201 | 546.2685 | 0.00209 | 545.1139 | 6.6672e-06 | 546.2685 | 0.00331 | 353.9112 | 1.0683e-05
| 354.2399 | 0.01383 | 354.2399 | 0 | 354.0217 | 1.4682e-05 | 354.0217 | 7.2471e-06 | 257.41 | -0.00285 | 354.2399 | 0 | 257.41 | -0.00080984 | 257.41 | -0.0012245 | 354.0217 | 8.6777e-06 | 354.0217 | 7.3791e-06 | 354.2399 | 0 | 546.4248 | 0.00128 | 546.4248 | 0.0025 | 545.271 | 3.0002e-05 | 546.4248 | 0.00351 | 354.0217 | 1.0223e-05
| 354.3533 | 0.01416 | 354.3533 | 0 | 354.1323 | 1.4682e-05 | 354.1323 | 7.8295e-06 | 257.62 | -0.0005565 | 354.3533 | 0 | 257.62 | -0.001165 | 257.62 | 0.0013438 | 354.1323 | 9.3218e-06 | 354.1323 | 5.8857e-06 | 354.3533 | 0 | 546.581 | 0.00109 | 546.581 | 0.00318 | 545.4282 | 0 | 546.581 | 0.00343 | 354.1323 | 1.0329e-05
| 354.4667 | 0.01588 | 354.4667 | 0.00055488 | 354.2428 | 1.4682e-05 | 354.2428 | 8.8376e-06 | 257.83 | -0.0020068 | 354.4667 | 0.00025072 | 257.83 | -0.0017461 | 257.83 | -0.00057433 | 354.2428 | 1.0141e-05 | 354.2428 | 2.1413e-06 | 354.4667 | 0.00028115 | 546.7373 | 0.00137 | 546.7373 | 0.00304 | 545.5854 | 3.0002e-05 | 546.7373 | 0.00367 | 354.2428 | 1.0565e-05
| 354.5802 | 0.01845 | 354.5802 | 5.2137e-05 | 354.3534 | 0 | 354.3534 | 8.3448e-06 | 258.04 | -0.0009275 | 354.5802 | 0.00052996 | 258.04 | -0.0012296 | 258.04 | -0.00086692 | 354.3534 | 1.0692e-05 | 354.3534 | 3.2064e-06 | 354.5802 | 0 | 546.8936 | 0.00102 | 546.8936 | 0.00343 | 545.7426 | 0 | 546.8936 | 0.00351 | 354.3534 | 8.9611e-06
| 354.6936 | 0.02362 | 354.6936 | 0.00027745 | 354.4639 | 1.4682e-05 | 354.4639 | 7.4823e-06 | 258.24 | -0.0028838 | 354.6936 | 0 | 258.24 | -0.0022627 | 258.24 | 0.00030341 | 354.4639 | 1.1289e-05 | 354.4639 | 5.1281e-06 | 354.6936 | 0 | 547.0498 | 0.00147 | 547.0498 | 0.00207 | 545.8997 | 3.0002e-05 | 547.0498 | 0.00362 | 354.4639 | 7.9235e-06
| 354.8069 | 0.02478 | 354.8069 | 0 | 354.5745 | 0 | 354.5745 | 7.6391e-06 | 258.45 | 0.0018381 | 354.8069 | 0.00175 | 258.45 | -0.001165 | 258.45 | -0.00057433 | 354.5745 | 1.006e-05 | 354.5745 | 8.1258e-06 | 354.8069 | 0.00031595 | 547.2061 | 0.00276 | 547.2061 | 0.00378 | 546.0569 | 4.667e-05 | 547.2061 | 0.00338 | 354.5745 | 8.1476e-06
| 354.9203 | 0.03006 | 354.9203 | 0.0004335 | 354.6851 | 0 | 354.6851 | 8.3224e-06 | 258.66 | -0.0017032 | 354.9203 | 0.0017 | 258.66 | -0.0014233 | 258.66 | 0.00043346 | 354.6851 | 1.0633e-05 | 354.6851 | 8.4443e-06 | 354.9203 | 0 | 547.3624 | 0.00178 | 547.3624 | 0.0029 | 546.2141 | 3.0002e-05 | 547.3624 | 0.00354 | 354.6851 | 8.6074e-06
| 355.0337 | 0.03155 | 355.0337 | 0 | 354.7956 | 1.4682e-05 | 354.7956 | 8.8936e-06 | 258.87 | -5.0592e-05 | 355.0337 | 0.00050157 | 258.87 | -0.00080984 | 258.87 | 0.0018314 | 354.7956 | 9.4038e-06 | 354.7956 | 7.0607e-06 | 355.0337 | 0.0001658 | 547.5187 | 0.0033 | 547.5187 | 0.00385 | 546.3713 | 0 | 547.5187 | 0.00335 | 354.7956 | 9.5271e-06
| 355.1471 | 0.03529 | 355.1471 | 0.00139 | 354.9062 | 1.4682e-05 | 354.9062 | 8.4792e-06 | 259.07 | -0.00025296 | 355.1471 | 0.0015 | 259.07 | -0.00064841 | 259.07 | -0.00070437 | 354.9062 | 1.1102e-05 | 354.9062 | 5.2379e-06 | 355.1471 | 0 | 547.675 | 0.00114 | 547.675 | 0.00327 | 546.5286 | 0 | 547.675 | 0.00357 | 354.9062 | 1.0223e-05
| 355.2605 | 0.04145 | 355.2605 | 0.00010428 | 355.0168 | 1.4682e-05 | 355.0168 | 8.5464e-06 | 259.28 | 0.0029174 | 355.2605 | 0.00132 | 259.28 | -0.00055155 | 259.28 | -0.0019722 | 355.0168 | 9.7551e-06 | 355.0168 | 7.5878e-06 | 355.2605 | 0 | 547.8314 | 0.00164 | 547.8314 | 0.0032 | 546.6858 | 6.6672e-06 | 547.8314 | 0.00334 | 355.0168 | 9.3031e-06
| 355.3739 | 0.04323 | 355.3739 | 0.00086701 | 355.1274 | 1.4682e-05 | 355.1274 | 8.9496e-06 | 259.49 | -0.00065769 | 355.3739 | 0 | 259.49 | -0.0021982 | 259.49 | -0.0020047 | 355.1274 | 1.061e-05 | 355.1274 | 8.2356e-06 | 355.3739 | 0 | 547.9877 | 0.00201 | 547.9877 | 0.0019 | 546.843 | 3.0002e-05 | 547.9877 | 0.00348 | 355.1274 | 1.0447e-05
| 355.4873 | 0.04774 | 355.4873 | 0.00039975 | 355.238 | 0 | 355.238 | 9.2521e-06 | 259.7 | 0.0022428 | 355.4873 | 0 | 259.7 | -0.00055155 | 259.7 | -0.00024923 | 355.238 | 9.2164e-06 | 355.238 | 8.4443e-06 | 355.4873 | 0 | 548.144 | 0.00251 | 548.144 | 0.00283 | 547.0003 | 2.6669e-05 | 548.144 | 0.00325 | 355.238 | 1.0447e-05
| 355.6007 | 0.05406 | 355.6007 | 0.00050287 | 355.3486 | 1.4682e-05 | 355.3486 | 9.1737e-06 | 259.9 | 5.0592e-05 | 355.6007 | 0.00119 | 259.9 | -0.0022627 | 259.9 | -0.00031426 | 355.3486 | 9.3452e-06 | 355.3486 | 5.9846e-06 | 355.6007 | 0 | 548.3004 | 0.00224 | 548.3004 | 0.00213 | 547.1575 | 5.0004e-05 | 548.3004 | 0.00352 | 355.3486 | 1.4927e-05
| 355.714 | 0.05824 | 355.714 | 0 | 355.4592 | 0 | 355.4592 | 8.5464e-06 | 260.11 | -0.00072515 | 355.714 | 0.00175 | 260.11 | -0.0004547 | 260.11 | -0.0016472 | 355.4592 | 1.0364e-05 | 355.4592 | 4.1727e-06 | 355.714 | 0.00014702 | 548.4567 | 0.00107 | 548.4567 | 0.00406 | 547.3147 | 6.6672e-06 | 548.4567 | 0.0034 | 355.4592 | 1.1944e-05
| 355.8274 | 0.06164 | 355.8274 | 0.00101 | 355.5698 | 0 | 355.5698 | 8.6808e-06 | 260.32 | -0.00035414 | 355.8274 | 0 | 260.32 | -0.00077756 | 260.32 | -0.00050931 | 355.5698 | 1.102e-05 | 355.5698 | 6.6324e-06 | 355.8274 | 0 | 548.6131 | 0.00269 | 548.6131 | 0.00215 | 547.472 | 1.0001e-05 | 548.6131 | 0.0036 | 355.5698 | 1.2404e-05
| 355.9408 | 0.06646 | 355.9408 | 0 | 355.6805 | 0 | 355.6805 | 8.244e-06 | 260.53 | -1.6864e-05 | 355.9408 | 0.00104 | 260.53 | -0.00026098 | 260.53 | -2.1673e-05 | 355.6805 | 1.061e-05 | 355.6805 | 7.1595e-06 | 355.9408 | 0 | 548.7694 | 0.00159 | 548.7694 | 0.002 | 547.6293 | 0 | 548.7694 | 0.00342 | 355.6805 | 9.0673e-06
| 356.0542 | 0.07235 | 356.0542 | 0.00114 | 355.7911 | 0 | 355.7911 | 8.2664e-06 | 260.74 | -0.0011973 | 356.0542 | 0.00059133 | 260.74 | -0.0038125 | 260.74 | -0.00080189 | 355.7911 | 9.3569e-06 | 355.7911 | 7.8074e-06 | 356.0542 | 0 | 548.9258 | 0.00201 | 548.9258 | 0.00232 | 547.7865 | 3.0002e-05 | 548.9258 | 0.00356 | 355.7911 | 9.3031e-06
| 356.1675 | 0.07517 | 356.1675 | 0.00034761 | 355.9017 | 1.4682e-05 | 355.9017 | 8.4008e-06 | 260.94 | 0.00072515 | 356.1675 | 0.00058673 | 260.94 | 6.1882e-05 | 260.94 | -0.00089942 | 355.9017 | 8.9705e-06 | 355.9017 | 6.9509e-06 | 356.1675 | 0 | 549.0822 | 0.00333 | 549.0822 | 0.00223 | 547.9438 | 6.6672e-06 | 549.0822 | 0.00334 | 355.9017 | 6.32e-06
| 356.2809 | 0.08197 | 356.2809 | 0.00081498 | 356.0124 | 1.4682e-05 | 356.0124 | 9.5657e-06 | 261.15 | -0.0005565 | 356.2809 | 0.00116 | 261.15 | 0.00041703 | 261.15 | -0.0018096 | 356.0124 | 8.8651e-06 | 356.0124 | 7.8074e-06 | 356.2809 | 0 | 549.2386 | 0.00152 | 549.2386 | 0.0032 | 548.1011 | 1.0001e-05 | 549.2386 | 0.00348 | 356.0124 | 1.1249e-05
| 356.3943 | 0.08575 | 356.3943 | 0 | 356.123 | 1.4682e-05 | 356.123 | 9.7337e-06 | 261.36 | 0.0018381 | 356.3943 | 0.00141 | 261.36 | -0.0022951 | 261.36 | 0.00098612 | 356.123 | 9.3569e-06 | 356.123 | 7.6976e-06 | 356.3943 | 0 | 549.395 | 0.00253 | 549.395 | 0.00308 | 548.2584 | 0 | 549.395 | 0.0033 | 356.123 | 8.9611e-06
| 356.5076 | 0.09028 | 356.5076 | 0.00065893 | 356.2336 | 1.4682e-05 | 356.2336 | 9.8009e-06 | 261.57 | -0.003592 | 356.5076 | 0.00105 | 261.57 | -0.0019721 | 261.57 | -0.0019722 | 356.2336 | 1.1558e-05 | 356.2336 | 8.4443e-06 | 356.5076 | 0.00035613 | 549.5514 | 0.00142 | 549.5514 | 0.00359 | 548.4157 | 1.0001e-05 | 549.5514 | 0.00351 | 356.2336 | 1.0329e-05
| 356.621 | 0.09367 | 356.621 | 0.00053879 | 356.3443 | 3.2289e-05 | 356.3443 | 8.7368e-06 | 261.78 | 0.00042159 | 356.621 | 0 | 261.78 | -0.00055155 | 261.78 | 0.0002384 | 356.3443 | 1.0856e-05 | 356.3443 | 8.6639e-06 | 356.621 | 0 | 549.7078 | 0.00173 | 549.7078 | 0.00364 | 548.573 | 6.6672e-06 | 549.7078 | 0.00333 | 356.3443 | 4.4806e-06
| 356.7344 | 0.09855 | 356.7344 | 0.00052021 | 356.455 | 0 | 356.455 | 9.9129e-06 | 261.98 | -0.0009275 | 356.7344 | 0.0004494 | 261.98 | -0.0015524 | 261.98 | 0.00069354 | 356.455 | 1.061e-05 | 356.455 | 1.0377e-05 | 356.7344 | 0 | 549.8643 | 0.00145 | 549.8643 | 0.00266 | 548.7303 | 0 | 549.8643 | 0.00354 | 356.455 | 5.9662e-06
| 356.8477 | 0.1078 | 356.8477 | 0 | 356.5656 | 0 | 356.5656 | 8.9496e-06 | 262.19 | 0.0011973 | 356.8477 | 0.00098419 | 262.19 | -0.00039012 | 262.19 | 0.00010836 | 356.5656 | 7.9867e-06 | 356.5656 | 8.3454e-06 | 356.8477 | 0 | 550.0207 | 0.00099831 | 550.0207 | 0.00299 | 548.8876 | 6.6672e-06 | 550.0207 | 0.00336 | 356.5656 | 5.2824e-06
| 356.9611 | 0.10897 | 356.9611 | 0.0018 | 356.6763 | 0 | 356.6763 | 9.4985e-06 | 262.4 | 0.00025296 | 356.9611 | 0 | 262.4 | -0.00087442 | 262.4 | -0.0023624 | 356.6763 | 9.4272e-06 | 356.6763 | 8.5541e-06 | 356.9611 | 0 | 550.1772 | 0.00177 | 550.1772 | 0.00318 | 549.045 | 0 | 550.1772 | 0.00357 | 356.6763 | 8.5013e-06
| 357.0744 | 0.11696 | 357.0744 | 0 | 356.787 | 3.2289e-05 | 356.787 | 8.3224e-06 | 262.61 | 0.0010961 | 357.0744 | 0.00189 | 262.61 | -0.0018752 | 262.61 | -0.00018422 | 356.787 | 8.8651e-06 | 356.787 | 8.6639e-06 | 357.0744 | 0.00039103 | 550.3336 | 9.287e-05 | 550.3336 | 0.00325 | 549.2023 | 6.6672e-06 | 550.3336 | 0.00334 | 356.787 | 9.0673e-06
| 357.1878 | 0.11919 | 357.1878 | 0 | 356.8977 | 0 | 356.8977 | 8.3224e-06 | 262.82 | -0.0019731 | 357.1878 | 0 | 262.82 | -0.0021658 | 262.82 | -0.0017771 | 356.8977 | 9.5911e-06 | 356.8977 | 9.4106e-06 | 357.1878 | 9.3714e-05 | 550.4901 | 0.00147 | 550.4901 | 0.00325 | 549.3596 | 3.0002e-05 | 550.4901 | 0.00349 | 356.8977 | 9.645e-06
| 357.3011 | 0.12828 | 357.3011 | 0 | 357.0084 | 1.4682e-05 | 357.0084 | 7.6727e-06 | 263.02 | 0.00035414 | 357.3011 | 0.00141 | 263.02 | -0.0019721 | 263.02 | -0.00041178 | 357.0084 | 9.5443e-06 | 357.0084 | 8.016e-06 | 357.3011 | 0 | 550.6465 | 0.00099831 | 550.6465 | 0.00413 | 549.517 | 0 | 550.6465 | 0.00327 | 357.0084 | 8.2655e-06
| 357.4145 | 0.13254 | 357.4145 | 0.00095371 | 357.1191 | 1.4682e-05 | 357.1191 | 8.0312e-06 | 263.23 | -0.00062396 | 357.4145 | 0.00147 | 263.23 | -0.001617 | 263.23 | -0.0014521 | 357.1191 | 1.0165e-05 | 357.1191 | 7.1595e-06 | 357.4145 | 0 | 550.803 | 0.00135 | 550.803 | 0.00313 | 549.6744 | 0 | 550.803 | 0.00346 | 357.1191 | 1.0329e-05
| 357.5278 | 0.14205 | 357.5278 | 3.4765e-05 | 357.2298 | 0 | 357.2298 | 7.7399e-06 | 263.44 | 0.0029849 | 357.5278 | 0 | 263.44 | 0.0014179 | 263.44 | 0.0024815 | 357.2298 | 1.1289e-05 | 357.2298 | 8.9823e-06 | 357.5278 | 0 | 550.9595 | 0.00047594 | 550.9595 | 0.00359 | 549.8317 | 6.6672e-06 | 550.9595 | 0.0033 | 357.2298 | 9.4092e-06
| 357.6411 | 0.14634 | 357.6411 | 0 | 357.3405 | 1.4682e-05 | 357.3405 | 7.9751e-06 | 263.65 | -0.0013322 | 357.6411 | 0 | 263.65 | -0.0021658 | 263.65 | -0.00080189 | 357.3405 | 1.1828e-05 | 357.3405 | 7.9172e-06 | 357.6411 | 0 | 551.116 | 0.00199 | 551.116 | 0.00193 | 549.9891 | 1.0001e-05 | 551.116 | 0.00353 | 357.3405 | 8.5013e-06
| 357.7545 | 0.15137 | 357.7545 | 0.00041713 | 357.4512 | 3.2289e-05 | 357.4512 | 7.8295e-06 | 263.86 | -0.0020068 | 357.7545 | 0.00198 | 263.86 | -0.00016412 | 263.86 | 7.5855e-05 | 357.4512 | 1.1722e-05 | 357.4512 | 6.0944e-06 | 357.7545 | 0.00086025 | 551.2725 | 0.00133 | 551.2725 | 0.00362 | 550.1465 | 6.6672e-06 | 551.2725 | 0.00337 | 357.4512 | 6.544e-06
| 357.8678 | 0.15985 | 357.8678 | 0.0006936 | 357.5619 | 3.2289e-05 | 357.5619 | 8.7928e-06 | 264.06 | -0.00086005 | 357.8678 | 0 | 264.06 | -0.0013587 | 264.06 | -5.4182e-05 | 357.5619 | 1.1043e-05 | 357.5619 | 5.8857e-06 | 357.8678 | 0 | 551.429 | 0.00203 | 551.429 | 0.00285 | 550.3039 | 1.0001e-05 | 551.429 | 0.00358 | 357.5619 | 8.5013e-06
| 357.9812 | 0.16801 | 357.9812 | 0 | 357.6726 | 3.2289e-05 | 357.6726 | 8.5016e-06 | 264.27 | 0.00082632 | 357.9812 | 0.0001041 | 264.27 | -0.0006807 | 264.27 | 0.00082357 | 357.6726 | 1.0493e-05 | 357.6726 | 8.1258e-06 | 357.9812 | 9.0716e-05 | 551.5855 | 0.00241 | 551.5855 | 0.00355 | 550.4612 | 6.6672e-06 | 551.5855 | 0.00336 | 357.6726 | 8.5013e-06
| 358.0945 | 0.17376 | 358.0945 | 0.00036414 | 357.7833 | 1.4682e-05 | 357.7833 | 7.3031e-06 | 264.48 | 0.00042159 | 358.0945 | 0.00187 | 264.48 | 0.0011596 | 264.48 | -0.00034676 | 357.7833 | 1.0223e-05 | 357.7833 | 9.5204e-06 | 358.0945 | 0 | 551.7421 | 0.0014 | 551.7421 | 0.00357 | 550.6186 | 1.0001e-05 | 551.7421 | 0.00351 | 357.7833 | 9.1852e-06
| 358.2078 | 0.18016 | 358.2078 | 0.00067784 | 357.8941 | 0 | 357.8941 | 7.3479e-06 | 264.69 | 0.0009275 | 358.2078 | 0.00198 | 264.69 | 0.00080447 | 264.69 | -0.00047681 | 357.8941 | 9.5092e-06 | 357.8941 | 6.314e-06 | 358.2078 | 0 | 551.8986 | 0.00163 | 551.8986 | 0.00397 | 550.7761 | 0 | 551.8986 | 0.00334 | 357.8941 | 8.5013e-06
| 358.3211 | 0.18729 | 358.3211 | 0.00038148 | 358.0048 | 1.4682e-05 | 358.0048 | 7.9864e-06 | 264.9 | 5.0592e-05 | 358.3211 | 0.0011 | 264.9 | -0.0039416 | 264.9 | 0.0011162 | 358.0048 | 8.8299e-06 | 358.0048 | 4.9194e-06 | 358.3211 | 0 | 552.0552 | 0.00032214 | 552.0552 | 0.00267 | 550.9335 | 0 | 552.0552 | 0.0035 | 358.0048 | 7.8056e-06
| 358.4345 | 0.19839 | 358.4345 | 0 | 358.1156 | 0 | 358.1156 | 8.7816e-06 | 265.11 | 0.00038786 | 358.4345 | 0 | 265.11 | -0.0024242 | 265.11 | 0.002124 | 358.1156 | 9.2632e-06 | 358.1156 | 5.4575e-06 | 358.4345 | 0 | 552.2117 | 0.00211 | 552.2117 | 0.00352 | 551.0909 | 0 | 552.2117 | 0.00329 | 358.1156 | 7.3458e-06
| 358.5478 | 0.20995 | 358.5478 | 0.00064159 | 358.2263 | 1.4682e-05 | 358.2263 | 7.9864e-06 | 265.31 | 0.00079259 | 358.5478 | 0.0019 | 265.31 | -0.00093899 | 265.31 | 0.00030341 | 358.2263 | 1.0493e-05 | 358.2263 | 8.8725e-06 | 358.5478 | 0 | 552.3683 | 0.00248 | 552.3683 | 0.00106 | 551.2483 | 1.0001e-05 | 552.3683 | 0.00336 | 358.2263 | 6.32e-06
| 358.6611 | 0.21842 | 358.6611 | 0.00029547 | 358.3371 | 1.4682e-05 | 358.3371 | 8.0648e-06 | 265.52 | -0.00075887 | 358.6611 | 0.00013249 | 265.52 | -0.00029326 | 265.52 | -0.001127 | 358.3371 | 1.006e-05 | 358.3371 | 9.729e-06 | 358.6611 | 0.00087902 | 552.5248 | 0.00216 | 552.5248 | 0.00244 | 551.4057 | 0 | 552.5248 | 0.00315 | 358.3371 | 7.6877e-06
| 358.7744 | 0.22411 | 358.7744 | 0.00022542 | 358.4479 | 1.4682e-05 | 358.4479 | 9.3865e-06 | 265.73 | -0.0023441 | 358.7744 | 0 | 265.73 | -0.00061613 | 265.73 | -0.0015822 | 358.4479 | 1.0001e-05 | 358.4479 | 9.0921e-06 | 358.7744 | 0 | 552.6814 | 0.00203 | 552.6814 | 0.00297 | 551.5632 | 5.0004e-05 | 552.6814 | 0.00338 | 358.4479 | 7.4637e-06
| 358.8877 | 0.23683 | 358.8877 | 0 | 358.5586 | 1.4682e-05 | 358.5586 | 1.0719e-05 | 265.94 | -0.00035414 | 358.8877 | 0.00089903 | 265.94 | 0.0018376 | 265.94 | 0.00010836 | 358.5586 | 8.1741e-06 | 358.5586 | 8.1258e-06 | 358.8877 | 0.00037225 | 552.838 | 0.00206 | 552.838 | 0.00239 | 551.7206 | 6.6672e-06 | 552.838 | 0.00323 | 358.5586 | 8.3834e-06
| 359.0011 | 0.24685 | 359.0011 | 0.00113 | 358.6694 | 0 | 358.6694 | 1.0193e-05 | 266.15 | 0.00011805 | 359.0011 | 0.00119 | 266.15 | -0.0027792 | 266.15 | 0.00082357 | 358.6694 | 8.6777e-06 | 358.6694 | 1.1332e-05 | 359.0011 | 0.00046859 | 552.9946 | 0.00133 | 552.9946 | 0.00266 | 551.8781 | 3.0002e-05 | 552.9946 | 0.00346 | 358.6694 | 8.6074e-06
| 359.1144 | 0.25532 | 359.1144 | 0 | 358.7802 | 0 | 358.7802 | 9.2857e-06 | 266.35 | -0.00086005 | 359.1144 | 0.00055835 | 266.35 | -0.00055155 | 266.35 | 0.00014088 | 358.7802 | 8.4786e-06 | 358.7802 | 1.198e-05 | 359.1144 | 0 | 553.1512 | 0.00119 | 553.1512 | 0.00431 | 552.0355 | 0 | 553.1512 | 0.00324 | 358.7802 | 8.1476e-06
| 359.2277 | 0.27208 | 359.2277 | 0.00095371 | 358.891 | 1.4682e-05 | 358.891 | 8.8376e-06 | 266.56 | -0.0009275 | 359.2277 | 0.00107 | 266.56 | -0.0024242 | 266.56 | -0.0031426 | 358.891 | 9.6848e-06 | 358.891 | 1.2079e-05 | 359.2277 | 0 | 553.3078 | 0.00096643 | 553.3078 | 0.00466 | 552.193 | 0 | 553.3078 | 0.00339 | 358.891 | 9.3031e-06
| 359.341 | 0.28224 | 359.341 | 0.0002607 | 359.0018 | 0 | 359.0018 | 9.7785e-06 | 266.77 | 0.0010961 | 359.341 | 0.00167 | 266.77 | -0.00051927 | 266.77 | -8.6692e-05 | 359.0018 | 1.0118e-05 | 359.0018 | 8.1258e-06 | 359.341 | 0 | 553.4644 | 0.00116 | 553.4644 | 0.00431 | 552.3505 | 0 | 553.4644 | 0.00314 | 359.0018 | 8.2655e-06
| 359.4543 | 0.29253 | 359.4543 | 0.00019074 | 359.1126 | 1.4682e-05 | 359.1126 | 9.2857e-06 | 266.98 | -0.0013997 | 359.4543 | 0.00346 | 266.98 | -0.0012296 | 266.98 | 0.00017338 | 359.1126 | 1.0118e-05 | 359.1126 | 8.4443e-06 | 359.4543 | 0 | 553.6211 | 0.00203 | 553.6211 | 0.00125 | 552.508 | 1.0001e-05 | 553.6211 | 0.00338 | 359.1126 | 7.0038e-06
| 359.5676 | 0.31002 | 359.5676 | 0.00012167 | 359.2234 | 1.4682e-05 | 359.2234 | 8.6024e-06 | 267.19 | 0.00011805 | 359.5676 | 4.7316e-05 | 267.19 | 6.1882e-05 | 267.19 | -0.00015171 | 359.2234 | 1.0036e-05 | 359.2234 | 5.4575e-06 | 359.5676 | 9.0716e-05 | 553.7777 | 0.00189 | 553.7777 | 0.00304 | 552.6655 | 0 | 553.7777 | 0.00323 | 359.2234 | 3.9028e-06
| 359.6809 | 0.32415 | 359.6809 | 0.00095371 | 359.3342 | 1.4682e-05 | 359.3342 | 9.0505e-06 | 267.4 | -0.0019393 | 359.6809 | 0.00252 | 267.4 | -0.002521 | 267.4 | -0.001257 | 359.3342 | 9.9307e-06 | 359.3342 | 7.1595e-06 | 359.6809 | 0 | 553.9343 | 0.00154 | 553.9343 | 0.00299 | 552.823 | 3.0002e-05 | 553.9343 | 0.00344 | 359.3342 | 5.8601e-06
| 359.7942 | 0.33725 | 359.7942 | 0 | 359.445 | 1.4682e-05 | 359.445 | 9.2297e-06 | 267.61 | 0.00028669 | 359.7942 | 0.00024605 | 267.61 | -0.00055155 | 267.61 | -0.00024923 | 359.445 | 9.3803e-06 | 359.445 | 5.4575e-06 | 359.7942 | 0 | 554.091 | 0.00211 | 554.091 | 0.00336 | 552.9805 | 6.6672e-06 | 554.091 | 0.0032 | 359.445 | 9.1852e-06
| 359.9075 | 0.35171 | 359.9075 | 0 | 359.5558 | 1.4682e-05 | 359.5558 | 9.4873e-06 | 267.81 | 0.00015177 | 359.9075 | 0.00102 | 267.81 | -0.0021982 | 267.81 | -0.0022973 | 359.5558 | 9.9307e-06 | 359.5558 | 6.9509e-06 | 359.9075 | 0 | 554.2477 | 0.00253 | 554.2477 | 0.0035 | 553.138 | 1.0001e-05 | 554.2477 | 0.00336 | 359.5558 | 1.205e-05
| 360.0208 | 0.36634 | 360.0208 | 0 | 359.6666 | 3.2289e-05 | 359.6666 | 7.7959e-06 | 268.02 | 0.00028669 | 360.0208 | 0.00101 | 268.02 | 6.1882e-05 | 268.02 | -0.0001192 | 359.6666 | 1.0013e-05 | 359.6666 | 4.9194e-06 | 360.0208 | 0 | 554.4043 | 0.00171 | 554.4043 | 0.00396 | 553.2955 | 0 | 554.4043 | 0.00321 | 359.6666 | 1.0789e-05
| 360.1341 | 0.38829 | 360.1341 | 0 | 359.7775 | 0 | 359.7775 | 8.2888e-06 | 268.23 | -0.0019057 | 360.1341 | 0.00064808 | 268.23 | 0.0010628 | 268.23 | -0.0008344 | 359.7775 | 1.2085e-05 | 359.7775 | 6.6324e-06 | 360.1341 | 0 | 554.561 | 0.00166 | 554.561 | 0.00167 | 553.453 | 1.0001e-05 | 554.561 | 0.00344 | 359.7775 | 9.5271e-06
| 360.2474 | 0.40411 | 360.2474 | 0 | 359.8883 | 0 | 359.8883 | 8.0536e-06 | 268.44 | 0.0019731 | 360.2474 | 0.00124 | 268.44 | 0.00073989 | 268.44 | 0.0010511 | 359.8883 | 1.1149e-05 | 359.8883 | 6.5226e-06 | 360.2474 | 0.00086025 | 554.7177 | 0.00182 | 554.7177 | 0.00258 | 553.6105 | 6.6672e-06 | 554.7177 | 0.00325 | 359.8883 | 7.4637e-06
| 360.3607 | 0.41589 | 360.3607 | 0.00020808 | 359.9992 | 0 | 359.9992 | 8.9384e-06 | 268.65 | 0.0009275 | 360.3607 | 0.00232 | 268.65 | -0.0028439 | 268.65 | -0.00089942 | 359.9992 | 1.1594e-05 | 359.9992 | 6.8411e-06 | 360.3607 | 0 | 554.8744 | 0.00232 | 554.8744 | 0.0035 | 553.7681 | 3.0002e-05 | 554.8744 | 0.00336 | 359.9992 | 8.5013e-06
| 360.4739 | 0.43758 | 360.4739 | 0.00041713 | 360.11 | 0 | 360.11 | 9.7561e-06 | 268.86 | 0.0005565 | 360.4739 | 0.00016089 | 268.86 | -0.00042241 | 268.86 | 0.0017013 | 360.11 | 1.0083e-05 | 360.11 | 5.8857e-06 | 360.4739 | 0 | 555.0311 | 0.00175 | 555.0311 | 0.00271 | 553.9256 | 0 | 555.0311 | 0.00311 | 360.11 | 8.7253e-06
| 360.5872 | 0.45742 | 360.5872 | 0 | 360.2209 | 3.2289e-05 | 360.2209 | 1.1156e-05 | 269.06 | -0.00059023 | 360.5872 | 0.00070485 | 269.06 | -0.0018108 | 269.06 | -0.0014196 | 360.2209 | 1.0926e-05 | 360.2209 | 7.3791e-06 | 360.5872 | 0 | 555.1878 | 0.00168 | 555.1878 | 0.00244 | 554.0832 | 1.0001e-05 | 555.1878 | 0.0033 | 360.2209 | 9.645e-06
| 360.7005 | 0.46962 | 360.7005 | 0 | 360.3317 | 1.4682e-05 | 360.3317 | 1.1347e-05 | 269.27 | -0.0011973 | 360.7005 | 0.00127 | 269.27 | 0.0029676 | 269.27 | 0.0013438 | 360.3317 | 1.0036e-05 | 360.3317 | 6.6324e-06 | 360.7005 | 0.00012826 | 555.3445 | 0.00107 | 555.3445 | 0.00503 | 554.2407 | 6.6672e-06 | 555.3445 | 0.00316 | 360.3317 | 1.0683e-05
| 360.8138 | 0.48243 | 360.8138 | 0 | 360.4426 | 1.4682e-05 | 360.4426 | 1.0137e-05 | 269.48 | -0.0030186 | 360.8138 | 0.00093192 | 269.48 | -0.0023919 | 269.48 | -0.0013546 | 360.4426 | 1.0411e-05 | 360.4426 | 7.5878e-06 | 360.8138 | 0.0004311 | 555.5013 | 0.00089678 | 555.5013 | 0.00281 | 554.3983 | 1.0001e-05 | 555.5013 | 0.00338 | 360.4426 | 1.0683e-05
| 360.9271 | 0.5005 | 360.9271 | 0 | 360.5535 | 1.4682e-05 | 360.5535 | 8.8712e-06 | 269.69 | 0.0018719 | 360.9271 | 0.00164 | 269.69 | 0.00054618 | 269.69 | 0.00098612 | 360.5535 | 9.4272e-06 | 360.5535 | 7.5878e-06 | 360.9271 | 0 | 555.658 | 0.00138 | 555.658 | 0.00378 | 554.5559 | 6.6672e-06 | 555.658 | 0.00315 | 360.5535 | 1.4232e-05
| 361.0403 | 0.5086 | 361.0403 | 5.2025e-05 | 360.6643 | 1.4682e-05 | 360.6643 | 8.2664e-06 | 269.9 | -0.00052277 | 361.0403 | 0.00027911 | 269.9 | -0.0011327 | 269.9 | -0.001127 | 360.6643 | 1.0118e-05 | 360.6643 | 9.8388e-06 | 361.0403 | 0 | 555.8147 | 0.00091419 | 555.8147 | 0.00096712 | 554.7135 | 3.0002e-05 | 555.8147 | 0.0033 | 360.6643 | 1.1708e-05
| 361.1536 | 0.52112 | 361.1536 | 0 | 360.7752 | 0 | 360.7752 | 8.2664e-06 | 270.11 | 0.0026139 | 361.1536 | 0.00212 | 270.11 | -3.4977e-05 | 270.11 | -0.0014521 | 360.7752 | 1.0036e-05 | 360.7752 | 7.9172e-06 | 361.1536 | 0.00050364 | 555.9715 | 0.0029 | 555.9715 | 0.00309 | 554.871 | 6.6672e-06 | 555.9715 | 0.00306 | 360.7752 | 1.0789e-05
| 361.2669 | 0.54251 | 361.2669 | 0.00053755 | 360.8861 | 1.4682e-05 | 360.8861 | 9.1737e-06 | 270.32 | -0.0024789 | 361.2669 | 0.00073324 | 270.32 | -0.00042241 | 270.32 | -0.0025575 | 360.8861 | 1.1395e-05 | 360.8861 | 5.4575e-06 | 361.2669 | 0 | 556.1282 | 0.00084454 | 556.1282 | 0.00443 | 555.0286 | 0 | 556.1282 | 0.00326 | 360.8861 | 7.4637e-06
| 361.3801 | 0.55488 | 361.3801 | 0.00043451 | 360.997 | 0 | 360.997 | 9.0281e-06 | 270.52 | 8.4319e-05 | 361.3801 | 0.00124 | 270.52 | -0.0027792 | 270.52 | 0.0013763 | 360.997 | 1.1746e-05 | 360.997 | 5.8857e-06 | 361.3801 | 0 | 556.285 | 0.00166 | 556.285 | 0.0041 | 555.1862 | 0 | 556.285 | 0.00314 | 360.997 | 7.4637e-06
| 361.4934 | 0.56808 | 361.4934 | 0 | 361.1079 | 0 | 361.1079 | 9.5433e-06 | 270.73 | 0.0010961 | 361.4934 | 0.00124 | 270.73 | -0.0035541 | 270.73 | -0.0013871 | 361.1079 | 1.006e-05 | 361.1079 | 8.016e-06 | 361.4934 | 0 | 556.4418 | 0.00156 | 556.4418 | 0.00329 | 555.3438 | 3.0002e-05 | 556.4418 | 0.00336 | 361.1079 | 8.5013e-06
| 361.6067 | 0.58767 | 361.6067 | 0 | 361.2188 | 1.4682e-05 | 361.2188 | 9.2073e-06 | 270.94 | -0.00025296 | 361.6067 | 0.00087064 | 270.94 | 0.00015874 | 270.94 | -0.0012895 | 361.2188 | 8.8651e-06 | 361.2188 | 1.0586e-05 | 361.6067 | 0 | 556.5986 | 0.00187 | 556.5986 | 0.00267 | 555.5015 | 6.6672e-06 | 556.5986 | 0.00318 | 361.2188 | 6.7798e-06
| 361.7199 | 0.60761 | 361.7199 | 0.00090168 | 361.3297 | 1.4682e-05 | 361.3297 | 9.4985e-06 | 271.15 | 0.0015008 | 361.7199 | 0.00033588 | 271.15 | -0.00035784 | 271.15 | -0.00070437 | 361.3297 | 8.3147e-06 | 361.3297 | 1.1124e-05 | 361.7199 | 0 | 556.7554 | 0.00192 | 556.7554 | 0.00207 | 555.6591 | 3.0002e-05 | 556.7554 | 0.00337 | 361.3297 | 9.9869e-06
| 361.8332 | 0.62194 | 361.8332 | 0 | 361.4407 | 1.4682e-05 | 361.4407 | 9.5209e-06 | 271.36 | 0.00015177 | 361.8332 | 0 | 271.36 | -0.00077756 | 271.36 | -0.00060684 | 361.4407 | 8.5137e-06 | 361.4407 | 1.0904e-05 | 361.8332 | 0 | 556.9122 | 0.00136 | 556.9122 | 0.00364 | 555.8167 | 0 | 556.9122 | 0.00318 | 361.4407 | 1.2746e-05
| 361.9465 | 0.63901 | 361.9465 | 0 | 361.5516 | 0 | 361.5516 | 9.4089e-06 | 271.57 | -0.00015177 | 361.9465 | 0.00070485 | 271.57 | -0.0011004 | 271.57 | 0.00017338 | 361.5516 | 8.4201e-06 | 361.5516 | 9.6192e-06 | 361.9465 | 0 | 557.069 | 0.00192 | 557.069 | 0.00178 | 555.9743 | 1.0001e-05 | 557.069 | 0.00343 | 361.5516 | 1.6413e-05
| 362.0597 | 0.65613 | 362.0597 | 0 | 361.6625 | 0 | 361.6625 | 1.0171e-05 | 271.78 | -0.0009275 | 362.0597 | 0.00118 | 271.78 | 0.00044931 | 271.78 | 4.3346e-05 | 361.6625 | 9.0524e-06 | 361.6625 | 8.8725e-06 | 362.0597 | 0.00069133 | 557.2258 | 0.00171 | 557.2258 | 0.00288 | 556.132 | 6.6672e-06 | 557.2258 | 0.0032 | 361.6625 | 1.6649e-05
| 362.173 | 0.67064 | 362.173 | 0.00091902 | 361.7734 | 0 | 361.7734 | 1.0294e-05 | 271.99 | 0.00096123 | 362.173 | 5.2034e-05 | 271.99 | -0.0006807 | 271.99 | 0.00027091 | 361.7734 | 1.1722e-05 | 361.7734 | 1.0047e-05 | 362.173 | 0 | 557.3826 | 0.0014 | 557.3826 | 0.00267 | 556.2897 | 1.0001e-05 | 557.3826 | 0.00336 | 361.7734 | 1.2864e-05
| 362.2862 | 0.68759 | 362.2862 | 0 | 361.8844 | 1.4682e-05 | 361.8844 | 9.9353e-06 | 272.19 | -1.6864e-05 | 362.2862 | 0.00044478 | 272.19 | 0.0011596 | 272.19 | 0.0015062 | 361.8844 | 1.1746e-05 | 361.8844 | 9.5204e-06 | 362.2862 | 0 | 557.5394 | 0.00211 | 557.5394 | 0.00468 | 556.4473 | 6.6672e-06 | 557.5394 | 0.00311 | 361.8844 | 9.9869e-06
| 362.3995 | 0.70488 | 362.3995 | 0.00058956 | 361.9953 | 0 | 361.9953 | 8.8152e-06 | 272.4 | 0.00048905 | 362.3995 | 0.00013718 | 272.4 | -0.0019076 | 272.4 | -0.00089942 | 361.9953 | 1.1172e-05 | 361.9953 | 9.3008e-06 | 362.3995 | 0 | 557.6963 | 0.00252 | 557.6963 | 0.00215 | 556.605 | 0 | 557.6963 | 0.00326 | 361.9953 | 8.3834e-06
| 362.5127 | 0.7143 | 362.5127 | 0.00053879 | 362.1063 | 0 | 362.1063 | 8.1656e-06 | 272.61 | -0.00059023 | 362.5127 | 0 | 272.61 | 0.0004816 | 272.61 | 0.00098612 | 362.1063 | 9.3218e-06 | 362.1063 | 6.5226e-06 | 362.5127 | 0 | 557.8532 | 0.00175 | 557.8532 | 0.00339 | 556.7626 | 6.6672e-06 | 557.8532 | 0.00309 | 362.1063 | 1.0447e-05
| 362.626 | 0.73016 | 362.626 | 0.00036414 | 362.2172 | 3.2289e-05 | 362.2172 | 8.636e-06 | 272.82 | -0.00059023 | 362.626 | 0.00127 | 272.82 | -0.0004547 | 272.82 | -0.00063934 | 362.2172 | 9.4857e-06 | 362.2172 | 5.2379e-06 | 362.626 | 0.00024367 | 558.01 | 0.00118 | 558.01 | 0.00331 | 556.9203 | 3.0002e-05 | 558.01 | 0.0032 | 362.2172 | 1.1484e-05
| 362.7392 | 0.74136 | 362.7392 | 0.0002607 | 362.3282 | 1.4682e-05 | 362.3282 | 8.972e-06 | 273.03 | 1.6864e-05 | 362.7392 | 0.0007003 | 273.03 | -0.0015847 | 273.03 | -0.0015822 | 362.3282 | 9.2984e-06 | 362.3282 | 7.3791e-06 | 362.7392 | 0 | 558.1669 | 0.00131 | 558.1669 | 0.00487 | 557.078 | 6.6672e-06 | 558.1669 | 0.0031 | 362.3282 | 9.7629e-06
| 362.8524 | 0.75954 | 362.8524 | 1.7342e-05 | 362.4392 | 0 | 362.4392 | 9.5657e-06 | 273.24 | -8.4319e-05 | 362.8524 | 0.00141 | 273.24 | -0.0019721 | 273.24 | -5.4182e-05 | 362.4392 | 1.1008e-05 | 362.4392 | 8.6639e-06 | 362.8524 | 0.00014995 | 558.3238 | 0.00278 | 558.3238 | 0.00234 | 557.2357 | 1.0001e-05 | 558.3238 | 0.00326 | 362.4392 | 9.9869e-06
| 362.9657 | 0.77127 | 362.9657 | 0.0007126 | 362.5501 | 1.4682e-05 | 362.5501 | 9.1849e-06 | 273.45 | 0.00089378 | 362.9657 | 0.0006719 | 273.45 | 0.0015793 | 273.45 | 0.0010836 | 362.5501 | 1.0341e-05 | 362.5501 | 1.0586e-05 | 362.9657 | 0 | 558.4806 | 0.00223 | 558.4806 | 0.00313 | 557.3934 | 0 | 558.4806 | 0.00316 | 362.5501 | 9.0673e-06
| 363.0789 | 0.78908 | 363.0789 | 0.00058956 | 362.6611 | 0 | 362.6611 | 9.3081e-06 | 273.66 | -0.0017032 | 363.0789 | 0.00158 | 273.66 | 0.00038475 | 273.66 | -0.00018422 | 362.6611 | 1.0528e-05 | 362.6611 | 7.1595e-06 | 363.0789 | 0.00024367 | 558.6375 | 0.00147 | 558.6375 | 0.00236 | 557.5511 | 3.0002e-05 | 558.6375 | 0.00324 | 362.6611 | 1.0907e-05
| 363.1922 | 0.80784 | 363.1922 | 0 | 362.7721 | 1.4682e-05 | 362.7721 | 7.7511e-06 | 273.87 | -0.00062396 | 363.1922 | 0.00098419 | 273.87 | -0.0015202 | 273.87 | -0.00028175 | 362.7721 | 9.0759e-06 | 362.7721 | 6.7313e-06 | 363.1922 | 0.00027841 | 558.7944 | 0.0007023 | 558.7944 | 0.00327 | 557.7088 | 6.6672e-06 | 558.7944 | 0.00309 | 362.7721 | 9.4092e-06
| 363.3054 | 0.82214 | 363.3054 | 0.00039883 | 362.8831 | 0 | 362.8831 | 7.8183e-06 | 274.07 | -0.0015684 | 363.3054 | 0.00158 | 274.07 | -0.0030376 | 274.07 | -0.0018096 | 362.8831 | 9.4389e-06 | 362.8831 | 7.4889e-06 | 363.3054 | 0 | 558.9513 | 0.00135 | 558.9513 | 0.00276 | 557.8665 | 0 | 558.9513 | 0.00328 | 362.8831 | 8.8432e-06
| 363.4186 | 0.83847 | 363.4186 | 0.00036499 | 362.9941 | 1.4682e-05 | 362.9941 | 7.5943e-06 | 274.28 | -0.00065769 | 363.4186 | 0.00018926 | 274.28 | 0.00028789 | 274.28 | 0.00059601 | 362.9941 | 8.7011e-06 | 362.9941 | 6.5226e-06 | 363.4186 | 0.00059748 | 559.1082 | 0.00347 | 559.1082 | 0.00396 | 558.0243 | 0 | 559.1082 | 0.00321 | 362.9941 | 4.8225e-06
| 363.5319 | 0.85971 | 363.5319 | 0.00052021 | 363.1051 | 1.4682e-05 | 363.1051 | 9.2073e-06 | 274.49 | -0.0021416 | 363.5319 | 0.00039263 | 274.49 | -0.0021982 | 274.49 | -0.00070437 | 363.1051 | 8.7011e-06 | 363.1051 | 6.9509e-06 | 363.5319 | 0 | 559.2652 | 0.00128 | 559.2652 | 0.00368 | 558.182 | 3.0002e-05 | 559.2652 | 0.00338 | 363.1051 | 6.2021e-06
| 363.6451 | 0.87455 | 363.6451 | 0.00010428 | 363.2161 | 3.2289e-05 | 363.2161 | 9.7337e-06 | 274.7 | -0.0019057 | 363.6451 | 0.00152 | 274.7 | 0.00057846 | 274.7 | -0.00096444 | 363.2161 | 9.3569e-06 | 363.2161 | 6.314e-06 | 363.6451 | 0 | 559.4221 | 0.00351 | 559.4221 | 0.00468 | 558.3397 | 6.6672e-06 | 559.4221 | 0.00316 | 363.2161 | 6.7798e-06
| 363.7583 | 0.88519 | 363.7583 | 6.9356e-05 | 363.3271 | 1.4682e-05 | 363.3271 | 9.6217e-06 | 274.91 | -5.0592e-05 | 363.7583 | 0.00067647 | 274.91 | -0.0031667 | 274.91 | 0.00056349 | 363.3271 | 9.7082e-06 | 363.3271 | 7.4889e-06 | 363.7583 | 0.00048734 | 559.579 | 0.00070523 | 559.579 | 0.00299 | 558.4975 | 0 | 559.579 | 0.00331 | 363.3271 | 9.645e-06
| 363.8715 | 0.90815 | 363.8715 | 0 | 363.4381 | 1.4682e-05 | 363.4381 | 9.3081e-06 | 275.12 | -0.00052277 | 363.8715 | 0.0007003 | 275.12 | -0.0019076 | 275.12 | -0.001192 | 363.4381 | 9.1812e-06 | 363.4381 | 7.6976e-06 | 363.8715 | 0 | 559.736 | 0.00178 | 559.736 | 0.00299 | 558.6552 | 0 | 559.736 | 0.00306 | 363.4381 | 8.0414e-06
| 363.9848 | 0.92055 | 363.9848 | 0 | 363.5492 | 0 | 363.5492 | 8.8712e-06 | 275.33 | -0.0019057 | 363.9848 | 0.00076162 | 275.33 | -0.002069 | 275.33 | -0.0023624 | 363.5492 | 9.4623e-06 | 363.5492 | 7.8074e-06 | 363.9848 | 0 | 559.893 | 0.00191 | 559.893 | 0.0029 | 558.813 | 1.0001e-05 | 559.893 | 0.00323 | 363.5492 | 7.9235e-06
| 364.098 | 0.93133 | 364.098 | 0 | 363.6602 | 0 | 363.6602 | 8.0088e-06 | 275.54 | 0.0011636 | 364.098 | 0.00050157 | 275.54 | -0.0019076 | 275.54 | 0.0002384 | 363.6602 | 8.9353e-06 | 363.6602 | 9.6192e-06 | 364.098 | 0 | 560.0499 | 0.00311 | 560.0499 | 0.00415 | 558.9707 | 0 | 560.0499 | 0.00301 | 363.6602 | 8.7253e-06
| 364.2112 | 0.94594 | 364.2112 | 0.00019074 | 363.7712 | 0 | 363.7712 | 7.2023e-06 | 275.75 | -0.001602 | 364.2112 | 0.00141 | 275.75 | -0.0019721 | 275.75 | -0.0023299 | 363.7712 | 1.0001e-05 | 363.7712 | 8.4443e-06 | 364.2112 | 0.00033739 | 560.2069 | 0.00219 | 560.2069 | 0.00125 | 559.1285 | 0 | 560.2069 | 0.00329 | 363.7712 | 8.1476e-06
| 364.3244 | 0.96164 | 364.3244 | 0 | 363.8823 | 0 | 363.8823 | 7.7175e-06 | 275.96 | -0.0013997 | 364.3244 | 0.00209 | 275.96 | 0.0016761 | 275.96 | -0.00080189 | 363.8823 | 7.8579e-06 | 363.8823 | 7.3791e-06 | 364.3244 | 0.00033471 | 560.3639 | 0.00293 | 560.3639 | 0.00348 | 559.2863 | 6.6672e-06 | 560.3639 | 0.00311 | 363.8823 | 8.7253e-06
| 364.4376 | 0.97177 | 364.4376 | 0.0002601 | 363.9933 | 3.2289e-05 | 363.9933 | 9.2633e-06 | 276.17 | -0.0018044 | 364.4376 | 0.00016557 | 276.17 | -0.0013264 | 276.17 | -0.0014846 | 363.9933 | 9.3569e-06 | 363.9933 | 5.3477e-06 | 364.4376 | 0 | 560.5209 | 0.00227 | 560.5209 | 0.00125 | 559.4441 | 3.0002e-05 | 560.5209 | 0.00334 | 363.9933 | 9.5271e-06
| 364.5508 | 0.98194 | 364.5508 | 0.00060832 | 364.1044 | 1.4682e-05 | 364.1044 | 9.2633e-06 | 276.37 | 0.00011805 | 364.5508 | 0 | 276.37 | -0.0006807 | 276.37 | -0.00024923 | 364.1044 | 8.2912e-06 | 364.1044 | 8.7737e-06 | 364.5508 | 0.00050364 | 560.6779 | 0.00307 | 560.6779 | 0.00281 | 559.6019 | 6.6672e-06 | 560.6779 | 0.00308 | 364.1044 | 1.2168e-05
| 364.664 | 0.98949 | 364.664 | 0.00058956 | 364.2154 | 1.4682e-05 | 364.2154 | 8.4456e-06 | 276.58 | -0.0018719 | 364.664 | 0.0013 | 276.58 | -0.00022869 | 276.58 | -0.0010945 | 364.2154 | 1.02e-05 | 364.2154 | 8.2356e-06 | 364.664 | 0 | 560.8349 | 0.00149 | 560.8349 | 0.00248 | 559.7597 | 3.0002e-05 | 560.8349 | 0.00327 | 364.2154 | 1.5151e-05
| 364.7772 | 0.99281 | 364.7772 | 0 | 364.3265 | 1.4682e-05 | 364.3265 | 7.5159e-06 | 276.79 | 0.0009275 | 364.7772 | 0.00158 | 276.79 | -0.0010036 | 276.79 | -0.00099695 | 364.3265 | 9.4272e-06 | 364.3265 | 8.016e-06 | 364.7772 | 0.00012826 | 560.9919 | 0.00283 | 560.9919 | 0.00429 | 559.9175 | 6.6672e-06 | 560.9919 | 0.00305 | 364.3265 | 1.3206e-05
| 364.8904 | 1 | 364.8904 | 0.00139 | 364.4376 | 0 | 364.4376 | 8.2888e-06 | 277 | -0.0018044 | 364.8904 | 0.00204 | 277 | -3.4977e-05 | 277 | -0.0010295 | 364.4376 | 1.1289e-05 | 364.4376 | 4.3814e-06 | 364.8904 | 0 | 561.1489 | 0.00227 | 561.1489 | 0.0026 | 560.0753 | 5.0004e-05 | 561.1489 | 0.00322 | 364.4376 | 1.0789e-05
| 365.0036 | 0.99779 | 365.0036 | 0.00038237 | 364.5487 | 0 | 364.5487 | 8.6584e-06 | 277.21 | 0.001231 | 365.0036 | 4.7316e-05 | 277.21 | 0.002677 | 277.21 | -0.0016797 | 364.5487 | 1.1231e-05 | 364.5487 | 4.9194e-06 | 365.0036 | 3.4411e-05 | 561.3059 | 0.00176 | 561.3059 | 0.00338 | 560.2331 | 0 | 561.3059 | 0.00304 | 364.5487 | 9.4092e-06
| 365.1168 | 0.99357 | 365.1168 | 0.00045084 | 364.6597 | 1.4682e-05 | 364.6597 | 8.524e-06 | 277.42 | -0.0022428 | 365.1168 | 0.00076162 | 277.42 | 0.00054618 | 277.42 | -0.0018422 | 364.6597 | 1.1371e-05 | 364.6597 | 5.4575e-06 | 365.1168 | 0 | 561.463 | 0.00126 | 561.463 | 0.0032 | 560.391 | 1.0001e-05 | 561.463 | 0.00322 | 364.6597 | 9.7629e-06
| 365.2301 | 0.9936 | 365.2301 | 0 | 364.7708 | 1.4682e-05 | 364.7708 | 7.9303e-06 | 277.63 | 0.00015177 | 365.2301 | 0.00044478 | 277.63 | 0.00077218 | 277.63 | 0.00072604 | 364.7708 | 1.068e-05 | 364.7708 | 6.2042e-06 | 365.2301 | 0 | 561.62 | 0.00213 | 561.62 | 0.00309 | 560.5488 | 0 | 561.62 | 0.00309 | 364.7708 | 8.7253e-06
| 365.3433 | 0.99718 | 365.3433 | 0.00151 | 364.8819 | 1.4682e-05 | 364.8819 | 8.2104e-06 | 277.84 | -0.001366 | 365.3433 | 0.00278 | 277.84 | -0.00026098 | 277.84 | 0.0016038 | 364.8819 | 9.9307e-06 | 364.8819 | 6.6324e-06 | 365.3433 | 0 | 561.7771 | 0.00206 | 561.7771 | 0.00292 | 560.7066 | 3.0002e-05 | 561.7771 | 0.00324 | 364.8819 | 5.0465e-06
| 365.4564 | 0.98194 | 365.4564 | 0 | 364.993 | 4.9907e-05 | 364.993 | 7.5607e-06 | 278.05 | 0.0011973 | 365.4564 | 0.00147 | 278.05 | -0.0011973 | 278.05 | 0.00053099 | 364.993 | 9.8722e-06 | 364.993 | 8.4443e-06 | 365.4564 | 0.00012826 | 561.9341 | 0.00194 | 561.9341 | 0.00443 | 560.8645 | 0 | 561.9341 | 0.00303 | 364.993 | 5.4003e-06
| 365.5696 | 0.97172 | 365.5696 | 0.00027745 | 365.1041 | 1.4682e-05 | 365.1041 | 7.0679e-06 | 278.26 | 0.00052277 | 365.5696 | 0.00127 | 278.26 | 0.0004816 | 278.26 | 4.3346e-05 | 365.1041 | 9.5677e-06 | 365.1041 | 9.5204e-06 | 365.5696 | 0 | 562.0912 | 0.00049628 | 562.0912 | 0.00165 | 561.0223 | 3.0002e-05 | 562.0912 | 0.00312 | 365.1041 | 6.8859e-06
| 365.6828 | 0.96495 | 365.6828 | 0.00041713 | 365.2152 | 1.4682e-05 | 365.2152 | 6.3622e-06 | 278.47 | 0.00082632 | 365.6828 | 0.00055835 | 278.47 | -0.0015524 | 278.47 | 0.00049847 | 365.2152 | 9.4389e-06 | 365.2152 | 9.729e-06 | 365.6828 | 0 | 562.2483 | 0.00194 | 562.2483 | 0.00424 | 561.1802 | 2.6669e-05 | 562.2483 | 0.00298 | 365.2152 | 9.3031e-06
| 365.796 | 0.95215 | 365.796 | 0.00052021 | 365.3263 | 3.2289e-05 | 365.3263 | 8.2664e-06 | 278.68 | -1.6864e-05 | 365.796 | 0.00027911 | 278.68 | -0.00042241 | 278.68 | 0.00098612 | 365.3263 | 9.3803e-06 | 365.3263 | 7.8074e-06 | 365.796 | 0.00022492 | 562.4054 | 0.00177 | 562.4054 | 0.00262 | 561.3381 | 0 | 562.4054 | 0.00313 | 365.3263 | 9.3031e-06
| 365.9092 | 0.93486 | 365.9092 | 0 | 365.4375 | 1.4682e-05 | 365.4375 | 8.8936e-06 | 278.89 | 0.0020068 | 365.9092 | 0.00055835 | 278.89 | -9.9549e-05 | 278.89 | 0.0011812 | 365.4375 | 9.0524e-06 | 365.4375 | 6.0944e-06 | 365.9092 | 0 | 562.5625 | 0.00258 | 562.5625 | 0.00229 | 561.496 | 6.6672e-06 | 562.5625 | 0.00297 | 365.4375 | 8.1476e-06
| 366.0224 | 0.91101 | 366.0224 | 0.00139 | 365.5486 | 0 | 365.5486 | 9.0729e-06 | 279.09 | -0.00089378 | 366.0224 | 0.00173 | 279.09 | 0.00022331 | 279.09 | -0.0008344 | 365.5486 | 1.0095e-05 | 365.5486 | 5.8857e-06 | 366.0224 | 0.00116 | 562.7196 | 0.00080971 | 562.7196 | 0.0026 | 561.6539 | 1.0001e-05 | 562.7196 | 0.00314 | 365.5486 | 6.32e-06
| 366.1356 | 0.89365 | 366.1356 | 0 | 365.6597 | 0 | 365.6597 | 8.188e-06 | 279.3 | -0.00052277 | 366.1356 | 0.00178 | 279.3 | 0.0002556 | 279.3 | 0.0013438 | 365.6597 | 1.0141e-05 | 365.6597 | 6.5226e-06 | 366.1356 | 0 | 562.8767 | 0.00145 | 562.8767 | 0.00408 | 561.8117 | 0 | 562.8767 | 0.00297 | 365.6597 | 7.1218e-06
| 366.2488 | 0.86677 | 366.2488 | 0.00022542 | 365.7709 | 0 | 365.7709 | 8.7368e-06 | 279.51 | 0.0009275 | 366.2488 | 0.00147 | 279.51 | -0.0021336 | 279.51 | 0.002449 | 365.7709 | 1.0469e-05 | 365.7709 | 8.3454e-06 | 366.2488 | 0 | 563.0338 | 0.00067041 | 563.0338 | 0.00218 | 561.9696 | 1.0001e-05 | 563.0338 | 0.00317 | 365.7709 | 8.3834e-06
| 366.3619 | 0.84963 | 366.3619 | 0 | 365.882 | 3.2289e-05 | 365.882 | 8.4792e-06 | 279.72 | -0.00038786 | 366.3619 | 0 | 279.72 | 0.00080447 | 279.72 | 0.00069354 | 365.882 | 9.2984e-06 | 365.882 | 1.0805e-05 | 366.3619 | 0 | 563.1909 | 0.00012769 | 563.1909 | 0.00431 | 562.1276 | 6.6672e-06 | 563.1909 | 0.003 | 365.882 | 1.0565e-05
| 366.4751 | 0.8251 | 366.4751 | 0 | 365.9932 | 1.4682e-05 | 365.9932 | 8.2664e-06 | 279.93 | 0.00035414 | 366.4751 | 0.00081839 | 279.93 | -0.0019399 | 279.93 | -0.0019722 | 365.9932 | 9.9542e-06 | 365.9932 | 1.0157e-05 | 366.4751 | 0 | 563.348 | 0.00189 | 563.348 | 0.0028 | 562.2855 | 1.0001e-05 | 563.348 | 0.00314 | 365.9932 | 1.0907e-05
| 366.5883 | 0.80449 | 366.5883 | 0.00036499 | 366.1043 | 1.4682e-05 | 366.1043 | 7.5159e-06 | 280.14 | 8.4319e-05 | 366.5883 | 0.00113 | 280.14 | -0.0020367 | 280.14 | 0.00075855 | 366.1043 | 9.1812e-06 | 366.1043 | 9.191e-06 | 366.5883 | 0 | 563.5052 | 0.00328 | 563.5052 | 0.00336 | 562.4434 | 0 | 563.5052 | 0.00296 | 366.1043 | 1.0223e-05
| 366.7015 | 0.77745 | 366.7015 | 0.00114 | 366.2155 | 1.4682e-05 | 366.2155 | 7.3815e-06 | 280.35 | 0.00021923 | 366.7015 | 0.00070485 | 280.35 | 0.00090132 | 280.35 | 0.00072604 | 366.2155 | 9.919e-06 | 366.2155 | 7.0607e-06 | 366.7015 | 0 | 563.6623 | 0.00192 | 563.6623 | 0.00306 | 562.6013 | 1.0001e-05 | 563.6623 | 0.00302 | 366.2155 | 1.1367e-05
| 366.8146 | 0.75608 | 366.8146 | 0.00015642 | 366.3266 | 0 | 366.3266 | 7.6391e-06 | 280.56 | 0.00035414 | 366.8146 | 0.0022 | 280.56 | 0.00028789 | 280.56 | 0.0013438 | 366.3266 | 1.02e-05 | 366.3266 | 9.0921e-06 | 366.8146 | 0 | 563.8195 | 0.00169 | 563.8195 | 0.00512 | 562.7592 | 0 | 563.8195 | 0.0029 | 366.3266 | 9.5271e-06
| 366.9278 | 0.73582 | 366.9278 | 8.6698e-05 | 366.4378 | 1.4682e-05 | 366.4378 | 7.6951e-06 | 280.77 | 0.0016358 | 366.9278 | 0.00207 | 280.77 | 0.00028789 | 280.77 | 0.0009536 | 366.4378 | 1.102e-05 | 366.4378 | 8.3454e-06 | 366.9278 | 3.7485e-05 | 563.9767 | 0.00152 | 563.9767 | 0.00324 | 562.9172 | 0 | 563.9767 | 0.00308 | 366.4378 | 1.0907e-05
| 367.041 | 0.70278 | 367.041 | 0.00081688 | 366.549 | 1.4682e-05 | 366.549 | 7.7511e-06 | 280.98 | -0.00015177 | 367.041 | 0.00041639 | 280.98 | 0.00073989 | 280.98 | -0.00057433 | 366.549 | 1.0446e-05 | 366.549 | 9.3008e-06 | 367.041 | 0.00061626 | 564.1339 | 0.00216 | 564.1339 | 0.00366 | 563.0751 | 6.6672e-06 | 564.1339 | 0.003 | 366.549 | 8.8432e-06
| 367.1542 | 0.67775 | 367.1542 | 0 | 366.6602 | 0 | 366.6602 | 8.3e-06 | 281.19 | -0.00045532 | 367.1542 | 0 | 281.19 | 0.00022331 | 281.19 | -0.00060684 | 366.6602 | 8.1273e-06 | 366.6602 | 6.9509e-06 | 367.1542 | 0 | 564.291 | 0.00274 | 564.291 | 0.00397 | 563.2331 | 0 | 564.291 | 0.00312 | 366.6602 | 1.1025e-05
| 367.2673 | 0.6701 | 367.2673 | 0.00027809 | 366.7713 | 1.4682e-05 | 366.7713 | 8.524e-06 | 281.4 | -0.0019731 | 367.2673 | 0.00218 | 281.4 | -2.6905e-06 | 281.4 | 0.0018964 | 366.7713 | 7.9633e-06 | 366.7713 | 8.6639e-06 | 367.2673 | 0 | 564.4482 | 0.0021 | 564.4482 | 0.00526 | 563.391 | 6.6672e-06 | 564.4482 | 0.00294 | 366.7713 | 8.6074e-06
| 367.3805 | 0.64541 | 367.3805 | 0.00058956 | 366.8825 | 1.4682e-05 | 366.8825 | 8.8936e-06 | 281.61 | 0.00069142 | 367.3805 | 0.00036425 | 281.61 | -0.002973 | 281.61 | -0.0043454 | 366.8825 | 7.3544e-06 | 366.8825 | 7.9172e-06 | 367.3805 | 0 | 564.6054 | 0.00185 | 564.6054 | 0.00334 | 563.549 | 5.0004e-05 | 564.6054 | 0.00313 | 366.8825 | 9.421e-06
| 367.4936 | 0.62615 | 367.4936 | 0.00039975 | 366.9937 | 0 | 366.9937 | 7.7511e-06 | 281.82 | 0.001231 | 367.4936 | 0 | 281.82 | -0.00022869 | 281.82 | -0.00024923 | 366.9937 | 8.1507e-06 | 366.9937 | 7.6976e-06 | 367.4936 | 1.5646e-05 | 564.7626 | 0.00087642 | 564.7626 | 0.00348 | 563.707 | 0 | 564.7626 | 0.00301 | 366.9937 | 6.7798e-06
| 367.6068 | 0.60473 | 367.6068 | 0 | 367.1049 | 0 | 367.1049 | 8.7368e-06 | 282.03 | -0.001231 | 367.6068 | 0.00147 | 282.03 | -0.00084214 | 282.03 | 0.00066102 | 367.1049 | 8.6191e-06 | 367.1049 | 7.9172e-06 | 367.6068 | 0 | 564.9198 | 0.00194 | 564.9198 | 0.00302 | 563.865 | 1.0001e-05 | 564.9198 | 0.00315 | 367.1049 | 7.4637e-06
| 367.7199 | 0.58602 | 367.7199 | 0 | 367.2162 | 0 | 367.2162 | 7.9751e-06 | 282.24 | -0.001231 | 367.7199 | 0.0026 | 282.24 | 0.00073989 | 282.24 | -0.00028175 | 367.2162 | 9.7317e-06 | 367.2162 | 8.2356e-06 | 367.7199 | 0.00012826 | 565.0771 | 0.00211 | 565.0771 | 0.00388 | 564.0229 | 6.6672e-06 | 565.0771 | 0.00297 | 367.2162 | 6.4261e-06
| 367.8331 | 0.56896 | 367.8331 | 0.00027745 | 367.3274 | 0 | 367.3274 | 9.2521e-06 | 282.45 | -0.00032042 | 367.8331 | 8.0426e-05 | 282.45 | -0.0030053 | 282.45 | -0.00067186 | 367.3274 | 1.0821e-05 | 367.3274 | 8.2356e-06 | 367.8331 | 0 | 565.2343 | 0.00147 | 565.2343 | 0.00295 | 564.1809 | 0 | 565.2343 | 0.00307 | 367.3274 | 9.5271e-06
| 367.9463 | 0.55946 | 367.9463 | 0 | 367.4386 | 0 | 367.4386 | 8.1096e-06 | 282.66 | 0.0019393 | 367.9463 | 0.00021766 | 282.66 | -0.0033282 | 282.66 | 0.0012462 | 367.4386 | 9.2398e-06 | 367.4386 | 8.4443e-06 | 367.9463 | 0 | 565.3916 | 0.00257 | 565.3916 | 0.00323 | 564.3389 | 6.6672e-06 | 565.3916 | 0.00288 | 367.4386 | 1.0447e-05
| 368.0594 | 0.54544 | 368.0594 | 0.00072829 | 367.5498 | 1.4682e-05 | 367.5498 | 9.0168e-06 | 282.87 | -0.00065769 | 368.0594 | 0.00263 | 282.87 | -0.0021013 | 282.87 | -0.0015171 | 367.5498 | 1.0469e-05 | 367.5498 | 9.4106e-06 | 368.0594 | 0 | 565.5488 | 0.00131 | 565.5488 | 0.00207 | 564.4969 | 3.0002e-05 | 565.5488 | 0.00306 | 367.5498 | 1.2286e-05
| 368.1726 | 0.53005 | 368.1726 | 0 | 367.661 | 1.4682e-05 | 367.661 | 9.2297e-06 | 283.08 | -0.001231 | 368.1726 | 0.00152 | 283.08 | -0.0009067 | 283.08 | 0.00033593 | 367.661 | 1.0223e-05 | 367.661 | 1.1552e-05 | 368.1726 | 0.00057872 | 565.7061 | 0.00126 | 565.7061 | 0.00545 | 564.655 | 6.6672e-06 | 565.7061 | 0.00295 | 367.661 | 1.0223e-05
| 368.2857 | 0.51376 | 368.2857 | 0.00146 | 367.7723 | 1.4682e-05 | 367.7723 | 9.4201e-06 | 283.29 | 0.001231 | 368.2857 | 0.0017 | 283.29 | -0.0009067 | 283.29 | 0.00020589 | 367.7723 | 1.1207e-05 | 367.7723 | 1.0805e-05 | 368.2857 | 0 | 565.8633 | 0.00086195 | 565.8633 | 0.0016 | 564.813 | 3.0002e-05 | 565.8633 | 0.00314 | 367.7723 | 1.1944e-05
| 368.3989 | 0.50637 | 368.3989 | 0.00013905 | 367.8835 | 0 | 367.8835 | 9.1065e-06 | 283.5 | 0.0016358 | 368.3989 | 0.00158 | 283.5 | -0.0010036 | 283.5 | 0.0018964 | 367.8835 | 9.4623e-06 | 367.8835 | 1.0267e-05 | 368.3989 | 0 | 566.0206 | 0.00138 | 566.0206 | 0.00322 | 564.971 | 0 | 566.0206 | 0.00295 | 367.8835 | 9.7629e-06
| 368.512 | 0.49933 | 368.512 | 0.00072829 | 367.9948 | 3.2289e-05 | 367.9948 | 8.4456e-06 | 283.7 | -0.00079259 | 368.512 | 0.00087516 | 283.7 | 6.1882e-05 | 283.7 | -0.0025248 | 367.9948 | 8.9939e-06 | 367.9948 | 9.0921e-06 | 368.512 | 0 | 566.1779 | 0.00094902 | 566.1779 | 0.0026 | 565.1291 | 3.0002e-05 | 566.1779 | 0.00307 | 367.9948 | 8.1476e-06
| 368.6252 | 0.49143 | 368.6252 | 0.00048665 | 368.106 | 0 | 368.106 | 8.2104e-06 | 283.91 | -0.00079259 | 368.6252 | 0.00192 | 283.91 | -0.0026179 | 283.91 | -0.0010945 | 368.106 | 8.8651e-06 | 368.106 | 7.8074e-06 | 368.6252 | 0 | 566.3352 | 0.00107 | 566.3352 | 0.00394 | 565.2871 | 0 | 566.3352 | 0.00288 | 368.106 | 7.3458e-06
| 368.7383 | 0.47993 | 368.7383 | 0.00050287 | 368.2173 | 1.4682e-05 | 368.2173 | 8.188e-06 | 284.12 | 0.0016695 | 368.7383 | 0.00081839 | 284.12 | 0.0018376 | 284.12 | -0.001127 | 368.2173 | 1.0692e-05 | 368.2173 | 5.6661e-06 | 368.7383 | 0 | 566.4924 | 0.00142 | 566.4924 | 0.00197 | 565.4451 | 0 | 566.4924 | 0.00304 | 368.2173 | 1.1025e-05
| 368.8514 | 0.47343 | 368.8514 | 0.00095592 | 368.3286 | 0 | 368.3286 | 7.2023e-06 | 284.33 | 0.0016358 | 368.8514 | 0.0006719 | 284.33 | 6.1882e-05 | 284.33 | -2.1673e-05 | 368.3286 | 1.1371e-05 | 368.3286 | 6.314e-06 | 368.8514 | 0.00097286 | 566.6498 | 0.00206 | 566.6498 | 0.00376 | 565.6032 | 0 | 566.6498 | 0.0029 | 368.3286 | 1.4692e-05
| 368.9646 | 0.46336 | 368.9646 | 0.0016 | 368.4398 | 0 | 368.4398 | 7.4039e-06 | 284.54 | -0.00038786 | 368.9646 | 0.00084678 | 284.54 | -0.0012296 | 284.54 | 0.00014088 | 368.4398 | 1.1722e-05 | 368.4398 | 8.016e-06 | 368.9646 | 0 | 566.8071 | 0.00201 | 566.8071 | 0.00299 | 565.7613 | 3.0002e-05 | 566.8071 | 0.00316 | 368.4398 | 1.4692e-05
| 369.0777 | 0.45684 | 369.0777 | 0.00103 | 368.5511 | 1.4682e-05 | 368.5511 | 6.8774e-06 | 284.75 | -0.00062396 | 369.0777 | 0.00107 | 284.75 | 0.0015793 | 284.75 | -0.00073687 | 368.5511 | 1.0411e-05 | 368.5511 | 1.0695e-05 | 369.0777 | 0.00033471 | 566.9644 | 0.00264 | 566.9644 | 0.00422 | 565.9193 | 6.6672e-06 | 566.9644 | 0.00297 | 368.5511 | 9.5271e-06
| 369.1908 | 0.45165 | 369.1908 | 0 | 368.6624 | 0 | 368.6624 | 7.7959e-06 | 284.96 | 0.001602 | 369.1908 | 0.00156 | 284.96 | 0.00067532 | 284.96 | -0.00086692 | 368.6624 | 1.1582e-05 | 368.6624 | 9.0921e-06 | 369.1908 | 0.00013121 | 567.1217 | 0.00239 | 567.1217 | 0.0032 | 566.0774 | 3.0002e-05 | 567.1217 | 0.00317 | 368.6624 | 8.2655e-06
| 369.304 | 0.44539 | 369.304 | 0.00057355 | 368.7737 | 3.2289e-05 | 368.7737 | 6.9671e-06 | 285.17 | 0.0014334 | 369.304 | 0.00101 | 285.17 | 6.1882e-05 | 285.17 | 0.002189 | 368.7737 | 1.1395e-05 | 368.7737 | 1.0047e-05 | 369.304 | 0.00035349 | 567.2791 | 0.00274 | 567.2791 | 0.00432 | 566.2355 | 0 | 567.2791 | 0.00285 | 368.7737 | 7.9235e-06
| 369.4171 | 0.43695 | 369.4171 | 0.00032946 | 368.885 | 1.4682e-05 | 368.885 | 7.5383e-06 | 285.38 | -0.0027826 | 369.4171 | 0.00056294 | 285.38 | -0.0037156 | 285.38 | -0.0016147 | 368.885 | 1.0844e-05 | 368.885 | 8.8725e-06 | 369.4171 | 0 | 567.4364 | 0.00231 | 567.4364 | 0.00195 | 566.3936 | 1.0001e-05 | 567.4364 | 0.00302 | 368.885 | 1.1826e-05
| 369.5302 | 0.43485 | 369.5302 | 0.00041713 | 368.9963 | 0 | 368.9963 | 7.4039e-06 | 285.59 | 0.001231 | 369.5302 | 0 | 285.59 | -0.0017784 | 285.59 | -0.00031426 | 368.9963 | 8.947e-06 | 368.9963 | 1.0157e-05 | 369.5302 | 0 | 567.5938 | 0.00284 | 567.5938 | 0.00388 | 566.5517 | 6.6672e-06 | 567.5938 | 0.00283 | 368.9963 | 8.8432e-06
| 369.6433 | 0.42883 | 369.6433 | 0.00091902 | 369.1076 | 1.4682e-05 | 369.1076 | 8.5464e-06 | 285.8 | -0.0005565 | 369.6433 | 0.00193 | 285.8 | -0.0035541 | 285.8 | -0.0018096 | 369.1076 | 8.3966e-06 | 369.1076 | 8.7737e-06 | 369.6433 | 0.00065603 | 567.7511 | 0.00194 | 567.7511 | 0.00222 | 566.7098 | 3.0002e-05 | 567.7511 | 0.00309 | 369.1076 | 8.2655e-06
| 369.7565 | 0.42837 | 369.7565 | 0.00066046 | 369.2189 | 0 | 369.2189 | 8.244e-06 | 286.01 | 0.00075887 | 369.7565 | 0.00203 | 286.01 | 0.00015874 | 286.01 | -0.00015171 | 369.2189 | 7.9399e-06 | 369.2189 | 1.0157e-05 | 369.7565 | 0 | 567.9085 | 0.00204 | 567.9085 | 0.00366 | 566.8679 | 0 | 567.9085 | 0.00288 | 369.2189 | 8.5013e-06
| 369.8696 | 0.41711 | 369.8696 | 0.00128 | 369.3302 | 0 | 369.3302 | 8.524e-06 | 286.22 | 0.00038786 | 369.8696 | 0.00158 | 286.22 | -0.00029326 | 286.22 | -5.4182e-05 | 369.3302 | 8.3147e-06 | 369.3302 | 8.8725e-06 | 369.8696 | 0 | 568.0659 | 0.00231 | 568.0659 | 0.0028 | 567.026 | 5.0004e-05 | 568.0659 | 0.00308 | 369.3302 | 1.1249e-05
| 369.9827 | 0.4168 | 369.9827 | 0.00057355 | 369.4415 | 1.4682e-05 | 369.4415 | 8.2888e-06 | 286.43 | -0.00045532 | 369.9827 | 0.00021766 | 286.43 | 0.00041703 | 286.43 | 0.00072604 | 369.4415 | 7.7642e-06 | 369.4415 | 7.0607e-06 | 369.9827 | 0.00027841 | 568.2232 | 0.00312 | 568.2232 | 0.00403 | 567.1841 | 0 | 568.2232 | 0.00284 | 369.4415 | 1.1249e-05
| 370.0958 | 0.40639 | 370.0958 | 0.00106 | 369.5529 | 0 | 369.5529 | 9.9353e-06 | 286.64 | -0.00038786 | 370.0958 | 0 | 286.64 | -0.00039012 | 286.64 | -0.00073687 | 369.5529 | 8.6191e-06 | 369.5529 | 6.7313e-06 | 370.0958 | 0 | 568.3806 | 0.00133 | 568.3806 | 0.00348 | 567.3423 | 1.0001e-05 | 568.3806 | 0.00303 | 369.5529 | 1.0907e-05
| 370.209 | 0.39965 | 370.209 | 0.00039975 | 369.6642 | 1.4682e-05 | 369.6642 | 9.5769e-06 | 286.85 | 0.0021416 | 370.209 | 0.0006719 | 286.85 | 0.0010628 | 286.85 | -0.00070437 | 369.6642 | 7.8228e-06 | 369.6642 | 6.8411e-06 | 370.209 | 0 | 568.538 | 0.00168 | 568.538 | 0.00295 | 567.5004 | 0 | 568.538 | 0.00284 | 369.6642 | 1.0565e-05
| 370.3221 | 0.39839 | 370.3221 | 0.00158 | 369.7755 | 0 | 369.7755 | 9.2857e-06 | 287.06 | -0.00072515 | 370.3221 | 0 | 287.06 | -0.00071299 | 287.06 | -0.0016472 | 369.7755 | 9.3218e-06 | 369.7755 | 1.0157e-05 | 370.3221 | 0 | 568.6955 | 0.00077489 | 568.6955 | 0.00329 | 567.6585 | 3.0002e-05 | 568.6955 | 0.00304 | 369.7755 | 9.1852e-06
| 370.4352 | 0.3932 | 370.4352 | 0.00111 | 369.8869 | 1.4682e-05 | 369.8869 | 8.3784e-06 | 287.27 | -0.00079259 | 370.4352 | 0.00169 | 287.27 | -0.001843 | 287.27 | -0.00073687 | 369.8869 | 9.7551e-06 | 369.8869 | 7.6976e-06 | 370.4352 | 0 | 568.8529 | 0.00175 | 568.8529 | 0.00487 | 567.8167 | 4.667e-05 | 568.8529 | 0.00289 | 369.8869 | 1.0907e-05
| 370.5483 | 0.38563 | 370.5483 | 0.00187 | 369.9982 | 3.2289e-05 | 369.9982 | 8.4456e-06 | 287.48 | 0.001366 | 370.5483 | 0.00053456 | 287.48 | -0.0004547 | 287.48 | -0.0021348 | 369.9982 | 1.1828e-05 | 369.9982 | 8.5541e-06 | 370.5483 | 0.00050609 | 569.0103 | 0.00187 | 569.0103 | 0.00197 | 567.9748 | 1.0001e-05 | 569.0103 | 0.00297 | 369.9982 | 1.0683e-05
| 370.6614 | 0.38097 | 370.6614 | 0.0016 | 370.1096 | 0 | 370.1096 | 8.7816e-06 | 287.69 | 0.001366 | 370.6614 | 0.00223 | 287.69 | 0.00035245 | 287.69 | 0.00027091 | 370.1096 | 1.0118e-05 | 370.1096 | 6.0944e-06 | 370.6614 | 0 | 569.1677 | 0.00201 | 569.1677 | 0.00427 | 568.133 | 6.6672e-06 | 569.1677 | 0.00285 | 370.1096 | 1.2628e-05
| 370.7745 | 0.37414 | 370.7745 | 0.00191 | 370.2209 | 1.4682e-05 | 370.2209 | 8.9496e-06 | 287.9 | -0.00025296 | 370.7745 | 0.00187 | 287.9 | -0.001843 | 287.9 | -0.00070437 | 370.2209 | 9.2632e-06 | 370.2209 | 1.0047e-05 | 370.7745 | 0 | 569.3252 | 0.00096643 | 569.3252 | 0.00355 | 568.2912 | 1.0001e-05 | 569.3252 | 0.00302 | 370.2209 | 1.297e-05
| 370.8876 | 0.36988 | 370.8876 | 0.00186 | 370.3323 | 0 | 370.3323 | 8.2664e-06 | 288.11 | 0.001231 | 370.8876 | 0.00186 | 288.11 | -0.0016493 | 288.11 | 0.00027091 | 370.3323 | 8.0687e-06 | 370.3323 | 8.8725e-06 | 370.8876 | 0 | 569.4826 | 0.00236 | 569.4826 | 0.00338 | 568.4494 | 0 | 569.4826 | 0.00291 | 370.3323 | 1.4809e-05
| 371.0007 | 0.35771 | 371.0007 | 0.00125 | 370.4437 | 0 | 370.4437 | 7.1239e-06 | 288.32 | -0.0021416 | 371.0007 | 0.00218 | 288.32 | -0.001165 | 288.32 | 0.0012787 | 370.4437 | 9.1812e-06 | 370.4437 | 7.4889e-06 | 371.0007 | 0 | 569.6401 | 0.0013 | 569.6401 | 0.00283 | 568.6075 | 3.0002e-05 | 569.6401 | 0.0031 | 370.4437 | 1.6189e-05
| 371.1138 | 0.35163 | 371.1138 | 0.00188 | 370.5551 | 1.4682e-05 | 370.5551 | 7.1463e-06 | 288.53 | 0.00048905 | 371.1138 | 0.00087064 | 288.53 | 0.00044931 | 288.53 | -0.0011595 | 370.5551 | 9.919e-06 | 370.5551 | 4.3814e-06 | 371.1138 | 0.00014702 | 569.7975 | 0.0011 | 569.7975 | 0.00499 | 568.7657 | 0 | 569.7975 | 0.00296 | 370.5551 | 1.2404e-05
| 371.2269 | 0.34176 | 371.2269 | 0.00243 | 370.6664 | 1.4682e-05 | 370.6664 | 7.8295e-06 | 288.74 | -0.00038786 | 371.2269 | 0.0004494 | 288.74 | -0.00022869 | 288.74 | -0.0015171 | 370.6664 | 8.5606e-06 | 370.6664 | 6.5226e-06 | 371.2269 | 0 | 569.955 | 0.00222 | 569.955 | 0.00172 | 568.9239 | 1.0001e-05 | 569.955 | 0.00315 | 370.6664 | 8.9611e-06
| 371.34 | 0.3361 | 371.34 | 0.00231 | 370.7778 | 3.2289e-05 | 370.7778 | 9.0953e-06 | 288.95 | 0.00086005 | 371.34 | 0.00027444 | 288.95 | 0.0015793 | 288.95 | 0.0009211 | 370.7778 | 8.8885e-06 | 370.7778 | 7.6976e-06 | 371.34 | 0.00027841 | 570.1125 | 0.00107 | 570.1125 | 0.00381 | 569.0821 | 0 | 570.1125 | 0.0029 | 370.7778 | 6.0841e-06
| 371.4531 | 0.3331 | 371.4531 | 0.00335 | 370.8892 | 0 | 370.8892 | 9.2633e-06 | 289.16 | 0.0016358 | 371.4531 | 0.00036425 | 289.16 | 0.00077218 | 289.16 | -0.00089942 | 370.8892 | 7.9633e-06 | 370.8892 | 7.3791e-06 | 371.4531 | 0 | 570.27 | 0.0021 | 570.27 | 0.00266 | 569.2404 | 0 | 570.27 | 0.00301 | 370.8892 | 7.2279e-06
| 371.5662 | 0.32039 | 371.5662 | 0.00249 | 371.0006 | 1.4682e-05 | 371.0006 | 9.2297e-06 | 289.37 | 0.00028669 | 371.5662 | 0.00104 | 289.37 | 0.00012645 | 289.37 | 0.00075855 | 371.0006 | 9.919e-06 | 371.0006 | 6.314e-06 | 371.5662 | 0 | 570.4275 | 0.00246 | 570.4275 | 0.00396 | 569.3986 | 6.6672e-06 | 570.4275 | 0.00276 | 371.0006 | 1.0447e-05
| 371.6793 | 0.31125 | 371.6793 | 0.00324 | 371.112 | 0 | 371.112 | 8.7032e-06 | 289.58 | -0.00075887 | 371.6793 | 0.00235 | 289.58 | -0.0017139 | 289.58 | -0.0010945 | 371.112 | 1.1664e-05 | 371.112 | 7.0607e-06 | 371.6793 | 0.00035613 | 570.585 | 0.00194 | 570.585 | 0.00299 | 569.5568 | 1.0001e-05 | 570.585 | 0.003 | 371.112 | 1.1826e-05
| 371.7924 | 0.30686 | 371.7924 | 0.00269 | 371.2234 | 1.4682e-05 | 371.2234 | 7.8519e-06 | 289.79 | 0.0013997 | 371.7924 | 0 | 289.79 | 0.00035245 | 289.79 | -0.0010295 | 371.2234 | 1.1535e-05 | 371.2234 | 8.9823e-06 | 371.7924 | 0 | 570.7425 | 0.00138 | 570.7425 | 0.00538 | 569.715 | 6.6672e-06 | 570.7425 | 0.00281 | 371.2234 | 1.0683e-05
| 371.9055 | 0.29612 | 371.9055 | 0.0044 | 371.3349 | 3.2289e-05 | 371.3349 | 8.0872e-06 | 290 | -0.00096123 | 371.9055 | 0.00113 | 290 | -0.0012941 | 290 | -0.00076939 | 371.3349 | 1.0446e-05 | 371.3349 | 8.4443e-06 | 371.9055 | 0 | 570.9 | 0.00075747 | 570.9 | 0.00165 | 569.8733 | 1.0001e-05 | 570.9 | 0.00297 | 371.3349 | 9.5271e-06
| 372.0186 | 0.29232 | 372.0186 | 0.00396 | 371.4463 | 0 | 371.4463 | 8.8712e-06 | 290.21 | 0.00011805 | 372.0186 | 0.00041639 | 290.21 | -0.0023273 | 290.21 | -0.00093193 | 371.4463 | 7.6823e-06 | 371.4463 | 7.5878e-06 | 372.0186 | 0 | 571.0575 | 0.00164 | 571.0575 | 0.00371 | 570.0315 | 0 | 571.0575 | 0.00282 | 371.4463 | 8.5013e-06
| 372.1317 | 0.28638 | 372.1317 | 0.0043 | 371.5577 | 0 | 371.5577 | 9.6217e-06 | 290.43 | -0.0014334 | 372.1317 | 0.00229 | 290.43 | -0.0004547 | 290.43 | -0.00076939 | 371.5577 | 8.3147e-06 | 371.5577 | 7.1595e-06 | 372.1317 | 0 | 571.2151 | 0.00166 | 571.2151 | 0.00403 | 570.1898 | 0 | 571.2151 | 0.00301 | 371.5577 | 8.9611e-06
| 372.2448 | 0.27777 | 372.2448 | 0.00527 | 371.6691 | 0 | 371.6691 | 1.0036e-05 | 290.64 | -0.00059023 | 372.2448 | 0.00132 | 290.64 | -0.0021982 | 290.64 | 0.00066102 | 371.6691 | 8.947e-06 | 371.6691 | 8.4443e-06 | 372.2448 | 0.00055994 | 571.3726 | 0.00307 | 571.3726 | 0.0042 | 570.348 | 2.6669e-05 | 571.3726 | 0.00284 | 371.6691 | 8.6074e-06
| 372.3579 | 0.27226 | 372.3579 | 0.00591 | 371.7806 | 3.2289e-05 | 371.7806 | 1.0764e-05 | 290.85 | -0.0018044 | 372.3579 | 0.00027911 | 290.85 | -0.0010358 | 290.85 | -0.00099695 | 371.7806 | 1.0118e-05 | 371.7806 | 7.0607e-06 | 372.3579 | 0 | 571.5302 | 0.00125 | 571.5302 | 0.00297 | 570.5063 | 1.0001e-05 | 571.5302 | 0.00288 | 371.7806 | 1.0447e-05
| 372.471 | 0.26572 | 372.471 | 0.00655 | 371.892 | 0 | 371.892 | 1.054e-05 | 291.06 | -0.0021754 | 372.471 | 0.00084224 | 291.06 | -0.0019076 | 291.06 | -0.0013871 | 371.892 | 1.1289e-05 | 371.892 | 5.1281e-06 | 372.471 | 0.00078517 | 571.6877 | 0.00356 | 571.6877 | 0.0039 | 570.6646 | 6.6672e-06 | 571.6877 | 0.00273 | 371.892 | 1.0907e-05
| 372.584 | 0.26168 | 372.584 | 0.00711 | 372.0035 | 0 | 372.0035 | 8.9944e-06 | 291.27 | -0.00082632 | 372.584 | 0.00113 | 291.27 | -0.0022951 | 291.27 | -0.00044429 | 372.0035 | 1.1512e-05 | 372.0035 | 5.0292e-06 | 372.584 | 0 | 571.8453 | 0.00047886 | 571.8453 | 0.00215 | 570.8229 | 1.0001e-05 | 571.8453 | 0.00297 | 372.0035 | 1.0329e-05
| 372.6971 | 0.25334 | 372.6971 | 0.00787 | 372.1149 | 1.4682e-05 | 372.1149 | 7.6951e-06 | 291.48 | 0.0011973 | 372.6971 | 0.00209 | 291.48 | -0.0004547 | 291.48 | -5.4182e-05 | 372.1149 | 1.2027e-05 | 372.1149 | 6.8411e-06 | 372.6971 | 0.00067256 | 572.0029 | 0.00272 | 572.0029 | 0.00404 | 570.9811 | 0 | 572.0029 | 0.00284 | 372.1149 | 1.1143e-05
| 372.8102 | 0.24955 | 372.8102 | 0.00931 | 372.2264 | 0 | 372.2264 | 6.9671e-06 | 291.69 | -0.00011805 | 372.8102 | 0.00061971 | 291.69 | -0.0025855 | 291.69 | -0.0015171 | 372.2264 | 1.0985e-05 | 372.2264 | 7.8074e-06 | 372.8102 | 3.7485e-05 | 572.1604 | 0.00213 | 572.1604 | 0.00304 | 571.1394 | 1.0001e-05 | 572.1604 | 0.00295 | 372.2264 | 1.1826e-05
| 372.9233 | 0.24711 | 372.9233 | 0.0085 | 372.3378 | 0 | 372.3378 | 7.2471e-06 | 291.9 | -0.00032042 | 372.9233 | 0.00035962 | 291.9 | -0.0029407 | 291.9 | 0.00020589 | 372.3378 | 1.1008e-05 | 372.3378 | 5.7759e-06 | 372.9233 | 0 | 572.318 | 0.00225 | 572.318 | 0.00452 | 571.2977 | 0 | 572.318 | 0.00272 | 372.3378 | 1.3548e-05
| 373.0364 | 0.23812 | 373.0364 | 0.01165 | 372.4493 | 0 | 372.4493 | 7.7511e-06 | 292.11 | -0.0030861 | 373.0364 | 0.00167 | 292.11 | -0.0024564 | 292.11 | -0.0014521 | 372.4493 | 9.4623e-06 | 372.4493 | 6.4128e-06 | 373.0364 | 0 | 572.4756 | 0.00185 | 572.4756 | 0.00174 | 571.4561 | 1.0001e-05 | 572.4756 | 0.00296 | 372.4493 | 1.251e-05
| 373.1494 | 0.23379 | 373.1494 | 0.01112 | 372.5608 | 0 | 372.5608 | 8.3896e-06 | 292.32 | 0.00045532 | 373.1494 | 0.00178 | 292.32 | -0.0013909 | 292.32 | -0.00015171 | 372.5608 | 9.1812e-06 | 372.5608 | 5.9846e-06 | 373.1494 | 0 | 572.6332 | 0.00176 | 572.6332 | 0.00441 | 571.6144 | 0 | 572.6332 | 0.00285 | 372.5608 | 1.1484e-05
| 373.2625 | 0.22867 | 373.2625 | 0.0137 | 372.6723 | 1.4682e-05 | 372.6723 | 9.2297e-06 | 292.53 | -0.00099496 | 373.2625 | 0 | 292.53 | -0.0032313 | 292.53 | -0.00021673 | 372.6723 | 8.0219e-06 | 372.6723 | 6.2042e-06 | 373.2625 | 0 | 572.7909 | 0.00119 | 572.7909 | 0.00301 | 571.7727 | 0 | 572.7909 | 0.00305 | 372.6723 | 9.3031e-06
| 373.3756 | 0.22422 | 373.3756 | 0.01422 | 372.7838 | 0 | 372.7838 | 8.7368e-06 | 292.74 | 0.0020068 | 373.3756 | 0.00192 | 292.74 | 0.0015793 | 292.74 | 0.0017988 | 372.7838 | 8.7245e-06 | 372.7838 | 3.5248e-06 | 373.3756 | 0.00020334 | 572.9485 | 0.0019 | 572.9485 | 0.00359 | 571.931 | 2.6669e-05 | 572.9485 | 0.00279 | 372.7838 | 8.7253e-06
| 373.4886 | 0.22019 | 373.4886 | 0.01776 | 372.8952 | 0 | 372.8952 | 8.7032e-06 | 292.95 | -0.00011805 | 373.4886 | 0.00238 | 292.95 | -0.0011327 | 292.95 | -0.00015171 | 372.8952 | 9.6497e-06 | 372.8952 | 6.0944e-06 | 373.4886 | 0.00028115 | 573.1061 | 0.00295 | 573.1061 | 0.00244 | 572.0893 | 1.0001e-05 | 573.1061 | 0.00298 | 372.8952 | 9.4092e-06
| 373.6017 | 0.21511 | 373.6017 | 0.01994 | 373.0068 | 1.4682e-05 | 373.0068 | 7.9864e-06 | 293.16 | 0.0021754 | 373.6017 | 0.0006719 | 293.16 | 0.0010628 | 293.16 | -0.00298 | 373.0068 | 8.8065e-06 | 373.0068 | 7.4889e-06 | 373.6017 | 0 | 573.2638 | 0.00302 | 573.2638 | 0.00339 | 572.2477 | 6.6672e-06 | 573.2638 | 0.0028 | 373.0068 | 9.9869e-06
| 373.7148 | 0.21149 | 373.7148 | 0.02145 | 373.1182 | 1.4682e-05 | 373.1182 | 7.5831e-06 | 293.37 | -0.00045532 | 373.7148 | 0.00147 | 293.37 | 0.00035245 | 293.37 | -0.001257 | 373.1182 | 9.9307e-06 | 373.1182 | 1.1222e-05 | 373.7148 | 0 | 573.4214 | 0.00173 | 573.4214 | 0.00199 | 572.406 | 1.0001e-05 | 573.4214 | 0.00296 | 373.1182 | 1.2628e-05
| 373.8278 | 0.21068 | 373.8278 | 0.02435 | 373.2298 | 1.4682e-05 | 373.2298 | 7.5159e-06 | 293.58 | 0.001737 | 373.8278 | 0.00255 | 293.58 | 6.1882e-05 | 293.58 | -0.0024274 | 373.2298 | 8.7714e-06 | 373.2298 | 8.5541e-06 | 373.8278 | 0 | 573.5791 | 0.00229 | 573.5791 | 0.00313 | 572.5644 | 0 | 573.5791 | 0.00275 | 373.2298 | 1.343e-05
| 373.9409 | 0.20175 | 373.9409 | 0.0288 | 373.3413 | 0 | 373.3413 | 8.5576e-06 | 293.79 | -0.00079259 | 373.9409 | 0.00167 | 293.79 | -0.0015847 | 293.79 | 0.00017338 | 373.3413 | 1.0469e-05 | 373.3413 | 6.2042e-06 | 373.9409 | 0 | 573.7367 | 0.0014 | 573.7367 | 0.00397 | 572.7228 | 3.0002e-05 | 573.7367 | 0.00285 | 373.3413 | 1.5847e-05
| 374.0539 | 0.20125 | 374.0539 | 0.02859 | 373.4528 | 0 | 373.4528 | 9.8905e-06 | 294 | 1.6864e-05 | 374.0539 | 0.00101 | 294 | 0.00012645 | 294 | 0.0013112 | 373.4528 | 8.8534e-06 | 373.4528 | 5.5563e-06 | 374.0539 | 0 | 573.8944 | 0.00126 | 573.8944 | 0.00339 | 572.8811 | 6.6672e-06 | 573.8944 | 0.00269 | 373.4528 | 1.2286e-05
| 374.167 | 0.19791 | 374.167 | 0.03648 | 373.5643 | 1.4682e-05 | 373.5643 | 9.6777e-06 | 294.21 | -0.0010624 | 374.167 | 0.00184 | 294.21 | -0.0022305 | 294.21 | -0.0031426 | 373.5643 | 9.7317e-06 | 373.5643 | 4.8096e-06 | 374.167 | 0 | 574.0521 | 0.00152 | 574.0521 | 0.00276 | 573.0395 | 0 | 574.0521 | 0.00293 | 373.5643 | 1.205e-05
| 374.2801 | 0.1919 | 374.2801 | 0.0378 | 373.6759 | 0 | 373.6759 | 9.0953e-06 | 294.42 | -0.00035414 | 374.2801 | 0.00115 | 294.42 | 0.0007076 | 294.42 | -0.00015171 | 373.6759 | 8.8885e-06 | 373.6759 | 8.7627e-06 | 374.2801 | 7.1951e-05 | 574.2098 | 0.00234 | 574.2098 | 0.00348 | 573.1979 | 2.6669e-05 | 574.2098 | 0.00282 | 373.6759 | 9.869e-06
| 374.3931 | 0.18763 | 374.3931 | 0.04051 | 373.7874 | 1.4682e-05 | 373.7874 | 7.0343e-06 | 294.63 | -0.00025296 | 374.3931 | 0.00272 | 294.63 | -3.4977e-05 | 294.63 | 0.00059601 | 373.7874 | 9.6028e-06 | 373.7874 | 7.5878e-06 | 374.3931 | 0 | 574.3675 | 0.00046145 | 574.3675 | 0.0023 | 573.3563 | 1.0001e-05 | 574.3675 | 0.00299 | 373.7874 | 1.0683e-05
| 374.5062 | 0.18203 | 374.5062 | 0.04276 | 373.8989 | 1.4682e-05 | 373.8989 | 6.7094e-06 | 294.84 | 0.00052277 | 374.5062 | 0.00266 | 294.84 | -0.00058385 | 294.84 | 0.0016363 | 373.8989 | 8.7479e-06 | 373.8989 | 9.0921e-06 | 374.5062 | 0.00087902 | 574.5252 | 0.00302 | 574.5252 | 0.00415 | 573.5147 | 6.6672e-06 | 574.5252 | 0.00271 | 373.8989 | 9.1852e-06
| 374.6192 | 0.17635 | 374.6192 | 0.05001 | 374.0105 | 0 | 374.0105 | 6.9334e-06 | 295.06 | -0.0024453 | 374.6192 | 0 | 295.06 | -0.00055155 | 295.06 | -0.0021998 | 374.0105 | 8.9705e-06 | 374.0105 | 5.7759e-06 | 374.6192 | 0.00026241 | 574.6829 | 0.00173 | 574.6829 | 0.00438 | 573.6731 | 0 | 574.6829 | 0.0028 | 374.0105 | 1.0789e-05
| 374.7323 | 0.17271 | 374.7323 | 0.05291 | 374.122 | 0 | 374.122 | 8.3784e-06 | 295.27 | 0.00021923 | 374.7323 | 0.00064351 | 295.27 | -0.00026098 | 295.27 | -0.00037928 | 374.122 | 7.9399e-06 | 374.122 | 6.2042e-06 | 374.7323 | 1.5646e-05 | 574.8406 | 0.00085901 | 574.8406 | 0.00431 | 573.8315 | 0 | 574.8406 | 0.00258 | 374.122 | 1.2168e-05
| 374.8453 | 0.17261 | 374.8453 | 0.05604 | 374.2336 | 1.4682e-05 | 374.2336 | 8.8712e-06 | 295.48 | -0.0011973 | 374.8453 | 0.0004494 | 295.48 | -0.0019076 | 295.48 | -0.00054182 | 374.2336 | 7.9282e-06 | 374.2336 | 6.9509e-06 | 374.8453 | 0 | 574.9983 | 0.00173 | 574.9983 | 0.00267 | 573.9899 | 3.0002e-05 | 574.9983 | 0.00279 | 374.2336 | 1.1143e-05
| 374.9584 | 0.16523 | 374.9584 | 0.06189 | 374.3452 | 0 | 374.3452 | 9.6777e-06 | 295.69 | -0.0012985 | 374.9584 | 0.00218 | 295.69 | 6.1882e-05 | 295.69 | 0.0010186 | 374.3452 | 8.1858e-06 | 374.3452 | 9.8388e-06 | 374.9584 | 0 | 575.1561 | 0.00117 | 575.1561 | 0.00341 | 574.1483 | 6.6672e-06 | 575.1561 | 0.00269 | 374.3452 | 1.0565e-05
| 375.0714 | 0.16118 | 375.0714 | 0.06506 | 374.4567 | 3.2289e-05 | 374.4567 | 9.6553e-06 | 295.9 | 0.0017032 | 375.0714 | 0.00127 | 295.9 | 0.0014179 | 295.9 | 0.0020264 | 374.4567 | 9.2164e-06 | 374.4567 | 9.8388e-06 | 375.0714 | 0 | 575.3138 | 0.00165 | 575.3138 | 0.00234 | 574.3067 | 1.0001e-05 | 575.3138 | 0.00289 | 374.4567 | 8.5013e-06
| 375.1845 | 0.16044 | 375.1845 | 0.07378 | 374.5683 | 3.2289e-05 | 374.5683 | 1.0294e-05 | 296.11 | 0.0001855 | 375.1845 | 0.00152 | 296.11 | -0.00061613 | 296.11 | -0.0016147 | 374.5683 | 9.4623e-06 | 374.5683 | 8.9823e-06 | 375.1845 | 0 | 575.4715 | 0.00145 | 575.4715 | 0.0025 | 574.4652 | 0 | 575.4715 | 0.00271 | 374.5683 | 9.645e-06
| 375.2975 | 0.15709 | 375.2975 | 0.07829 | 374.6799 | 1.4682e-05 | 374.6799 | 1.0148e-05 | 296.32 | -0.00099496 | 375.2975 | 0.00042102 | 296.32 | -0.0018752 | 296.32 | 0.0019939 | 374.6799 | 9.6263e-06 | 374.6799 | 6.8411e-06 | 375.2975 | 0 | 575.6293 | 0.00151 | 575.6293 | 0.00408 | 574.6236 | 3.0002e-05 | 575.6293 | 0.00295 | 374.6799 | 7.2279e-06
| 375.4106 | 0.15043 | 375.4106 | 0.08398 | 374.7915 | 3.2289e-05 | 374.7915 | 9.9577e-06 | 296.53 | -0.00079259 | 375.4106 | 0.00226 | 296.53 | 0.001547 | 296.53 | 0.0018964 | 374.7915 | 9.5677e-06 | 374.7915 | 6.8411e-06 | 375.4106 | 0 | 575.7871 | 0.00201 | 575.7871 | 0.00359 | 574.7821 | 6.6672e-06 | 575.7871 | 0.00277 | 374.7915 | 6.32e-06
| 375.5236 | 0.1457 | 375.5236 | 0.09296 | 374.9031 | 1.4682e-05 | 374.9031 | 9.0505e-06 | 296.74 | -0.0011973 | 375.5236 | 0.00144 | 296.74 | -0.0019399 | 296.74 | -0.00057433 | 374.9031 | 1.0247e-05 | 374.9031 | 5.7759e-06 | 375.5236 | 0 | 575.9448 | 0.00072265 | 575.9448 | 0.00306 | 574.9405 | 3.0002e-05 | 575.9448 | 0.0029 | 374.9031 | 6.544e-06
| 375.6366 | 0.14212 | 375.6366 | 0.09363 | 375.0147 | 1.4682e-05 | 375.0147 | 8.972e-06 | 296.95 | 0.001231 | 375.6366 | 0.00178 | 296.95 | 0.0023542 | 296.95 | 0.0013112 | 375.0147 | 8.9705e-06 | 375.0147 | 6.4128e-06 | 375.6366 | 5.3176e-05 | 576.1026 | 0.00241 | 576.1026 | 0.00202 | 575.099 | 6.6672e-06 | 576.1026 | 0.0027 | 375.0147 | 6.6619e-06
| 375.7497 | 0.13901 | 375.7497 | 0.09873 | 375.1263 | 1.4682e-05 | 375.1263 | 8.9384e-06 | 297.16 | -0.0026139 | 375.7497 | 0.00244 | 297.16 | -0.00074527 | 297.16 | -0.0018422 | 375.1263 | 9.6848e-06 | 375.1263 | 6.5226e-06 | 375.7497 | 0 | 576.2604 | 0.00253 | 576.2604 | 0.0029 | 575.2574 | 3.0002e-05 | 576.2604 | 0.00292 | 375.1263 | 7.1218e-06
| 375.8627 | 0.13172 | 375.8627 | 0.10128 | 375.2379 | 0 | 375.2379 | 8.4232e-06 | 297.37 | -0.0016358 | 375.8627 | 0.00169 | 297.37 | -0.00097128 | 297.37 | 0.00049847 | 375.2379 | 8.7831e-06 | 375.2379 | 8.9823e-06 | 375.8627 | 0.00037225 | 576.4182 | 0.00304 | 576.4182 | 0.0036 | 575.4159 | 0 | 576.4182 | 0.00279 | 375.2379 | 7.1218e-06
| 375.9757 | 0.12882 | 375.9757 | 0.11197 | 375.3495 | 0 | 375.3495 | 7.7511e-06 | 297.58 | -0.0012648 | 375.9757 | 0.00036425 | 297.58 | -0.00022869 | 297.58 | 0.00062851 | 375.3495 | 1.0844e-05 | 375.3495 | 8.016e-06 | 375.9757 | 5.6228e-05 | 576.576 | 0.00232 | 576.576 | 0.00237 | 575.5744 | 3.0002e-05 | 576.576 | 0.00283 | 375.3495 | 6.7798e-06
| 376.0888 | 0.12682 | 376.0888 | 0.11713 | 375.4611 | 0 | 375.4611 | 8.3448e-06 | 297.79 | -0.00079259 | 376.0888 | 0 | 297.79 | -0.00061613 | 297.79 | -0.00093193 | 375.4611 | 1.0469e-05 | 375.4611 | 7.3791e-06 | 376.0888 | 0 | 576.7338 | 0.00279 | 576.7338 | 0.00176 | 575.7329 | 0 | 576.7338 | 0.00255 | 375.4611 | 7.6877e-06
| 376.2018 | 0.12164 | 376.2018 | 0.12298 | 375.5727 | 1.4682e-05 | 375.5727 | 9.0953e-06 | 298.01 | -0.00082632 | 376.2018 | 0.00249 | 298.01 | -0.00061613 | 298.01 | -0.0015496 | 375.5727 | 1.2179e-05 | 375.5727 | 4.3814e-06 | 376.2018 | 0 | 576.8916 | 0.00168 | 576.8916 | 0.00315 | 575.8914 | 3.0002e-05 | 576.8916 | 0.0027 | 375.5727 | 7.1218e-06
| 376.3148 | 0.11671 | 376.3148 | 0.12669 | 375.6844 | 1.4682e-05 | 375.6844 | 9.3305e-06 | 298.22 | -5.0592e-05 | 376.3148 | 0.00238 | 298.22 | -0.0024887 | 298.22 | -0.0028175 | 375.6844 | 1.1676e-05 | 375.6844 | 5.3477e-06 | 376.3148 | 0 | 577.0495 | 0.00264 | 577.0495 | 0.00371 | 576.0499 | 0 | 577.0495 | 0.00261 | 375.6844 | 8.2655e-06
| 376.4279 | 0.11301 | 376.4279 | 0.13446 | 375.796 | 0 | 375.796 | 8.468e-06 | 298.43 | -0.0015346 | 376.4279 | 0.00036425 | 298.43 | -6.7263e-05 | 298.43 | 0.0010836 | 375.796 | 1.1289e-05 | 375.796 | 8.7737e-06 | 376.4279 | 0 | 577.2073 | 0.00222 | 577.2073 | 0.0038 | 576.2084 | 0 | 577.2073 | 0.0028 | 375.796 | 1.0329e-05
| 376.5409 | 0.10782 | 376.5409 | 0.13979 | 375.9076 | 0 | 375.9076 | 7.8295e-06 | 298.64 | -0.0001855 | 376.5409 | 0.00072869 | 298.64 | 0.0011596 | 298.64 | 0.0009536 | 375.9076 | 1.0575e-05 | 375.9076 | 1.1442e-05 | 376.5409 | 0 | 577.3651 | 0.00168 | 577.3651 | 0.0036 | 576.3669 | 0 | 577.3651 | 0.0026 | 375.9076 | 1.1944e-05
| 376.6539 | 0.10243 | 376.6539 | 0.14351 | 376.0193 | 0 | 376.0193 | 7.0455e-06 | 298.85 | -0.00072515 | 376.6539 | 0.0015 | 298.85 | 0.00038475 | 298.85 | 0.0013438 | 376.0193 | 1.0903e-05 | 376.0193 | 1.0805e-05 | 376.6539 | 0 | 577.523 | 0.00166 | 577.523 | 0.00317 | 576.5254 | 3.0002e-05 | 577.523 | 0.00273 | 376.0193 | 1.4927e-05
| 376.7669 | 0.09997 | 376.7669 | 0.14954 | 376.1309 | 0 | 376.1309 | 7.1687e-06 | 299.06 | 0.002715 | 376.7669 | 0.00243 | 299.06 | -0.0021013 | 299.06 | -0.00057433 | 376.1309 | 9.7082e-06 | 376.1309 | 7.6976e-06 | 376.7669 | 0 | 577.6809 | 0.00321 | 577.6809 | 0.00454 | 576.684 | 6.6672e-06 | 577.6809 | 0.0026 | 376.1309 | 1.2864e-05
| 376.88 | 0.09488 | 376.88 | 0.15722 | 376.2426 | 0 | 376.2426 | 7.0343e-06 | 299.27 | 8.4319e-05 | 376.88 | 0.00261 | 299.27 | -0.00077756 | 299.27 | 0.00072604 | 376.2426 | 8.7714e-06 | 376.2426 | 5.7759e-06 | 376.88 | 0 | 577.8387 | 0.00185 | 577.8387 | 0.00295 | 576.8425 | 1.0001e-05 | 577.8387 | 0.00276 | 376.2426 | 1.2404e-05
| 376.993 | 0.08672 | 376.993 | 0.16518 | 376.3543 | 1.4682e-05 | 376.3543 | 8.0088e-06 | 299.48 | 0.0005565 | 376.993 | 0.00016089 | 299.48 | 0.0040331 | 299.48 | 0.0031967 | 376.3543 | 7.5534e-06 | 376.3543 | 6.314e-06 | 376.993 | 0 | 577.9966 | 0.00176 | 577.9966 | 0.00371 | 577.001 | 0 | 577.9966 | 0.00263 | 376.3543 | 9.645e-06
| 377.106 | 0.08649 | 377.106 | 0.16914 | 376.4659 | 0 | 376.4659 | 9.1065e-06 | 299.69 | -0.00065769 | 377.106 | 0.00033588 | 299.69 | -0.00042241 | 299.69 | -0.00073687 | 376.4659 | 8.4201e-06 | 376.4659 | 7.9172e-06 | 377.106 | 0.00028115 | 578.1545 | 0.00121 | 578.1545 | 0.00318 | 577.1596 | 3.0002e-05 | 578.1545 | 0.00274 | 376.4659 | 1.0447e-05
| 377.219 | 0.08392 | 377.219 | 0.17756 | 376.5776 | 0 | 376.5776 | 1.0383e-05 | 299.9 | -0.00011805 | 377.219 | 0.00161 | 299.9 | 0.0002556 | 299.9 | -0.00047681 | 376.5776 | 9.9307e-06 | 376.5776 | 8.7737e-06 | 377.219 | 0.00040979 | 578.3124 | 0.00328 | 578.3124 | 0.00318 | 577.3182 | 0 | 578.3124 | 0.00263 | 376.5776 | 1.1484e-05
| 377.332 | 0.08096 | 377.332 | 0.18285 | 376.6893 | 0 | 376.6893 | 1.1425e-05 | 300.12 | -0.0026476 | 377.332 | 0.00238 | 300.12 | -0.0017461 | 300.12 | -0.0023299 | 376.6893 | 1.1149e-05 | 376.6893 | 8.1258e-06 | 377.332 | 0 | 578.4703 | 0.00098384 | 578.4703 | 0.00244 | 577.4767 | 0 | 578.4703 | 0.00283 | 376.6893 | 1.0907e-05
| 377.445 | 0.07782 | 377.445 | 0.19103 | 376.801 | 1.4682e-05 | 376.801 | 1.0742e-05 | 300.33 | 0.0016358 | 377.445 | 0.00047317 | 300.33 | -0.0015847 | 300.33 | 0.00066102 | 376.801 | 1.068e-05 | 376.801 | 6.6324e-06 | 377.445 | 0 | 578.6282 | 0.00338 | 578.6282 | 0.00383 | 577.6353 | 0 | 578.6282 | 0.00272 | 376.801 | 8.8432e-06
| 377.5581 | 0.07463 | 377.5581 | 0.19801 | 376.9126 | 0 | 376.9126 | 1.0428e-05 | 300.54 | -0.0011299 | 377.5581 | 0.00105 | 300.54 | -0.0029407 | 300.54 | -0.0020372 | 376.9126 | 9.6848e-06 | 376.9126 | 7.1595e-06 | 377.5581 | 0 | 578.7861 | 0.0007923 | 578.7861 | 0.00338 | 577.7939 | 1.0001e-05 | 578.7861 | 0.00293 | 376.9126 | 6.32e-06
| 377.6711 | 0.07283 | 377.6711 | 0.21049 | 377.0244 | 0 | 377.0244 | 9.3865e-06 | 300.75 | -0.0022428 | 377.6711 | 0.00158 | 300.75 | -0.0011973 | 300.75 | 0.00072604 | 377.0244 | 7.9867e-06 | 377.0244 | 7.1595e-06 | 377.6711 | 0 | 578.944 | 0.00152 | 578.944 | 0.00418 | 577.9524 | 0 | 578.944 | 0.00272 | 377.0244 | 9.5271e-06
| 377.7841 | 0.06978 | 377.7841 | 0.21278 | 377.1361 | 0 | 377.1361 | 9.8345e-06 | 300.96 | 0.00099496 | 377.7841 | 0.0013 | 300.96 | 0.00064304 | 300.96 | 0.00049847 | 377.1361 | 9.2984e-06 | 377.1361 | 6.4128e-06 | 377.7841 | 0 | 579.1019 | 0.00163 | 579.1019 | 0.00338 | 578.111 | 3.0002e-05 | 579.1019 | 0.00283 | 377.1361 | 1.1143e-05
| 377.8971 | 0.06808 | 377.8971 | 0.2233 | 377.2478 | 1.4682e-05 | 377.2478 | 9.4873e-06 | 301.17 | 0.0015008 | 377.8971 | 0.00027444 | 301.17 | -0.00026098 | 301.17 | 0.0011487 | 377.2478 | 9.8136e-06 | 377.2478 | 6.2042e-06 | 377.8971 | 0.00078517 | 579.2599 | 0.003 | 579.2599 | 0.00371 | 578.2696 | 0 | 579.2599 | 0.00262 | 377.2478 | 1.251e-05
| 378.0101 | 0.06473 | 378.0101 | 0.22958 | 377.3595 | 1.4682e-05 | 377.3595 | 9.4089e-06 | 301.38 | 0.00059023 | 378.0101 | 0.00173 | 301.38 | -0.0013264 | 301.38 | -0.00028175 | 377.3595 | 1.0223e-05 | 377.3595 | 6.0944e-06 | 378.0101 | 0 | 579.4178 | 0.00104 | 579.4178 | 0.00287 | 578.4282 | 1.0001e-05 | 579.4178 | 0.0027 | 377.3595 | 1.0907e-05
| 378.1231 | 0.06209 | 378.1231 | 0.24284 | 377.4712 | 0 | 377.4712 | 8.7928e-06 | 301.59 | 0.0018044 | 378.1231 | 0.00289 | 301.59 | -0.0015202 | 301.59 | 4.3346e-05 | 377.4712 | 9.6263e-06 | 377.4712 | 8.4443e-06 | 378.1231 | 0 | 579.5758 | 0.00232 | 579.5758 | 0.00452 | 578.5869 | 2.6669e-05 | 579.5758 | 0.00258 | 377.4712 | 1.1602e-05
| 378.2361 | 0.05974 | 378.2361 | 0.25571 | 377.5829 | 3.2289e-05 | 377.5829 | 8.5016e-06 | 301.8 | -0.0030523 | 378.2361 | 0.00141 | 301.8 | -0.00019641 | 301.8 | -0.00089942 | 377.5829 | 9.6848e-06 | 377.5829 | 7.3791e-06 | 378.2361 | 0 | 579.7337 | 0.00229 | 579.7337 | 0.00371 | 578.7455 | 1.0001e-05 | 579.7337 | 0.00268 | 377.5829 | 8.9611e-06
| 378.3491 | 0.05843 | 378.3491 | 0.26168 | 377.6946 | 0 | 377.6946 | 8.0648e-06 | 302.02 | 0.0013322 | 378.3491 | 0.00075708 | 302.02 | 0.00054618 | 302.02 | 0.00020589 | 377.6946 | 1.1067e-05 | 377.6946 | 8.4443e-06 | 378.3491 | 0.00057872 | 579.8917 | 0.00262 | 579.8917 | 0.0052 | 578.9041 | 6.6672e-06 | 579.8917 | 0.00262 | 377.6946 | 9.7629e-06
| 378.4621 | 0.05633 | 378.4621 | 0.27432 | 377.8064 | 0 | 377.8064 | 9.1065e-06 | 302.23 | 0.00028669 | 378.4621 | 0 | 302.23 | -0.0011973 | 302.23 | -0.00037928 | 377.8064 | 1.184e-05 | 377.8064 | 7.0607e-06 | 378.4621 | 0.0001687 | 580.0497 | 0.00016543 | 580.0497 | 0.0035 | 579.0627 | 1.0001e-05 | 580.0497 | 0.0028 | 377.8064 | 8.6074e-06
| 378.5751 | 0.05264 | 378.5751 | 0.27863 | 377.9181 | 0 | 377.9181 | 9.5657e-06 | 302.44 | -1.6864e-05 | 378.5751 | 0.00132 | 302.44 | 0.0004816 | 302.44 | -0.0013546 | 377.9181 | 1.0856e-05 | 377.9181 | 8.9823e-06 | 378.5751 | 0 | 580.2077 | 0.00173 | 580.2077 | 0.00527 | 579.2214 | 6.6672e-06 | 580.2077 | 0.00267 | 377.9181 | 1.0907e-05
| 378.6881 | 0.05191 | 378.6881 | 0.29064 | 378.0299 | 0 | 378.0299 | 9.6441e-06 | 302.65 | -0.0011973 | 378.6881 | 0.00193 | 302.65 | 0.00099818 | 302.65 | -0.00063934 | 378.0299 | 9.7317e-06 | 378.0299 | 8.9823e-06 | 378.6881 | 0 | 580.3657 | 0.00121 | 580.3657 | 0.00269 | 579.38 | 1.0001e-05 | 580.3657 | 0.00278 | 378.0299 | 9.7629e-06
| 378.8011 | 0.05088 | 378.8011 | 0.29974 | 378.1416 | 1.4682e-05 | 378.1416 | 8.3e-06 | 302.86 | 8.4319e-05 | 378.8011 | 0.0009558 | 302.86 | 0.00093361 | 302.86 | -0.00034676 | 378.1416 | 8.5957e-06 | 378.1416 | 9.3008e-06 | 378.8011 | 0 | 580.5237 | 0.00197 | 580.5237 | 0.00473 | 579.5386 | 6.6672e-06 | 580.5237 | 0.00259 | 378.1416 | 8.8432e-06
| 378.9141 | 0.04603 | 378.9141 | 0.31601 | 378.2534 | 0 | 378.2534 | 9.0505e-06 | 303.07 | -0.0020742 | 378.9141 | 0.00073324 | 303.07 | -0.0030053 | 303.07 | -0.0014196 | 378.2534 | 8.7831e-06 | 378.2534 | 1.0157e-05 | 378.9141 | 0 | 580.6817 | 0.00175 | 580.6817 | 0.00336 | 579.6973 | 0 | 580.6817 | 0.00277 | 378.2534 | 9.0673e-06
| 379.0271 | 0.04451 | 379.0271 | 0.32915 | 378.3651 | 3.2289e-05 | 378.3651 | 8.2664e-06 | 303.28 | 0.0009275 | 379.0271 | 0 | 303.28 | -0.00064841 | 303.28 | 1.0836e-05 | 378.3651 | 8.8651e-06 | 378.3651 | 1.3364e-05 | 379.0271 | 0 | 580.8397 | 0.00087642 | 580.8397 | 0.00404 | 579.856 | 6.6672e-06 | 580.8397 | 0.00261 | 378.3651 | 8.7253e-06
| 379.1401 | 0.0445 | 379.1401 | 0.34226 | 378.4769 | 0 | 378.4769 | 9.5769e-06 | 303.49 | -1.6864e-05 | 379.1401 | 0.0019 | 303.49 | -0.0021013 | 303.49 | 0.00082357 | 378.4769 | 8.2561e-06 | 378.4769 | 1.2837e-05 | 379.1401 | 0 | 580.9977 | 0.00189 | 580.9977 | 0.00364 | 580.0146 | 1.0001e-05 | 580.9977 | 0.00272 | 378.4769 | 1.0907e-05
| 379.2531 | 0.04191 | 379.2531 | 0.35566 | 378.5887 | 0 | 378.5887 | 8.636e-06 | 303.71 | 0.0014672 | 379.2531 | 0.00030283 | 303.71 | 0.0031613 | 303.71 | 0.0026766 | 378.5887 | 9.2164e-06 | 378.5887 | 9.8388e-06 | 379.2531 | 0 | 581.1558 | 0.00092866 | 581.1558 | 0.00441 | 580.1733 | 0 | 581.1558 | 0.00249 | 378.5887 | 1.0223e-05
| 379.3661 | 0.04179 | 379.3661 | 0.36581 | 378.7004 | 1.4682e-05 | 378.7004 | 9.0729e-06 | 303.92 | -0.00032042 | 379.3661 | 0.0017 | 303.92 | 6.1882e-05 | 303.92 | -0.0018096 | 378.7004 | 9.8956e-06 | 378.7004 | 5.9846e-06 | 379.3661 | 0 | 581.3138 | 0.00102 | 581.3138 | 0.00308 | 580.332 | 1.0001e-05 | 581.3138 | 0.00265 | 378.7004 | 1.2168e-05
| 379.4791 | 0.03932 | 379.4791 | 0.38588 | 378.8122 | 0 | 378.8122 | 8.7144e-06 | 304.13 | 0.0026139 | 379.4791 | 4.7316e-05 | 304.13 | -0.0019076 | 304.13 | 0.0017013 | 378.8122 | 9.7082e-06 | 378.8122 | 5.9846e-06 | 379.4791 | 0.00018456 | 581.4718 | 0.00136 | 581.4718 | 0.00524 | 580.4907 | 6.6672e-06 | 581.4718 | 0.00253 | 378.8122 | 1.205e-05
| 379.592 | 0.03658 | 379.592 | 0.39882 | 378.924 | 0 | 378.924 | 9.4089e-06 | 304.34 | -0.001366 | 379.592 | 0.00127 | 304.34 | 9.4169e-05 | 304.34 | 0.0009211 | 378.924 | 9.9307e-06 | 378.924 | 7.4889e-06 | 379.592 | 0 | 581.6299 | 0.00172 | 581.6299 | 0.00345 | 580.6494 | 1.0001e-05 | 581.6299 | 0.00268 | 378.924 | 1.2864e-05
| 379.705 | 0.03549 | 379.705 | 0.42066 | 379.0358 | 0 | 379.0358 | 9.7001e-06 | 304.55 | 0.0014334 | 379.705 | 0.00223 | 304.55 | 0.0010305 | 304.55 | -0.0013871 | 379.0358 | 9.6731e-06 | 379.0358 | 7.2693e-06 | 379.705 | 0.00014702 | 581.788 | 0.00328 | 581.788 | 0.00406 | 580.8081 | 0 | 581.788 | 0.00254 | 379.0358 | 1.0329e-05
| 379.818 | 0.03273 | 379.818 | 0.42969 | 379.1476 | 0 | 379.1476 | 8.9944e-06 | 304.76 | -0.0005565 | 379.818 | 0.003 | 304.76 | -0.0016493 | 304.76 | -0.0021673 | 379.1476 | 1.1594e-05 | 379.1476 | 5.8857e-06 | 379.818 | 0 | 581.946 | 0.00203 | 581.946 | 0.00357 | 580.9668 | 0 | 581.946 | 0.00272 | 379.1476 | 9.9869e-06
| 379.931 | 0.03338 | 379.931 | 0.44522 | 379.2594 | 0 | 379.2594 | 8.3224e-06 | 304.97 | -0.0013997 | 379.931 | 0.00263 | 304.97 | -0.0037156 | 304.97 | 0.0011487 | 379.2594 | 1.0305e-05 | 379.2594 | 5.4575e-06 | 379.931 | 0 | 582.1041 | 0.00337 | 582.1041 | 0.00496 | 581.1255 | 0 | 582.1041 | 0.0026 | 379.2594 | 1.0105e-05
| 380.044 | 0.03261 | 380.044 | 0.46173 | 379.3712 | 0 | 379.3712 | 8.6808e-06 | 305.18 | -0.0029174 | 380.044 | 0.00193 | 305.18 | 0.00019102 | 305.18 | -0.00099695 | 379.3712 | 1.0961e-05 | 379.3712 | 4.6998e-06 | 380.044 | 0 | 582.2622 | 0.00149 | 582.2622 | 0.00417 | 581.2842 | 0 | 582.2622 | 0.00274 | 379.3712 | 9.7629e-06
| 380.157 | 0.03135 | 380.157 | 0.48074 | 379.483 | 0 | 379.483 | 8.7928e-06 | 305.4 | 0.0016695 | 380.157 | 0.00107 | 305.4 | 0.0007076 | 305.4 | 0.00082357 | 379.483 | 9.8371e-06 | 379.483 | 4.4912e-06 | 380.157 | 0.00024087 | 582.4203 | 0.00288 | 582.4203 | 0.00418 | 581.443 | 0 | 582.4203 | 0.00256 | 379.483 | 7.4637e-06
| 380.2699 | 0.02973 | 380.2699 | 0.49704 | 379.5949 | 0 | 379.5949 | 8.7144e-06 | 305.61 | -0.0012985 | 380.2699 | 0.00241 | 305.61 | -0.0030376 | 305.61 | -0.00324 | 379.5949 | 9.1812e-06 | 379.5949 | 3.7445e-06 | 380.2699 | 0 | 582.5784 | 0.00107 | 582.5784 | 0.00441 | 581.6017 | 3.0002e-05 | 582.5784 | 0.0027 | 379.5949 | 8.2655e-06
| 380.3829 | 0.0287 | 380.3829 | 0.51437 | 379.7067 | 0 | 379.7067 | 8.3448e-06 | 305.82 | 1.6864e-05 | 380.3829 | 0.0007003 | 305.82 | -0.00013183 | 305.82 | 0.0002384 | 379.7067 | 8.2327e-06 | 379.7067 | 6.2042e-06 | 380.3829 | 0 | 582.7365 | 0.00244 | 582.7365 | 0.00292 | 581.7604 | 6.6672e-06 | 582.7365 | 0.00254 | 379.7067 | 9.1852e-06
| 380.4959 | 0.02623 | 380.4959 | 0.53494 | 379.8185 | 0 | 379.8185 | 8.4792e-06 | 306.03 | -0.00025296 | 380.4959 | 0.00073324 | 306.03 | -0.0011004 | 306.03 | -0.001062 | 379.8185 | 8.3498e-06 | 379.8185 | 7.5878e-06 | 380.4959 | 0.00029991 | 582.8946 | 0.00074007 | 582.8946 | 0.00278 | 581.9192 | 3.0002e-05 | 582.8946 | 0.0027 | 379.8185 | 1.3088e-05
| 380.6089 | 0.02897 | 380.6089 | 0.55682 | 379.9303 | 0 | 379.9303 | 9.4425e-06 | 306.24 | 1.6864e-05 | 380.6089 | 0.00232 | 306.24 | -0.00029326 | 306.24 | -0.00070437 | 379.9303 | 8.4786e-06 | 379.9303 | 6.7313e-06 | 380.6089 | 0 | 583.0527 | 0.00203 | 583.0527 | 0.00538 | 582.0779 | 0 | 583.0527 | 0.00254 | 379.9303 | 1.3784e-05
| 380.7218 | 0.02636 | 380.7218 | 0.57802 | 380.0422 | 0 | 380.0422 | 9.8569e-06 | 306.45 | -0.00099496 | 380.7218 | 0.00039263 | 306.45 | -0.0012619 | 306.45 | -0.00028175 | 380.0422 | 8.666e-06 | 380.0422 | 5.5563e-06 | 380.7218 | 0 | 583.2109 | 0.00175 | 583.2109 | 0.0028 | 582.2367 | 6.9993e-05 | 583.2109 | 0.00268 | 380.0422 | 1.6873e-05
| 380.8348 | 0.02577 | 380.8348 | 0.59203 | 380.154 | 0 | 380.154 | 9.4649e-06 | 306.67 | 0.0027488 | 380.8348 | 0.00016089 | 306.67 | 0.00080447 | 306.67 | 0.00069354 | 380.154 | 9.6497e-06 | 380.154 | 5.6661e-06 | 380.8348 | 0.00018456 | 583.369 | 0.00185 | 583.369 | 0.00399 | 582.3955 | 0 | 583.369 | 0.00247 | 380.154 | 1.4809e-05
| 380.9478 | 0.02664 | 380.9478 | 0.61356 | 380.2659 | 0 | 380.2659 | 8.6024e-06 | 306.88 | -0.00082632 | 380.9478 | 0.00167 | 306.88 | -0.0024887 | 306.88 | -0.001192 | 380.2659 | 1.0797e-05 | 380.2659 | 8.9823e-06 | 380.9478 | 0 | 583.5272 | 0.00025249 | 583.5272 | 0.00417 | 582.5543 | 1.0001e-05 | 583.5272 | 0.00258 | 380.2659 | 1.3206e-05
| 381.0607 | 0.02395 | 381.0607 | 0.6316 | 380.3777 | 0 | 380.3777 | 7.5607e-06 | 307.09 | 0.0015008 | 381.0607 | 0.00206 | 307.09 | -0.00051927 | 307.09 | 0.0017013 | 380.3777 | 1.0739e-05 | 380.3777 | 9.0921e-06 | 381.0607 | 0.00014702 | 583.6853 | 0.00257 | 583.6853 | 0.00334 | 582.713 | 0 | 583.6853 | 0.00246 | 380.3777 | 1.0105e-05
| 381.1737 | 0.02229 | 381.1737 | 0.6548 | 380.4896 | 0 | 380.4896 | 7.7399e-06 | 307.3 | -0.00069142 | 381.1737 | 0.00298 | 307.3 | -0.0028116 | 307.3 | -0.0034351 | 380.4896 | 9.8371e-06 | 380.4896 | 9.4106e-06 | 381.1737 | 0 | 583.8435 | 0.00182 | 583.8435 | 0.00378 | 582.8718 | 0 | 583.8435 | 0.00266 | 380.4896 | 1.0223e-05
| 381.2867 | 0.02323 | 381.2867 | 0.66791 | 380.6015 | 0 | 380.6015 | 7.4263e-06 | 307.51 | 0.00086005 | 381.2867 | 0.00198 | 307.51 | 0.0010628 | 307.51 | -0.00050931 | 380.6015 | 9.2398e-06 | 380.6015 | 7.0607e-06 | 381.2867 | 0 | 584.0016 | 0.00201 | 584.0016 | 0.00318 | 583.0306 | 0 | 584.0016 | 0.00252 | 380.6015 | 8.2655e-06
| 381.3997 | 0.0196 | 381.3997 | 0.68736 | 380.7133 | 0 | 380.7133 | 8.636e-06 | 307.72 | -0.00038786 | 381.3997 | 0.00122 | 307.72 | -0.00026098 | 307.72 | 0.00030341 | 380.7133 | 9.8722e-06 | 380.7133 | 7.9172e-06 | 381.3997 | 0 | 584.1598 | 0.00279 | 584.1598 | 0.00232 | 583.1894 | 5.0004e-05 | 584.1598 | 0.00262 | 380.7133 | 9.1852e-06
| 381.5126 | 0.02183 | 381.5126 | 0.69445 | 380.8252 | 0 | 380.8252 | 7.9864e-06 | 307.93 | 0.00065769 | 381.5126 | 0 | 307.93 | 0.00028789 | 307.93 | 1.0836e-05 | 380.8252 | 9.4623e-06 | 380.8252 | 8.4443e-06 | 381.5126 | 0.00074763 | 584.318 | 0.00248 | 584.318 | 0.00432 | 583.3482 | 0 | 584.318 | 0.00246 | 380.8252 | 9.869e-06
| 381.6256 | 0.01913 | 381.6256 | 0.71899 | 380.9371 | 0 | 380.9371 | 8.3448e-06 | 308.15 | -0.00099496 | 381.6256 | 0.00113 | 308.15 | -0.0006807 | 308.15 | -0.00047681 | 380.9371 | 9.3803e-06 | 380.9371 | 7.9172e-06 | 381.6256 | 0 | 584.4762 | 0.00264 | 584.4762 | 0.00241 | 583.5071 | 1.0001e-05 | 584.4762 | 0.00263 | 380.9371 | 1.205e-05
| 381.7385 | 0.01888 | 381.7385 | 0.73304 | 381.049 | 0 | 381.049 | 7.6727e-06 | 308.36 | 0.00086005 | 381.7385 | 0.00078546 | 308.36 | -0.0022305 | 308.36 | -0.0016147 | 381.049 | 8.0687e-06 | 381.049 | 8.1258e-06 | 381.7385 | 0 | 584.6344 | 0.00194 | 584.6344 | 0.00313 | 583.6659 | 6.6672e-06 | 584.6344 | 0.00253 | 381.049 | 9.869e-06
| 381.8515 | 0.01881 | 381.8515 | 0.75052 | 381.1609 | 0 | 381.1609 | 7.1127e-06 | 308.57 | -0.00038786 | 381.8515 | 0.00334 | 308.57 | 0.0021282 | 308.57 | 0.00010836 | 381.1609 | 9.0993e-06 | 381.1609 | 8.4443e-06 | 381.8515 | 0.00026241 | 584.7926 | 0.0018 | 584.7926 | 0.00341 | 583.8247 | 3.0002e-05 | 584.7926 | 0.00275 | 381.1609 | 1.0907e-05
| 381.9645 | 0.01692 | 381.9645 | 0.75834 | 381.2728 | 0 | 381.2728 | 6.855e-06 | 308.78 | -0.00072515 | 381.9645 | 0.00033123 | 308.78 | 0.00035245 | 308.78 | -5.4182e-05 | 381.2728 | 1.0305e-05 | 381.2728 | 9.8388e-06 | 381.9645 | 5.3176e-05 | 584.9508 | 0.00237 | 584.9508 | 0.00417 | 583.9836 | 0 | 584.9508 | 0.00257 | 381.2728 | 9.869e-06
| 382.0774 | 0.01655 | 382.0774 | 0.77906 | 381.3847 | 0 | 381.3847 | 7.1911e-06 | 308.99 | 1.6864e-05 | 382.0774 | 0 | 308.99 | -0.002973 | 308.99 | -0.00073687 | 381.3847 | 1.0223e-05 | 381.3847 | 8.3454e-06 | 382.0774 | 0 | 585.109 | 0.00269 | 585.109 | 0.00283 | 584.1424 | 3.0002e-05 | 585.109 | 0.00269 | 381.3847 | 1.1249e-05
| 382.1904 | 0.01625 | 382.1904 | 0.79283 | 381.4966 | 0 | 381.4966 | 8.2888e-06 | 309.21 | -0.00059023 | 382.1904 | 0.00147 | 309.21 | -0.0010036 | 309.21 | -2.1673e-05 | 381.4966 | 1.0141e-05 | 381.4966 | 7.1595e-06 | 382.1904 | 0 | 585.2673 | 0.0021 | 585.2673 | 0.00432 | 584.3012 | 6.6672e-06 | 585.2673 | 0.00241 | 381.4966 | 8.8432e-06
| 382.3033 | 0.0141 | 382.3033 | 0.81124 | 381.6085 | 0 | 381.6085 | 9.0729e-06 | 309.42 | -0.0009275 | 382.3033 | 0.00050617 | 309.42 | -0.00013183 | 309.42 | 1.0836e-05 | 381.6085 | 8.8299e-06 | 381.6085 | 8.1258e-06 | 382.3033 | 0 | 585.4255 | 0.00245 | 585.4255 | 0.00239 | 584.4601 | 1.0001e-05 | 585.4255 | 0.00254 | 381.6085 | 7.8056e-06
| 382.4163 | 0.01098 | 382.4163 | 0.81617 | 381.7205 | 0 | 381.7205 | 8.3672e-06 | 309.63 | -0.00038786 | 382.4163 | 0.00178 | 309.63 | 0.00038475 | 309.63 | -2.1673e-05 | 381.7205 | 9.8956e-06 | 381.7205 | 8.9823e-06 | 382.4163 | 0.0001658 | 585.5838 | 0.00239 | 585.5838 | 0.00285 | 584.619 | 0 | 585.5838 | 0.00238 | 381.7205 | 7.9235e-06
| 382.5292 | 0.01331 | 382.5292 | 0.83215 | 381.8324 | 0 | 381.8324 | 8.58e-06 | 309.84 | -0.0023778 | 382.5292 | 0 | 309.84 | -0.0011973 | 309.84 | -0.0025899 | 381.8324 | 9.193e-06 | 381.8324 | 8.2356e-06 | 382.5292 | 0.00031865 | 585.742 | 0.00185 | 585.742 | 0.00327 | 584.7778 | 1.0001e-05 | 585.742 | 0.00258 | 381.8324 | 7.8056e-06
| 382.6422 | 0.01168 | 382.6422 | 0.8401 | 381.9443 | 0 | 381.9443 | 8.188e-06 | 310.05 | 0.0018719 | 382.6422 | 0.00113 | 310.05 | 0.0016439 | 310.05 | -0.00076939 | 381.9443 | 8.947e-06 | 381.9443 | 6.8411e-06 | 382.6422 | 0 | 585.9003 | 0.00099831 | 585.9003 | 0.00512 | 584.9367 | 6.6672e-06 | 585.9003 | 0.00253 | 381.9443 | 7.1218e-06
| 382.7551 | 0.01119 | 382.7551 | 0.85161 | 382.0563 | 0 | 382.0563 | 9.4201e-06 | 310.26 | 5.0592e-05 | 382.7551 | 0.00161 | 310.26 | -0.0012941 | 310.26 | 0.00066102 | 382.0563 | 7.7642e-06 | 382.0563 | 5.9846e-06 | 382.7551 | 0 | 586.0585 | 0.00102 | 586.0585 | 0.00313 | 585.0956 | 1.0001e-05 | 586.0585 | 0.00266 | 382.0563 | 7.3458e-06
| 382.8681 | 0.00977 | 382.8681 | 0.86982 | 382.1682 | 0 | 382.1682 | 9.2297e-06 | 310.48 | 0.0015684 | 382.8681 | 0.00167 | 310.48 | -0.00051927 | 310.48 | 0.00059601 | 382.1682 | 8.0922e-06 | 382.1682 | 5.4575e-06 | 382.8681 | 0.0004661 | 586.2168 | 0.00182 | 586.2168 | 0.00308 | 585.2545 | 6.6672e-06 | 586.2168 | 0.00253 | 382.1682 | 8.0414e-06
| 382.981 | 0.00866 | 382.981 | 0.8788 | 382.2802 | 0 | 382.2802 | 1.0227e-05 | 310.69 | 5.0592e-05 | 382.981 | 0.00084678 | 310.69 | -0.0014878 | 310.69 | -0.0017121 | 382.2802 | 1.0692e-05 | 382.2802 | 5.7759e-06 | 382.981 | 0.00052483 | 586.3751 | 0.00269 | 586.3751 | 0.00369 | 585.4134 | 0 | 586.3751 | 0.00253 | 382.2802 | 9.7629e-06
| 383.094 | 0.00783 | 383.094 | 0.888 | 382.3921 | 0 | 382.3921 | 1.0115e-05 | 310.9 | -0.00038786 | 383.094 | 0.00215 | 310.9 | -3.4977e-05 | 310.9 | 0.00059601 | 382.3921 | 1.0844e-05 | 382.3921 | 5.5563e-06 | 383.094 | 0 | 586.5334 | 0.00121 | 586.5334 | 0.00445 | 585.5723 | 0 | 586.5334 | 0.0024 | 382.3921 | 1.1367e-05
| 383.2069 | 0.00882 | 383.2069 | 0.89981 | 382.5041 | 0 | 382.5041 | 1.007e-05 | 311.11 | 0.00042159 | 383.2069 | 0.00070485 | 311.11 | -0.00019641 | 311.11 | 0.0013112 | 382.5041 | 1.0879e-05 | 382.5041 | 6.8411e-06 | 383.2069 | 0 | 586.6917 | 0.00231 | 586.6917 | 0.00429 | 585.7312 | 3.0002e-05 | 586.6917 | 0.00257 | 382.5041 | 1.0789e-05
| 383.3199 | 0.00678 | 383.3199 | 0.90675 | 382.616 | 0 | 382.616 | 9.0505e-06 | 311.32 | 0.0034908 | 383.3199 | 0.00035962 | 311.32 | 0.00028789 | 311.32 | 0.0020915 | 382.616 | 8.2327e-06 | 382.616 | 4.8096e-06 | 383.3199 | 0 | 586.85 | 0.00159 | 586.85 | 0.00396 | 585.8901 | 2.6669e-05 | 586.85 | 0.00247 | 382.616 | 9.7629e-06
| 383.4328 | 0.00673 | 383.4328 | 0.90831 | 382.728 | 0 | 382.728 | 9.2857e-06 | 311.54 | -0.0011636 | 383.4328 | 0.00033588 | 311.54 | -0.0010358 | 311.54 | -0.0024274 | 382.728 | 8.9353e-06 | 382.728 | 5.2379e-06 | 383.4328 | 0 | 587.0083 | 0.00149 | 587.0083 | 0.00283 | 586.049 | 0 | 587.0083 | 0.00258 | 382.728 | 6.7798e-06
| 383.5457 | 0.0074 | 383.5457 | 0.91932 | 382.84 | 0 | 382.84 | 8.636e-06 | 311.75 | 0.0014334 | 383.5457 | 0.00050157 | 311.75 | 0.00038475 | 311.75 | 0.00079106 | 382.84 | 8.0453e-06 | 382.84 | 6.314e-06 | 383.5457 | 0 | 587.1667 | 0.00232 | 587.1667 | 0.00506 | 586.2079 | 2.6669e-05 | 587.1667 | 0.00239 | 382.84 | 7.6877e-06
| 383.6587 | 0.00618 | 383.6587 | 0.91452 | 382.952 | 0 | 382.952 | 8.9384e-06 | 311.96 | 0.00035414 | 383.6587 | 0.00141 | 311.96 | -0.00074527 | 311.96 | 0.0017663 | 382.952 | 8.7479e-06 | 382.952 | 7.8074e-06 | 383.6587 | 0 | 587.325 | 0.00137 | 587.325 | 0.00503 | 586.3669 | 1.0001e-05 | 587.325 | 0.00256 | 382.952 | 7.1218e-06
| 383.7716 | 0.00621 | 383.7716 | 0.9306 | 383.064 | 0 | 383.064 | 8.3672e-06 | 312.17 | 0.001737 | 383.7716 | 0.00223 | 312.17 | 0.001095 | 312.17 | -0.00054182 | 383.064 | 8.4786e-06 | 383.064 | 8.4443e-06 | 383.7716 | 0 | 587.4833 | 0.00152 | 587.4833 | 0.00443 | 586.5258 | 6.6672e-06 | 587.4833 | 0.00246 | 383.064 | 7.2279e-06
| 383.8846 | 0.00417 | 383.8846 | 0.92787 | 383.176 | 0 | 383.176 | 9.2857e-06 | 312.38 | 0.0011636 | 383.8846 | 0.00346 | 312.38 | -0.0039416 | 312.38 | -0.00070437 | 383.176 | 8.5957e-06 | 383.176 | 5.7759e-06 | 383.8846 | 0.00041236 | 587.6417 | 0.00168 | 587.6417 | 0.00457 | 586.6848 | 0 | 587.6417 | 0.00261 | 383.176 | 8.2655e-06
| 383.9975 | 0.0059 | 383.9975 | 0.93674 | 383.288 | 0 | 383.288 | 8.636e-06 | 312.6 | 0.0020405 | 383.9975 | 0.00255 | 312.6 | 0.00083675 | 312.6 | 0.00017338 | 383.288 | 9.0524e-06 | 383.288 | 5.1281e-06 | 383.9975 | 0.00082272 | 587.8 | 0.00175 | 587.8 | 0.00554 | 586.8437 | 2.6669e-05 | 587.8 | 0.00248 | 383.288 | 1.0223e-05
| 384.1104 | 0.00492 | 384.1104 | 0.93831 | 383.3999 | 0 | 383.3999 | 8.8712e-06 | 312.81 | -0.00038786 | 384.1104 | 0.00122 | 312.81 | 0.00077218 | 312.81 | -0.00041178 | 383.3999 | 1.0305e-05 | 383.3999 | 4.601e-06 | 384.1104 | 0.00041236 | 587.9584 | 0.00205 | 587.9584 | 0.00297 | 587.0027 | 1.0001e-05 | 587.9584 | 0.00254 | 383.3999 | 1.2864e-05
| 384.2234 | 0.00416 | 384.2234 | 0.94063 | 383.512 | 0.00273 | 383.512 | 8.6024e-06 | 313.02 | 0.00025296 | 384.2234 | 0.00158 | 313.02 | 0.00064304 | 313.02 | 0.0010836 | 383.512 | 1.1313e-05 | 383.512 | 6.0944e-06 | 384.2234 | 0 | 588.1168 | 0.00251 | 588.1168 | 0.00364 | 587.1617 | 2.6669e-05 | 588.1168 | 0.0024 | 383.512 | 1.1025e-05
| 384.3363 | 0.00337 | 384.3363 | 0.9526 | 383.624 | 0.00183 | 383.624 | 9.0953e-06 | 313.23 | -0.0028838 | 384.3363 | 0.00164 | 313.23 | -0.00042241 | 313.23 | -0.0012895 | 383.624 | 1.02e-05 | 383.624 | 7.9172e-06 | 384.3363 | 0.00054357 | 588.2751 | 0.00191 | 588.2751 | 0.0038 | 587.3206 | 1.0001e-05 | 588.2751 | 0.00249 | 383.624 | 1.1367e-05
| 384.4492 | 0.00403 | 384.4492 | 0.95485 | 383.736 | 0.00311 | 383.736 | 8.636e-06 | 313.44 | -0.00059023 | 384.4492 | 0.00033123 | 313.44 | 0.00073989 | 313.44 | 0.002514 | 383.736 | 8.7245e-06 | 383.736 | 8.4443e-06 | 384.4492 | 0 | 588.4335 | 0.00257 | 588.4335 | 0.00462 | 587.4796 | 0 | 588.4335 | 0.0024 | 383.736 | 9.9869e-06
| 384.5622 | 0.00451 | 384.5622 | 0.95939 | 383.848 | 0.0025 | 383.848 | 9.4089e-06 | 313.66 | -0.0019393 | 384.5622 | 0.0011 | 313.66 | -0.0017461 | 313.66 | -0.00047681 | 383.848 | 8.7831e-06 | 383.848 | 8.016e-06 | 384.5622 | 0 | 588.5919 | 0.00084454 | 588.5919 | 0.0032 | 587.6386 | 0 | 588.5919 | 0.00256 | 383.848 | 1.0105e-05
| 384.6751 | 0.00329 | 384.6751 | 0.94848 | 383.9601 | 0.00331 | 383.9601 | 9.8009e-06 | 313.87 | 0.0012985 | 384.6751 | 0.00044478 | 313.87 | -0.0004547 | 313.87 | 0.0023191 | 383.9601 | 9.7551e-06 | 383.9601 | 5.2379e-06 | 384.6751 | 0.00039103 | 588.7503 | 0.00175 | 588.7503 | 0.00352 | 587.7976 | 6.6672e-06 | 588.7503 | 0.00248 | 383.9601 | 9.4092e-06
| 384.788 | 0.00364 | 384.788 | 0.95898 | 384.0721 | 0.0044 | 384.0721 | 9.2633e-06 | 314.08 | -8.4319e-05 | 384.788 | 0.00079001 | 314.08 | -0.00093899 | 314.08 | -0.00099695 | 384.0721 | 1.0774e-05 | 384.0721 | 6.6324e-06 | 384.788 | 0 | 588.9087 | 0.00154 | 588.9087 | 0.00357 | 587.9566 | 0 | 588.9087 | 0.00256 | 384.0721 | 8.7253e-06
| 384.901 | 0.00301 | 384.901 | 0.95771 | 384.1841 | 0.00607 | 384.1841 | 7.9864e-06 | 314.29 | 0.0045363 | 384.901 | 0.00115 | 314.29 | 0.00064304 | 314.29 | -0.00060684 | 384.1841 | 1.0001e-05 | 384.1841 | 7.8074e-06 | 384.901 | 0 | 589.0671 | 0.0022 | 589.0671 | 0.00262 | 588.1156 | 6.6672e-06 | 589.0671 | 0.00243 | 384.1841 | 7.1218e-06
| 385.0139 | 0.00289 | 385.0139 | 0.96134 | 384.2962 | 0.00574 | 384.2962 | 6.799e-06 | 314.5 | 0.00032042 | 385.0139 | 0.00061971 | 314.5 | -9.9549e-05 | 314.5 | -0.0021348 | 384.2962 | 1.068e-05 | 384.2962 | 8.8725e-06 | 385.0139 | 0 | 589.2256 | 0.00070523 | 589.2256 | 0.00417 | 588.2746 | 3.0002e-05 | 589.2256 | 0.00255 | 384.2962 | 7.9235e-06
| 385.1268 | 0.0032 | 385.1268 | 0.96399 | 384.4082 | 0.00673 | 384.4082 | 6.9671e-06 | 314.72 | -0.00035414 | 385.1268 | 0.0022 | 314.72 | -0.00061613 | 314.72 | -5.4182e-05 | 384.4082 | 9.8488e-06 | 384.4082 | 7.6976e-06 | 385.1268 | 0 | 589.384 | 0.00194 | 589.384 | 0.00478 | 588.4336 | 6.6672e-06 | 589.384 | 0.00252 | 384.4082 | 9.9869e-06
| 385.2397 | 0.00255 | 385.2397 | 0.96772 | 384.5203 | 0.00896 | 384.5203 | 8.132e-06 | 314.93 | -0.0020405 | 385.2397 | 0.00144 | 314.93 | -0.0012619 | 314.93 | -0.00063934 | 384.5203 | 1.0797e-05 | 384.5203 | 7.6976e-06 | 385.2397 | 0 | 589.5424 | 0.00243 | 589.5424 | 0.00311 | 588.5927 | 3.0002e-05 | 589.5424 | 0.00259 | 384.5203 | 1.0329e-05
| 385.3526 | 0.00238 | 385.3526 | 0.97007 | 384.6323 | 0.01285 | 384.6323 | 8.2888e-06 | 315.14 | 0.00042159 | 385.3526 | 0.00101 | 315.14 | 0.00012645 | 315.14 | 0.00040094 | 384.6323 | 9.8722e-06 | 384.6323 | 8.2356e-06 | 385.3526 | 0 | 589.7009 | 0.00216 | 589.7009 | 0.00366 | 588.7517 | 0 | 589.7009 | 0.00248 | 384.6323 | 8.5013e-06
| 385.4656 | 0.00185 | 385.4656 | 0.97105 | 384.7444 | 0.01145 | 384.7444 | 8.4008e-06 | 315.35 | -0.00079259 | 385.4656 | 0.00272 | 315.35 | 0.0018054 | 315.35 | -2.1673e-05 | 384.7444 | 1.0926e-05 | 384.7444 | 6.8411e-06 | 385.4656 | 0 | 589.8593 | 0.00149 | 589.8593 | 0.00339 | 588.9107 | 3.0002e-05 | 589.8593 | 0.00254 | 384.7444 | 8.0414e-06
| 385.5785 | 0.0016 | 385.5785 | 0.96482 | 384.8565 | 0.01358 | 384.8565 | 8.3672e-06 | 315.56 | 0.0013322 | 385.5785 | 0.00016089 | 315.56 | 0.0009659 | 315.56 | 4.3346e-05 | 384.8565 | 9.9776e-06 | 384.8565 | 6.0944e-06 | 385.5785 | 0 | 590.0178 | 0.00279 | 590.0178 | 0.0032 | 589.0698 | 0 | 590.0178 | 0.00239 | 384.8565 | 9.1852e-06
| 385.6914 | 0.00134 | 385.6914 | 0.97493 | 384.9686 | 0.01789 | 384.9686 | 7.9303e-06 | 315.78 | -0.0011299 | 385.6914 | 0.00127 | 315.78 | -0.00039012 | 315.78 | -0.0021673 | 384.9686 | 1.1512e-05 | 384.9686 | 5.3477e-06 | 385.6914 | 0 | 590.1763 | 0.00065299 | 590.1763 | 0.00267 | 589.2288 | 3.0002e-05 | 590.1763 | 0.00248 | 384.9686 | 1.2286e-05
| 385.8043 | 0.00175 | 385.8043 | 0.97553 | 385.0806 | 0.02242 | 385.0806 | 8.0872e-06 | 315.99 | -0.0016695 | 385.8043 | 0.00169 | 315.99 | 0.0007076 | 315.99 | -0.0016472 | 385.0806 | 1.1395e-05 | 385.0806 | 7.9172e-06 | 385.8043 | 0 | 590.3347 | 0.00243 | 590.3347 | 0.0055 | 589.3879 | 0 | 590.3347 | 0.00234 | 385.0806 | 1.2168e-05
| 385.9172 | 0.00102 | 385.9172 | 0.9775 | 385.1927 | 0.01801 | 385.1927 | 7.9303e-06 | 316.2 | -0.0019393 | 385.9172 | 0.00229 | 316.2 | -0.002069 | 316.2 | -0.00034676 | 385.1927 | 1.1289e-05 | 385.1927 | 8.4443e-06 | 385.9172 | 0 | 590.4932 | 0.00125 | 590.4932 | 0.00239 | 589.547 | 1.0001e-05 | 590.4932 | 0.0025 | 385.1927 | 1.1025e-05
| 386.0301 | 0.00266 | 386.0301 | 0.98265 | 385.3048 | 0.02212 | 385.3048 | 9.5657e-06 | 316.41 | 0.0027488 | 386.0301 | 0.00098419 | 316.41 | -0.00058385 | 316.41 | 0.00079106 | 385.3048 | 9.8371e-06 | 385.3048 | 8.5541e-06 | 386.0301 | 0 | 590.6517 | 0.00284 | 590.6517 | 0.00316 | 589.706 | 0 | 590.6517 | 0.00236 | 385.3048 | 1.0907e-05
| 386.1431 | 0.00167 | 386.1431 | 0.98891 | 385.4169 | 0.02312 | 385.4169 | 8.636e-06 | 316.63 | -0.0012985 | 386.1431 | 0.00306 | 316.63 | -0.00035784 | 316.63 | -0.00096444 | 385.4169 | 9.8136e-06 | 385.4169 | 7.4889e-06 | 386.1431 | 0 | 590.8102 | 0.00229 | 590.8102 | 0.00331 | 589.8651 | 0 | 590.8102 | 0.00246 | 385.4169 | 7.6877e-06
| 386.256 | 0.00196 | 386.256 | 0.98769 | 385.529 | 0.02059 | 385.529 | 8.0648e-06 | 316.84 | 0.0023441 | 386.256 | 0.00089903 | 316.84 | -0.00042241 | 316.84 | -0.0008344 | 385.529 | 1.0446e-05 | 385.529 | 6.0944e-06 | 386.256 | 0 | 590.9687 | 0.00166 | 590.9687 | 0.00422 | 590.0242 | 6.6672e-06 | 590.9687 | 0.00234 | 385.529 | 1.0447e-05
| 386.3689 | 0.00199 | 386.3689 | 0.99463 | 385.6411 | 0.0248 | 385.6411 | 7.3815e-06 | 317.05 | -0.00285 | 386.3689 | 0.00303 | 317.05 | 0.00038475 | 317.05 | 0.00020589 | 385.6411 | 1.0715e-05 | 385.6411 | 7.0607e-06 | 386.3689 | 0 | 591.1272 | 0.00175 | 591.1272 | 0.00304 | 590.1833 | 1.0001e-05 | 591.1272 | 0.00244 | 385.6411 | 6.6619e-06
| 386.4818 | 0.00084583 | 386.4818 | 0.99249 | 385.7533 | 0.02103 | 385.7533 | 9.4873e-06 | 317.26 | -0.00032042 | 386.4818 | 0.00169 | 317.26 | 0.00054618 | 317.26 | -0.00037928 | 385.7533 | 9.4389e-06 | 385.7533 | 6.6324e-06 | 386.4818 | 0 | 591.2858 | 0.00129 | 591.2858 | 0.00475 | 590.3424 | 0 | 591.2858 | 0.00239 | 385.7533 | 1.0223e-05
| 386.5947 | 0.00149 | 386.5947 | 0.99806 | 385.8654 | 0.0252 | 385.8654 | 1.0036e-05 | 317.48 | -0.00059023 | 386.5947 | 0.0019 | 317.48 | 0.00057846 | 317.48 | 0.0011812 | 385.8654 | 9.4038e-06 | 385.8654 | 9.0921e-06 | 386.5947 | 0 | 591.4443 | 0.00114 | 591.4443 | 0.0032 | 590.5015 | 1.0001e-05 | 591.4443 | 0.00249 | 385.8654 | 8.9611e-06
| 386.7076 | 0.00086383 | 386.7076 | 1 | 385.9775 | 0.02575 | 385.9775 | 1.0137e-05 | 317.69 | 0.0018381 | 386.7076 | 0.00155 | 317.69 | -6.7263e-05 | 317.69 | -0.00047681 | 385.9775 | 9.0173e-06 | 385.9775 | 9.6192e-06 | 386.7076 | 0 | 591.6028 | 0.00316 | 591.6028 | 0.00207 | 590.6606 | 6.6672e-06 | 591.6028 | 0.00237 | 385.9775 | 9.1852e-06
| 386.8205 | 0.00136 | 386.8205 | 0.98794 | 386.0896 | 0.02177 | 386.0896 | 9.8009e-06 | 317.9 | -0.00048905 | 386.8205 | 0.00127 | 317.9 | -0.00071299 | 317.9 | -0.00034676 | 386.0896 | 9.6028e-06 | 386.0896 | 1.1222e-05 | 386.8205 | 0.00050609 | 591.7614 | 0.0007923 | 591.7614 | 0.00366 | 590.8197 | 3.0002e-05 | 591.7614 | 0.00238 | 386.0896 | 7.4637e-06
| 386.9334 | 0.00082784 | 386.9334 | 0.98596 | 386.2018 | 0.02385 | 386.2018 | 9.9689e-06 | 318.11 | 0.0015684 | 386.9334 | 0.00147 | 318.11 | -0.0018752 | 318.11 | -0.0018747 | 386.2018 | 9.5677e-06 | 386.2018 | 8.7737e-06 | 386.9334 | 7.1951e-05 | 591.9199 | 0.00248 | 591.9199 | 0.0054 | 590.9789 | 2.6669e-05 | 591.9199 | 0.0022 | 386.2018 | 7.3458e-06
| 387.0463 | 0.00067977 | 387.0463 | 0.98544 | 386.3139 | 0.02617 | 386.3139 | 1.0092e-05 | 318.33 | -0.0019393 | 387.0463 | 0.00127 | 318.33 | -0.0019721 | 318.33 | -0.0035001 | 386.3139 | 1.0469e-05 | 386.3139 | 7.4889e-06 | 387.0463 | 0 | 592.0785 | 0.00126 | 592.0785 | 0.0036 | 591.138 | 1.0001e-05 | 592.0785 | 0.00233 | 386.3139 | 9.7629e-06
| 387.1592 | 0 | 387.1592 | 0.9776 | 386.4261 | 0.03427 | 386.4261 | 9.6777e-06 | 318.54 | -0.00011805 | 387.1592 | 0.00084224 | 318.54 | 0.0011596 | 318.54 | -0.00047681 | 386.4261 | 1.0341e-05 | 386.4261 | 6.5226e-06 | 387.1592 | 0.0002221 | 592.2371 | 0.00216 | 592.2371 | 0.00468 | 591.2971 | 6.6672e-06 | 592.2371 | 0.00224 | 386.4261 | 1.0105e-05
| 387.2721 | 0.00104 | 387.2721 | 0.97132 | 386.5382 | 0.02812 | 386.5382 | 9.1065e-06 | 318.75 | 0.0005565 | 387.2721 | 0.00187 | 318.75 | 0.00035245 | 318.75 | -0.0016147 | 386.5382 | 1.1371e-05 | 386.5382 | 6.8411e-06 | 387.2721 | 0 | 592.3956 | 0.00165 | 592.3956 | 0.00222 | 591.4563 | 3.0002e-05 | 592.3956 | 0.00233 | 386.5382 | 1.205e-05
| 387.385 | 0.00175 | 387.385 | 0.96552 | 386.6504 | 0.03568 | 386.6504 | 8.3784e-06 | 318.96 | 0.00079259 | 387.385 | 0.00141 | 318.96 | -0.0015524 | 318.96 | -2.1673e-05 | 386.6504 | 1.0223e-05 | 386.6504 | 6.9509e-06 | 387.385 | 0 | 592.5542 | 0.0033 | 592.5542 | 0.00438 | 591.6154 | 6.6672e-06 | 592.5542 | 0.00218 | 386.6504 | 1.2628e-05
| 387.498 | 0.00066181 | 387.498 | 0.9442 | 386.7625 | 0.04364 | 386.7625 | 6.9895e-06 | 319.17 | -0.00086005 | 387.498 | 0.00016557 | 319.17 | 0.00067532 | 319.17 | 0.0010511 | 386.7625 | 1.1043e-05 | 386.7625 | 5.2379e-06 | 387.498 | 0 | 592.7128 | 0.00175 | 592.7128 | 0.00322 | 591.7746 | 0 | 592.7128 | 0.00228 | 386.7625 | 1.1602e-05
| 387.6109 | 0.00071986 | 387.6109 | 0.94035 | 386.8747 | 0.04583 | 386.8747 | 7.0679e-06 | 319.39 | 0.00052277 | 387.6109 | 0.00107 | 319.39 | -0.00026098 | 319.39 | 0.0018639 | 386.8747 | 9.5443e-06 | 386.8747 | 6.9509e-06 | 387.6109 | 0 | 592.8714 | 0.00241 | 592.8714 | 0.00308 | 591.9338 | 0 | 592.8714 | 0.00222 | 386.8747 | 8.3834e-06
| 387.7237 | 0.00104 | 387.7237 | 0.92839 | 386.9869 | 0.04602 | 386.9869 | 6.9558e-06 | 319.6 | -0.001737 | 387.7237 | 0.00102 | 319.6 | -0.00074527 | 319.6 | -0.0017446 | 386.9869 | 1.0165e-05 | 386.9869 | 7.4889e-06 | 387.7237 | 0.00041236 | 593.03 | 0.0029 | 593.03 | 0.00535 | 592.0929 | 0 | 593.03 | 0.00234 | 386.9869 | 1.0105e-05
| 387.8366 | 0 | 387.8366 | 0.90893 | 387.0991 | 0.04637 | 387.0991 | 8.636e-06 | 319.81 | -0.0011299 | 387.8366 | 0.00084224 | 319.81 | -0.0009067 | 319.81 | 0.00062851 | 387.0991 | 9.4389e-06 | 387.0991 | 7.8074e-06 | 387.8366 | 0 | 593.1886 | 0.00371 | 593.1886 | 0.00406 | 592.2521 | 0 | 593.1886 | 0.00224 | 387.0991 | 1.0907e-05
| 387.9495 | 0.0004462 | 387.9495 | 0.89378 | 387.2113 | 0.0444 | 387.2113 | 9.1737e-06 | 320.03 | -0.00075887 | 387.9495 | 0.00105 | 320.03 | -0.00058385 | 320.03 | 0.0018964 | 387.2113 | 9.7082e-06 | 387.2113 | 6.314e-06 | 387.9495 | 0 | 593.3472 | 0.00119 | 593.3472 | 0.00413 | 592.4113 | 1.0001e-05 | 593.3472 | 0.00236 | 387.2113 | 1.5151e-05
| 388.0624 | 0.00059388 | 388.0624 | 0.87319 | 387.3234 | 0.0506 | 387.3234 | 1.0327e-05 | 320.24 | 0.0024789 | 388.0624 | 0.00201 | 320.24 | -0.00077756 | 320.24 | 0.0010186 | 387.3234 | 8.7714e-06 | 387.3234 | 7.5878e-06 | 388.0624 | 0 | 593.5059 | 0.00267 | 593.5059 | 0.00415 | 592.5705 | 0 | 593.5059 | 0.00229 | 387.3234 | 1.1602e-05
| 388.1753 | 0.00014075 | 388.1753 | 0.8643 | 387.4356 | 0.05005 | 387.4356 | 1.0451e-05 | 320.45 | -0.00028669 | 388.1753 | 0.00263 | 320.45 | 0.00083675 | 320.45 | -0.00015171 | 387.4356 | 8.1273e-06 | 387.4356 | 7.9172e-06 | 388.1753 | 0 | 593.6645 | 0.00201 | 593.6645 | 0.00334 | 592.7297 | 1.0001e-05 | 593.6645 | 0.00239 | 387.4356 | 1.0105e-05
| 388.2882 | 0.00021596 | 388.2882 | 0.83751 | 387.5478 | 0.05641 | 387.5478 | 9.3417e-06 | 320.66 | -0.0009275 | 388.2882 | 0.0013 | 320.66 | 0.00038475 | 320.66 | -0.00028175 | 387.5478 | 8.1273e-06 | 387.5478 | 7.6976e-06 | 388.2882 | 0 | 593.8232 | 0.00196 | 593.8232 | 0.00461 | 592.8889 | 0 | 593.8232 | 0.00225 | 387.5478 | 9.1852e-06
| 388.4011 | 0.00124 | 388.4011 | 0.82092 | 387.66 | 0.05743 | 387.66 | 9.8009e-06 | 320.88 | -0.001231 | 388.4011 | 0.00306 | 320.88 | -0.00032556 | 320.88 | 0.00069354 | 387.66 | 8.7714e-06 | 387.66 | 7.0607e-06 | 388.4011 | 0 | 593.9818 | 0.00318 | 593.9818 | 0.00262 | 593.0481 | 0 | 593.9818 | 0.00231 | 387.66 | 1.0105e-05
| 388.514 | 0.00062987 | 388.514 | 0.80534 | 387.7722 | 0.06633 | 387.7722 | 8.468e-06 | 321.09 | 0.0005565 | 388.514 | 0.00141 | 321.09 | -0.0013909 | 321.09 | -0.00015171 | 387.7722 | 9.8488e-06 | 387.7722 | 7.3791e-06 | 388.514 | 0 | 594.1405 | 0.00206 | 594.1405 | 0.00387 | 593.2073 | 0 | 594.1405 | 0.00223 | 387.7722 | 1.1826e-05
| 388.6269 | 0.00012278 | 388.6269 | 0.78384 | 387.8845 | 0.06582 | 387.8845 | 8.916e-06 | 321.3 | -0.00045532 | 388.6269 | 0.00249 | 321.3 | -0.0021658 | 321.3 | -0.0030776 | 387.8845 | 1.1664e-05 | 387.8845 | 6.9509e-06 | 388.6269 | 0 | 594.2991 | 0.00091419 | 594.2991 | 0.00392 | 593.3665 | 1.0001e-05 | 594.2991 | 0.00233 | 387.8845 | 1.1249e-05
| 388.7398 | 0.00071986 | 388.7398 | 0.76206 | 387.9967 | 0.07066 | 387.9967 | 7.5607e-06 | 321.51 | 0.0024453 | 388.7398 | 0.00038799 | 321.51 | 0.00041703 | 321.51 | -0.00021673 | 387.9967 | 1.1582e-05 | 387.9967 | 7.6976e-06 | 388.7398 | 0 | 594.4578 | 0.00201 | 594.4578 | 0.00517 | 593.5258 | 6.6672e-06 | 594.4578 | 0.00224 | 387.9967 | 1.0447e-05
| 388.8527 | 0.00037433 | 388.8527 | 0.74479 | 388.1089 | 0.06957 | 388.1089 | 8.6584e-06 | 321.73 | -0.00032042 | 388.8527 | 0.00207 | 321.73 | -0.002747 | 321.73 | -0.0045405 | 388.1089 | 1.2191e-05 | 388.1089 | 7.0607e-06 | 388.8527 | 0 | 594.6165 | 0.00135 | 594.6165 | 0.00364 | 593.685 | 0 | 594.6165 | 0.00233 | 388.1089 | 9.4092e-06
| 388.9656 | 0.00014397 | 388.9656 | 0.72904 | 388.2212 | 0.07603 | 388.2212 | 8.132e-06 | 321.94 | 0.0005565 | 388.9656 | 0.00118 | 321.94 | -6.7263e-05 | 321.94 | -0.00044429 | 388.2212 | 9.6497e-06 | 388.2212 | 7.1595e-06 | 388.9656 | 5.3176e-05 | 594.7752 | 0.00176 | 594.7752 | 0.00406 | 593.8442 | 0 | 594.7752 | 0.00218 | 388.2212 | 9.3031e-06
| 389.0784 | 0 | 389.0784 | 0.70623 | 388.3334 | 0.07644 | 388.3334 | 9.2857e-06 | 322.15 | -0.0019393 | 389.0784 | 0.00295 | 322.15 | -0.0014556 | 322.15 | -0.00089942 | 388.3334 | 1.0469e-05 | 388.3334 | 4.8096e-06 | 389.0784 | 0 | 594.9339 | 0.00203 | 594.9339 | 0.00359 | 594.0035 | 1.0001e-05 | 594.9339 | 0.00234 | 388.3334 | 7.1218e-06
| 389.1913 | 0 | 389.1913 | 0.69242 | 388.4456 | 0.08417 | 388.4456 | 9.2857e-06 | 322.36 | 0.00015177 | 389.1913 | 0.0022 | 322.36 | -0.00061613 | 322.36 | 0.00040094 | 388.4456 | 9.193e-06 | 388.4456 | 5.0292e-06 | 389.1913 | 0 | 595.0926 | 0.00204 | 595.0926 | 0.00457 | 594.1627 | 6.6672e-06 | 595.0926 | 0.00223 | 388.4456 | 6.6619e-06
| 389.3042 | 0 | 389.3042 | 0.66572 | 388.5579 | 0.08431 | 388.5579 | 9.2073e-06 | 322.58 | -0.001737 | 389.3042 | 0.00215 | 322.58 | -0.00061613 | 322.58 | -0.0025899 | 388.5579 | 1.0762e-05 | 388.5579 | 4.6998e-06 | 389.3042 | 0 | 595.2513 | 0.00227 | 595.2513 | 0.00348 | 594.322 | 0 | 595.2513 | 0.00242 | 388.5579 | 5.9662e-06
| 389.4171 | 0.00062987 | 389.4171 | 0.64843 | 388.6701 | 0.08917 | 388.6701 | 7.9751e-06 | 322.79 | 0.0014334 | 389.4171 | 0.00058673 | 322.79 | 0.0020636 | 322.79 | -0.00037928 | 388.6701 | 9.6731e-06 | 388.6701 | 5.7759e-06 | 389.4171 | 0.00025964 | 595.41 | 0.00304 | 595.41 | 0.00459 | 594.4813 | 2.6669e-05 | 595.41 | 0.0022 | 388.6701 | 9.645e-06
| 389.53 | 0 | 389.53 | 0.62763 | 388.7824 | 0.09109 | 388.7824 | 7.4375e-06 | 323 | 0.00035414 | 389.53 | 0 | 323 | -0.0018108 | 323 | -0.00076939 | 388.7824 | 1.0095e-05 | 388.7824 | 5.7759e-06 | 389.53 | 0 | 595.5687 | 0.00239 | 595.5687 | 0.00271 | 594.6405 | 5.0004e-05 | 595.5687 | 0.00229 | 388.7824 | 1.0789e-05
| 389.6429 | 0.0011 | 389.6429 | 0.60941 | 388.8947 | 0.09722 | 388.8947 | 7.9079e-06 | 323.22 | 0.00048905 | 389.6429 | 0.00101 | 323.22 | 0.0011596 | 323.22 | 0.0014088 | 388.8947 | 9.8956e-06 | 388.8947 | 7.3791e-06 | 389.6429 | 0 | 595.7275 | 0.00157 | 595.7275 | 0.0035 | 594.7998 | 0 | 595.7275 | 0.00214 | 388.8947 | 8.2655e-06
| 389.7557 | 3.2945e-05 | 389.7557 | 0.5982 | 389.0069 | 0.10072 | 389.0069 | 8.916e-06 | 323.43 | -0.0024453 | 389.7557 | 0.00261 | 323.43 | 6.1882e-05 | 323.43 | -0.001257 | 389.0069 | 9.9307e-06 | 389.0069 | 7.2693e-06 | 389.7557 | 0 | 595.8862 | 0.001 | 595.8862 | 0.00366 | 594.9591 | 3.0002e-05 | 595.8862 | 0.00228 | 389.0069 | 7.9235e-06
| 389.8686 | 0 | 389.8686 | 0.57041 | 389.1192 | 0.10633 | 389.1192 | 8.5576e-06 | 323.64 | 0.0010287 | 389.8686 | 0.0013 | 323.64 | -0.0013264 | 323.64 | -0.00054182 | 389.1192 | 9.5209e-06 | 389.1192 | 7.1595e-06 | 389.8686 | 0 | 596.0449 | 0.00189 | 596.0449 | 0.0051 | 595.1184 | 0 | 596.0449 | 0.00222 | 389.1192 | 8.2655e-06
| 389.9815 | 0.00116 | 389.9815 | 0.5562 | 389.2315 | 0.10845 | 389.2315 | 8.2888e-06 | 323.85 | -0.00042159 | 389.9815 | 0.00090353 | 323.85 | -0.0013264 | 323.85 | -0.001062 | 389.2315 | 8.7011e-06 | 389.2315 | 6.6324e-06 | 389.9815 | 0 | 596.2037 | 0.00121 | 596.2037 | 0.00397 | 595.2777 | 0 | 596.2037 | 0.00232 | 389.2315 | 1.3324e-05
| 390.0944 | 0.00077385 | 390.0944 | 0.5317 | 389.3438 | 0.1108 | 389.3438 | 7.8295e-06 | 324.07 | 0.0012985 | 390.0944 | 0.00263 | 324.07 | 0.0011273 | 324.07 | 0.0017338 | 389.3438 | 9.2164e-06 | 389.3438 | 6.4128e-06 | 390.0944 | 0 | 596.3625 | 0.00199 | 596.3625 | 0.00513 | 595.437 | 0 | 596.3625 | 0.00223 | 389.3438 | 1.0907e-05
| 390.2072 | 0.00019465 | 390.2072 | 0.52766 | 389.4561 | 0.11517 | 389.4561 | 9.0505e-06 | 324.28 | -0.00052277 | 390.2072 | 0.00283 | 324.28 | -0.0019721 | 324.28 | -0.0020698 | 389.4561 | 9.6497e-06 | 389.4561 | 7.0607e-06 | 390.2072 | 0 | 596.5212 | 0.00239 | 596.5212 | 0.00408 | 595.5963 | 0 | 596.5212 | 0.0023 | 389.4561 | 1.205e-05
| 390.3201 | 0.00023396 | 390.3201 | 0.50466 | 389.5684 | 0.12206 | 389.5684 | 1.0092e-05 | 324.49 | -0.00089378 | 390.3201 | 0.00379 | 324.49 | -0.0010358 | 324.49 | -8.6692e-05 | 389.5684 | 1.0329e-05 | 389.5684 | 9.191e-06 | 390.3201 | 0 | 596.68 | 0.0027 | 596.68 | 0.0048 | 595.7557 | 6.6672e-06 | 596.68 | 0.00222 | 389.5684 | 9.4092e-06
| 390.433 | 0 | 390.433 | 0.48809 | 389.6807 | 0.12617 | 389.6807 | 1.0059e-05 | 324.71 | -0.00096123 | 390.433 | 0.00278 | 324.71 | -0.0014233 | 324.71 | -0.0024923 | 389.6807 | 1.0177e-05 | 389.6807 | 8.1258e-06 | 390.433 | 0 | 596.8388 | 0.00222 | 596.8388 | 0.00304 | 595.915 | 0 | 596.8388 | 0.00225 | 389.6807 | 1.251e-05
| 390.5459 | 0.00077385 | 390.5459 | 0.47768 | 389.793 | 0.12783 | 389.793 | 8.58e-06 | 324.92 | -0.0023441 | 390.5459 | 0.00101 | 324.92 | 0.00073989 | 324.92 | -0.0011595 | 389.793 | 9.7902e-06 | 389.793 | 8.5541e-06 | 390.5459 | 0 | 596.9976 | 0.00312 | 596.9976 | 0.00436 | 596.0743 | 6.6672e-06 | 596.9976 | 0.00216 | 389.793 | 8.8432e-06
| 390.6587 | 0.00028449 | 390.6587 | 0.45969 | 389.9053 | 0.13454 | 389.9053 | 8.524e-06 | 325.13 | 0.00062396 | 390.6587 | 0.00136 | 325.13 | -0.002973 | 325.13 | -0.0018096 | 389.9053 | 9.8722e-06 | 389.9053 | 9.0921e-06 | 390.6587 | 0 | 597.1564 | 0.00241 | 597.1564 | 0.00366 | 596.2337 | 1.0001e-05 | 597.1564 | 0.00227 | 389.9053 | 6.0841e-06
| 390.7716 | 0.00025195 | 390.7716 | 0.45365 | 390.0176 | 0.13905 | 390.0176 | 8.6584e-06 | 325.34 | 5.0592e-05 | 390.7716 | 0.0026 | 325.34 | 0.00077218 | 325.34 | 7.5855e-05 | 390.0176 | 9.8956e-06 | 390.0176 | 1.1442e-05 | 390.7716 | 5.3176e-05 | 597.3152 | 0.00176 | 597.3152 | 0.0029 | 596.393 | 6.6672e-06 | 597.3152 | 0.00222 | 390.0176 | 6.8859e-06
| 390.8845 | 0.00053603 | 390.8845 | 0.44092 | 390.1299 | 0.14368 | 390.1299 | 9.1737e-06 | 325.56 | -0.0012648 | 390.8845 | 0.00090353 | 325.56 | -0.0010358 | 325.56 | -0.00054182 | 390.1299 | 9.7551e-06 | 390.1299 | 9.9487e-06 | 390.8845 | 0 | 597.474 | 0.00185 | 597.474 | 0.00433 | 596.5524 | 1.0001e-05 | 597.474 | 0.0023 | 390.1299 | 9.3031e-06
| 390.9973 | 0.00053989 | 390.9973 | 0.42956 | 390.2422 | 0.15126 | 390.2422 | 8.468e-06 | 325.77 | -5.0592e-05 | 390.9973 | 0.00431 | 325.77 | -0.0021013 | 325.77 | -0.00063934 | 390.2422 | 8.0453e-06 | 390.2422 | 8.1258e-06 | 390.9973 | 0 | 597.6328 | 0.00319 | 597.6328 | 0.00476 | 596.7117 | 6.6672e-06 | 597.6328 | 0.00215 | 390.2422 | 1.2168e-05
| 391.1102 | 0 | 391.1102 | 0.42102 | 390.3546 | 0.15249 | 390.3546 | 8.524e-06 | 325.98 | -0.0025465 | 391.1102 | 0.0009603 | 325.98 | -0.0021013 | 325.98 | -0.0030125 | 390.3546 | 7.5183e-06 | 390.3546 | 5.0292e-06 | 391.1102 | 0.00039362 | 597.7917 | 0.00201 | 597.7917 | 0.00317 | 596.8711 | 3.0002e-05 | 597.7917 | 0.00229 | 390.3546 | 9.869e-06
| 391.2231 | 0.00041391 | 391.2231 | 0.41352 | 390.4669 | 0.16117 | 390.4669 | 9.1849e-06 | 326.2 | 0.00065769 | 391.2231 | 0.00178 | 326.2 | -0.00077756 | 326.2 | 0.00069354 | 390.4669 | 7.8814e-06 | 390.4669 | 5.7759e-06 | 391.2231 | 0 | 597.9505 | 0.00378 | 597.9505 | 0.00494 | 597.0305 | 0 | 597.9505 | 0.00218 | 390.4669 | 9.1852e-06
| 391.336 | 0.00116 | 391.336 | 0.40035 | 390.5793 | 0.16263 | 390.5793 | 9.2073e-06 | 326.41 | -0.0012985 | 391.336 | 0.00266 | 326.41 | -0.0014878 | 326.41 | -0.00024923 | 390.5793 | 8.7011e-06 | 390.5793 | 5.2379e-06 | 391.336 | 0 | 598.1094 | 0.00203 | 598.1094 | 0.00438 | 597.1898 | 1.0001e-05 | 598.1094 | 0.00232 | 390.5793 | 9.645e-06
| 391.4488 | 0 | 391.4488 | 0.39217 | 390.6916 | 0.17003 | 390.6916 | 8.0312e-06 | 326.62 | -0.00042159 | 391.4488 | 0.00252 | 326.62 | -0.00026098 | 326.62 | -0.00041178 | 390.6916 | 1.0598e-05 | 390.6916 | 6.8411e-06 | 391.4488 | 0 | 598.2682 | 0.00154 | 598.2682 | 0.00527 | 597.3492 | 6.6672e-06 | 598.2682 | 0.00219 | 390.6916 | 1.1025e-05
| 391.5617 | 0.00037433 | 391.5617 | 0.38235 | 390.8039 | 0.17226 | 390.8039 | 7.5943e-06 | 326.84 | -0.0032547 | 391.5617 | 0.00173 | 326.84 | -0.00087442 | 326.84 | -0.0039877 | 390.8039 | 1.0938e-05 | 390.8039 | 6.4128e-06 | 391.5617 | 0 | 598.4271 | 0.00285 | 598.4271 | 0.00401 | 597.5086 | 3.0002e-05 | 598.4271 | 0.00224 | 390.8039 | 1.2628e-05
| 391.6746 | 0 | 391.6746 | 0.37955 | 390.9163 | 0.18224 | 390.9163 | 8.3e-06 | 327.05 | 0.0021754 | 391.6746 | 0.0009558 | 327.05 | -0.00042241 | 327.05 | 0.00066102 | 390.9163 | 1.0844e-05 | 390.9163 | 6.6324e-06 | 391.6746 | 0 | 598.5859 | 0.00391 | 598.5859 | 0.0033 | 597.668 | 0 | 598.5859 | 0.00212 | 390.9163 | 1.251e-05
| 391.7874 | 0.00024855 | 391.7874 | 0.37039 | 391.0287 | 0.18672 | 391.0287 | 9.2521e-06 | 327.26 | -0.0020742 | 391.7874 | 0 | 327.26 | -6.7263e-05 | 327.26 | -0.0015822 | 391.0287 | 1.0177e-05 | 391.0287 | 5.8857e-06 | 391.7874 | 3.7485e-05 | 598.7448 | 0.0025 | 598.7448 | 0.00406 | 597.8274 | 0 | 598.7448 | 0.00216 | 391.0287 | 1.0565e-05
| 391.9003 | 0.00089982 | 391.9003 | 0.362 | 391.141 | 0.19341 | 391.141 | 9.4649e-06 | 327.47 | -0.00042159 | 391.9003 | 0.00072869 | 327.47 | -0.00071299 | 327.47 | 0.00049847 | 391.141 | 8.7245e-06 | 391.141 | 5.6661e-06 | 391.9003 | 0 | 598.9037 | 0.00347 | 598.9037 | 0.00439 | 597.9868 | 0 | 598.9037 | 0.0021 | 391.141 | 8.3834e-06
| 392.0131 | 0 | 392.0131 | 0.35936 | 391.2534 | 0.19629 | 391.2534 | 7.7959e-06 | 327.69 | -0.0015684 | 392.0131 | 0.00102 | 327.69 | 9.4169e-05 | 327.69 | -0.0010295 | 391.2534 | 9.9542e-06 | 391.2534 | 4.3814e-06 | 392.0131 | 0 | 599.0626 | 0.0022 | 599.0626 | 0.00355 | 598.1463 | 1.0001e-05 | 599.0626 | 0.00221 | 391.2534 | 1.0565e-05
| 392.126 | 0.00019796 | 392.126 | 0.35972 | 391.3658 | 0.20434 | 391.3658 | 7.6167e-06 | 327.9 | -0.00015177 | 392.126 | 0.00124 | 327.9 | -0.0022305 | 327.9 | 0.0010511 | 391.3658 | 8.3732e-06 | 391.3658 | 4.6998e-06 | 392.126 | 0 | 599.2215 | 0.00133 | 599.2215 | 0.00519 | 598.3057 | 0 | 599.2215 | 0.00219 | 391.3658 | 1.0329e-05
| 392.2389 | 0.00048213 | 392.2389 | 0.35034 | 391.4782 | 0.21131 | 391.4782 | 7.2247e-06 | 328.11 | -0.00072515 | 392.2389 | 0.00317 | 328.11 | -0.0023273 | 328.11 | -0.00044429 | 391.4782 | 9.919e-06 | 391.4782 | 4.601e-06 | 392.2389 | 0 | 599.3804 | 0.00276 | 599.3804 | 0.00352 | 598.4651 | 3.0002e-05 | 599.3804 | 0.00223 | 391.4782 | 1.0683e-05
| 392.3517 | 0.00077385 | 392.3517 | 0.34992 | 391.5906 | 0.22222 | 391.5906 | 8.3784e-06 | 328.33 | 0.00032042 | 392.3517 | 0.00141 | 328.33 | 2.9596e-05 | 328.33 | -0.001322 | 391.5906 | 9.5911e-06 | 391.5906 | 7.5878e-06 | 392.3517 | 0 | 599.5393 | 0.00277 | 599.5393 | 0.00367 | 598.6245 | 0 | 599.5393 | 0.00208 | 391.5906 | 8.2655e-06
| 392.4646 | 0.00039229 | 392.4646 | 0.34646 | 391.703 | 0.22408 | 391.703 | 8.2664e-06 | 328.54 | -0.0016695 | 392.4646 | 0.00215 | 328.54 | -0.0016493 | 328.54 | -0.00070437 | 391.703 | 1.232e-05 | 391.703 | 7.9172e-06 | 392.4646 | 1.8743e-05 | 599.6982 | 0.00131 | 599.6982 | 0.00276 | 598.784 | 3.0002e-05 | 599.6982 | 0.00214 | 391.703 | 7.5816e-06
| 392.5774 | 0.00041391 | 392.5774 | 0.34439 | 391.8154 | 0.23154 | 391.8154 | 9.5433e-06 | 328.75 | 0.00099496 | 392.5774 | 0.00212 | 328.75 | 0.00015874 | 328.75 | 0.00069354 | 391.8154 | 1.1805e-05 | 391.8154 | 9.191e-06 | 392.5774 | 0 | 599.8572 | 0.00107 | 599.8572 | 0.00508 | 598.9434 | 6.6672e-06 | 599.8572 | 0.00213 | 391.8154 | 7.3458e-06
| 392.6903 | 0.00026652 | 392.6903 | 0.33713 | 391.9278 | 0.23858 | 391.9278 | 9.7337e-06 | 328.97 | -0.0015684 | 392.6903 | 0.00224 | 328.97 | -0.0015847 | 328.97 | -0.0013871 | 391.9278 | 1.1594e-05 | 391.9278 | 8.1258e-06 | 392.6903 | 0 | 600.0161 | 0.00194 | 600.0161 | 0.00262 | 599.1029 | 1.0001e-05 | 600.0161 | 0.00229 | 391.9278 | 9.5271e-06
| 392.8031 | 1.7997e-05 | 392.8031 | 0.3323 | 392.0402 | 0.24241 | 392.0402 | 1.0227e-05 | 329.18 | -0.0001855 | 392.8031 | 0.0013 | 329.18 | -0.0013264 | 329.18 | -0.0013871 | 392.0402 | 9.0524e-06 | 392.0402 | 1.0805e-05 | 392.8031 | 0 | 600.175 | 0.00204 | 600.175 | 0.00503 | 599.2623 | 6.6672e-06 | 600.175 | 0.00222 | 392.0402 | 9.869e-06
| 392.916 | 0 | 392.916 | 0.33756 | 392.1526 | 0.2542 | 392.1526 | 9.0168e-06 | 329.39 | -0.0001855 | 392.916 | 0.00329 | 329.39 | -0.00097128 | 329.39 | -0.0014196 | 392.1526 | 9.2984e-06 | 392.1526 | 1.0377e-05 | 392.916 | 0 | 600.334 | 0.00304 | 600.334 | 0.00517 | 599.4218 | 0 | 600.334 | 0.00234 | 392.1526 | 1.1367e-05
| 393.0288 | 0.00091782 | 393.0288 | 0.33035 | 392.265 | 0.26366 | 392.265 | 9.4649e-06 | 329.61 | -1.6864e-05 | 393.0288 | 0.00189 | 329.61 | 0.0007076 | 329.61 | 0.0020915 | 392.265 | 9.0759e-06 | 392.265 | 7.9172e-06 | 393.0288 | 0 | 600.4929 | 0.00251 | 600.4929 | 0.00482 | 599.5813 | 6.6672e-06 | 600.4929 | 0.00224 | 392.265 | 7.9235e-06
| 393.1417 | 0.00010482 | 393.1417 | 0.32459 | 392.3775 | 0.27236 | 392.3775 | 8.9944e-06 | 329.82 | -0.00062396 | 393.1417 | 0.00136 | 329.82 | 0.00044931 | 329.82 | -0.00037928 | 392.3775 | 1.0259e-05 | 392.3775 | 6.4128e-06 | 393.1417 | 0 | 600.6519 | 0.00273 | 600.6519 | 0.00343 | 599.7408 | 3.0002e-05 | 600.6519 | 0.00234 | 392.3775 | 9.9869e-06
| 393.2545 | 0.00041391 | 393.2545 | 0.31957 | 392.4899 | 0.27457 | 392.4899 | 9.0168e-06 | 330.03 | 0.00086005 | 393.2545 | 0.00169 | 330.03 | 0.00028789 | 330.03 | -0.00057433 | 392.4899 | 1.0961e-05 | 392.4899 | 5.1281e-06 | 393.2545 | 0 | 600.8109 | 0.00052818 | 600.8109 | 0.0029 | 599.9003 | 6.6672e-06 | 600.8109 | 0.00217 | 392.4899 | 9.9869e-06
| 393.3674 | 0.00076961 | 393.3674 | 0.31982 | 392.6023 | 0.28236 | 392.6023 | 8.524e-06 | 330.25 | 0.0011973 | 393.3674 | 0 | 330.25 | -0.0011327 | 330.25 | 0.0017338 | 392.6023 | 1.0469e-05 | 392.6023 | 7.0607e-06 | 393.3674 | 0 | 600.9698 | 0.00185 | 600.9698 | 0.00369 | 600.0598 | 1.0001e-05 | 600.9698 | 0.00225 | 392.6023 | 1.1944e-05
| 393.4802 | 0 | 393.4802 | 0.31799 | 392.7148 | 0.29692 | 392.7148 | 8.9944e-06 | 330.46 | 0.0019057 | 393.4802 | 0.00121 | 330.46 | -3.4977e-05 | 330.46 | 0.00036844 | 392.7148 | 1.02e-05 | 392.7148 | 8.9823e-06 | 393.4802 | 0 | 601.1288 | 0.00216 | 601.1288 | 0.00522 | 600.2193 | 0 | 601.1288 | 0.00213 | 392.7148 | 9.9869e-06
| 393.5931 | 0 | 393.5931 | 0.31347 | 392.8272 | 0.29545 | 392.8272 | 8.916e-06 | 330.67 | 0.00025296 | 393.5931 | 0.00309 | 330.67 | -0.0015524 | 330.67 | -0.00076939 | 392.8272 | 1.0305e-05 | 392.8272 | 8.3454e-06 | 393.5931 | 0.00046859 | 601.2878 | 0.00178 | 601.2878 | 0.00357 | 600.3788 | 0 | 601.2878 | 0.0022 | 392.8272 | 1.0329e-05
| 393.7059 | 0 | 393.7059 | 0.30666 | 392.9397 | 0.30419 | 392.9397 | 8.3224e-06 | 330.89 | 0.0010961 | 393.7059 | 0.00033123 | 330.89 | 0.00022331 | 330.89 | 0.00049847 | 392.9397 | 1.0879e-05 | 392.9397 | 6.5226e-06 | 393.7059 | 0 | 601.4468 | 0.00163 | 601.4468 | 0.00413 | 600.5383 | 0 | 601.4468 | 0.00207 | 392.9397 | 9.7629e-06
| 393.8188 | 0 | 393.8188 | 0.30482 | 393.0521 | 0.31322 | 393.0521 | 8.524e-06 | 331.1 | 0.00079259 | 393.8188 | 0.0013 | 331.1 | -0.0017784 | 331.1 | 0.0010836 | 393.0521 | 1.0388e-05 | 393.0521 | 5.8857e-06 | 393.8188 | 0 | 601.6059 | 0.00144 | 601.6059 | 0.00415 | 600.6978 | 1.0001e-05 | 601.6059 | 0.00216 | 393.0521 | 1.0105e-05
| 393.9316 | 0 | 393.9316 | 0.29844 | 393.1646 | 0.3255 | 393.1646 | 8.5576e-06 | 331.31 | -0.00082632 | 393.9316 | 0.00198 | 331.31 | -0.0010036 | 331.31 | -0.0010295 | 393.1646 | 9.029e-06 | 393.1646 | 8.9823e-06 | 393.9316 | 0 | 601.7649 | 0.00178 | 601.7649 | 0.00469 | 600.8573 | 0 | 601.7649 | 0.00209 | 393.1646 | 1.1025e-05
| 394.0445 | 0.0006079 | 394.0445 | 0.29145 | 393.2771 | 0.33243 | 393.2771 | 1.0092e-05 | 331.53 | -0.0014334 | 394.0445 | 0.00136 | 331.53 | -0.0032636 | 331.53 | -0.00080189 | 393.2771 | 8.8299e-06 | 393.2771 | 1.1014e-05 | 394.0445 | 0 | 601.9239 | 0.00042662 | 601.9239 | 0.00266 | 601.0169 | 1.0001e-05 | 601.9239 | 0.00219 | 393.2771 | 1.1602e-05
| 394.1573 | 0 | 394.1573 | 0.28735 | 393.3895 | 0.34019 | 393.3895 | 9.0281e-06 | 331.74 | 0.00086005 | 394.1573 | 0.00201 | 331.74 | 0.0013533 | 331.74 | 0.0015387 | 393.3895 | 8.7714e-06 | 393.3895 | 7.2693e-06 | 394.1573 | 0.00012826 | 602.0829 | 0.00169 | 602.0829 | 0.00413 | 601.1764 | 6.6672e-06 | 602.0829 | 0.00209 | 393.3895 | 1.1708e-05
| 394.2702 | 0 | 394.2702 | 0.28264 | 393.502 | 0.34982 | 393.502 | 8.7144e-06 | 331.95 | -0.0018719 | 394.2702 | 0.00198 | 331.95 | -0.00058385 | 331.95 | 0.0016038 | 393.502 | 1.0141e-05 | 393.502 | 5.5563e-06 | 394.2702 | 0 | 602.242 | 0.00309 | 602.242 | 0.00454 | 601.336 | 1.0001e-05 | 602.242 | 0.00215 | 393.502 | 1.3784e-05
| 394.383 | 0.00032394 | 394.383 | 0.27918 | 393.6145 | 0.35851 | 393.6145 | 8.0536e-06 | 332.17 | -0.00052277 | 394.383 | 0.00249 | 332.17 | 0.0015793 | 332.17 | -0.00021673 | 393.6145 | 9.919e-06 | 393.6145 | 5.5563e-06 | 394.383 | 0 | 602.401 | 0.00412 | 602.401 | 0.00663 | 601.4955 | 4.667e-05 | 602.401 | 0.00204 | 393.6145 | 1.3666e-05
| 394.4959 | 0 | 394.4959 | 0.27359 | 393.727 | 0.36178 | 393.727 | 8.9944e-06 | 332.38 | 0.00096123 | 394.4959 | 0.00187 | 332.38 | -0.0015847 | 332.38 | -0.001062 | 393.727 | 9.6848e-06 | 393.727 | 8.016e-06 | 394.4959 | 0 | 602.5601 | 0.00144 | 602.5601 | 0.00218 | 601.6551 | 0 | 602.5601 | 0.0022 | 393.727 | 1.5611e-05
| 394.6087 | 0.00019796 | 394.6087 | 0.26486 | 393.8395 | 0.37346 | 393.8395 | 9.0168e-06 | 332.59 | 0.0027488 | 394.6087 | 0.00178 | 332.59 | 0.0013211 | 332.59 | 0.0017338 | 393.8395 | 8.0219e-06 | 393.8395 | 7.8074e-06 | 394.6087 | 0.0004661 | 602.7191 | 0.00227 | 602.7191 | 0.00483 | 601.8146 | 6.6672e-06 | 602.7191 | 0.00213 | 393.8395 | 1.2404e-05
| 394.7215 | 0 | 394.7215 | 0.26208 | 393.952 | 0.3803 | 393.952 | 8.5464e-06 | 332.81 | 0.00096123 | 394.7215 | 0.00295 | 332.81 | -0.00032556 | 332.81 | -0.0023949 | 393.952 | 8.1507e-06 | 393.952 | 7.3791e-06 | 394.7215 | 0 | 602.8782 | 0.00201 | 602.8782 | 0.00485 | 601.9742 | 0 | 602.8782 | 0.00224 | 393.952 | 8.8432e-06
| 394.8344 | 0 | 394.8344 | 0.25549 | 394.0645 | 0.39358 | 394.0645 | 8.468e-06 | 333.02 | -8.4319e-05 | 394.8344 | 0.00127 | 333.02 | -0.0017784 | 333.02 | 0.00020589 | 394.0645 | 8.6777e-06 | 394.0645 | 5.5563e-06 | 394.8344 | 0.0008978 | 603.0373 | 0.00124 | 603.0373 | 0.00672 | 602.1338 | 6.6672e-06 | 603.0373 | 0.00205 | 394.0645 | 9.9869e-06
| 394.9472 | 6.8875e-05 | 394.9472 | 0.25147 | 394.177 | 0.39753 | 394.177 | 9.0953e-06 | 333.24 | -0.0023104 | 394.9472 | 0.00176 | 333.24 | 0.0018699 | 333.24 | 0.00085607 | 394.177 | 9.3218e-06 | 394.177 | 5.4575e-06 | 394.9472 | 0 | 603.1963 | 0.00246 | 603.1963 | 0.00348 | 602.2934 | 0 | 603.1963 | 0.00217 | 394.177 | 7.5816e-06
| 395.06 | 0 | 395.06 | 0.24499 | 394.2895 | 0.41441 | 394.2895 | 8.8712e-06 | 333.45 | 0.00075887 | 395.06 | 0.00178 | 333.45 | 0.0020636 | 333.45 | 0.00027091 | 394.2895 | 9.4272e-06 | 394.2895 | 4.0629e-06 | 395.06 | 0.00010949 | 603.3554 | 0.00356 | 603.3554 | 0.00543 | 602.453 | 0 | 603.3554 | 0.00209 | 394.2895 | 9.5271e-06
| 395.1729 | 0 | 395.1729 | 0.23746 | 394.402 | 0.41757 | 394.402 | 8.9496e-06 | 333.66 | 0.00075887 | 395.1729 | 0.00119 | 333.66 | -0.0011004 | 333.66 | -0.00021673 | 394.402 | 9.0993e-06 | 394.402 | 4.601e-06 | 395.1729 | 0.00028115 | 603.5145 | 0.00163 | 603.5145 | 0.00297 | 602.6126 | 0 | 603.5145 | 0.00226 | 394.402 | 9.3031e-06
| 395.2857 | 0 | 395.2857 | 0.23582 | 394.5146 | 0.43079 | 394.5146 | 7.9527e-06 | 333.88 | -0.00059023 | 395.2857 | 0.00201 | 333.88 | -0.00058385 | 333.88 | 0.0011487 | 394.5146 | 9.0993e-06 | 394.5146 | 3.6347e-06 | 395.2857 | 0 | 603.6736 | 0.00197 | 603.6736 | 0.00519 | 602.7722 | 6.6672e-06 | 603.6736 | 0.00216 | 394.5146 | 1.2746e-05
| 395.3986 | 0.00039229 | 395.3986 | 0.23033 | 394.6271 | 0.4333 | 394.6271 | 9.0505e-06 | 334.09 | 0.00015177 | 395.3986 | 0.00241 | 334.09 | 0.002451 | 334.09 | -0.00089942 | 394.6271 | 1.0165e-05 | 394.6271 | 4.0629e-06 | 395.3986 | 0 | 603.8328 | 0.00154 | 603.8328 | 0.00339 | 602.9318 | 3.0002e-05 | 603.8328 | 0.00226 | 394.6271 | 1.5505e-05
| 395.5114 | 0.00025195 | 395.5114 | 0.22301 | 394.7396 | 0.44825 | 394.7396 | 9.3641e-06 | 334.3 | 0.00086005 | 395.5114 | 0.00232 | 334.3 | -0.0010036 | 334.3 | -0.00021673 | 394.7396 | 1.0095e-05 | 394.7396 | 6.4128e-06 | 395.5114 | 0 | 603.9919 | 0.00189 | 603.9919 | 0.00401 | 603.0914 | 0 | 603.9919 | 0.00211 | 394.7396 | 1.3088e-05
| 395.6242 | 0 | 395.6242 | 0.21771 | 394.8522 | 0.45081 | 394.8522 | 9.1289e-06 | 334.52 | -0.0010287 | 395.6242 | 0.00176 | 334.52 | 0.0013533 | 334.52 | -0.0025575 | 394.8522 | 1.0177e-05 | 394.8522 | 8.016e-06 | 395.6242 | 0 | 604.151 | 0.00192 | 604.151 | 0.00322 | 603.251 | 1.0001e-05 | 604.151 | 0.00224 | 394.8522 | 1.4232e-05
| 395.7371 | 0 | 395.7371 | 0.21155 | 394.9647 | 0.46976 | 394.9647 | 8.0872e-06 | 334.73 | 0.00096123 | 395.7371 | 0.00107 | 334.73 | 0.0015793 | 334.73 | 0.0012787 | 394.9647 | 9.2164e-06 | 394.9647 | 9.6192e-06 | 395.7371 | 0.00014702 | 604.3101 | 0.00204 | 604.3101 | 0.00476 | 603.4107 | 0 | 604.3101 | 0.00211 | 394.9647 | 1.1025e-05
| 395.8499 | 0.00094928 | 395.8499 | 0.20942 | 395.0773 | 0.47478 | 395.0773 | 7.6167e-06 | 334.94 | 0.00086005 | 395.8499 | 0.00056294 | 334.94 | -0.00035784 | 334.94 | -0.0023949 | 395.0773 | 9.8488e-06 | 395.0773 | 7.5878e-06 | 395.8499 | 0 | 604.4693 | 0.00321 | 604.4693 | 0.00397 | 603.5703 | 1.0001e-05 | 604.4693 | 0.00226 | 395.0773 | 1.2864e-05
| 395.9627 | 0.00037793 | 395.9627 | 0.19829 | 395.1898 | 0.48728 | 395.1898 | 7.7399e-06 | 335.16 | 0.00015177 | 395.9627 | 0.00272 | 335.16 | 9.4169e-05 | 335.16 | -0.00057433 | 395.1898 | 1.0095e-05 | 395.1898 | 6.6324e-06 | 395.9627 | 0.0001658 | 604.6284 | 0.00166 | 604.6284 | 0.00552 | 603.7299 | 0 | 604.6284 | 0.00209 | 395.1898 | 7.4637e-06
| 396.0756 | 0 | 396.0756 | 0.19572 | 395.3024 | 0.49174 | 395.3024 | 7.5831e-06 | 335.37 | -0.00042159 | 396.0756 | 0.00295 | 335.37 | -0.0035541 | 335.37 | -0.0022323 | 395.3024 | 1.0364e-05 | 395.3024 | 4.9194e-06 | 396.0756 | 0 | 604.7876 | 0.00306 | 604.7876 | 0.00448 | 603.8896 | 1.0001e-05 | 604.7876 | 0.00212 | 395.3024 | 1.1143e-05
| 396.1884 | 0 | 396.1884 | 0.18966 | 395.415 | 0.50213 | 395.415 | 7.5383e-06 | 335.59 | 0.00015177 | 396.1884 | 0.00203 | 335.59 | 0.0010305 | 335.59 | 7.5855e-05 | 395.415 | 1.0095e-05 | 395.415 | 4.601e-06 | 396.1884 | 0 | 604.9467 | 0.00251 | 604.9467 | 0.00633 | 604.0492 | 0 | 604.9467 | 0.002 | 395.415 | 9.1852e-06
| 396.3012 | 0 | 396.3012 | 0.18778 | 395.5275 | 0.49908 | 395.5275 | 9.0505e-06 | 335.8 | 0.0010287 | 396.3012 | 0.00061971 | 335.8 | -0.0018752 | 335.8 | -0.00076939 | 395.5275 | 1.0305e-05 | 395.5275 | 4.601e-06 | 396.3012 | 0 | 605.1059 | 0.0021 | 605.1059 | 0.00317 | 604.2089 | 3.0002e-05 | 605.1059 | 0.00211 | 395.5275 | 1.4467e-05
| 396.414 | 0 | 396.414 | 0.18131 | 395.6401 | 0.5199 | 395.6401 | 1.0305e-05 | 336.01 | -0.00052277 | 396.414 | 0.00186 | 336.01 | 0.0024833 | 336.01 | 0.00072604 | 395.6401 | 1.006e-05 | 395.6401 | 5.5563e-06 | 396.414 | 0.0002221 | 605.2651 | 0.00166 | 605.2651 | 0.00584 | 604.3686 | 0 | 605.2651 | 0.00213 | 395.6401 | 1.0223e-05
| 396.5269 | 0 | 396.5269 | 0.17895 | 395.7527 | 0.52263 | 395.7527 | 1.0619e-05 | 336.23 | 0.00069142 | 396.5269 | 0.00454 | 336.23 | -0.0013909 | 336.23 | -0.00073687 | 395.7527 | 1.0305e-05 | 395.7527 | 5.8857e-06 | 396.5269 | 0 | 605.4243 | 0.00232 | 605.4243 | 0.00411 | 604.5282 | 3.0002e-05 | 605.4243 | 0.00222 | 395.7527 | 8.7253e-06
| 396.6397 | 0 | 396.6397 | 0.17448 | 395.8653 | 0.52543 | 395.8653 | 1.0036e-05 | 336.44 | -0.0018719 | 396.6397 | 0.00243 | 336.44 | 0.0011919 | 336.44 | 7.5855e-05 | 395.8653 | 9.1578e-06 | 395.8653 | 9.8388e-06 | 396.6397 | 0.00020334 | 605.5835 | 0.00284 | 605.5835 | 0.00559 | 604.6879 | 0 | 605.5835 | 0.00214 | 395.8653 | 4.9404e-06
| 396.7525 | 5.091e-05 | 396.7525 | 0.17148 | 395.9779 | 0.53693 | 395.9779 | 9.0168e-06 | 336.65 | -0.0030186 | 396.7525 | 0.0015 | 336.65 | 0.0017408 | 336.65 | 0.0010836 | 395.9779 | 9.3452e-06 | 395.9779 | 8.4443e-06 | 396.7525 | 0.00031865 | 605.7427 | 0.00159 | 605.7427 | 0.00357 | 604.8476 | 1.0001e-05 | 605.7427 | 0.00216 | 395.9779 | 7.0038e-06
| 396.8654 | 0 | 396.8654 | 0.16477 | 396.0905 | 0.54826 | 396.0905 | 7.9864e-06 | 336.87 | -0.00011805 | 396.8654 | 0.00215 | 336.87 | -0.0012296 | 336.87 | -0.001322 | 396.0905 | 9.029e-06 | 396.0905 | 8.7627e-06 | 396.8654 | 0 | 605.9019 | 0.00147 | 605.9019 | 0.00513 | 605.0073 | 6.6672e-06 | 605.9019 | 0.00203 | 396.0905 | 9.4092e-06
| 396.9782 | 0.00096726 | 396.9782 | 0.16036 | 396.2031 | 0.56238 | 396.2031 | 8.0872e-06 | 337.08 | 0.00042159 | 396.9782 | 0.00147 | 337.08 | 0.00032017 | 337.08 | 0.00085607 | 396.2031 | 1.0938e-05 | 396.2031 | 5.0292e-06 | 396.9782 | 0 | 606.0611 | 0.00302 | 606.0611 | 0.00366 | 605.167 | 5.0004e-05 | 606.0611 | 0.00214 | 396.2031 | 9.645e-06
| 397.091 | 0.00079184 | 397.091 | 0.15526 | 396.3157 | 0.57033 | 396.3157 | 7.9079e-06 | 337.3 | -1.6864e-05 | 397.091 | 0.00135 | 337.3 | -0.0013587 | 337.3 | -0.00054182 | 396.3157 | 1.1664e-05 | 396.3157 | 7.0607e-06 | 397.091 | 0 | 606.2203 | 0.00225 | 606.2203 | 0.00396 | 605.3267 | 0 | 606.2203 | 0.00203 | 396.3157 | 8.0414e-06
| 397.2038 | 3.2945e-05 | 397.2038 | 0.15544 | 396.4283 | 0.57656 | 396.4283 | 8.0872e-06 | 337.51 | -0.001602 | 397.2038 | 0.00187 | 337.51 | -0.0028116 | 337.51 | 1.0836e-05 | 396.4283 | 1.2507e-05 | 396.4283 | 5.8857e-06 | 397.2038 | 0 | 606.3795 | 0.00175 | 606.3795 | 0.00455 | 605.4864 | 3.0002e-05 | 606.3795 | 0.00218 | 396.4283 | 9.3031e-06
| 397.3166 | 0 | 397.3166 | 0.14876 | 396.5409 | 0.59641 | 396.5409 | 7.6951e-06 | 337.72 | 0.0013322 | 397.3166 | 0.00297 | 337.72 | 0.0028707 | 337.72 | 0.0011812 | 396.5409 | 1.1289e-05 | 396.5409 | 5.8857e-06 | 397.3166 | 0.00042856 | 606.5388 | 0.00145 | 606.5388 | 0.0028 | 605.6461 | 6.6672e-06 | 606.5388 | 0.00203 | 396.5409 | 9.9869e-06
| 397.4295 | 0 | 397.4295 | 0.14488 | 396.6535 | 0.59604 | 396.6535 | 7.8295e-06 | 337.94 | -0.0021416 | 397.4295 | 0.00079001 | 337.94 | 0.0004816 | 337.94 | 0.00010836 | 396.6535 | 9.7082e-06 | 396.6535 | 5.0292e-06 | 397.4295 | 0 | 606.698 | 0.00215 | 606.698 | 0.00469 | 605.8059 | 3.0002e-05 | 606.698 | 0.00223 | 396.6535 | 9.7629e-06
| 397.5423 | 0.00091782 | 397.5423 | 0.13901 | 396.7662 | 0.60289 | 396.7662 | 7.4823e-06 | 338.15 | 0.00065769 | 397.5423 | 0.00089903 | 338.15 | -0.00071299 | 338.15 | -0.001257 | 396.7662 | 8.2561e-06 | 396.7662 | 6.2042e-06 | 397.5423 | 0.00031595 | 606.8573 | 0.00122 | 606.8573 | 0.0057 | 605.9656 | 0 | 606.8573 | 0.00205 | 396.7662 | 7.4637e-06
| 397.6551 | 0.00116 | 397.6551 | 0.14125 | 396.8788 | 0.60446 | 396.8788 | 6.9334e-06 | 338.37 | 0.0011636 | 397.6551 | 0.00161 | 338.37 | -0.0014233 | 338.37 | -0.0016472 | 396.8788 | 8.1039e-06 | 396.8788 | 7.4889e-06 | 397.6551 | 0 | 607.0165 | 0.00178 | 607.0165 | 0.00311 | 606.1253 | 0 | 607.0165 | 0.00224 | 396.8788 | 8.1476e-06
| 397.7679 | 7.1987e-05 | 397.7679 | 0.13518 | 396.9915 | 0.62376 | 396.9915 | 6.4966e-06 | 338.58 | 0.00069142 | 397.7679 | 0.00192 | 338.58 | 0.00077218 | 338.58 | 0.0010836 | 396.9915 | 8.1858e-06 | 396.9915 | 6.2042e-06 | 397.7679 | 0 | 607.1758 | 0.00253 | 607.1758 | 0.00485 | 606.2851 | 0 | 607.1758 | 0.002 | 396.9915 | 8.8432e-06
| 397.8808 | 0 | 397.8808 | 0.13302 | 397.1041 | 0.62982 | 397.1041 | 8.5016e-06 | 338.79 | -0.0027826 | 397.8808 | 0.00218 | 338.79 | -0.002069 | 338.79 | -0.00021673 | 397.1041 | 8.3498e-06 | 397.1041 | 5.0292e-06 | 397.8808 | 0 | 607.3351 | 0.00259 | 607.3351 | 0.0039 | 606.4448 | 1.0001e-05 | 607.3351 | 0.0021 | 397.1041 | 9.9869e-06
| 397.9936 | 0.00055789 | 397.9936 | 0.13187 | 397.2167 | 0.6455 | 397.2167 | 9.7785e-06 | 339.01 | 0.0022766 | 397.9936 | 0.00124 | 339.01 | -0.00039012 | 339.01 | 0.00010836 | 397.2167 | 8.0687e-06 | 397.2167 | 3.8543e-06 | 397.9936 | 0 | 607.4944 | 0.00337 | 607.4944 | 0.00315 | 606.6046 | 0 | 607.4944 | 0.00194 | 397.2167 | 8.6074e-06
| 398.1064 | 0 | 398.1064 | 0.12696 | 397.3294 | 0.63863 | 397.3294 | 1.0148e-05 | 339.22 | 0.00048905 | 398.1064 | 0.00067647 | 339.22 | -0.0023919 | 339.22 | -0.001062 | 397.3294 | 9.1344e-06 | 397.3294 | 3.9531e-06 | 398.1064 | 0 | 607.6536 | 0.00178 | 607.6536 | 0.00436 | 606.7644 | 5.0004e-05 | 607.6536 | 0.00207 | 397.3294 | 1.1143e-05
| 398.2192 | 0.00034194 | 398.2192 | 0.12145 | 397.4421 | 0.65749 | 397.4421 | 8.58e-06 | 339.44 | -8.4319e-05 | 398.2192 | 0.00135 | 339.44 | -0.0011327 | 339.44 | 0.00049847 | 397.4421 | 1.0001e-05 | 397.4421 | 5.3477e-06 | 398.2192 | 0 | 607.8129 | 0.00234 | 607.8129 | 0.00445 | 606.9241 | 0 | 607.8129 | 0.00197 | 397.4421 | 1.2864e-05
| 398.332 | 0 | 398.332 | 0.12407 | 397.5547 | 0.66307 | 397.5547 | 8.1656e-06 | 339.65 | -0.00025296 | 398.332 | 0.00156 | 339.65 | -0.0020367 | 339.65 | -0.00093193 | 397.5547 | 1.0446e-05 | 397.5547 | 8.4443e-06 | 398.332 | 0 | 607.9723 | 0.00304 | 607.9723 | 0.00341 | 607.0839 | 1.0001e-05 | 607.9723 | 0.00208 | 397.5547 | 1.297e-05
| 398.4448 | 0.00070186 | 398.4448 | 0.1188 | 397.6674 | 0.67472 | 397.6674 | 7.9864e-06 | 339.86 | 0.0014672 | 398.4448 | 0.0015 | 339.86 | 0.00073989 | 339.86 | 0.0020589 | 397.6674 | 1.0282e-05 | 397.6674 | 1.0904e-05 | 398.4448 | 0 | 608.1316 | 0.00211 | 608.1316 | 0.00436 | 607.2437 | 6.6672e-06 | 608.1316 | 0.00189 | 397.6674 | 9.1852e-06
| 398.5577 | 0.00051807 | 398.5577 | 0.11885 | 397.7801 | 0.68076 | 397.7801 | 8.8376e-06 | 340.08 | -0.0017707 | 398.5577 | 0.00178 | 340.08 | -0.0025855 | 340.08 | -0.0016147 | 397.7801 | 9.919e-06 | 397.7801 | 1.0377e-05 | 398.5577 | 0 | 608.2909 | 0.00196 | 608.2909 | 0.00274 | 607.4035 | 1.0001e-05 | 608.2909 | 0.00199 | 397.7801 | 6.4261e-06
| 398.6705 | 0 | 398.6705 | 0.11457 | 397.8928 | 0.70045 | 397.8928 | 8.636e-06 | 340.29 | 0.0005565 | 398.6705 | 0.00209 | 340.29 | 0.00061074 | 340.29 | -0.001062 | 397.8928 | 9.4857e-06 | 397.8928 | 8.2356e-06 | 398.6705 | 0 | 608.4502 | 0.00237 | 608.4502 | 0.00369 | 607.5633 | 0 | 608.4502 | 0.00181 | 397.8928 | 5.2824e-06
| 398.7833 | 0.00015871 | 398.7833 | 0.11491 | 398.0054 | 0.69743 | 398.0054 | 9.3417e-06 | 340.51 | -0.0013997 | 398.7833 | 0.00019395 | 340.51 | -0.0012941 | 340.51 | -0.00086692 | 398.0054 | 9.9307e-06 | 398.0054 | 5.8857e-06 | 398.7833 | 0 | 608.6095 | 0.00238 | 608.6095 | 0.00443 | 607.7231 | 1.0001e-05 | 608.6095 | 0.002 | 398.0054 | 7.0038e-06
| 398.8961 | 0.0004679 | 398.8961 | 0.11024 | 398.1181 | 0.70882 | 398.1181 | 9.0168e-06 | 340.72 | 0.00082632 | 398.8961 | 0.00263 | 340.72 | -0.0012619 | 340.72 | -0.0019072 | 398.1181 | 9.2984e-06 | 398.1181 | 4.1727e-06 | 398.8961 | 0 | 608.7689 | 0.00351 | 608.7689 | 0.0049 | 607.8829 | 6.6672e-06 | 608.7689 | 0.002 | 398.1181 | 6.32e-06
| 399.0089 | 0 | 399.0089 | 0.11016 | 398.2308 | 0.71498 | 398.2308 | 8.6248e-06 | 340.93 | -0.0010961 | 399.0089 | 0.00053456 | 340.93 | -0.0028116 | 340.93 | -0.0035001 | 398.2308 | 9.1344e-06 | 398.2308 | 2.9978e-06 | 399.0089 | 0 | 608.9282 | 0.00219 | 608.9282 | 0.00533 | 608.0427 | 5.0004e-05 | 608.9282 | 0.00215 | 398.2308 | 8.7253e-06
| 399.1217 | 0 | 399.1217 | 0.10621 | 398.3435 | 0.72328 | 398.3435 | 8.2888e-06 | 341.15 | 0.0005565 | 399.1217 | 0.00297 | 341.15 | 0.0010305 | 341.15 | -0.00021673 | 398.3435 | 8.8534e-06 | 398.3435 | 3.5248e-06 | 399.1217 | 0 | 609.0876 | 0.00121 | 609.0876 | 0.00515 | 608.2025 | 6.6672e-06 | 609.0876 | 0.00205 | 398.3435 | 8.6074e-06
| 399.2346 | 0.00058994 | 399.2346 | 0.10739 | 398.4563 | 0.73144 | 398.4563 | 8.4792e-06 | 341.36 | -0.0011299 | 399.2346 | 0.0015 | 341.36 | -0.0004547 | 341.36 | -0.0008344 | 398.4563 | 1.0341e-05 | 398.4563 | 5.3477e-06 | 399.2346 | 0 | 609.2469 | 0.00243 | 609.2469 | 0.0048 | 608.3623 | 0 | 609.2469 | 0.00212 | 398.4563 | 1.0223e-05
| 399.3474 | 0 | 399.3474 | 0.10527 | 398.569 | 0.74276 | 398.569 | 8.4456e-06 | 341.58 | 1.6864e-05 | 399.3474 | 0.00184 | 341.58 | -0.00093899 | 341.58 | -0.00080189 | 398.569 | 1.0493e-05 | 398.569 | 6.0944e-06 | 399.3474 | 0.00069133 | 609.4063 | 0.0019 | 609.4063 | 0.00561 | 608.5222 | 2.6669e-05 | 609.4063 | 0.00201 | 398.569 | 1.2168e-05
| 399.4602 | 0.00051807 | 399.4602 | 0.10723 | 398.6817 | 0.74036 | 398.6817 | 7.8295e-06 | 341.79 | -0.0010624 | 399.4602 | 0.00178 | 341.79 | 0.00064304 | 341.79 | -0.00018422 | 398.6817 | 9.4389e-06 | 398.6817 | 5.6661e-06 | 399.4602 | 0 | 609.5657 | 0.00175 | 609.5657 | 0.00505 | 608.682 | 3.0002e-05 | 609.5657 | 0.00211 | 398.6817 | 1.1944e-05
| 399.573 | 0 | 399.573 | 0.10168 | 398.7944 | 0.75739 | 398.7944 | 7.0903e-06 | 342 | 0.00015177 | 399.573 | 0.0011 | 342 | -0.0010036 | 342 | -0.0010945 | 398.7944 | 8.8065e-06 | 398.7944 | 3.9531e-06 | 399.573 | 0 | 609.7251 | 0.00251 | 609.7251 | 0.00622 | 608.8419 | 6.6672e-06 | 609.7251 | 0.00194 | 398.7944 | 1.1367e-05
| 399.6858 | 0 | 399.6858 | 0.10175 | 398.9071 | 0.76662 | 398.9071 | 8.244e-06 | 342.22 | -0.00086005 | 399.6858 | 0.00431 | 342.22 | -0.0015202 | 342.22 | -0.0024274 | 398.9071 | 1.0423e-05 | 398.9071 | 3.5248e-06 | 399.6858 | 0 | 609.8845 | 0.00266 | 609.8845 | 0.00352 | 609.0017 | 1.0001e-05 | 609.8845 | 0.00201 | 398.9071 | 6.32e-06
| 399.7986 | 0.00026995 | 399.7986 | 0.09912 | 399.0199 | 0.7771 | 399.0199 | 8.5016e-06 | 342.43 | 0.0012648 | 399.7986 | 0.00357 | 342.43 | 0.00073989 | 342.43 | -8.6692e-05 | 399.0199 | 1.0797e-05 | 399.0199 | 3.9531e-06 | 399.7986 | 0 | 610.0438 | 0.00206 | 610.0438 | 0.00394 | 609.1616 | 0 | 610.0438 | 0.00182 | 399.0199 | 5.8601e-06
| 399.9114 | 0.00133 | 399.9114 | 0.09671 | 399.1326 | 0.78145 | 399.1326 | 8.8152e-06 | 342.65 | -0.0013322 | 399.9114 | 0.00218 | 342.65 | 0.0010628 | 342.65 | 7.5855e-05 | 399.1326 | 1.1746e-05 | 399.1326 | 7.1595e-06 | 399.9114 | 3.7485e-05 | 610.2033 | 0.00255 | 610.2033 | 0.0039 | 609.3214 | 1.0001e-05 | 610.2033 | 0.0019 | 399.1326 | 6.7798e-06
| 400.0242 | 0.00068386 | 400.0242 | 0.09724 | 399.2453 | 0.78093 | 399.2453 | 7.8295e-06 | 342.86 | -0.0021754 | 400.0242 | 0.00158 | 342.86 | 0.0010305 | 342.86 | 0.00014088 | 399.2453 | 1.006e-05 | 399.2453 | 7.9172e-06 | 400.0242 | 0.0009541 | 610.3627 | 0.00291 | 610.3627 | 0.00541 | 609.4813 | 6.6672e-06 | 610.3627 | 0.00177 | 399.2453 | 9.9869e-06
| 400.137 | 0 | 400.137 | 0.0948 | 399.3581 | 0.79319 | 399.3581 | 8.6808e-06 | 343.08 | -0.00038786 | 400.137 | 0.00263 | 343.08 | 0.00090132 | 343.08 | 0.00088859 | 399.3581 | 1.0001e-05 | 399.3581 | 6.7313e-06 | 400.137 | 0 | 610.5221 | 0.00152 | 610.5221 | 0.00339 | 609.6412 | 3.0002e-05 | 610.5221 | 0.00192 | 399.3581 | 1.4232e-05
| 400.2498 | 0.00064787 | 400.2498 | 0.08989 | 399.4708 | 0.79105 | 399.4708 | 8.468e-06 | 343.29 | 0.00028669 | 400.2498 | 0.00303 | 343.29 | 0.0013211 | 343.29 | 0.00066102 | 399.4708 | 7.9633e-06 | 399.4708 | 5.5563e-06 | 400.2498 | 0 | 610.6815 | 0.00314 | 610.6815 | 0.00548 | 609.8011 | 6.6672e-06 | 610.6815 | 0.00181 | 399.4708 | 1.5045e-05
| 400.3626 | 0.000554 | 400.3626 | 0.09038 | 399.5836 | 0.80403 | 399.5836 | 9.7001e-06 | 343.5 | -0.00038786 | 400.3626 | 0.00281 | 343.5 | 2.9596e-05 | 343.5 | 0.00088859 | 399.5836 | 8.3381e-06 | 399.5836 | 8.5541e-06 | 400.3626 | 0 | 610.8409 | 0.00189 | 610.8409 | 0.00357 | 609.961 | 1.0001e-05 | 610.8409 | 0.00188 | 399.5836 | 1.4927e-05
| 400.4754 | 0.00066587 | 400.4754 | 0.08861 | 399.6964 | 0.81162 | 399.6964 | 8.3224e-06 | 343.72 | 0.00032042 | 400.4754 | 0.00314 | 343.72 | -0.0010681 | 343.72 | 0.0013763 | 399.6964 | 8.3381e-06 | 399.6964 | 9.3008e-06 | 400.4754 | 0 | 611.0004 | 0.00309 | 611.0004 | 0.00598 | 610.1209 | 0 | 611.0004 | 0.00174 | 399.6964 | 1.0789e-05
| 400.5882 | 0.00037433 | 400.5882 | 0.08904 | 399.8091 | 0.81236 | 399.8091 | 8.3224e-06 | 343.93 | -0.0026139 | 400.5882 | 0.00255 | 343.93 | -0.0022305 | 343.93 | -0.0017121 | 399.8091 | 9.111e-06 | 399.8091 | 7.3791e-06 | 400.5882 | 0 | 611.1598 | 0.00212 | 611.1598 | 0.00373 | 610.2808 | 0 | 611.1598 | 0.00188 | 399.8091 | 8.0414e-06
| 400.7011 | 0 | 400.7011 | 0.08454 | 399.9219 | 0.81936 | 399.9219 | 7.5159e-06 | 344.15 | 0.00062396 | 400.7011 | 0.00181 | 344.15 | -0.0023919 | 344.15 | -0.0014521 | 399.9219 | 9.2398e-06 | 399.9219 | 4.0629e-06 | 400.7011 | 0 | 611.3193 | 0.00189 | 611.3193 | 0.00427 | 610.4407 | 6.6672e-06 | 611.3193 | 0.0019 | 399.9219 | 6.4261e-06
| 400.8139 | 0 | 400.8139 | 0.08344 | 400.0347 | 0.82624 | 400.0347 | 8.0872e-06 | 344.36 | -0.0022092 | 400.8139 | 0.00229 | 344.36 | -0.0011973 | 344.36 | -0.0020698 | 400.0347 | 9.7317e-06 | 400.0347 | 3.3162e-06 | 400.8139 | 0 | 611.4787 | 0.00205 | 611.4787 | 0.00464 | 610.6006 | 0 | 611.4787 | 0.00201 | 400.0347 | 5.6243e-06
| 400.9267 | 0 | 400.9267 | 0.08084 | 400.1475 | 0.82929 | 400.1475 | 7.3815e-06 | 344.58 | 0.0019731 | 400.9267 | 0.0024 | 344.58 | -0.0010036 | 344.58 | -0.00037928 | 400.1475 | 1.0446e-05 | 400.1475 | 3.6347e-06 | 400.9267 | 5.3176e-05 | 611.6382 | 0.00295 | 611.6382 | 0.00397 | 610.7605 | 0 | 611.6382 | 0.00194 | 400.1475 | 7.2279e-06
| 401.0395 | 0 | 401.0395 | 0.08025 | 400.2603 | 0.83856 | 400.2603 | 8.0872e-06 | 344.79 | -0.0029512 | 401.0395 | 0.00218 | 344.79 | -0.00093899 | 344.79 | -0.0010945 | 400.2603 | 9.7668e-06 | 400.2603 | 2.9978e-06 | 401.0395 | 0 | 611.7977 | 0.00252 | 611.7977 | 0.00338 | 610.9204 | 0 | 611.7977 | 0.00201 | 400.2603 | 7.3458e-06
| 401.1523 | 0.00035993 | 401.1523 | 0.07531 | 400.3731 | 0.84199 | 400.3731 | 9.4649e-06 | 345 | 5.0592e-05 | 401.1523 | 0.00235 | 345 | -0.0015847 | 345 | 0.0012462 | 400.3731 | 9.6263e-06 | 400.3731 | 2.6684e-06 | 401.1523 | 0 | 611.9572 | 0.00286 | 611.9572 | 0.00468 | 611.0804 | 6.6672e-06 | 611.9572 | 0.00191 | 400.3731 | 8.8432e-06
| 401.2651 | 0 | 401.2651 | 0.07449 | 400.4859 | 0.84008 | 400.4859 | 1.0451e-05 | 345.22 | 0.00079259 | 401.2651 | 0.00164 | 345.22 | -0.0013264 | 345.22 | 0.00014088 | 400.4859 | 8.7714e-06 | 400.4859 | 3.2064e-06 | 401.2651 | 0 | 612.1167 | 0.00135 | 612.1167 | 0.00281 | 611.2403 | 3.0002e-05 | 612.1167 | 0.00202 | 400.4859 | 7.6877e-06
| 401.3779 | 0.00028795 | 401.3779 | 0.07119 | 400.5987 | 0.84949 | 400.5987 | 9.0505e-06 | 345.43 | -0.00035414 | 401.3779 | 0.00311 | 345.43 | -0.0023273 | 345.43 | 0.00030341 | 400.5987 | 8.3732e-06 | 400.5987 | 7.4889e-06 | 401.3779 | 0.00067256 | 612.2762 | 0.00317 | 612.2762 | 0.00376 | 611.4003 | 6.6672e-06 | 612.2762 | 0.00188 | 400.5987 | 8.1476e-06
| 401.4907 | 0 | 401.4907 | 0.0695 | 400.7115 | 0.84783 | 400.7115 | 8.0648e-06 | 345.65 | 0.0005565 | 401.4907 | 0.00249 | 345.65 | -0.0012619 | 345.65 | -0.00024923 | 400.7115 | 8.5372e-06 | 400.7115 | 8.9823e-06 | 401.4907 | 0 | 612.4357 | 0.00135 | 612.4357 | 0.00375 | 611.5602 | 0 | 612.4357 | 0.00202 | 400.7115 | 7.2279e-06
| 401.6035 | 0.00034194 | 401.6035 | 0.06716 | 400.8243 | 0.85826 | 400.8243 | 7.4039e-06 | 345.86 | 0.00099496 | 401.6035 | 0.00215 | 345.86 | -0.00019641 | 345.86 | -0.0021023 | 400.8243 | 8.6426e-06 | 400.8243 | 9.5204e-06 | 401.6035 | 0 | 612.5952 | 0.00316 | 612.5952 | 0.00534 | 611.7202 | 6.6672e-06 | 612.5952 | 0.00185 | 400.8243 | 7.0038e-06
| 401.7163 | 0 | 401.7163 | 0.06728 | 400.9371 | 0.8637 | 400.9371 | 7.7735e-06 | 346.08 | -0.0015684 | 401.7163 | 0.00221 | 346.08 | -2.6905e-06 | 346.08 | 0.00069354 | 400.9371 | 1.0469e-05 | 400.9371 | 4.6998e-06 | 401.7163 | 0 | 612.7547 | 0.00191 | 612.7547 | 0.0035 | 611.8801 | 1.0001e-05 | 612.7547 | 0.00197 | 400.9371 | 7.4637e-06
| 401.8291 | 0.00057588 | 401.8291 | 0.06356 | 401.0499 | 0.87054 | 401.0499 | 6.7318e-06 | 346.29 | -0.00038786 | 401.8291 | 0.00238 | 346.29 | -0.00080984 | 346.29 | 0.00079106 | 401.0499 | 9.6263e-06 | 401.0499 | 3.5248e-06 | 401.8291 | 0 | 612.9142 | 0.00068489 | 612.9142 | 0.00575 | 612.0401 | 6.6672e-06 | 612.9142 | 0.00181 | 401.0499 | 9.1852e-06
| 401.9419 | 0 | 401.9419 | 0.06284 | 401.1628 | 0.87807 | 401.1628 | 7.5607e-06 | 346.51 | -0.00089378 | 401.9419 | 0.00093192 | 346.51 | -0.0010358 | 346.51 | -0.00076939 | 401.1628 | 1.006e-05 | 401.1628 | 2.0315e-06 | 401.9419 | 0 | 613.0738 | 0.00138 | 613.0738 | 0.00447 | 612.2001 | 3.0002e-05 | 613.0738 | 0.00195 | 401.1628 | 1.0683e-05
| 402.0547 | 0.00044991 | 402.0547 | 0.0588 | 401.2756 | 0.88666 | 401.2756 | 6.7766e-06 | 346.72 | -0.0005565 | 402.0547 | 0.00138 | 346.72 | 0.0014502 | 346.72 | -0.00021673 | 401.2756 | 8.3732e-06 | 401.2756 | 2.9978e-06 | 402.0547 | 0 | 613.2333 | 0.00225 | 613.2333 | 0.00418 | 612.3601 | 6.6672e-06 | 613.2333 | 0.00187 | 401.2756 | 1.0683e-05
| 402.1675 | 0.00026652 | 402.1675 | 0.05738 | 401.3884 | 0.88693 | 401.3884 | 8.3672e-06 | 346.94 | -0.0011299 | 402.1675 | 0.00374 | 346.94 | -0.0018108 | 346.94 | -0.0021998 | 401.3884 | 9.0759e-06 | 401.3884 | 3.0966e-06 | 402.1675 | 0 | 613.3928 | 0.00292 | 613.3928 | 0.00292 | 612.5201 | 1.0001e-05 | 613.3928 | 0.00206 | 401.3884 | 9.9869e-06
| 402.2803 | 0 | 402.2803 | 0.05602 | 401.5013 | 0.88745 | 401.5013 | 8.0648e-06 | 347.15 | -0.00021923 | 402.2803 | 0.00368 | 347.15 | -0.00061613 | 347.15 | 0.0022864 | 401.5013 | 8.7831e-06 | 401.5013 | 4.2825e-06 | 402.2803 | 0.00012826 | 613.5524 | 0.00216 | 613.5524 | 0.00432 | 612.6801 | 0 | 613.5524 | 0.00196 | 401.5013 | 1.0447e-05
| 402.3931 | 0 | 402.3931 | 0.05285 | 401.6141 | 0.89351 | 401.6141 | 9.1289e-06 | 347.36 | -0.00069142 | 402.3931 | 0.00227 | 347.36 | 0.00041703 | 347.36 | -0.0023624 | 401.6141 | 1.0938e-05 | 401.6141 | 3.9531e-06 | 402.3931 | 0 | 613.712 | 0.00199 | 613.712 | 0.0057 | 612.8401 | 1.0001e-05 | 613.712 | 0.00207 | 401.6141 | 8.7253e-06
| 402.5059 | 0 | 402.5059 | 0.05273 | 401.727 | 0.89768 | 401.727 | 8.4008e-06 | 347.58 | 0.0010961 | 402.5059 | 0.00218 | 347.58 | -3.4977e-05 | 347.58 | -0.0016147 | 401.727 | 1.0493e-05 | 401.727 | 5.5563e-06 | 402.5059 | 0 | 613.8715 | 0.00258 | 613.8715 | 0.00513 | 613.0001 | 6.6672e-06 | 613.8715 | 0.00185 | 401.727 | 8.8432e-06
| 402.6186 | 0.0007157 | 402.6186 | 0.05037 | 401.8399 | 0.90581 | 401.8399 | 8.1096e-06 | 347.79 | -0.00069142 | 402.6186 | 0.00386 | 347.79 | -0.0010036 | 347.79 | -0.0026549 | 401.8399 | 1.0657e-05 | 401.8399 | 4.8096e-06 | 402.6186 | 0 | 614.0311 | 0.00224 | 614.0311 | 0.00485 | 613.1601 | 3.0002e-05 | 614.0311 | 0.00203 | 401.8399 | 8.3834e-06
| 402.7314 | 0 | 402.7314 | 0.04625 | 401.9527 | 0.91005 | 401.9527 | 6.911e-06 | 348.01 | 0.003457 | 402.7314 | 0.0034 | 348.01 | 0.00015874 | 348.01 | 0.0011812 | 401.9527 | 9.5443e-06 | 401.9527 | 3.8543e-06 | 402.7314 | 0 | 614.1907 | 0.00135 | 614.1907 | 0.00494 | 613.3201 | 6.6672e-06 | 614.1907 | 0.00191 | 401.9527 | 8.2655e-06
| 402.8442 | 0 | 402.8442 | 0.04734 | 402.0656 | 0.91285 | 402.0656 | 7.7959e-06 | 348.22 | -0.00045532 | 402.8442 | 0.00459 | 348.22 | -0.0022627 | 348.22 | -0.0024598 | 402.0656 | 9.9307e-06 | 402.0656 | 3.2064e-06 | 402.8442 | 0.00063729 | 614.3503 | 0.00215 | 614.3503 | 0.00424 | 613.4802 | 1.0001e-05 | 614.3503 | 0.00193 | 402.0656 | 7.2279e-06
| 402.957 | 0.00104 | 402.957 | 0.04415 | 402.1785 | 0.91913 | 402.1785 | 8.0872e-06 | 348.44 | -0.00021923 | 402.957 | 0.00257 | 348.44 | -0.002069 | 348.44 | -8.6692e-05 | 402.1785 | 9.193e-06 | 402.1785 | 4.2825e-06 | 402.957 | 0.00035349 | 614.5099 | 0.00269 | 614.5099 | 0.00475 | 613.6402 | 0 | 614.5099 | 0.00172 | 402.1785 | 7.1218e-06
| 403.0698 | 0 | 403.0698 | 0.04423 | 402.2914 | 0.92117 | 402.2914 | 9.5769e-06 | 348.65 | -0.002108 | 403.0698 | 0.00465 | 348.65 | -0.0023273 | 348.65 | -0.0013546 | 402.2914 | 8.3147e-06 | 402.2914 | 4.3814e-06 | 403.0698 | 0 | 614.6695 | 0.00356 | 614.6695 | 0.0045 | 613.8002 | 3.0002e-05 | 614.6695 | 0.00187 | 402.2914 | 8.6074e-06
| 403.1826 | 0 | 403.1826 | 0.04086 | 402.4042 | 0.92477 | 402.4042 | 8.6248e-06 | 348.87 | 0.00021923 | 403.1826 | 0.00195 | 348.87 | -0.00013183 | 348.87 | 0.00079106 | 402.4042 | 7.3075e-06 | 402.4042 | 4.6998e-06 | 403.1826 | 0 | 614.8291 | 0.0034 | 614.8291 | 0.00438 | 613.9603 | 0 | 614.8291 | 0.00184 | 402.4042 | 1.4232e-05
| 403.2954 | 0.00075165 | 403.2954 | 0.0398 | 402.5171 | 0.92696 | 402.5171 | 9.3081e-06 | 349.08 | 0.00028669 | 403.2954 | 0.00479 | 349.08 | -0.0004547 | 349.08 | -0.00070437 | 402.5171 | 7.1084e-06 | 402.5171 | 3.5248e-06 | 403.2954 | 0 | 614.9887 | 0.00203 | 614.9887 | 0.0041 | 614.1203 | 3.0002e-05 | 614.9887 | 0.00195 | 402.5171 | 1.435e-05
| 403.4082 | 0.00026995 | 403.4082 | 0.03615 | 402.63 | 0.93324 | 402.63 | 8.5016e-06 | 349.3 | -0.0005565 | 403.4082 | 0.00516 | 349.3 | -0.00087442 | 349.3 | 0.00082357 | 402.63 | 7.0382e-06 | 402.63 | 3.6347e-06 | 403.4082 | 0 | 615.1484 | 0.00356 | 615.1484 | 0.00522 | 614.2804 | 4.667e-05 | 615.1484 | 0.00175 | 402.63 | 1.4126e-05
| 403.521 | 0.00032042 | 403.521 | 0.03661 | 402.7429 | 0.93286 | 402.7429 | 9.9129e-06 | 349.51 | -0.001366 | 403.521 | 0.00184 | 349.51 | 9.4169e-05 | 349.51 | -0.0023624 | 402.7429 | 7.6823e-06 | 402.7429 | 4.8096e-06 | 403.521 | 0 | 615.308 | 0.00231 | 615.308 | 0.00352 | 614.4405 | 3.0002e-05 | 615.308 | 0.0019 | 402.7429 | 8.8432e-06
| 403.6338 | 0 | 403.6338 | 0.03379 | 402.8558 | 0.93647 | 402.8558 | 9.6777e-06 | 349.73 | -0.00038786 | 403.6338 | 0.00397 | 349.73 | -0.0009067 | 349.73 | 0.00066102 | 402.8558 | 8.2327e-06 | 402.8558 | 5.0292e-06 | 403.6338 | 5.3176e-05 | 615.4676 | 0.00413 | 615.4676 | 0.00487 | 614.6005 | 0 | 615.4676 | 0.0018 | 402.8558 | 9.3031e-06
| 403.7466 | 0 | 403.7466 | 0.03159 | 402.9688 | 0.94841 | 402.9688 | 1.007e-05 | 349.94 | -0.0018719 | 403.7466 | 0.003 | 349.94 | -0.00051927 | 349.94 | -0.0018747 | 402.9688 | 9.5092e-06 | 402.9688 | 5.2379e-06 | 403.7466 | 0 | 615.6273 | 0.00182 | 615.6273 | 0.00404 | 614.7606 | 1.0001e-05 | 615.6273 | 0.00188 | 402.9688 | 1.0447e-05
| 403.8594 | 7.1987e-05 | 403.8594 | 0.03106 | 403.0817 | 0.94538 | 403.0817 | 8.7368e-06 | 350.16 | 0.0011299 | 403.8594 | 0.00249 | 350.16 | 0.00028789 | 350.16 | 0.00085607 | 403.0817 | 9.0524e-06 | 403.0817 | 3.7445e-06 | 403.8594 | 0 | 615.7869 | 0.00283 | 615.7869 | 0.00622 | 614.9207 | 6.6672e-06 | 615.7869 | 0.00177 | 403.0817 | 9.5271e-06
| 403.9721 | 0.00023058 | 403.9721 | 0.03087 | 403.1946 | 0.94591 | 403.1946 | 9.1289e-06 | 350.37 | 0.00099496 | 403.9721 | 0.00346 | 350.37 | 0.00035245 | 350.37 | 0.0019289 | 403.1946 | 8.8065e-06 | 403.1946 | 3.3162e-06 | 403.9721 | 0 | 615.9466 | 0.00266 | 615.9466 | 0.00371 | 615.0808 | 3.0002e-05 | 615.9466 | 0.00194 | 403.1946 | 7.9235e-06
| 404.0849 | 5.399e-05 | 404.0849 | 0.0293 | 403.3075 | 0.95441 | 403.3075 | 9.4873e-06 | 350.59 | -0.0011299 | 404.0849 | 0.0036 | 350.59 | 0.00061074 | 350.59 | -0.00089942 | 403.3075 | 7.612e-06 | 403.3075 | 4.8096e-06 | 404.0849 | 0 | 616.1063 | 0.00258 | 616.1063 | 0.00515 | 615.2409 | 2.6669e-05 | 616.1063 | 0.00189 | 403.3075 | 6.8859e-06
| 404.1977 | 0 | 404.1977 | 0.02762 | 403.4205 | 0.95445 | 403.4205 | 9.8793e-06 | 350.8 | -0.00062396 | 404.1977 | 0.00281 | 350.8 | -0.002973 | 350.8 | -0.001062 | 403.4205 | 8.8065e-06 | 403.4205 | 6.4128e-06 | 404.1977 | 0.00031865 | 616.2659 | 0.003 | 616.2659 | 0.00373 | 615.401 | 0 | 616.2659 | 0.00211 | 403.4205 | 9.9869e-06
| 404.3105 | 0.00025195 | 404.3105 | 0.0277 | 403.5334 | 0.95838 | 403.5334 | 8.8936e-06 | 351.01 | 0.00096123 | 404.3105 | 0.00084224 | 351.01 | 0.0013211 | 351.01 | 0.0023515 | 403.5334 | 8.6191e-06 | 403.5334 | 6.6324e-06 | 404.3105 | 0 | 616.4256 | 0.00373 | 616.4256 | 0.00475 | 615.5611 | 2.6669e-05 | 616.4256 | 0.00198 | 403.5334 | 9.869e-06
| 404.4233 | 0 | 404.4233 | 0.02611 | 403.6463 | 0.964 | 403.6463 | 7.7175e-06 | 351.23 | -0.0029174 | 404.4233 | 0.00201 | 351.23 | -0.0024564 | 351.23 | -0.0015822 | 403.6463 | 8.502e-06 | 403.6463 | 3.9531e-06 | 404.4233 | 0 | 616.5853 | 0.00316 | 616.5853 | 0.00366 | 615.7212 | 1.0001e-05 | 616.5853 | 0.0021 | 403.6463 | 1.0683e-05
| 404.5361 | 0 | 404.5361 | 0.02532 | 403.7593 | 0.9665 | 403.7593 | 6.9671e-06 | 351.44 | -0.00089378 | 404.5361 | 0.00232 | 351.44 | 0.0022251 | 351.44 | -0.00067186 | 403.7593 | 7.6354e-06 | 403.7593 | 2.4597e-06 | 404.5361 | 0 | 616.745 | 0.00237 | 616.745 | 0.00468 | 615.8814 | 2.6669e-05 | 616.745 | 0.00182 | 403.7593 | 9.7629e-06
| 404.6489 | 0 | 404.6489 | 0.02428 | 403.8722 | 0.96293 | 403.8722 | 5.9254e-06 | 351.66 | -0.0020068 | 404.6489 | 0.00309 | 351.66 | -0.0016815 | 351.66 | -0.00015171 | 403.8722 | 8.9939e-06 | 403.8722 | 2.6684e-06 | 404.6489 | 0.00041236 | 616.9047 | 0.00226 | 616.9047 | 0.00338 | 616.0415 | 1.0001e-05 | 616.9047 | 0.00188 | 403.8722 | 8.2655e-06
| 404.7617 | 0 | 404.7617 | 0.02315 | 403.9852 | 0.96405 | 403.9852 | 5.4437e-06 | 351.87 | 0.0025127 | 404.7617 | 0.00124 | 351.87 | -0.0014556 | 351.87 | -0.00099695 | 403.9852 | 9.6028e-06 | 403.9852 | 3.7445e-06 | 404.7617 | 0.0002221 | 617.0644 | 0.00321 | 617.0644 | 0.0071 | 616.2016 | 2.6669e-05 | 617.0644 | 0.00179 | 403.9852 | 8.2655e-06
| 404.8745 | 0.00048213 | 404.8745 | 0.02533 | 404.0982 | 0.96696 | 404.0982 | 6.7766e-06 | 352.09 | -0.00059023 | 404.8745 | 0.00354 | 352.09 | -0.0023919 | 352.09 | -0.00093193 | 404.0982 | 9.7317e-06 | 404.0982 | 5.0292e-06 | 404.8745 | 0 | 617.2242 | 0.00267 | 617.2242 | 0.00346 | 616.3618 | 0 | 617.2242 | 0.00194 | 404.0982 | 5.8601e-06
| 404.9872 | 0.00041391 | 404.9872 | 0.01987 | 404.2111 | 0.97086 | 404.2111 | 8.2664e-06 | 352.3 | 0.00025296 | 404.9872 | 0.00402 | 352.3 | 0.00032017 | 352.3 | 7.5855e-05 | 404.2111 | 8.9353e-06 | 404.2111 | 4.9194e-06 | 404.9872 | 0.0001658 | 617.3839 | 0.00359 | 617.3839 | 0.00485 | 616.5219 | 6.6672e-06 | 617.3839 | 0.00182 | 404.2111 | 9.869e-06
| 405.1 | 0 | 405.1 | 0.02098 | 404.3241 | 0.98362 | 404.3241 | 9.5209e-06 | 352.52 | 0.0014672 | 405.1 | 0.00193 | 352.52 | -0.0021982 | 352.52 | -0.001257 | 404.3241 | 8.502e-06 | 404.3241 | 6.9509e-06 | 405.1 | 0 | 617.5436 | 0.00184 | 617.5436 | 0.00334 | 616.6821 | 1.0001e-05 | 617.5436 | 0.00188 | 404.3241 | 9.4092e-06
| 405.2128 | 0.00079184 | 405.2128 | 0.01987 | 404.4371 | 0.97934 | 404.4371 | 9.0281e-06 | 352.73 | 5.0592e-05 | 405.2128 | 0.00064351 | 352.73 | 0.00022331 | 352.73 | -0.001192 | 404.4371 | 8.3498e-06 | 404.4371 | 8.9823e-06 | 405.2128 | 0 | 617.7034 | 0.00237 | 617.7034 | 0.00561 | 616.8422 | 2.6669e-05 | 617.7034 | 0.00179 | 404.4371 | 9.4092e-06
| 405.3256 | 0 | 405.3256 | 0.02086 | 404.5501 | 0.97259 | 404.5501 | 9.1289e-06 | 352.95 | 0.00099496 | 405.3256 | 0.00255 | 352.95 | -0.0025855 | 352.95 | -0.0012895 | 404.5501 | 6.8508e-06 | 404.5501 | 8.8725e-06 | 405.3256 | 0 | 617.8631 | 0.00266 | 617.8631 | 0.00343 | 617.0024 | 0 | 617.8631 | 0.0019 | 404.5501 | 7.3458e-06
| 405.4384 | 0 | 405.4384 | 0.02067 | 404.6631 | 0.98023 | 404.6631 | 8.524e-06 | 353.16 | -0.00035414 | 405.4384 | 0.00368 | 353.16 | 0.00090132 | 353.16 | -0.00063934 | 404.6631 | 7.4364e-06 | 404.6631 | 6.314e-06 | 405.4384 | 0 | 618.0229 | 0.00264 | 618.0229 | 0.00563 | 617.1626 | 6.6672e-06 | 618.0229 | 0.00183 | 404.6631 | 8.0414e-06
| 405.5512 | 0 | 405.5512 | 0.0189 | 404.776 | 0.98353 | 404.776 | 7.9079e-06 | 353.38 | -0.0019057 | 405.5512 | 0.00286 | 353.38 | 0.00028789 | 353.38 | -0.0010295 | 404.776 | 8.2561e-06 | 404.776 | 2.6684e-06 | 405.5512 | 0.00046859 | 618.1826 | 0.00163 | 618.1826 | 0.00353 | 617.3228 | 3.0002e-05 | 618.1826 | 0.00193 | 404.776 | 7.4637e-06
| 405.6639 | 0 | 405.6639 | 0.01907 | 404.889 | 0.98383 | 404.889 | 6.8774e-06 | 353.59 | 0.0020068 | 405.6639 | 0.00303 | 353.59 | 0.00061074 | 353.59 | -0.00054182 | 404.889 | 8.7245e-06 | 404.889 | 3.3162e-06 | 405.6639 | 0.00031595 | 618.3424 | 0.0021 | 618.3424 | 0.00626 | 617.4829 | 0 | 618.3424 | 0.00186 | 404.889 | 6.2021e-06
| 405.7767 | 0 | 405.7767 | 0.01833 | 405.002 | 0.98256 | 405.002 | 7.4263e-06 | 353.81 | -0.0041991 | 405.7767 | 0.00414 | 353.81 | -0.00080984 | 353.81 | 0.00088859 | 405.002 | 9.4857e-06 | 405.002 | 4.1727e-06 | 405.7767 | 0 | 618.5022 | 0.00231 | 618.5022 | 0.00357 | 617.6431 | 0 | 618.5022 | 0.00196 | 405.002 | 5.1645e-06
| 405.8895 | 0 | 405.8895 | 0.01423 | 405.1151 | 0.9954 | 405.1151 | 7.0679e-06 | 354.02 | -0.0001855 | 405.8895 | 0.00277 | 354.02 | -0.00077756 | 354.02 | -0.00024923 | 405.1151 | 7.8462e-06 | 405.1151 | 4.3814e-06 | 405.8895 | 0 | 618.662 | 0.00361 | 618.662 | 0.00445 | 617.8033 | 0 | 618.662 | 0.00186 | 405.1151 | 5.8601e-06
| 406.0023 | 0.00057197 | 406.0023 | 0.01627 | 405.2281 | 0.98528 | 405.2281 | 7.3479e-06 | 354.24 | -0.00069142 | 406.0023 | 0.00408 | 354.24 | -0.0026824 | 354.24 | -0.0023624 | 405.2281 | 7.9048e-06 | 405.2281 | 4.0629e-06 | 406.0023 | 0 | 618.8218 | 0.00286 | 618.8218 | 0.00484 | 617.9635 | 1.0001e-05 | 618.8218 | 0.00198 | 405.2281 | 1.0683e-05
| 406.1151 | 0.0004859 | 406.1151 | 0.01806 | 405.3411 | 0.99027 | 405.3411 | 6.8886e-06 | 354.45 | 0.00015177 | 406.1151 | 0.00192 | 354.45 | -0.00016412 | 354.45 | 0.00040094 | 405.3411 | 5.8554e-06 | 405.3411 | 3.5248e-06 | 406.1151 | 0.00061626 | 618.9816 | 0.00286 | 618.9816 | 0.00422 | 618.1237 | 0 | 618.9816 | 0.00184 | 405.3411 | 1.205e-05
| 406.2279 | 0 | 406.2279 | 0.01602 | 405.4541 | 0.99905 | 405.4541 | 7.6167e-06 | 354.67 | -0.0022428 | 406.2279 | 0.0036 | 354.67 | -0.0025533 | 354.67 | -0.0020372 | 405.4541 | 6.5698e-06 | 405.4541 | 5.0292e-06 | 406.2279 | 0 | 619.1414 | 0.00158 | 619.1414 | 0.00315 | 618.284 | 3.0002e-05 | 619.1414 | 0.00188 | 405.4541 | 1.5965e-05
| 406.3406 | 0 | 406.3406 | 0.01656 | 405.5672 | 0.99933 | 405.5672 | 8.4456e-06 | 354.88 | -0.0018719 | 406.3406 | 0.00249 | 354.88 | -0.00022869 | 354.88 | -0.0011595 | 405.5672 | 6.8976e-06 | 405.5672 | 5.5563e-06 | 406.3406 | 0.00018456 | 619.3012 | 0.00112 | 619.3012 | 0.00311 | 618.4442 | 0 | 619.3012 | 0.00171 | 405.5672 | 1.205e-05
| 406.4534 | 0.00057197 | 406.4534 | 0.01776 | 405.6802 | 1 | 405.6802 | 7.6951e-06 | 355.1 | -0.0010624 | 406.4534 | 0.00442 | 355.1 | -0.0012619 | 355.1 | 0.00098612 | 405.6802 | 6.8391e-06 | 405.6802 | 5.3477e-06 | 406.4534 | 0 | 619.461 | 0.00234 | 619.461 | 0.00461 | 618.6044 | 3.0002e-05 | 619.461 | 0.00183 | 405.6802 | 1.2628e-05
| 406.5662 | 0 | 406.5662 | 0.0141 | 405.7932 | 0.99226 | 405.7932 | 6.6198e-06 | 355.32 | 0.001602 | 406.5662 | 0.00519 | 355.32 | -0.00061613 | 355.32 | -0.00076939 | 405.7932 | 6.6283e-06 | 405.7932 | 4.3814e-06 | 406.5662 | 0 | 619.6208 | 0.00298 | 619.6208 | 0.00485 | 618.7646 | 6.6672e-06 | 619.6208 | 0.00188 | 405.7932 | 7.6877e-06
| 406.679 | 0.00058994 | 406.679 | 0.01457 | 405.9063 | 0.99405 | 405.9063 | 6.0486e-06 | 355.53 | 0.0009275 | 406.679 | 0.00539 | 355.53 | 0.00015874 | 355.53 | -0.00028175 | 405.9063 | 7.0382e-06 | 405.9063 | 4.1727e-06 | 406.679 | 0 | 619.7807 | 0.00307 | 619.7807 | 0.00311 | 618.9249 | 1.0001e-05 | 619.7807 | 0.002 | 405.9063 | 9.645e-06
| 406.7918 | 0 | 406.7918 | 0.01307 | 406.0193 | 0.99593 | 406.0193 | 7.5831e-06 | 355.75 | 5.0592e-05 | 406.7918 | 0.00303 | 355.75 | -0.00039012 | 355.75 | 0.00072604 | 406.0193 | 7.0265e-06 | 406.0193 | 5.9846e-06 | 406.7918 | 5.3176e-05 | 619.9405 | 0.00197 | 619.9405 | 0.00274 | 619.0851 | 0 | 619.9405 | 0.00192 | 406.0193 | 8.1476e-06
| 406.9045 | 0 | 406.9045 | 0.01437 | 406.1324 | 0.9941 | 406.1324 | 8.2104e-06 | 355.96 | -0.002108 | 406.9045 | 0.00272 | 355.96 | 0.00038475 | 355.96 | -0.0025575 | 406.1324 | 5.6212e-06 | 406.1324 | 5.0292e-06 | 406.9045 | 0 | 620.1004 | 0.00229 | 620.1004 | 0.00464 | 619.2454 | 5.0004e-05 | 620.1004 | 0.00194 | 406.1324 | 1.3666e-05
| 407.0173 | 0 | 407.0173 | 0.01064 | 406.2454 | 0.99378 | 406.2454 | 8.3784e-06 | 356.18 | -0.00025296 | 407.0173 | 0.00374 | 356.18 | 6.1882e-05 | 356.18 | 0.00059601 | 406.2454 | 4.7429e-06 | 406.2454 | 4.6998e-06 | 407.0173 | 3.4411e-05 | 620.2602 | 0.00211 | 620.2602 | 0.00436 | 619.4057 | 6.6672e-06 | 620.2602 | 0.0018 | 406.2454 | 1.2404e-05
| 407.1301 | 0 | 407.1301 | 0.01318 | 406.3585 | 0.9913 | 406.3585 | 7.4823e-06 | 356.39 | 0.00021923 | 407.1301 | 0.00303 | 356.39 | 0.0012565 | 356.39 | 0.00059601 | 406.3585 | 5.1879e-06 | 406.3585 | 3.7445e-06 | 407.1301 | 0 | 620.4201 | 0.00142 | 620.4201 | 0.00482 | 619.5659 | 1.0001e-05 | 620.4201 | 0.0018 | 406.3585 | 1.4467e-05
| 407.2429 | 0 | 407.2429 | 0.01055 | 406.4716 | 0.99388 | 406.4716 | 7.0455e-06 | 356.61 | 0.0018719 | 407.2429 | 0.00192 | 356.61 | -0.0010036 | 356.61 | -0.001062 | 406.4716 | 6.1365e-06 | 406.4716 | 5.4575e-06 | 407.2429 | 0 | 620.5799 | 0.00352 | 620.5799 | 0.00466 | 619.7262 | 0 | 620.5799 | 0.00168 | 406.4716 | 1.1367e-05
| 407.3557 | 0.00134 | 407.3557 | 0.01269 | 406.5846 | 0.99338 | 406.5846 | 7.3479e-06 | 356.82 | -0.0016358 | 407.3557 | 0.00474 | 356.82 | -0.0016815 | 356.82 | -0.0015171 | 406.5846 | 5.9374e-06 | 406.5846 | 6.4128e-06 | 407.3557 | 0 | 620.7398 | 0.00131 | 620.7398 | 0.00419 | 619.8865 | 1.0001e-05 | 620.7398 | 0.00176 | 406.5846 | 1.0329e-05
| 407.4684 | 0 | 407.4684 | 0.00949 | 406.6977 | 0.99466 | 406.6977 | 7.6615e-06 | 357.04 | 0.0011299 | 407.4684 | 0.0009558 | 357.04 | -0.0015847 | 357.04 | 0.00030341 | 406.6977 | 5.5275e-06 | 406.6977 | 8.3454e-06 | 407.4684 | 0.00010949 | 620.8997 | 0.00236 | 620.8997 | 0.00445 | 620.0468 | 6.6672e-06 | 620.8997 | 0.00169 | 406.6977 | 8.5013e-06
| 407.5812 | 0.00151 | 407.5812 | 0.01183 | 406.8108 | 0.99197 | 406.8108 | 7.6951e-06 | 357.25 | -0.00079259 | 407.5812 | 0.00357 | 357.25 | -0.0024564 | 357.25 | -0.00037928 | 406.8108 | 5.4572e-06 | 406.8108 | 8.1258e-06 | 407.5812 | 0.00031865 | 621.0596 | 0.00264 | 621.0596 | 0.00452 | 620.207 | 1.0001e-05 | 621.0596 | 0.00178 | 406.8108 | 7.5816e-06
| 407.694 | 0 | 407.694 | 0.00991 | 406.9239 | 0.98615 | 406.9239 | 7.0119e-06 | 357.47 | 0.0010624 | 407.694 | 0.00377 | 357.47 | 0.00038475 | 357.47 | 1.0836e-05 | 406.9239 | 5.6914e-06 | 406.9239 | 6.2042e-06 | 407.694 | 0 | 621.2195 | 0.00323 | 621.2195 | 0.00529 | 620.3673 | 0 | 621.2195 | 0.00172 | 406.9239 | 6.32e-06
| 407.8068 | 0.00098522 | 407.8068 | 0.01004 | 407.037 | 0.98396 | 407.037 | 6.631e-06 | 357.68 | -0.00065769 | 407.8068 | 0.00263 | 357.68 | -0.002521 | 357.68 | -0.00089942 | 407.037 | 5.9491e-06 | 407.037 | 4.2825e-06 | 407.8068 | 0.00029991 | 621.3794 | 0.00172 | 621.3794 | 0.00397 | 620.5276 | 1.0001e-05 | 621.3794 | 0.00186 | 407.037 | 5.8601e-06
| 407.9196 | 0 | 407.9196 | 0.00798 | 407.1501 | 0.98268 | 407.1501 | 7.1911e-06 | 357.9 | -0.00052277 | 407.9196 | 0.00402 | 357.9 | -0.001617 | 357.9 | -0.00086692 | 407.1501 | 6.359e-06 | 407.1501 | 3.2064e-06 | 407.9196 | 0 | 621.5393 | 0.00391 | 621.5393 | 0.00587 | 620.688 | 0 | 621.5393 | 0.00178 | 407.1501 | 7.9235e-06
| 408.0323 | 0.00075165 | 408.0323 | 0.00933 | 407.2632 | 0.98124 | 407.2632 | 6.0822e-06 | 358.11 | -0.0026813 | 408.0323 | 0.00232 | 358.11 | -0.00074527 | 358.11 | -0.0018422 | 407.2632 | 6.8976e-06 | 407.2632 | 5.4575e-06 | 408.0323 | 0 | 621.6992 | 0.00274 | 621.6992 | 0.00394 | 620.8483 | 3.0002e-05 | 621.6992 | 0.00189 | 407.2632 | 1.1602e-05
| 408.1451 | 0 | 408.1451 | 0.00833 | 407.3763 | 0.98303 | 407.3763 | 6.5974e-06 | 358.33 | -0.0011636 | 408.1451 | 0.00368 | 358.33 | 0.00057846 | 358.33 | -0.001127 | 407.3763 | 6.6869e-06 | 407.3763 | 5.4575e-06 | 408.1451 | 0 | 621.8591 | 0.00382 | 621.8591 | 0.00489 | 621.0086 | 0 | 621.8591 | 0.00173 | 407.3763 | 1.1367e-05
| 408.2579 | 0.00118 | 408.2579 | 0.00784 | 407.4894 | 0.97379 | 407.4894 | 6.239e-06 | 358.54 | -0.00065769 | 408.2579 | 0.00516 | 358.54 | -0.0011004 | 358.54 | -5.4182e-05 | 407.4894 | 7.4715e-06 | 407.4894 | 5.5563e-06 | 408.2579 | 0 | 622.0191 | 0.00123 | 622.0191 | 0.00426 | 621.1689 | 3.0002e-05 | 622.0191 | 0.00183 | 407.4894 | 9.3031e-06
| 408.3707 | 0 | 408.3707 | 0.00494 | 407.6025 | 0.98194 | 407.6025 | 7.2247e-06 | 358.76 | 0.00032042 | 408.3707 | 0.00317 | 358.76 | -0.0012296 | 358.76 | -0.0021023 | 407.6025 | 7.612e-06 | 407.6025 | 4.0629e-06 | 408.3707 | 0 | 622.179 | 0.00135 | 622.179 | 0.00464 | 621.3293 | 6.6672e-06 | 622.179 | 0.00178 | 407.6025 | 6.32e-06
| 408.4834 | 0.00046416 | 408.4834 | 0.00773 | 407.7157 | 0.96981 | 407.7157 | 6.8774e-06 | 358.98 | -0.00059023 | 408.4834 | 0.00309 | 358.98 | -0.0015202 | 358.98 | -0.00076939 | 407.7157 | 8.4318e-06 | 407.7157 | 2.5695e-06 | 408.4834 | 0.00084347 | 622.339 | 0.00189 | 622.339 | 0.0044 | 621.4896 | 5.0004e-05 | 622.339 | 0.00196 | 407.7157 | 7.1218e-06
| 408.5962 | 0 | 408.5962 | 0.00474 | 407.8288 | 0.97393 | 407.8288 | 6.2278e-06 | 359.19 | 0.0016358 | 408.5962 | 0.00311 | 359.19 | -0.0010681 | 359.19 | -0.00041178 | 407.8288 | 7.4364e-06 | 407.8288 | 1.8228e-06 | 408.5962 | 0 | 622.4989 | 0.00156 | 622.4989 | 0.0049 | 621.65 | 6.6672e-06 | 622.4989 | 0.00186 | 407.8288 | 6.8859e-06
| 408.709 | 0.00115 | 408.709 | 0.00718 | 407.9419 | 0.9653 | 407.9419 | 5.8469e-06 | 359.41 | -0.0013322 | 408.709 | 0.00351 | 359.41 | 0.0004816 | 359.41 | 0.00040094 | 407.9419 | 6.8742e-06 | 407.9419 | 2.3499e-06 | 408.709 | 0.00031865 | 622.6589 | 0.00116 | 622.6589 | 0.00392 | 621.8103 | 1.0001e-05 | 622.6589 | 0.00194 | 407.9419 | 5.9662e-06
| 408.8218 | 0 | 408.8218 | 0.00547 | 408.0551 | 0.96135 | 408.0551 | 5.9702e-06 | 359.62 | -0.00048905 | 408.8218 | 0.00337 | 359.62 | -0.00026098 | 359.62 | -0.0034351 | 408.0551 | 5.5392e-06 | 408.0551 | 3.2064e-06 | 408.8218 | 0 | 622.8188 | 0.00446 | 622.8188 | 0.00397 | 621.9707 | 0 | 622.8188 | 0.00177 | 408.0551 | 4.7046e-06
| 408.9345 | 0.00122 | 408.9345 | 0.00699 | 408.1682 | 0.9603 | 408.1682 | 5.9478e-06 | 359.84 | -0.0011299 | 408.9345 | 0.00403 | 359.84 | -9.9549e-05 | 359.84 | -0.0029475 | 408.1682 | 5.0239e-06 | 408.1682 | 4.2825e-06 | 408.9345 | 0 | 622.9788 | 0.00172 | 622.9788 | 0.00334 | 622.131 | 1.0001e-05 | 622.9788 | 0.00183 | 408.1682 | 7.0038e-06
| 409.0473 | 0 | 409.0473 | 0.00294 | 408.2813 | 0.95501 | 408.2813 | 5.8917e-06 | 360.05 | 0.0015008 | 409.0473 | 0.00223 | 360.05 | 0.00090132 | 360.05 | 4.3346e-05 | 408.2813 | 5.0122e-06 | 408.2813 | 5.2379e-06 | 409.0473 | 0.00014702 | 623.1388 | 0.00406 | 623.1388 | 0.00487 | 622.2914 | 6.6672e-06 | 623.1388 | 0.00173 | 408.2813 | 9.869e-06
| 409.1601 | 0.00058994 | 409.1601 | 0.00482 | 408.3945 | 0.95105 | 408.3945 | 5.5557e-06 | 360.27 | -0.0023441 | 409.1601 | 0.00326 | 360.27 | -0.00074527 | 360.27 | -0.0024923 | 408.3945 | 5.0474e-06 | 408.3945 | 4.3814e-06 | 409.1601 | 0 | 623.2988 | 0.00201 | 623.2988 | 0.00311 | 622.4518 | 1.0001e-05 | 623.2988 | 0.00177 | 408.3945 | 1.2404e-05
| 409.2729 | 0 | 409.2729 | 0.00282 | 408.5077 | 0.94726 | 408.5077 | 6.1046e-06 | 360.48 | 0.0023778 | 409.2729 | 0.0032 | 360.48 | 9.4169e-05 | 360.48 | -0.0013546 | 408.5077 | 4.8014e-06 | 408.5077 | 5.1281e-06 | 409.2729 | 0 | 623.4588 | 0.00257 | 623.4588 | 0.00527 | 622.6122 | 0 | 623.4588 | 0.00172 | 408.5077 | 9.9869e-06
| 409.3856 | 0.00075165 | 409.3856 | 0.00539 | 408.6208 | 0.93829 | 408.6208 | 6.0262e-06 | 360.7 | -0.0014334 | 409.3856 | 0.0042 | 360.7 | -0.0025533 | 360.7 | 0.00033593 | 408.6208 | 5.5392e-06 | 408.6208 | 3.8543e-06 | 409.3856 | 0 | 623.6188 | 0.00156 | 623.6188 | 0.00369 | 622.7726 | 1.0001e-05 | 623.6188 | 0.00183 | 408.6208 | 9.4092e-06
| 409.4984 | 0 | 409.4984 | 0.00276 | 408.734 | 0.94108 | 408.734 | 6.4742e-06 | 360.91 | -0.0010624 | 409.4984 | 0.00465 | 360.91 | 0.00041703 | 360.91 | 0.00017338 | 408.734 | 5.8554e-06 | 408.734 | 5.2379e-06 | 409.4984 | 0 | 623.7788 | 0.0022 | 623.7788 | 0.00513 | 622.933 | 6.6672e-06 | 623.7788 | 0.00182 | 408.734 | 5.7422e-06
| 409.6112 | 0 | 409.6112 | 0.00486 | 408.8472 | 0.9296 | 408.8472 | 6.6534e-06 | 361.13 | -0.00079259 | 409.6112 | 0.00445 | 361.13 | -0.00032556 | 361.13 | -0.00080189 | 408.8472 | 6.5698e-06 | 408.8472 | 4.1727e-06 | 409.6112 | 0 | 623.9388 | 0.00229 | 623.9388 | 0.00419 | 623.0934 | 0 | 623.9388 | 0.00188 | 408.8472 | 7.2279e-06
| 409.724 | 0 | 409.724 | 0.0024 | 408.9604 | 0.93284 | 408.9604 | 7.2807e-06 | 361.35 | -0.00089378 | 409.724 | 0.00476 | 361.35 | 0.0011919 | 361.35 | 0.00098612 | 408.9604 | 5.3635e-06 | 408.9604 | 4.3814e-06 | 409.724 | 0 | 624.0988 | 0.00068489 | 624.0988 | 0.00622 | 623.2538 | 0 | 624.0988 | 0.00174 | 408.9604 | 4.9404e-06
| 409.8367 | 0.00058994 | 409.8367 | 0.00463 | 409.0735 | 0.9261 | 409.0735 | 7.3479e-06 | 361.56 | 0.00069142 | 409.8367 | 0.00329 | 361.56 | -2.6905e-06 | 361.56 | -0.0008344 | 409.0735 | 5.0942e-06 | 409.0735 | 4.4912e-06 | 409.8367 | 0 | 624.2589 | 0.00226 | 624.2589 | 0.00443 | 623.4142 | 1.0001e-05 | 624.2589 | 0.00186 | 409.0735 | 8.6074e-06
| 409.9495 | 0 | 409.9495 | 0.00097331 | 409.1867 | 0.92549 | 409.1867 | 7.1463e-06 | 361.78 | 1.6864e-05 | 409.9495 | 0.00385 | 361.78 | -0.0016493 | 361.78 | -0.0010945 | 409.1867 | 5.4572e-06 | 409.1867 | 4.9194e-06 | 409.9495 | 0.00050364 | 624.4189 | 0.00279 | 624.4189 | 0.00538 | 623.5746 | 2.6669e-05 | 624.4189 | 0.00183 | 409.1867 | 6.32e-06
| 410.0623 | 5.091e-05 | 410.0623 | 0.00401 | 409.2999 | 0.91694 | 409.2999 | 6.4182e-06 | 361.99 | -5.0592e-05 | 410.0623 | 0.00326 | 361.99 | 6.1882e-05 | 361.99 | -0.0021348 | 409.2999 | 5.8905e-06 | 409.2999 | 6.2042e-06 | 410.0623 | 0 | 624.5789 | 0.00326 | 624.5789 | 0.00373 | 623.735 | 1.0001e-05 | 624.5789 | 0.00194 | 409.2999 | 6.4261e-06
| 410.175 | 0 | 410.175 | 0.00123 | 409.4131 | 0.90941 | 409.4131 | 6.7094e-06 | 362.21 | 0.00086005 | 410.175 | 0.00337 | 362.21 | -0.001165 | 362.21 | 0.00049847 | 409.4131 | 6.8391e-06 | 409.4131 | 6.2042e-06 | 410.175 | 0.00040979 | 624.739 | 0.00251 | 624.739 | 0.00513 | 623.8955 | 0 | 624.739 | 0.00174 | 409.4131 | 4.4806e-06
| 410.2878 | 0.00178 | 410.2878 | 0.00376 | 409.5263 | 0.90081 | 409.5263 | 7.0455e-06 | 362.42 | -0.00032042 | 410.2878 | 0.00354 | 362.42 | 0.00086903 | 362.42 | 0.00010836 | 409.5263 | 6.3472e-06 | 409.5263 | 7.6976e-06 | 410.2878 | 0 | 624.8991 | 0.00239 | 624.8991 | 0.00376 | 624.0559 | 0 | 624.8991 | 0.0018 | 409.5263 | 4.7046e-06
| 410.4006 | 0 | 410.4006 | 0.00172 | 409.6395 | 0.8875 | 409.6395 | 6.8326e-06 | 362.64 | 0.001231 | 410.4006 | 0.00317 | 362.64 | 0.00015874 | 362.64 | -0.0013546 | 409.6395 | 6.4644e-06 | 409.6395 | 8.1258e-06 | 410.4006 | 0.00057872 | 625.0591 | 0.00169 | 625.0591 | 0.00316 | 624.2164 | 6.6672e-06 | 625.0591 | 0.00171 | 409.6395 | 4.3627e-06
| 410.5134 | 0 | 410.5134 | 0.00267 | 409.7528 | 0.86777 | 409.7528 | 5.8357e-06 | 362.86 | 0.00011805 | 410.5134 | 0.00397 | 362.86 | -0.0012296 | 362.86 | 0.0012787 | 409.7528 | 5.3987e-06 | 409.7528 | 7.6976e-06 | 410.5134 | 0 | 625.2192 | 0.00172 | 625.2192 | 0.00385 | 624.3768 | 3.0002e-05 | 625.2192 | 0.00192 | 409.7528 | 3.9028e-06
| 410.6261 | 0.00041391 | 410.6261 | 0.00095592 | 409.866 | 0.86966 | 409.866 | 5.3205e-06 | 363.07 | 0.00048905 | 410.6261 | 0.00334 | 363.07 | -0.00071299 | 363.07 | 0.0011162 | 409.866 | 4.6843e-06 | 409.866 | 4.6998e-06 | 410.6261 | 0 | 625.3793 | 0.00375 | 625.3793 | 0.00575 | 624.5373 | 6.6672e-06 | 625.3793 | 0.00183 | 409.866 | 3.7849e-06
| 410.7389 | 0.0004462 | 410.7389 | 0.00288 | 409.9792 | 0.8653 | 409.9792 | 6.463e-06 | 363.29 | -0.0024789 | 410.7389 | 0.00411 | 363.29 | -0.0010681 | 363.29 | 0.00043346 | 409.9792 | 4.4969e-06 | 409.9792 | 2.3499e-06 | 410.7389 | 0 | 625.5394 | 0.00187 | 625.5394 | 0.00401 | 624.6977 | 3.0002e-05 | 625.5394 | 0.00187 | 409.9792 | 4.4806e-06
| 410.8517 | 0 | 410.8517 | 0.00108 | 410.0924 | 0.86686 | 410.0924 | 6.0822e-06 | 363.5 | 0.00069142 | 410.8517 | 0.00379 | 363.5 | -0.0015202 | 363.5 | -0.00067186 | 410.0924 | 4.4735e-06 | 410.0924 | 1.9217e-06 | 410.8517 | 0 | 625.6995 | 0.0038 | 625.6995 | 0.00527 | 624.8582 | 2.6669e-05 | 625.6995 | 0.00172 | 410.0924 | 5.2824e-06
| 410.9644 | 0.00035636 | 410.9644 | 0.00312 | 410.2057 | 0.85628 | 410.2057 | 5.5781e-06 | 363.72 | 0.00096123 | 410.9644 | 0.00386 | 363.72 | -0.00077756 | 363.72 | -0.0015171 | 410.2057 | 5.1527e-06 | 410.2057 | 3.6347e-06 | 410.9644 | 0 | 625.8596 | 0.00135 | 625.8596 | 0.00369 | 625.0187 | 3.0002e-05 | 625.8596 | 0.00179 | 410.2057 | 5.6243e-06
| 411.0772 | 0 | 411.0772 | 0.00101 | 410.3189 | 0.85458 | 410.3189 | 4.1444e-06 | 363.93 | 5.0592e-05 | 411.0772 | 0.00243 | 363.93 | 0.0009659 | 363.93 | 4.3346e-05 | 410.3189 | 4.9888e-06 | 410.3189 | 4.2825e-06 | 411.0772 | 0 | 626.0197 | 0.00392 | 626.0197 | 0.00571 | 625.1792 | 0 | 626.0197 | 0.00173 | 410.3189 | 6.544e-06
| 411.19 | 0 | 411.19 | 0.00336 | 410.4321 | 0.84313 | 410.4321 | 4.6708e-06 | 364.15 | -0.0032547 | 411.19 | 0.00388 | 364.15 | -0.0009067 | 364.15 | -0.0011595 | 410.4321 | 5.586e-06 | 410.4321 | 5.9846e-06 | 411.19 | 0.00011247 | 626.1798 | 0.00219 | 626.1798 | 0.00355 | 625.3397 | 1.0001e-05 | 626.1798 | 0.00179 | 410.4321 | 5.2824e-06
| 411.3028 | 0 | 411.3028 | 0.0002607 | 410.5454 | 0.83237 | 410.5454 | 4.7717e-06 | 364.37 | -0.00025296 | 411.3028 | 0.00238 | 364.37 | 0.0015793 | 364.37 | -0.00015171 | 410.5454 | 5.3401e-06 | 410.5454 | 4.1727e-06 | 411.3028 | 0 | 626.3399 | 0.00223 | 626.3399 | 0.00478 | 625.5001 | 6.6672e-06 | 626.3399 | 0.00171 | 410.5454 | 4.0207e-06
| 411.4155 | 0.00041025 | 411.4155 | 0.00238 | 410.6587 | 0.82826 | 410.6587 | 5.9254e-06 | 364.58 | -0.0013997 | 411.4155 | 0.0034 | 364.58 | -0.0023273 | 364.58 | -0.0016147 | 410.6587 | 5.3635e-06 | 410.6587 | 3.426e-06 | 411.4155 | 0.00014995 | 626.5 | 0.00266 | 626.5 | 0.00364 | 625.6607 | 3.0002e-05 | 626.5 | 0.00188 | 410.6587 | 5.2824e-06
| 411.5283 | 0 | 411.5283 | 0.0002607 | 410.7719 | 0.81841 | 410.7719 | 5.3653e-06 | 364.8 | 0.001602 | 411.5283 | 0.00425 | 364.8 | 0.0013211 | 364.8 | 0.00046596 | 410.7719 | 4.7663e-06 | 410.7719 | 3.7445e-06 | 411.5283 | 0.00050364 | 626.6602 | 0.00396 | 626.6602 | 0.00515 | 625.8212 | 6.6672e-06 | 626.6602 | 0.00181 | 410.7719 | 4.0207e-06
| 411.6411 | 8.684e-05 | 411.6411 | 0.00198 | 410.8852 | 0.81125 | 410.8852 | 6.463e-06 | 365.01 | -0.00038786 | 411.6411 | 0.00425 | 365.01 | -0.0019076 | 365.01 | -0.0037928 | 410.8852 | 4.8834e-06 | 410.8852 | 5.5563e-06 | 411.6411 | 0 | 626.8203 | 0.0018 | 626.8203 | 0.00362 | 625.9817 | 1.0001e-05 | 626.8203 | 0.00188 | 410.8852 | 4.4806e-06
| 411.7538 | 0 | 411.7538 | 0 | 410.9984 | 0.79928 | 410.9984 | 6.1046e-06 | 365.23 | 0.0018044 | 411.7538 | 0.00311 | 365.23 | -0.00035784 | 365.23 | 0.00059601 | 410.9984 | 3.8646e-06 | 410.9984 | 5.9846e-06 | 411.7538 | 0 | 626.9805 | 0.00284 | 626.9805 | 0.00589 | 626.1422 | 0 | 626.9805 | 0.00174 | 410.9984 | 1.4974e-06
| 411.8666 | 0.00098522 | 411.8666 | 0.00244 | 411.1117 | 0.78897 | 411.1117 | 5.7349e-06 | 365.45 | -0.00062396 | 411.8666 | 0.00448 | 365.45 | -0.0024887 | 365.45 | -0.00086692 | 411.1117 | 4.3681e-06 | 411.1117 | 4.8096e-06 | 411.8666 | 0.00024367 | 627.1406 | 0.00229 | 627.1406 | 0.00413 | 626.3027 | 1.0001e-05 | 627.1406 | 0.00185 | 411.1117 | 4.1386e-06
| 411.9794 | 0 | 411.9794 | 0.00043451 | 411.225 | 0.78346 | 411.225 | 3.8532e-06 | 365.66 | 0.0005565 | 411.9794 | 0.00362 | 365.66 | -0.0013264 | 365.66 | 0.00088859 | 411.225 | 4.4969e-06 | 411.225 | 3.9531e-06 | 411.9794 | 0.00031595 | 627.3008 | 0.00169 | 627.3008 | 0.00645 | 626.4633 | 0 | 627.3008 | 0.00173 | 411.225 | 5.2824e-06
| 412.0922 | 0.00039229 | 412.0922 | 0.00213 | 411.3383 | 0.76757 | 411.3383 | 4.3236e-06 | 365.88 | -0.0019393 | 412.0922 | 0.00491 | 365.88 | 0.00038475 | 365.88 | 0.00062851 | 411.3383 | 5.8671e-06 | 411.3383 | 6.314e-06 | 412.0922 | 0 | 627.461 | 0.00111 | 627.461 | 0.00211 | 626.6238 | 5.0004e-05 | 627.461 | 0.00181 | 411.3383 | 7.4637e-06
| 412.2049 | 0 | 412.2049 | 0.00015642 | 411.4516 | 0.76039 | 411.4516 | 4.6372e-06 | 366.09 | 1.6864e-05 | 412.2049 | 0.00397 | 366.09 | -0.0020367 | 366.09 | -0.00057433 | 411.4516 | 6.359e-06 | 411.4516 | 5.7759e-06 | 412.2049 | 0 | 627.6211 | 0.00163 | 627.6211 | 0.00394 | 626.7843 | 0 | 627.6211 | 0.0017 | 411.4516 | 5.8601e-06
| 412.3177 | 0.00145 | 412.3177 | 0.00253 | 411.5649 | 0.74747 | 411.5649 | 5.1637e-06 | 366.31 | -0.0012985 | 412.3177 | 0.00445 | 366.31 | 0.0022573 | 366.31 | -0.0012245 | 411.5649 | 5.5626e-06 | 411.5649 | 5.3477e-06 | 412.3177 | 0 | 627.7813 | 0.00257 | 627.7813 | 0.00308 | 626.9449 | 0 | 627.7813 | 0.00182 | 411.5649 | 5.6243e-06
| 412.4305 | 0 | 412.4305 | 0 | 411.6782 | 0.74559 | 411.6782 | 4.7156e-06 | 366.53 | -0.0013997 | 412.4305 | 0.00326 | 366.53 | -2.6905e-06 | 366.53 | 0.0010186 | 411.6782 | 4.5555e-06 | 411.6782 | 5.3477e-06 | 412.4305 | 0 | 627.9415 | 0.00358 | 627.9415 | 0.0057 | 627.1055 | 0 | 627.9415 | 0.0017 | 411.6782 | 3.3251e-06
| 412.5432 | 0.00026652 | 412.5432 | 0.00166 | 411.7915 | 0.73044 | 411.7915 | 4.2788e-06 | 366.74 | -0.0010624 | 412.5432 | 0.00417 | 366.74 | -0.0004547 | 366.74 | -0.00050931 | 411.7915 | 4.0636e-06 | 411.7915 | 5.5563e-06 | 412.5432 | 0 | 628.1017 | 0.00184 | 628.1017 | 0.0026 | 627.266 | 3.0002e-05 | 628.1017 | 0.00185 | 411.7915 | 2.6412e-06
| 412.656 | 0 | 412.656 | 6.9519e-05 | 411.9048 | 0.72678 | 411.9048 | 3.8084e-06 | 366.96 | 0.00069142 | 412.656 | 0.00402 | 366.96 | 0.0010628 | 366.96 | -0.00021673 | 411.9048 | 4.778e-06 | 411.9048 | 7.1595e-06 | 412.656 | 0 | 628.2619 | 0.00281 | 628.2619 | 0.00447 | 627.4266 | 0 | 628.2619 | 0.00183 | 411.9048 | 1.4974e-06
| 412.7688 | 0.00030245 | 412.7688 | 0.00184 | 412.0181 | 0.72123 | 412.0181 | 3.7076e-06 | 367.17 | -0.0011299 | 412.7688 | 0.00442 | 367.17 | -0.0028116 | 367.17 | -0.0027849 | 412.0181 | 4.8483e-06 | 412.0181 | 5.2379e-06 | 412.7688 | 0 | 628.4221 | 0.0018 | 628.4221 | 0.00478 | 627.5871 | 5.0004e-05 | 628.4221 | 0.00189 | 412.0181 | 1.7215e-06
| 412.8816 | 0 | 412.8816 | 0 | 412.1314 | 0.71754 | 412.1314 | 3.3155e-06 | 367.39 | -0.00089378 | 412.8816 | 0.00391 | 367.39 | 2.9596e-05 | 367.39 | 0.00043346 | 412.1314 | 4.6609e-06 | 412.1314 | 5.6661e-06 | 412.8816 | 0 | 628.5823 | 0.00338 | 628.5823 | 0.00392 | 627.7477 | 6.6672e-06 | 628.5823 | 0.00175 | 412.1314 | 2.0634e-06
| 412.9943 | 0 | 412.9943 | 0.00215 | 412.2448 | 0.70453 | 412.2448 | 4.5588e-06 | 367.61 | -0.0028838 | 412.9943 | 0.00303 | 367.61 | -0.0021658 | 367.61 | -0.00024923 | 412.2448 | 5.668e-06 | 412.2448 | 4.2825e-06 | 412.9943 | 0 | 628.7426 | 0.00285 | 628.7426 | 0.00346 | 627.9083 | 1.0001e-05 | 628.7426 | 0.00175 | 412.2448 | 4.0207e-06
| 413.1071 | 0 | 413.1071 | 0 | 412.3581 | 0.70103 | 412.3581 | 3.6179e-06 | 367.82 | 0.001231 | 413.1071 | 0.00419 | 367.82 | -0.0021336 | 367.82 | -0.00060684 | 412.3581 | 5.9725e-06 | 412.3581 | 6.2042e-06 | 413.1071 | 0 | 628.9028 | 0.00335 | 628.9028 | 0.00469 | 628.0689 | 0 | 628.9028 | 0.00168 | 412.3581 | 4.3627e-06
| 413.2199 | 0.0014 | 413.2199 | 0.00213 | 412.4714 | 0.69576 | 412.4714 | 4.3796e-06 | 368.04 | 0.00052277 | 413.2199 | 0.00334 | 368.04 | -0.0037156 | 368.04 | -0.00015171 | 412.4714 | 6.1365e-06 | 412.4714 | 7.8074e-06 | 413.2199 | 0 | 629.063 | 0.00318 | 629.063 | 0.00468 | 628.2295 | 1.0001e-05 | 629.063 | 0.00171 | 412.4714 | 5.1645e-06
| 413.3326 | 0 | 413.3326 | 0 | 412.5847 | 0.69242 | 412.5847 | 3.0019e-06 | 368.25 | 8.4319e-05 | 413.3326 | 0.00414 | 368.25 | -0.00026098 | 368.25 | 0.0022864 | 412.5847 | 5.1527e-06 | 412.5847 | 6.7313e-06 | 413.3326 | 0.00091656 | 629.2233 | 0.00309 | 629.2233 | 0.00489 | 628.3901 | 6.6672e-06 | 629.2233 | 0.00161 | 412.5847 | 3.9028e-06
| 413.4454 | 3.2945e-05 | 413.4454 | 0.00132 | 412.6981 | 0.67841 | 412.6981 | 2.9459e-06 | 368.47 | -0.0015684 | 413.4454 | 0.00547 | 368.47 | -0.00097128 | 368.47 | 0.00027091 | 412.6981 | 6.2184e-06 | 412.6981 | 5.1281e-06 | 413.4454 | 0 | 629.3835 | 0.00367 | 629.3835 | 0.00419 | 628.5507 | 1.0001e-05 | 629.3835 | 0.00178 | 412.6981 | 3.9028e-06
| 413.5582 | 0 | 413.5582 | 0 | 412.8114 | 0.67364 | 412.8114 | 2.4306e-06 | 368.69 | 0.00075887 | 413.5582 | 0.00368 | 368.69 | -0.0015202 | 368.69 | 0.00010836 | 412.8114 | 5.6212e-06 | 412.8114 | 2.4597e-06 | 413.5582 | 0.00139 | 629.5438 | 0.00424 | 629.5438 | 0.0039 | 628.7114 | 0 | 629.5438 | 0.00177 | 412.8114 | 2.4054e-06
| 413.6709 | 0.00127 | 413.6709 | 0.00295 | 412.9248 | 0.66226 | 412.9248 | 2.5874e-06 | 368.9 | 0.00075887 | 413.6709 | 0.00369 | 368.9 | -0.0013264 | 368.9 | -0.00021673 | 412.9248 | 6.0779e-06 | 412.9248 | 4.2825e-06 | 413.6709 | 0 | 629.7041 | 0.00304 | 629.7041 | 0.00306 | 628.872 | 1.0001e-05 | 629.7041 | 0.00186 | 412.9248 | 2.5233e-06
| 413.7837 | 0 | 413.7837 | 0 | 413.0382 | 0.65165 | 413.0382 | 2.9683e-06 | 369.12 | 0.0014334 | 413.7837 | 0.00402 | 369.12 | 0.00044931 | 369.12 | 0.00049847 | 413.0382 | 5.0239e-06 | 413.0382 | 3.2064e-06 | 413.7837 | 0 | 629.8643 | 0.0041 | 629.8643 | 0.00461 | 629.0326 | 6.6672e-06 | 629.8643 | 0.00177 | 413.0382 | 1.6036e-06
| 413.8965 | 0.00142 | 413.8965 | 0.0017 | 413.1515 | 0.64759 | 413.1515 | 2.7443e-06 | 369.33 | -0.00086005 | 413.8965 | 0.00366 | 369.33 | 0.0016117 | 369.33 | 0.0028717 | 413.1515 | 5.2347e-06 | 413.1515 | 5.0292e-06 | 413.8965 | 0 | 630.0246 | 0.00314 | 630.0246 | 0.00482 | 629.1932 | 5.0004e-05 | 630.0246 | 0.00181 | 413.1515 | 3.101e-06
| 414.0092 | 0 | 414.0092 | 0 | 413.2649 | 0.6408 | 413.2649 | 2.4978e-06 | 369.55 | -8.4319e-05 | 414.0092 | 0.0034 | 369.55 | 0.0015793 | 369.55 | 0.00049847 | 413.2649 | 5.9491e-06 | 413.2649 | 6.4128e-06 | 414.0092 | 1.5646e-05 | 630.1849 | 0.0033 | 630.1849 | 0.00429 | 629.3539 | 0 | 630.1849 | 0.00179 | 413.2649 | 2.1813e-06
| 414.122 | 0.00032042 | 414.122 | 0.00255 | 413.3783 | 0.63135 | 413.3783 | 2.0274e-06 | 369.77 | -0.0011299 | 414.122 | 0.00246 | 369.77 | -0.0030376 | 369.77 | -0.0013546 | 413.3783 | 5.8905e-06 | 413.3783 | 9.4106e-06 | 414.122 | 0 | 630.3452 | 0.00273 | 630.3452 | 0.00345 | 629.5145 | 1.0001e-05 | 630.3452 | 0.00183 | 413.3783 | 2.4054e-06
| 414.2348 | 0 | 414.2348 | 0 | 413.4916 | 0.62855 | 413.4916 | 2.2178e-06 | 369.98 | 0.0010287 | 414.2348 | 0.0055 | 369.98 | -0.0014878 | 369.98 | 0.00030341 | 413.4916 | 6.0193e-06 | 413.4916 | 8.016e-06 | 414.2348 | 0 | 630.5055 | 0.00394 | 630.5055 | 0.0054 | 629.6752 | 6.6672e-06 | 630.5055 | 0.00179 | 413.4916 | 8.0179e-07
| 414.3475 | 0.00067977 | 414.3475 | 0.00104 | 413.605 | 0.62112 | 413.605 | 2.3746e-06 | 370.2 | 0.00011805 | 414.3475 | 0.00454 | 370.2 | 9.4169e-05 | 370.2 | -0.0018747 | 413.605 | 5.2816e-06 | 413.605 | 6.5226e-06 | 414.3475 | 0 | 630.6658 | 0.00313 | 630.6658 | 0.00433 | 629.8359 | 0 | 630.6658 | 0.00183 | 413.605 | 1.4974e-06
| 414.4603 | 0 | 414.4603 | 0 | 413.7184 | 0.6214 | 413.7184 | 2.0834e-06 | 370.41 | 0.00069142 | 414.4603 | 0.00487 | 370.41 | 6.1882e-05 | 370.41 | -0.00034676 | 413.7184 | 5.2347e-06 | 413.7184 | 4.3814e-06 | 414.4603 | 0.0005224 | 630.8261 | 0.00424 | 630.8261 | 0.00411 | 629.9965 | 6.6672e-06 | 630.8261 | 0.00173 | 413.7184 | 1.2616e-06
| 414.5731 | 0.00073368 | 414.5731 | 0.00102 | 413.8318 | 0.60391 | 413.8318 | 2.2738e-06 | 370.63 | -0.00086005 | 414.5731 | 0.00454 | 370.63 | -0.0029407 | 370.63 | -0.00099695 | 413.8318 | 5.0474e-06 | 413.8318 | 4.601e-06 | 414.5731 | 0 | 630.9864 | 0.00271 | 630.9864 | 0.0038 | 630.1572 | 3.0002e-05 | 630.9864 | 0.00179 | 413.8318 | 8.0179e-07
| 414.6859 | 0 | 414.6859 | 0 | 413.9452 | 0.59935 | 413.9452 | 2.3522e-06 | 370.85 | -0.00021923 | 414.6859 | 0.00374 | 370.85 | -0.0006807 | 370.85 | 0.00062851 | 413.9452 | 4.3564e-06 | 413.9452 | 4.2825e-06 | 414.6859 | 0 | 631.1468 | 0.00152 | 631.1468 | 0.00348 | 630.3179 | 6.6672e-06 | 631.1468 | 0.00172 | 413.9452 | 0
| 414.7986 | 0.00122 | 414.7986 | 0.00173 | 414.0586 | 0.58552 | 414.0586 | 2.2402e-06 | 371.06 | 8.4319e-05 | 414.7986 | 0.00468 | 371.06 | -0.00093899 | 371.06 | 0.00040094 | 414.0586 | 5.1762e-06 | 414.0586 | 4.601e-06 | 414.7986 | 0 | 631.3071 | 0.00266 | 631.3071 | 0.00415 | 630.4786 | 0 | 631.3071 | 0.00186 | 414.0586 | 0
| 414.9114 | 0 | 414.9114 | 0 | 414.172 | 0.58248 | 414.172 | 1.8034e-06 | 371.28 | -0.00065769 | 414.9114 | 0.00419 | 371.28 | -0.00026098 | 371.28 | -0.00096444 | 414.172 | 5.4221e-06 | 414.172 | 6.314e-06 | 414.9114 | 0.0001658 | 631.4674 | 0.0034 | 631.4674 | 0.00636 | 630.6392 | 6.6672e-06 | 631.4674 | 0.00172 | 414.172 | 4.5985e-07
| 415.0242 | 0.00041025 | 415.0242 | 0.00173 | 414.2854 | 0.57844 | 414.2854 | 1.6241e-06 | 371.5 | -0.00069142 | 415.0242 | 0.00286 | 371.5 | -0.0004547 | 371.5 | -0.0017121 | 414.2854 | 6.7103e-06 | 414.2854 | 7.0607e-06 | 415.0242 | 0 | 631.6278 | 0.00156 | 631.6278 | 0.00484 | 630.7999 | 0 | 631.6278 | 0.00183 | 414.2854 | 6.8388e-07
| 415.1369 | 0 | 415.1369 | 0 | 414.3988 | 0.57401 | 414.3988 | 1.7474e-06 | 371.71 | -0.00079259 | 415.1369 | 0.0036 | 371.71 | -0.00048698 | 371.71 | 0.0009536 | 414.3988 | 5.3635e-06 | 414.3988 | 6.8411e-06 | 415.1369 | 0.00035349 | 631.7881 | 0.00384 | 631.7881 | 0.00584 | 630.9606 | 6.6672e-06 | 631.7881 | 0.00167 | 414.3988 | 6.8388e-07
| 415.2497 | 0.00147 | 415.2497 | 0.00128 | 414.5123 | 0.56191 | 414.5123 | 1.5681e-06 | 371.93 | -0.00086005 | 415.2497 | 0.00499 | 371.93 | -0.0013909 | 371.93 | -0.0010945 | 414.5123 | 5.6095e-06 | 414.5123 | 6.6324e-06 | 415.2497 | 0 | 631.9485 | 0.00259 | 631.9485 | 0.00448 | 631.1214 | 3.0002e-05 | 631.9485 | 0.00186 | 414.5123 | 2.2403e-07
| 415.3625 | 0 | 415.3625 | 0 | 414.6257 | 0.55273 | 414.6257 | 9.4089e-07 | 372.15 | 0.0009275 | 415.3625 | 0.00445 | 372.15 | 0.00073989 | 372.15 | -2.1673e-05 | 414.6257 | 4.4384e-06 | 414.6257 | 6.2042e-06 | 415.3625 | 0 | 632.1089 | 0.00298 | 632.1089 | 0.00536 | 631.2821 | 2.6669e-05 | 632.1089 | 0.00165 | 414.6257 | 0
| 415.4752 | 0.00046416 | 415.4752 | 0.00121 | 414.7391 | 0.55136 | 414.7391 | 1.0641e-06 | 372.36 | -0.0018044 | 415.4752 | 0.00488 | 372.36 | -0.0017784 | 372.36 | -0.0047354 | 414.7391 | 4.8834e-06 | 414.7391 | 6.0944e-06 | 415.4752 | 0 | 632.2693 | 0.00212 | 632.2693 | 0.00408 | 631.4428 | 1.0001e-05 | 632.2693 | 0.00181 | 414.7391 | 0
| 415.588 | 0 | 415.588 | 0 | 414.8526 | 0.54563 | 414.8526 | 8.8488e-07 | 372.58 | 0.00025296 | 415.588 | 0.00422 | 372.58 | 0.0024188 | 372.58 | -0.00073687 | 414.8526 | 4.0285e-06 | 414.8526 | 4.8096e-06 | 415.588 | 9.0716e-05 | 632.4296 | 0.00467 | 632.4296 | 0.00612 | 631.6035 | 0 | 632.4296 | 0.00161 | 414.8526 | 4.5985e-07
| 415.7008 | 0.00041025 | 415.7008 | 0.00114 | 414.966 | 0.53665 | 414.966 | 1.1761e-06 | 372.79 | -0.00069142 | 415.7008 | 0.00374 | 372.79 | 0.00032017 | 372.79 | -0.0013546 | 414.966 | 4.7663e-06 | 414.966 | 6.8411e-06 | 415.7008 | 0 | 632.59 | 0.00222 | 632.59 | 0.00311 | 631.7643 | 1.0001e-05 | 632.59 | 0.00181 | 414.966 | 8.0179e-07
| 415.8135 | 0 | 415.8135 | 0 | 415.0795 | 0.5313 | 415.0795 | 7.8407e-07 | 373.01 | 0.0018381 | 415.8135 | 0.00442 | 373.01 | -0.0015847 | 373.01 | 0.0019289 | 415.0795 | 6.1833e-06 | 415.0795 | 7.5878e-06 | 415.8135 | 0 | 632.7504 | 0.0019 | 632.7504 | 0.0049 | 631.925 | 0 | 632.7504 | 0.00163 | 415.0795 | 8.0179e-07
| 415.9263 | 0.0005001 | 415.9263 | 0.00101 | 415.1929 | 0.52166 | 415.1929 | 1.0641e-06 | 373.23 | 0.00028669 | 415.9263 | 0.00408 | 373.23 | -0.00048698 | 373.23 | -0.0023624 | 415.1929 | 7.2255e-06 | 415.1929 | 8.5541e-06 | 415.9263 | 0 | 632.9108 | 0.00187 | 632.9108 | 0.00364 | 632.0857 | 1.0001e-05 | 632.9108 | 0.00171 | 415.1929 | 9.197e-07
| 416.0391 | 0 | 416.0391 | 5.2137e-05 | 415.3064 | 0.51632 | 415.3064 | 8.2888e-07 | 373.44 | 0.0014672 | 416.0391 | 0.00465 | 373.44 | -0.00051927 | 373.44 | 0.0010836 | 415.3064 | 7.2724e-06 | 415.3064 | 5.8857e-06 | 416.0391 | 0 | 633.0712 | 0.00427 | 633.0712 | 0.00614 | 632.2465 | 0 | 633.0712 | 0.00164 | 415.3064 | 5.7776e-07
| 416.1518 | 0.00075165 | 416.1518 | 0.00108 | 415.4198 | 0.51333 | 415.4198 | 1.1985e-06 | 373.66 | -0.00082632 | 416.1518 | 0.00442 | 373.66 | 0.0002556 | 373.66 | 0.00075855 | 415.4198 | 6.6049e-06 | 415.4198 | 5.5563e-06 | 416.1518 | 0 | 633.2317 | 0.00278 | 633.2317 | 0.00359 | 632.4072 | 1.0001e-05 | 633.2317 | 0.00176 | 415.4198 | 5.7776e-07
| 416.2646 | 0 | 416.2646 | 0 | 415.5333 | 0.50442 | 415.5333 | 7.0567e-07 | 373.88 | 0.0011636 | 416.2646 | 0.00493 | 373.88 | 0.00064304 | 373.88 | 0.00043346 | 415.5333 | 7.085e-06 | 415.5333 | 3.7445e-06 | 416.2646 | 0 | 633.3921 | 0.00403 | 633.3921 | 0.00517 | 632.568 | 6.6672e-06 | 633.3921 | 0.00172 | 415.5333 | 0
| 416.3774 | 0.00058994 | 416.3774 | 0.00137 | 415.6468 | 0.50493 | 415.6468 | 6.7206e-07 | 374.09 | 0.0005565 | 416.3774 | 0.0051 | 374.09 | -0.00019641 | 374.09 | -0.00034676 | 415.6468 | 6.1013e-06 | 415.6468 | 4.4912e-06 | 416.3774 | 0 | 633.5525 | 0.00227 | 633.5525 | 0.00302 | 632.7288 | 1.0001e-05 | 633.5525 | 0.00177 | 415.6468 | 0
| 416.4901 | 0 | 416.4901 | 0 | 415.7603 | 0.50031 | 415.7603 | 1.0081e-07 | 374.31 | 0.00079259 | 416.4901 | 0.00592 | 374.31 | 0.00012645 | 374.31 | 0.0016038 | 415.7603 | 5.6914e-06 | 415.7603 | 4.9194e-06 | 416.4901 | 0 | 633.713 | 0.00257 | 633.713 | 0.00483 | 632.8896 | 6.6672e-06 | 633.713 | 0.0017 | 415.7603 | 0
| 416.6029 | 0.00224 | 416.6029 | 0.00060691 | 415.8737 | 0.48631 | 415.8737 | 1.7922e-07 | 374.53 | -0.00052277 | 416.6029 | 0.00326 | 374.53 | -0.0009067 | 374.53 | -0.00054182 | 415.8737 | 5.0122e-06 | 415.8737 | 4.3814e-06 | 416.6029 | 0.00031865 | 633.8734 | 0.003 | 633.8734 | 0.00411 | 633.0503 | 3.0002e-05 | 633.8734 | 0.00174 | 415.8737 | 0
| 416.7157 | 0 | 416.7157 | 0 | 415.9872 | 0.48358 | 415.9872 | 2.1282e-07 | 374.74 | 0.001602 | 416.7157 | 0.00306 | 374.74 | -0.00084214 | 374.74 | -0.0010295 | 415.9872 | 5.6914e-06 | 415.9872 | 2.9978e-06 | 416.7157 | 0.0001658 | 634.0339 | 0.00452 | 634.0339 | 0.00492 | 633.2111 | 0 | 634.0339 | 0.00168 | 415.9872 | 0
| 416.8284 | 0.00131 | 416.8284 | 0.00206 | 416.1007 | 0.48681 | 416.1007 | 2.5762e-07 | 374.96 | -0.0018381 | 416.8284 | 0.00556 | 374.96 | 0.00032017 | 374.96 | -0.00080189 | 416.1007 | 7.003e-06 | 416.1007 | 3.3162e-06 | 416.8284 | 3.7485e-05 | 634.1943 | 0.00217 | 634.1943 | 0.00466 | 633.3719 | 0 | 634.1943 | 0.00175 | 416.1007 | 0
| 416.9412 | 0 | 416.9412 | 0 | 416.2142 | 0.48027 | 416.2142 | 1.7922e-07 | 375.18 | 0.00075887 | 416.9412 | 0.00573 | 375.18 | -0.00084214 | 375.18 | 0.0010836 | 416.2142 | 7.612e-06 | 416.2142 | 6.5226e-06 | 416.9412 | 0.00040979 | 634.3548 | 0.00328 | 634.3548 | 0.00635 | 633.5327 | 6.6672e-06 | 634.3548 | 0.00172 | 416.2142 | 0
| 417.054 | 0.00069774 | 417.054 | 0.00156 | 416.3277 | 0.47162 | 416.3277 | 2.8003e-07 | 375.39 | -0.00089378 | 417.054 | 0.00505 | 375.39 | -0.00055155 | 375.39 | -0.0022973 | 416.3277 | 7.6823e-06 | 416.3277 | 9.191e-06 | 417.054 | 0 | 634.5153 | 0.0025 | 634.5153 | 0.00468 | 633.6935 | 1.0001e-05 | 634.5153 | 0.00175 | 416.3277 | 0
| 417.1668 | 0 | 417.1668 | 0 | 416.4412 | 0.46789 | 416.4412 | 2.3522e-07 | 375.61 | 0.0005565 | 417.1668 | 0.00516 | 375.61 | 0.0002556 | 375.61 | 1.0836e-05 | 416.4412 | 6.0193e-06 | 416.4412 | 7.5878e-06 | 417.1668 | 0 | 634.6757 | 0.00432 | 634.6757 | 0.00478 | 633.8543 | 0 | 634.6757 | 0.00168 | 416.4412 | 0
| 417.2795 | 0.00076961 | 417.2795 | 0.00113 | 416.5547 | 0.45741 | 416.5547 | 2.3522e-07 | 375.83 | -0.00099496 | 417.2795 | 0.00178 | 375.83 | -0.00084214 | 375.83 | 0.00020589 | 416.5547 | 5.6914e-06 | 416.5547 | 5.7759e-06 | 417.2795 | 0 | 634.8362 | 0.00304 | 634.8362 | 0.0036 | 634.0152 | 1.0001e-05 | 634.8362 | 0.00172 | 416.5547 | 0
| 417.3923 | 0 | 417.3923 | 0 | 416.6683 | 0.45827 | 416.6683 | 5.6005e-08 | 376.04 | 0.0010624 | 417.3923 | 0.00467 | 376.04 | -0.00055155 | 376.04 | -0.0008344 | 416.6683 | 4.8834e-06 | 416.6683 | 3.7445e-06 | 417.3923 | 0.00014702 | 634.9967 | 0.00363 | 634.9967 | 0.00464 | 634.176 | 0 | 634.9967 | 0.00173 | 416.6683 | 0
| 417.5051 | 0.00015871 | 417.5051 | 0.0017 | 416.7818 | 0.4522 | 416.7818 | 5.6005e-08 | 376.26 | -0.0013322 | 417.5051 | 0.00403 | 376.26 | -0.001165 | 376.26 | 0.00033593 | 416.7818 | 5.586e-06 | 416.7818 | 5.0292e-06 | 417.5051 | 0 | 635.1572 | 0.00332 | 635.1572 | 0.00373 | 634.3368 | 1.0001e-05 | 635.1572 | 0.00179 | 416.7818 | 0
| 417.6178 | 0 | 417.6178 | 0 | 416.8953 | 0.44983 | 416.8953 | 7.8407e-08 | 376.48 | 0.0015346 | 417.6178 | 0.00351 | 376.48 | -0.0016493 | 376.48 | 0.00069354 | 416.8953 | 6.277e-06 | 416.8953 | 8.2356e-06 | 417.6178 | 0.00071011 | 635.3177 | 0.00361 | 635.3177 | 0.00524 | 634.4977 | 0 | 635.3177 | 0.00176 | 416.8953 | 0
| 417.7306 | 0.00042823 | 417.7306 | 0.00031212 | 417.0088 | 0.44554 | 417.0088 | 4.4804e-08 | 376.69 | 0.00079259 | 417.7306 | 0.00425 | 376.69 | -0.00055155 | 376.69 | -0.0008344 | 417.0088 | 7.3661e-06 | 417.0088 | 8.9823e-06 | 417.7306 | 0 | 635.4782 | 0.00198 | 635.4782 | 0.00258 | 634.6585 | 3.0002e-05 | 635.4782 | 0.00179 | 417.0088 | 0
| 417.8434 | 0 | 417.8434 | 0 | 417.1224 | 0.44164 | 417.1224 | 4.4804e-08 | 376.91 | -5.0592e-05 | 417.8434 | 0.00467 | 376.91 | -0.0012296 | 376.91 | -0.00057433 | 417.1224 | 7.4481e-06 | 417.1224 | 8.4443e-06 | 417.8434 | 0.0002221 | 635.6387 | 0.00288 | 635.6387 | 0.00548 | 634.8193 | 6.6672e-06 | 635.6387 | 0.00169 | 417.1224 | 0
| 417.9561 | 1.4969e-05 | 417.9561 | 0.00109 | 417.2359 | 0.4374 | 417.2359 | 2.0162e-07 | 377.13 | -0.0013997 | 417.9561 | 0.00363 | 377.13 | -0.00058385 | 377.13 | -0.0012245 | 417.2359 | 7.3075e-06 | 417.2359 | 8.3454e-06 | 417.9561 | 0 | 635.7993 | 0.00271 | 635.7993 | 0.00285 | 634.9802 | 3.0002e-05 | 635.7993 | 0.00172 | 417.2359 | 2.2403e-07
| 418.0689 | 0 | 418.0689 | 0 | 417.3495 | 0.42604 | 417.3495 | 2.0162e-07 | 377.34 | -0.00021923 | 418.0689 | 0.00277 | 377.34 | 0.0012565 | 377.34 | 0.0016688 | 417.3495 | 5.9374e-06 | 417.3495 | 8.4443e-06 | 418.0689 | 0 | 635.9598 | 0.00422 | 635.9598 | 0.00436 | 635.1411 | 6.6672e-06 | 635.9598 | 0.00163 | 417.3495 | 2.2403e-07
| 418.1817 | 0.00064383 | 418.1817 | 0.00149 | 417.463 | 0.42094 | 417.463 | 2.1282e-07 | 377.56 | 0.0015684 | 418.1817 | 0.00326 | 377.56 | -0.0022627 | 377.56 | 0.0014413 | 417.463 | 5.9491e-06 | 417.463 | 9.729e-06 | 418.1817 | 0 | 636.1204 | 0.00297 | 636.1204 | 0.00411 | 635.3019 | 3.0002e-05 | 636.1204 | 0.00171 | 417.463 | 2.2403e-07
| 418.2945 | 0 | 418.2945 | 0 | 417.5766 | 0.41968 | 417.5766 | 2.2402e-08 | 377.78 | 0.0010961 | 418.2945 | 0.00402 | 377.78 | -0.00026098 | 377.78 | -0.00021673 | 417.5766 | 4.9654e-06 | 417.5766 | 6.9509e-06 | 418.2945 | 0 | 636.2809 | 0.0034 | 636.2809 | 0.00455 | 635.4628 | 0 | 636.2809 | 0.00169 | 417.5766 | 0
| 418.4072 | 0.00076961 | 418.4072 | 0.00076297 | 417.6901 | 0.4094 | 417.6901 | 2.2402e-08 | 377.99 | -0.0011636 | 418.4072 | 0.00374 | 377.99 | -0.0022305 | 377.99 | 0.0012462 | 417.6901 | 6.2419e-06 | 417.6901 | 8.1258e-06 | 418.4072 | 0 | 636.4415 | 0.00238 | 636.4415 | 0.00419 | 635.6237 | 1.0001e-05 | 636.4415 | 0.00181 | 417.6901 | 2.6412e-06
| 418.52 | 0 | 418.52 | 0 | 417.8037 | 0.41211 | 417.8037 | 0 | 378.21 | 0.0025127 | 418.52 | 0.00473 | 378.21 | 0.00057846 | 378.21 | 0.00040094 | 417.8037 | 6.1833e-06 | 417.8037 | 7.3791e-06 | 418.52 | 0.00122 | 636.602 | 0.00377 | 636.602 | 0.00439 | 635.7846 | 0 | 636.602 | 0.00179 | 417.8037 | 6.59e-05
| 418.6328 | 0.00064383 | 418.6328 | 0.00298 | 417.9173 | 0.40873 | 417.9173 | 3.3603e-07 | 378.43 | -0.00062396 | 418.6328 | 0.00326 | 378.43 | -0.0019076 | 378.43 | -0.0026549 | 417.9173 | 7.7174e-06 | 417.9173 | 7.0607e-06 | 418.6328 | 0 | 636.7626 | 0.00299 | 636.7626 | 0.00368 | 635.9455 | 3.0002e-05 | 636.7626 | 0.00182 | 417.9173 | 0.0004115
| 418.7455 | 0 | 418.7455 | 0 | 418.0308 | 0.40288 | 418.0308 | 3.3603e-07 | 378.64 | 0.00062396 | 418.7455 | 0.00382 | 378.64 | 0.00054618 | 378.64 | 7.5855e-05 | 418.0308 | 7.1084e-06 | 418.0308 | 5.3477e-06 | 418.7455 | 0 | 636.9231 | 0.00311 | 636.9231 | 0.00457 | 636.1064 | 0 | 636.9231 | 0.00171 | 418.0308 | 0.00052759
| 418.8583 | 0.00089539 | 418.8583 | 0.00168 | 418.1444 | 0.39549 | 418.1444 | 3.3603e-07 | 378.86 | -0.0009275 | 418.8583 | 0.00499 | 378.86 | -0.0023596 | 378.86 | -0.0010295 | 418.1444 | 7.2255e-06 | 418.1444 | 3.6347e-06 | 418.8583 | 0 | 637.0837 | 0.0021 | 637.0837 | 0.00433 | 636.2673 | 1.0001e-05 | 637.0837 | 0.00169 | 418.1444 | 0.00114
| 418.9711 | 0 | 418.9711 | 0 | 418.258 | 0.39094 | 418.258 | 0 | 379.08 | 0.00075887 | 418.9711 | 0.00538 | 379.08 | 0.00015874 | 379.08 | 0.0015712 | 418.258 | 5.4221e-06 | 418.258 | 5.7759e-06 | 418.9711 | 0 | 637.2443 | 0.00262 | 637.2443 | 0.00471 | 636.4282 | 6.6672e-06 | 637.2443 | 0.00155 | 418.258 | 0.00121
| 419.0838 | 0 | 419.0838 | 0.00172 | 418.3716 | 0.38791 | 418.3716 | 5.6005e-08 | 379.29 | -0.0020068 | 419.0838 | 0.00425 | 379.29 | -0.00035784 | 379.29 | -0.00063934 | 418.3716 | 5.832e-06 | 418.3716 | 5.8857e-06 | 419.0838 | 0.00037488 | 637.4049 | 0.00234 | 637.4049 | 0.00373 | 636.5891 | 1.0001e-05 | 637.4049 | 0.00167 | 418.3716 | 0.00219
| 419.1966 | 0 | 419.1966 | 0 | 418.4852 | 0.38268 | 418.4852 | 5.6005e-08 | 379.51 | -0.00021923 | 419.1966 | 0.00649 | 379.51 | 0.0007076 | 379.51 | 0.0022864 | 418.4852 | 5.0239e-06 | 418.4852 | 6.9509e-06 | 419.1966 | 9.0716e-05 | 637.5655 | 0.00425 | 637.5655 | 0.00506 | 636.75 | 6.6672e-06 | 637.5655 | 0.00163 | 418.4852 | 0.00235
| 419.3094 | 8.684e-05 | 419.3094 | 0.00265 | 418.5988 | 0.37736 | 418.5988 | 1.0081e-07 | 379.73 | 0.00079259 | 419.3094 | 0.00309 | 379.73 | -0.0017461 | 379.73 | 0.00010836 | 418.5988 | 6.4292e-06 | 418.5988 | 5.3477e-06 | 419.3094 | 0 | 637.7261 | 0.00323 | 637.7261 | 0.00447 | 636.9109 | 0 | 637.7261 | 0.00174 | 418.5988 | 0.00337
| 419.4222 | 0 | 419.4222 | 0 | 418.7124 | 0.36957 | 418.7124 | 4.4804e-08 | 379.94 | 0.0010961 | 419.4222 | 0.0047 | 379.94 | -0.00097128 | 379.94 | -0.00070437 | 418.7124 | 5.9491e-06 | 418.7124 | 5.9846e-06 | 419.4222 | 0 | 637.8867 | 0.00311 | 637.8867 | 0.00545 | 637.0719 | 0 | 637.8867 | 0.00158 | 418.7124 | 0.00368
| 419.5349 | 0 | 419.5349 | 0.00079764 | 418.826 | 0.36401 | 418.826 | 1.5681e-07 | 380.16 | -0.0030861 | 419.5349 | 0.00493 | 380.16 | 0.0018699 | 380.16 | -0.001062 | 418.826 | 6.5932e-06 | 418.826 | 8.1258e-06 | 419.5349 | 0 | 638.0474 | 0.00295 | 638.0474 | 0.00348 | 637.2328 | 1.0001e-05 | 638.0474 | 0.00173 | 418.826 | 0.00495
| 419.6477 | 0 | 419.6477 | 0 | 418.9396 | 0.36471 | 418.9396 | 1.2321e-07 | 380.38 | 0.00075887 | 419.6477 | 0.00425 | 380.38 | -0.00029326 | 380.38 | 4.3346e-05 | 418.9396 | 6.8391e-06 | 418.9396 | 9.0921e-06 | 419.6477 | 0.00020334 | 638.208 | 0.0025 | 638.208 | 0.00529 | 637.3938 | 0 | 638.208 | 0.00172 | 418.9396 | 0.00514
| 419.7605 | 0.00075165 | 419.7605 | 0.00163 | 419.0532 | 0.35484 | 419.0532 | 1.0193e-05 | 380.6 | -0.0011299 | 419.7605 | 0.00533 | 380.6 | -0.0015524 | 380.6 | 0.00043346 | 419.0532 | 8.2327e-06 | 419.0532 | 8.2356e-06 | 419.7605 | 0 | 638.3686 | 0.00302 | 638.3686 | 0.00434 | 637.5547 | 3.0002e-05 | 638.3686 | 0.00177 | 419.0532 | 0.00614
| 419.8733 | 0 | 419.8733 | 0 | 419.1669 | 0.3542 | 419.1669 | 1.007e-05 | 380.81 | -0.00062396 | 419.8733 | 0.00405 | 380.81 | 0.00038475 | 380.81 | 0.0031967 | 419.1669 | 8.0102e-06 | 419.1669 | 7.1595e-06 | 419.8733 | 7.1951e-05 | 638.5293 | 0.00328 | 638.5293 | 0.00473 | 637.7157 | 2.6669e-05 | 638.5293 | 0.00167 | 419.1669 | 0.00636
| 419.986 | 0.00046416 | 419.986 | 0.00173 | 419.2805 | 0.34585 | 419.2805 | 7.3333e-05 | 381.03 | -0.00069142 | 419.986 | 0.00505 | 381.03 | 0.00073989 | 381.03 | 0.0018964 | 419.2805 | 7.6354e-06 | 419.2805 | 5.5563e-06 | 419.986 | 0.0005998 | 638.6899 | 0.00347 | 638.6899 | 0.00382 | 637.8766 | 5.0004e-05 | 638.6899 | 0.00171 | 419.2805 | 0.00765
| 420.0988 | 0 | 420.0988 | 0 | 419.3941 | 0.34215 | 419.3941 | 6.3264e-05 | 381.25 | -8.4319e-05 | 420.0988 | 0.00408 | 381.25 | -0.00016412 | 381.25 | -0.00093193 | 419.3941 | 6.4409e-06 | 419.3941 | 9.9487e-06 | 420.0988 | 3.4411e-05 | 638.8506 | 0.00427 | 638.8506 | 0.00599 | 638.0376 | 6.6672e-06 | 638.8506 | 0.00167 | 419.3941 | 0.00801
| 420.2116 | 0.0004462 | 420.2116 | 0.00175 | 419.5078 | 0.33923 | 419.5078 | 0.00024888 | 381.46 | -0.0034908 | 420.2116 | 0.00357 | 381.46 | -0.0019076 | 381.46 | 0.00085607 | 419.5078 | 6.113e-06 | 419.5078 | 9.5204e-06 | 420.2116 | 0 | 639.0112 | 0.00118 | 639.0112 | 0.00477 | 638.1986 | 1.0001e-05 | 639.0112 | 0.00168 | 419.5078 | 0.00955
| 420.3243 | 0 | 420.3243 | 0 | 419.6214 | 0.33944 | 419.6214 | 0.00024012 | 381.68 | 0.00032042 | 420.3243 | 0.00496 | 381.68 | 0.00051389 | 381.68 | -0.0015171 | 419.6214 | 5.9491e-06 | 419.6214 | 1.0157e-05 | 420.3243 | 0.00050364 | 639.1719 | 0.00453 | 639.1719 | 0.00675 | 638.3596 | 0 | 639.1719 | 0.0016 | 419.6214 | 0.0101
| 420.4371 | 0.00051807 | 420.4371 | 0.00027745 | 419.7351 | 0.33118 | 419.7351 | 0.00091745 | 381.9 | 0.00042159 | 420.4371 | 0.00445 | 381.9 | -0.0039094 | 381.9 | -0.0018422 | 419.7351 | 6.113e-06 | 419.7351 | 5.6661e-06 | 420.4371 | 0 | 639.3326 | 0.00279 | 639.3326 | 0.00273 | 638.5205 | 1.0001e-05 | 639.3326 | 0.0017 | 419.7351 | 0.01138
| 420.5499 | 0 | 420.5499 | 0 | 419.8487 | 0.32402 | 419.8487 | 0.00106 | 382.11 | -0.00096123 | 420.5499 | 0.00504 | 382.11 | -0.0013587 | 382.11 | -5.4182e-05 | 419.8487 | 7.0616e-06 | 419.8487 | 4.1727e-06 | 420.5499 | 0 | 639.4932 | 0.0038 | 639.4932 | 0.0048 | 638.6815 | 6.6672e-06 | 639.4932 | 0.00166 | 419.8487 | 0.01148
| 420.6627 | 0.00109 | 420.6627 | 0.00020808 | 419.9624 | 0.31968 | 419.9624 | 0.00206 | 382.33 | -0.0020068 | 420.6627 | 0.00508 | 382.33 | -0.0011327 | 382.33 | -0.0018422 | 419.9624 | 7.2255e-06 | 419.9624 | 3.3162e-06 | 420.6627 | 0 | 639.6539 | 0.00279 | 639.6539 | 0.00329 | 638.8425 | 0 | 639.6539 | 0.0018 | 419.9624 | 0.01275
| 420.7754 | 0 | 420.7754 | 0 | 420.076 | 0.31867 | 420.076 | 0.00195 | 382.55 | 5.0592e-05 | 420.7754 | 0.00507 | 382.55 | 0.00083675 | 382.55 | -0.0017446 | 420.076 | 7.3309e-06 | 420.076 | 4.4912e-06 | 420.7754 | 0 | 639.8146 | 0.00441 | 639.8146 | 0.00643 | 639.0035 | 0 | 639.8146 | 0.00163 | 420.076 | 0.0134
| 420.8882 | 0.000554 | 420.8882 | 0.00118 | 420.1897 | 0.31235 | 420.1897 | 0.00287 | 382.77 | -0.0010287 | 420.8882 | 0.00468 | 382.77 | -0.00080984 | 382.77 | -0.00060684 | 420.1897 | 7.53e-06 | 420.1897 | 4.4912e-06 | 420.8882 | 0 | 639.9753 | 0.00238 | 639.9753 | 0.00329 | 639.1645 | 1.0001e-05 | 639.9753 | 0.00178 | 420.1897 | 0.01473
| 421.001 | 0 | 421.001 | 0 | 420.3034 | 0.30807 | 420.3034 | 0.00269 | 382.98 | 0.00065769 | 421.001 | 0.0055 | 382.98 | 0.00080447 | 382.98 | 0.00085607 | 420.3034 | 6.9328e-06 | 420.3034 | 6.0944e-06 | 421.001 | 0 | 640.136 | 0.00375 | 640.136 | 0.0048 | 639.3256 | 0 | 640.136 | 0.00166 | 420.3034 | 0.01507
| 421.1138 | 0 | 421.1138 | 0.00146 | 420.4171 | 0.29855 | 420.4171 | 0.00371 | 383.2 | -0.0019731 | 421.1138 | 0.00386 | 383.2 | -0.0016815 | 383.2 | 0.00056349 | 420.4171 | 7.003e-06 | 420.4171 | 5.7759e-06 | 421.1138 | 0 | 640.2968 | 0.00422 | 640.2968 | 0.00311 | 639.4866 | 1.0001e-05 | 640.2968 | 0.00179 | 420.4171 | 0.01656
| 421.2265 | 0 | 421.2265 | 0 | 420.5307 | 0.29424 | 420.5307 | 0.00352 | 383.42 | 0.00035414 | 421.2265 | 0.00641 | 383.42 | -0.00087442 | 383.42 | 7.5855e-05 | 420.5307 | 5.7031e-06 | 420.5307 | 6.0944e-06 | 421.2265 | 0.00125 | 640.4575 | 0.00269 | 640.4575 | 0.00309 | 639.6476 | 0 | 640.4575 | 0.00167 | 420.5307 | 0.01772
| 421.3393 | 0.00125 | 421.3393 | 0.0014 | 420.6444 | 0.28777 | 420.6444 | 0.00453 | 383.63 | -0.0013997 | 421.3393 | 0.00542 | 383.63 | 0.0015148 | 383.63 | 0.0002384 | 420.6444 | 5.8085e-06 | 420.6444 | 5.3477e-06 | 421.3393 | 0 | 640.6182 | 0.00353 | 640.6182 | 0.00232 | 639.8087 | 0 | 640.6182 | 0.00179 | 420.6444 | 0.02002
| 421.4521 | 0 | 421.4521 | 0 | 420.7581 | 0.29086 | 420.7581 | 0.00444 | 383.85 | 0.0012985 | 421.4521 | 0.00303 | 383.85 | 0.0018376 | 383.85 | -0.00070437 | 420.7581 | 5.2933e-06 | 420.7581 | 6.2042e-06 | 421.4521 | 0.00027841 | 640.779 | 0.00455 | 640.779 | 0.00432 | 639.9697 | 6.6672e-06 | 640.779 | 0.00173 | 420.7581 | 0.0215
| 421.5649 | 0.00080555 | 421.5649 | 0.00163 | 420.8718 | 0.28004 | 420.8718 | 0.00567 | 384.07 | -0.0027488 | 421.5649 | 0.00539 | 384.07 | -0.0021982 | 384.07 | -0.00021673 | 420.8718 | 6.9328e-06 | 420.8718 | 6.7313e-06 | 421.5649 | 0 | 640.9397 | 0.00339 | 640.9397 | 0.00338 | 640.1308 | 0 | 640.9397 | 0.00179 | 420.8718 | 0.0229
| 421.6777 | 0 | 421.6777 | 0 | 420.9855 | 0.28006 | 420.9855 | 0.00557 | 384.29 | -0.001231 | 421.6777 | 0.00536 | 384.29 | -0.0018108 | 384.29 | -0.0015171 | 420.9855 | 6.2184e-06 | 420.9855 | 6.6324e-06 | 421.6777 | 0 | 641.1004 | 0.00382 | 641.1004 | 0.00663 | 640.2918 | 6.6672e-06 | 641.1004 | 0.0016 | 420.9855 | 0.02331
| 421.7904 | 0.00125 | 421.7904 | 0.00109 | 421.0992 | 0.27301 | 421.0992 | 0.00707 | 384.5 | 0.00038786 | 421.7904 | 0.00499 | 384.5 | -0.00058385 | 384.5 | 0.0012787 | 421.0992 | 6.0193e-06 | 421.0992 | 7.0607e-06 | 421.7904 | 0 | 641.2612 | 0.00253 | 641.2612 | 0.00343 | 640.4529 | 3.0002e-05 | 641.2612 | 0.0017 | 421.0992 | 0.02358
| 421.9032 | 0 | 421.9032 | 0 | 421.2129 | 0.27303 | 421.2129 | 0.00708 | 384.72 | 0.0016695 | 421.9032 | 0.00573 | 384.72 | 0.00044931 | 384.72 | 0.0015712 | 421.2129 | 5.1762e-06 | 421.2129 | 7.9172e-06 | 421.9032 | 0.00037225 | 641.422 | 0.00298 | 641.422 | 0.00522 | 640.6139 | 0 | 641.422 | 0.00161 | 421.2129 | 0.02406
| 422.016 | 0 | 422.016 | 0.00057222 | 421.3266 | 0.26466 | 421.3266 | 0.00844 | 384.94 | -0.0010624 | 422.016 | 0.00564 | 384.94 | -0.00061613 | 384.94 | -0.00063934 | 421.3266 | 5.3752e-06 | 421.3266 | 7.2693e-06 | 422.016 | 0 | 641.5827 | 0.00274 | 641.5827 | 0.00431 | 640.775 | 3.0002e-05 | 641.5827 | 0.00175 | 421.3266 | 0.02367
| 422.1288 | 0 | 422.1288 | 0 | 421.4404 | 0.26152 | 421.4404 | 0.00815 | 385.15 | -0.00035414 | 422.1288 | 0.0055 | 385.15 | 0.00038475 | 385.15 | 4.3346e-05 | 421.4404 | 5.8085e-06 | 421.4404 | 6.4128e-06 | 422.1288 | 0.00024087 | 641.7435 | 0.00335 | 641.7435 | 0.00589 | 640.9361 | 6.6672e-06 | 641.7435 | 0.00159 | 421.4404 | 0.02433
| 422.2415 | 1.4969e-05 | 422.2415 | 0.00132 | 421.5541 | 0.25402 | 421.5541 | 0.00956 | 385.37 | -0.00035414 | 422.2415 | 0.00397 | 385.37 | 6.1882e-05 | 385.37 | -0.001257 | 421.5541 | 4.9302e-06 | 421.5541 | 5.2379e-06 | 422.2415 | 0 | 641.9043 | 0.00297 | 641.9043 | 0.0057 | 641.0972 | 1.0001e-05 | 641.9043 | 0.00173 | 421.5541 | 0.02342
| 422.3543 | 0 | 422.3543 | 0 | 421.6678 | 0.25713 | 421.6678 | 0.00961 | 385.59 | 0.00015177 | 422.3543 | 0.00425 | 385.59 | 0.0029676 | 385.59 | 0.0022864 | 421.6678 | 6.6283e-06 | 421.6678 | 5.3477e-06 | 422.3543 | 0 | 642.0651 | 0.00497 | 642.0651 | 0.00513 | 641.2582 | 6.6672e-06 | 642.0651 | 0.00163 | 421.6678 | 0.02512
| 422.4671 | 0.00102 | 422.4671 | 0.00147 | 421.7816 | 0.24631 | 421.7816 | 0.0109 | 385.81 | 0.0010287 | 422.4671 | 0.00471 | 385.81 | -3.4977e-05 | 385.81 | -0.0024274 | 421.7816 | 7.4715e-06 | 421.7816 | 5.0292e-06 | 422.4671 | 0 | 642.2259 | 0.0026 | 642.2259 | 0.00274 | 641.4193 | 1.0001e-05 | 642.2259 | 0.00176 | 421.7816 | 0.02396
| 422.5799 | 0 | 422.5799 | 0 | 421.8953 | 0.24533 | 421.8953 | 0.01071 | 386.02 | -0.00015177 | 422.5799 | 0.00564 | 386.02 | -0.00087442 | 386.02 | 0.0011487 | 421.8953 | 8.9939e-06 | 421.8953 | 5.8857e-06 | 422.5799 | 0 | 642.3867 | 0.00351 | 642.3867 | 0.00501 | 641.5804 | 0 | 642.3867 | 0.00162 | 421.8953 | 0.0254
| 422.6926 | 0.00104 | 422.6926 | 0.00114 | 422.0091 | 0.23532 | 422.0091 | 0.01206 | 386.24 | 0.0015008 | 422.6926 | 0.00519 | 386.24 | -0.0018108 | 386.24 | -0.00099695 | 422.0091 | 8.2327e-06 | 422.0091 | 6.9509e-06 | 422.6926 | 0 | 642.5475 | 0.00337 | 642.5475 | 0.00375 | 641.7415 | 0 | 642.5475 | 0.0017 | 422.0091 | 0.02469
| 422.8054 | 0 | 422.8054 | 0 | 422.1228 | 0.23591 | 422.1228 | 0.012 | 386.46 | 0.00028669 | 422.8054 | 0.0055 | 386.46 | -0.0016815 | 386.46 | -0.0010295 | 422.1228 | 8.6191e-06 | 422.1228 | 5.4575e-06 | 422.8054 | 0 | 642.7083 | 0.00333 | 642.7083 | 0.00441 | 641.9027 | 0 | 642.7083 | 0.0016 | 422.1228 | 0.02537
| 422.9182 | 0.00084148 | 422.9182 | 0.00091902 | 422.2366 | 0.23162 | 422.2366 | 0.01367 | 386.68 | -0.0011299 | 422.9182 | 0.00442 | 386.68 | -0.00042241 | 386.68 | 0.00098612 | 422.2366 | 7.8228e-06 | 422.2366 | 6.314e-06 | 422.9182 | 0 | 642.8691 | 0.00203 | 642.8691 | 0.00436 | 642.0638 | 3.0002e-05 | 642.8691 | 0.00172 | 422.2366 | 0.02525
| 423.031 | 0 | 423.031 | 0 | 422.3503 | 0.22803 | 422.3503 | 0.01391 | 386.89 | 0.0012648 | 423.031 | 0.00442 | 386.89 | 0.0012888 | 386.89 | -0.00028175 | 422.3503 | 7.003e-06 | 422.3503 | 6.2042e-06 | 423.031 | 0 | 643.0299 | 0.00533 | 643.0299 | 0.00483 | 642.2249 | 0 | 643.0299 | 0.00165 | 422.3503 | 0.02434
| 423.1438 | 0.0014 | 423.1438 | 0.00161 | 422.4641 | 0.22089 | 422.4641 | 0.01571 | 387.11 | -0.001737 | 423.1438 | 0.00516 | 387.11 | -6.7263e-05 | 387.11 | -0.0013546 | 422.4641 | 6.9562e-06 | 422.4641 | 7.0607e-06 | 423.1438 | 0.00011247 | 643.1908 | 0.00325 | 643.1908 | 0.0041 | 642.386 | 0 | 643.1908 | 0.00179 | 422.4641 | 0.0244
| 423.2565 | 0.00106 | 423.2565 | 0 | 422.5779 | 0.22224 | 422.5779 | 0.01592 | 387.33 | -0.00035414 | 423.2565 | 0.00692 | 387.33 | 0.0035165 | 387.33 | 0.00075855 | 422.5779 | 7.7994e-06 | 422.5779 | 4.2825e-06 | 423.2565 | 0.0002221 | 643.3516 | 0.00302 | 643.3516 | 0.00489 | 642.5472 | 0 | 643.3516 | 0.00168 | 422.5779 | 0.02319
| 423.3693 | 0 | 423.3693 | 0.00137 | 422.6916 | 0.21524 | 422.6916 | 0.01755 | 387.55 | -0.00082632 | 423.3693 | 0.00445 | 387.55 | -0.0021013 | 387.55 | 0.0027091 | 422.6916 | 9.193e-06 | 422.6916 | 3.8543e-06 | 423.3693 | 0 | 643.5125 | 0.00361 | 643.5125 | 0.00315 | 642.7083 | 1.0001e-05 | 643.5125 | 0.00186 | 422.6916 | 0.02377
| 423.4821 | 0 | 423.4821 | 0 | 422.8054 | 0.21105 | 422.8054 | 0.01813 | 387.76 | -0.00052277 | 423.4821 | 0.00649 | 387.76 | -0.00084214 | 387.76 | 0.00066102 | 422.8054 | 9.0173e-06 | 422.8054 | 3.0966e-06 | 423.4821 | 0 | 643.6733 | 0.00556 | 643.6733 | 0.00334 | 642.8695 | 0 | 643.6733 | 0.00173 | 422.8054 | 0.0239
| 423.5949 | 0.00084148 | 423.5949 | 0.00079764 | 422.9192 | 0.20478 | 422.9192 | 0.01996 | 387.98 | 0.001231 | 423.5949 | 0.00553 | 387.98 | -2.6905e-06 | 387.98 | -0.0010295 | 422.9192 | 9.6848e-06 | 422.9192 | 4.8096e-06 | 423.5949 | 0 | 643.8342 | 0.00339 | 643.8342 | 0.00313 | 643.0306 | 3.0002e-05 | 643.8342 | 0.00182 | 422.9192 | 0.02614
| 423.7077 | 0.00037793 | 423.7077 | 0 | 423.033 | 0.20137 | 423.033 | 0.02059 | 388.2 | -0.0019393 | 423.7077 | 0.00431 | 388.2 | -0.0025533 | 388.2 | 0.0015712 | 423.033 | 8.3498e-06 | 423.033 | 5.3477e-06 | 423.7077 | 0.0001658 | 643.9951 | 0.00424 | 643.9951 | 0.00584 | 643.1918 | 0 | 643.9951 | 0.00163 | 423.033 | 0.02795
| 423.8204 | 0.00084148 | 423.8204 | 0.00091902 | 423.1468 | 0.19636 | 423.1468 | 0.02191 | 388.42 | -0.0019731 | 423.8204 | 0.00527 | 388.42 | -0.0013587 | 388.42 | -0.00096444 | 423.1468 | 7.9399e-06 | 423.1468 | 7.5878e-06 | 423.8204 | 0.00026241 | 644.1559 | 0.00307 | 644.1559 | 0.00401 | 643.3529 | 1.0001e-05 | 644.1559 | 0.00174 | 423.1468 | 0.03215
| 423.9332 | 0 | 423.9332 | 0 | 423.2606 | 0.19388 | 423.2606 | 0.02228 | 388.63 | -0.0020742 | 423.9332 | 0.00521 | 388.63 | 0.00080447 | 388.63 | 0.0014088 | 423.2606 | 6.9562e-06 | 423.2606 | 7.1595e-06 | 423.9332 | 0 | 644.3168 | 0.00356 | 644.3168 | 0.00568 | 643.5141 | 6.6672e-06 | 644.3168 | 0.00162 | 423.2606 | 0.03304
| 424.046 | 0.00012278 | 424.046 | 0.00022542 | 423.3744 | 0.19086 | 423.3744 | 0.02271 | 388.85 | 0.0005565 | 424.046 | 0.00553 | 388.85 | 0.00038475 | 388.85 | 0.0020589 | 423.3744 | 7.5534e-06 | 423.3744 | 5.8857e-06 | 424.046 | 0 | 644.4777 | 0.00257 | 644.4777 | 0.00434 | 643.6753 | 3.0002e-05 | 644.4777 | 0.00174 | 423.3744 | 0.03626
| 424.1588 | 0 | 424.1588 | 0 | 423.4882 | 0.18943 | 423.4882 | 0.02303 | 389.07 | -0.0023441 | 424.1588 | 0.00618 | 389.07 | -9.9549e-05 | 389.07 | -0.0015822 | 423.4882 | 7.8579e-06 | 423.4882 | 3.6347e-06 | 424.1588 | 0.0005224 | 644.6386 | 0.00502 | 644.6386 | 0.00563 | 643.8365 | 2.6669e-05 | 644.6386 | 0.00164 | 423.4882 | 0.03521
| 424.2716 | 0.00080555 | 424.2716 | 0.00163 | 423.602 | 0.182 | 423.602 | 0.02252 | 389.29 | -0.001602 | 424.2716 | 0.00547 | 389.29 | -0.0011327 | 389.29 | -0.0021023 | 423.602 | 9.2164e-06 | 423.602 | 2.4597e-06 | 424.2716 | 5.6228e-05 | 644.7995 | 0.00314 | 644.7995 | 0.00364 | 643.9977 | 3.0002e-05 | 644.7995 | 0.00173 | 423.602 | 0.03743
| 424.3844 | 0 | 424.3844 | 0 | 423.7158 | 0.17852 | 423.7158 | 0.02327 | 389.5 | -0.0013997 | 424.3844 | 0.00712 | 389.5 | -6.7263e-05 | 389.5 | 0.0012787 | 423.7158 | 9.1578e-06 | 423.7158 | 2.5695e-06 | 424.3844 | 0 | 644.9604 | 0.00462 | 644.9604 | 0.00476 | 644.1589 | 0 | 644.9604 | 0.00159 | 423.7158 | 0.03865
| 424.4971 | 0.00073368 | 424.4971 | 0.00097105 | 423.8296 | 0.1772 | 423.8296 | 0.02246 | 389.72 | -0.0019057 | 424.4971 | 0.00559 | 389.72 | -0.0018752 | 389.72 | 0.0010511 | 423.8296 | 1.0141e-05 | 423.8296 | 5.8857e-06 | 424.4971 | 0 | 645.1213 | 0.00306 | 645.1213 | 0.00387 | 644.3201 | 0 | 645.1213 | 0.00166 | 423.8296 | 0.03997
| 424.6099 | 0 | 424.6099 | 0 | 423.9435 | 0.17442 | 423.9435 | 0.02379 | 389.94 | -0.00065769 | 424.6099 | 0.00749 | 389.94 | 0.0018699 | 389.94 | 0.0014088 | 423.9435 | 7.9867e-06 | 423.9435 | 7.3791e-06 | 424.6099 | 0 | 645.2823 | 0.00523 | 645.2823 | 0.00447 | 644.4813 | 0 | 645.2823 | 0.00163 | 423.9435 | 0.04353
| 424.7227 | 0.00093132 | 424.7227 | 0.00022542 | 424.0573 | 0.16485 | 424.0573 | 0.02285 | 390.16 | -0.0015684 | 424.7227 | 0.00613 | 390.16 | -0.00051927 | 390.16 | 0.00098612 | 424.0573 | 8.9119e-06 | 424.0573 | 8.3454e-06 | 424.7227 | 0 | 645.4432 | 0.00311 | 645.4432 | 0.00468 | 644.6425 | 1.0001e-05 | 645.4432 | 0.00175 | 424.0573 | 0.04387
| 424.8355 | 0 | 424.8355 | 0 | 424.1711 | 0.16114 | 424.1711 | 0.02442 | 390.37 | 0.00045532 | 424.8355 | 0.00482 | 390.37 | -0.00013183 | 390.37 | -0.00060684 | 424.1711 | 6.5932e-06 | 424.1711 | 7.3791e-06 | 424.8355 | 0.00112 | 645.6041 | 0.00452 | 645.6041 | 0.00448 | 644.8037 | 0 | 645.6041 | 0.00166 | 424.1711 | 0.04755
| 424.9483 | 0.00073368 | 424.9483 | 0.0002601 | 424.285 | 0.15895 | 424.285 | 0.02424 | 390.59 | -0.0017707 | 424.9483 | 0.00496 | 390.59 | -0.00026098 | 390.59 | -0.00044429 | 424.285 | 6.9211e-06 | 424.285 | 8.016e-06 | 424.9483 | 1.8743e-05 | 645.7651 | 0.00365 | 645.7651 | 0.00339 | 644.9649 | 0 | 645.7651 | 0.00173 | 424.285 | 0.04693
| 425.0611 | 0 | 425.0611 | 0 | 424.3988 | 0.15908 | 424.3988 | 0.0253 | 390.81 | -0.00048905 | 425.0611 | 0.0047 | 390.81 | 0.0010305 | 390.81 | 0.00010836 | 424.3988 | 5.8905e-06 | 424.3988 | 7.4889e-06 | 425.0611 | 0.00018456 | 645.926 | 0.00563 | 645.926 | 0.00385 | 645.1262 | 0 | 645.926 | 0.00167 | 424.3988 | 0.04884
| 425.1739 | 0.00048213 | 425.1739 | 0.00116 | 424.5127 | 0.15183 | 424.5127 | 0.02516 | 391.03 | -0.00099496 | 425.1739 | 0.00604 | 391.03 | -0.0024564 | 391.03 | -0.0015171 | 424.5127 | 7.0616e-06 | 424.5127 | 5.2379e-06 | 425.1739 | 0 | 646.087 | 0.00396 | 646.087 | 0.00542 | 645.2874 | 3.0002e-05 | 646.087 | 0.00175 | 424.5127 | 0.04842
| 425.2866 | 0 | 425.2866 | 0 | 424.6265 | 0.14985 | 424.6265 | 0.02427 | 391.24 | 0.00045532 | 425.2866 | 0.00533 | 391.24 | -0.00022869 | 391.24 | 0.0025791 | 424.6265 | 8.0687e-06 | 424.6265 | 5.0292e-06 | 425.2866 | 0.00042856 | 646.2479 | 0.00364 | 646.2479 | 0.00487 | 645.4487 | 2.6669e-05 | 646.2479 | 0.00161 | 424.6265 | 0.04841
| 425.3994 | 0.00136 | 425.3994 | 0.0012 | 424.7404 | 0.1444 | 424.7404 | 0.02421 | 391.46 | -0.00065769 | 425.3994 | 0.00678 | 391.46 | -0.00019641 | 391.46 | -0.0014521 | 424.7404 | 8.3498e-06 | 424.7404 | 6.4128e-06 | 425.3994 | 0 | 646.4089 | 0.0048 | 646.4089 | 0.00366 | 645.6099 | 1.0001e-05 | 646.4089 | 0.00179 | 424.7404 | 0.04763
| 425.5122 | 0 | 425.5122 | 0 | 424.8543 | 0.14215 | 424.8543 | 0.02283 | 391.68 | 0.0013997 | 425.5122 | 0.00595 | 391.68 | 0.00073989 | 391.68 | -0.00018422 | 424.8543 | 7.9633e-06 | 424.8543 | 6.5226e-06 | 425.5122 | 0.00012826 | 646.5699 | 0.00408 | 646.5699 | 0.00473 | 645.7712 | 6.6672e-06 | 646.5699 | 0.00168 | 424.8543 | 0.04708
| 425.625 | 0.00125 | 425.625 | 0.00084967 | 424.9681 | 0.14028 | 424.9681 | 0.02322 | 391.9 | -0.00035414 | 425.625 | 0.00397 | 391.9 | -0.00084214 | 391.9 | -8.6692e-05 | 424.9681 | 8.5372e-06 | 424.9681 | 7.6976e-06 | 425.625 | 0 | 646.7309 | 0.0033 | 646.7309 | 0.00441 | 645.9324 | 1.0001e-05 | 646.7309 | 0.00184 | 424.9681 | 0.04718
| 425.7378 | 0 | 425.7378 | 0 | 425.082 | 0.13659 | 425.082 | 0.02217 | 392.11 | 0.00082632 | 425.7378 | 0.00675 | 392.11 | -0.00051927 | 392.11 | 0.0020915 | 425.082 | 7.9399e-06 | 425.082 | 8.3454e-06 | 425.7378 | 0 | 646.8918 | 0.00551 | 646.8918 | 0.00406 | 646.0937 | 6.6672e-06 | 646.8918 | 0.00162 | 425.082 | 0.04696
| 425.8506 | 0.000554 | 425.8506 | 0.00172 | 425.1959 | 0.13283 | 425.1959 | 0.02363 | 392.33 | -0.0016695 | 425.8506 | 0.00533 | 392.33 | 0.00012645 | 392.33 | -0.0018422 | 425.1959 | 8.5372e-06 | 425.1959 | 9.6192e-06 | 425.8506 | 0 | 647.0528 | 0.00384 | 647.0528 | 0.00299 | 646.255 | 1.0001e-05 | 647.0528 | 0.00178 | 425.1959 | 0.04829
| 425.9634 | 0 | 425.9634 | 0 | 425.3098 | 0.13151 | 425.3098 | 0.02358 | 392.55 | 0.00048905 | 425.9634 | 0.0068 | 392.55 | -0.0017139 | 392.55 | 0.00062851 | 425.3098 | 7.249e-06 | 425.3098 | 9.0921e-06 | 425.9634 | 3.4411e-05 | 647.2138 | 0.00363 | 647.2138 | 0.00432 | 646.4162 | 6.6672e-06 | 647.2138 | 0.00161 | 425.3098 | 0.0484
| 426.0762 | 0.00219 | 426.0762 | 0.00045084 | 425.4237 | 0.12508 | 425.4237 | 0.02614 | 392.77 | -0.00059023 | 426.0762 | 0.00763 | 392.77 | -0.0028116 | 392.77 | -0.00093193 | 425.4237 | 7.9399e-06 | 425.4237 | 8.7737e-06 | 426.0762 | 0 | 647.3749 | 0.00375 | 647.3749 | 0.00294 | 646.5775 | 5.0004e-05 | 647.3749 | 0.00171 | 425.4237 | 0.05013
| 426.1889 | 0 | 426.1889 | 0 | 425.5376 | 0.1244 | 425.5376 | 0.02593 | 392.99 | 0.00099496 | 426.1889 | 0.00584 | 392.99 | -0.00022869 | 392.99 | -0.0012245 | 425.5376 | 7.4481e-06 | 425.5376 | 8.8725e-06 | 426.1889 | 0 | 647.5359 | 0.00565 | 647.5359 | 0.00374 | 646.7388 | 6.6672e-06 | 647.5359 | 0.00158 | 425.5376 | 0.04979
| 426.3017 | 0.00012278 | 426.3017 | 0.00083232 | 425.6515 | 0.119 | 425.6515 | 0.03051 | 393.2 | -0.001366 | 426.3017 | 0.00675 | 393.2 | -0.0025533 | 393.2 | -0.00054182 | 425.6515 | 8.584e-06 | 425.6515 | 7.6976e-06 | 426.3017 | 0 | 647.6969 | 0.00372 | 647.6969 | 0.00408 | 646.9001 | 3.0002e-05 | 647.6969 | 0.0017 | 425.6515 | 0.05161
| 426.4145 | 0 | 426.4145 | 0 | 425.7654 | 0.11742 | 425.7654 | 0.03091 | 393.42 | 0.0001855 | 426.4145 | 0.00663 | 393.42 | -0.00084214 | 393.42 | -0.00073687 | 425.7654 | 7.6589e-06 | 425.7654 | 6.0944e-06 | 426.4145 | 0 | 647.8579 | 0.00446 | 647.8579 | 0.00545 | 647.0614 | 6.6672e-06 | 647.8579 | 0.00162 | 425.7654 | 0.05284
| 426.5273 | 0.00109 | 426.5273 | 0.00135 | 425.8793 | 0.11245 | 425.8793 | 0.03492 | 393.64 | -0.00089378 | 426.5273 | 0.00667 | 393.64 | -0.00084214 | 393.64 | -0.0019072 | 425.8793 | 8.502e-06 | 425.8793 | 5.2379e-06 | 426.5273 | 0 | 648.0189 | 0.00325 | 648.0189 | 0.00431 | 647.2227 | 1.0001e-05 | 648.0189 | 0.00175 | 425.8793 | 0.05547
| 426.6401 | 0 | 426.6401 | 0 | 425.9932 | 0.11335 | 425.9932 | 0.03429 | 393.86 | 0.00069142 | 426.6401 | 0.00686 | 393.86 | 0.0016117 | 393.86 | 0.0034243 | 425.9932 | 7.2841e-06 | 425.9932 | 7.3791e-06 | 426.6401 | 0 | 648.18 | 0.00389 | 648.18 | 0.00526 | 647.384 | 6.6672e-06 | 648.18 | 0.00164 | 425.9932 | 0.05715
| 426.7529 | 0 | 426.7529 | 0.00116 | 426.1071 | 0.10787 | 426.1071 | 0.03624 | 394.07 | 0.00035414 | 426.7529 | 0.00718 | 394.07 | -0.00087442 | 394.07 | -0.0018096 | 426.1071 | 8.666e-06 | 426.1071 | 8.016e-06 | 426.7529 | 0 | 648.341 | 0.00483 | 648.341 | 0.00346 | 647.5454 | 0 | 648.341 | 0.00169 | 426.1071 | 0.05838
| 426.8657 | 0 | 426.8657 | 0 | 426.221 | 0.10701 | 426.221 | 0.03577 | 394.29 | -0.00062396 | 426.8657 | 0.00697 | 394.29 | 0.00032017 | 394.29 | 0.0019289 | 426.221 | 7.53e-06 | 426.221 | 1.0904e-05 | 426.8657 | 0.00072887 | 648.5021 | 0.00455 | 648.5021 | 0.00448 | 647.7067 | 6.6672e-06 | 648.5021 | 0.00157 | 426.221 | 0.06001
| 426.9785 | 0.0017 | 426.9785 | 0.00206 | 426.3349 | 0.10382 | 426.3349 | 0.03707 | 394.51 | -0.0014334 | 426.9785 | 0.00607 | 394.51 | -0.0012941 | 394.51 | 7.5855e-05 | 426.3349 | 8.2327e-06 | 426.3349 | 8.9823e-06 | 426.9785 | 0 | 648.6631 | 0.00441 | 648.6631 | 0.00375 | 647.868 | 1.0001e-05 | 648.6631 | 0.00168 | 426.3349 | 0.06128
| 427.0913 | 0 | 427.0913 | 0 | 426.4489 | 0.10279 | 426.4489 | 0.03988 | 394.73 | 0.0010961 | 427.0913 | 0.00714 | 394.73 | 0.00015874 | 394.73 | -0.0024923 | 426.4489 | 7.8462e-06 | 426.4489 | 8.6639e-06 | 427.0913 | 0.00042856 | 648.8242 | 0.00469 | 648.8242 | 0.00833 | 648.0294 | 6.6672e-06 | 648.8242 | 0.0017 | 426.4489 | 0.06286
| 427.2041 | 0.00024855 | 427.2041 | 0.00072829 | 426.5628 | 0.09935 | 426.5628 | 0.04337 | 394.95 | -0.00079259 | 427.2041 | 0.00655 | 394.95 | -0.0027792 | 394.95 | -0.0023299 | 426.5628 | 9.7551e-06 | 426.5628 | 4.9194e-06 | 427.2041 | 0 | 648.9853 | 0.00452 | 648.9853 | 0.00403 | 648.1907 | 0 | 648.9853 | 0.00179 | 426.5628 | 0.06382
| 427.3169 | 0 | 427.3169 | 0 | 426.6768 | 0.09833 | 426.6768 | 0.04617 | 395.16 | 0.00082632 | 427.3169 | 0.007 | 395.16 | 0.0023542 | 395.16 | 0.00027091 | 426.6768 | 9.2749e-06 | 426.6768 | 5.5563e-06 | 427.3169 | 0.00018456 | 649.1464 | 0.00399 | 649.1464 | 0.00534 | 648.3521 | 6.6672e-06 | 649.1464 | 0.00169 | 426.6768 | 0.06508
| 427.4297 | 0.00124 | 427.4297 | 0.00132 | 426.7907 | 0.0932 | 426.7907 | 0.04693 | 395.38 | -0.0014672 | 427.4297 | 0.00644 | 395.38 | -0.00013183 | 395.38 | -0.00093193 | 426.7907 | 9.6263e-06 | 426.7907 | 5.5563e-06 | 427.4297 | 5.6228e-05 | 649.3075 | 0.00365 | 649.3075 | 0.00469 | 648.5134 | 0 | 649.3075 | 0.00174 | 426.7907 | 0.0662
| 427.5425 | 0 | 427.5425 | 0 | 426.9047 | 0.09405 | 426.9047 | 0.04721 | 395.6 | 0.0020068 | 427.5425 | 0.00766 | 395.6 | 0.00067532 | 395.6 | 0.00088859 | 426.9047 | 8.4786e-06 | 426.9047 | 7.2693e-06 | 427.5425 | 0 | 649.4686 | 0.00528 | 649.4686 | 0.00673 | 648.6748 | 6.6672e-06 | 649.4686 | 0.00163 | 426.9047 | 0.06763
| 427.6553 | 0.00032042 | 427.6553 | 0.00194 | 427.0186 | 0.08882 | 427.0186 | 0.04674 | 395.82 | -0.0019393 | 427.6553 | 0.00862 | 395.82 | -0.0006807 | 395.82 | -0.00086692 | 427.0186 | 8.5372e-06 | 427.0186 | 7.8074e-06 | 427.6553 | 0 | 649.6296 | 0.00469 | 649.6296 | 0.00397 | 648.8361 | 3.0002e-05 | 649.6296 | 0.00175 | 427.0186 | 0.06934
| 427.7681 | 0 | 427.7681 | 0 | 427.1326 | 0.08968 | 427.1326 | 0.04631 | 396.04 | 0.0021416 | 427.7681 | 0.00624 | 396.04 | -6.7263e-05 | 396.04 | 0.00088859 | 427.1326 | 8.502e-06 | 427.1326 | 7.6976e-06 | 427.7681 | 0 | 649.7908 | 0.00425 | 649.7908 | 0.00605 | 648.9975 | 0 | 649.7908 | 0.00162 | 427.1326 | 0.07013
| 427.8809 | 0 | 427.8809 | 0.00083232 | 427.2465 | 0.08507 | 427.2465 | 0.04579 | 396.25 | -0.0026139 | 427.8809 | 0.00777 | 396.25 | -0.0011327 | 396.25 | 0.00046596 | 427.2465 | 7.7642e-06 | 427.2465 | 8.3454e-06 | 427.8809 | 0.00014995 | 649.9519 | 0.00469 | 649.9519 | 0.00258 | 649.1589 | 0 | 649.9519 | 0.00175 | 427.2465 | 0.07134
| 427.9937 | 0 | 427.9937 | 0 | 427.3605 | 0.08517 | 427.3605 | 0.04545 | 396.47 | 0.00072515 | 427.9937 | 0.00697 | 396.47 | 0.00012645 | 396.47 | 0.0025791 | 427.3605 | 6.8976e-06 | 427.3605 | 6.7313e-06 | 427.9937 | 0 | 650.113 | 0.005 | 650.113 | 0.00417 | 649.3203 | 0 | 650.113 | 0.0017 | 427.3605 | 0.07181
| 428.1064 | 0.0012 | 428.1064 | 0.00116 | 427.4745 | 0.08263 | 427.4745 | 0.04658 | 396.69 | 0.00069142 | 428.1064 | 0.00916 | 396.69 | -0.0014556 | 396.69 | -0.00073687 | 427.4745 | 7.8462e-06 | 427.4745 | 6.2042e-06 | 428.1064 | 0.00013121 | 650.2741 | 0.00537 | 650.2741 | 0.00397 | 649.4817 | 1.0001e-05 | 650.2741 | 0.00179 | 427.4745 | 0.07354
| 428.2192 | 0 | 428.2192 | 0 | 427.5885 | 0.0847 | 427.5885 | 0.04667 | 396.91 | 0.0015008 | 428.2192 | 0.00729 | 396.91 | -0.00077756 | 396.91 | 0.00053099 | 427.5885 | 8.6426e-06 | 427.5885 | 4.1727e-06 | 428.2192 | 0 | 650.4352 | 0.00678 | 650.4352 | 0.00517 | 649.6431 | 6.6672e-06 | 650.4352 | 0.00177 | 427.5885 | 0.07423
| 428.332 | 0 | 428.332 | 0.0007803 | 427.7025 | 0.08061 | 427.7025 | 0.04864 | 397.13 | -0.0014334 | 428.332 | 0.00791 | 397.13 | 0.0013211 | 397.13 | -8.6692e-05 | 427.7025 | 9.9542e-06 | 427.7025 | 5.0292e-06 | 428.332 | 0 | 650.5964 | 0.00421 | 650.5964 | 0.0036 | 649.8045 | 1.0001e-05 | 650.5964 | 0.00186 | 427.7025 | 0.07615
| 428.4448 | 0 | 428.4448 | 0 | 427.8164 | 0.0786 | 427.8164 | 0.04829 | 397.34 | 0.00045532 | 428.4448 | 0.00751 | 397.34 | -3.4977e-05 | 397.34 | 0.0009211 | 427.8164 | 7.9399e-06 | 427.8164 | 4.8096e-06 | 428.4448 | 0.00074763 | 650.7575 | 0.00445 | 650.7575 | 0.0074 | 649.9659 | 0 | 650.7575 | 0.00183 | 427.8164 | 0.07698
| 428.5577 | 0.0016 | 428.5577 | 0.00158 | 427.9304 | 0.07226 | 427.9304 | 0.05031 | 397.56 | 0.00038786 | 428.5577 | 0.00871 | 397.56 | -0.0023596 | 397.56 | 0.0002384 | 427.9304 | 8.666e-06 | 427.9304 | 6.4128e-06 | 428.5577 | 0 | 650.9187 | 0.0057 | 650.9187 | 0.00385 | 650.1273 | 3.0002e-05 | 650.9187 | 0.00176 | 427.9304 | 0.07856
| 428.6705 | 0 | 428.6705 | 0 | 428.0444 | 0.07381 | 428.0444 | 0.05069 | 397.78 | 0.00062396 | 428.6705 | 0.00754 | 397.78 | 0.00083675 | 397.78 | 7.5855e-05 | 428.0444 | 7.1084e-06 | 428.0444 | 8.9823e-06 | 428.6705 | 0 | 651.0798 | 0.0038 | 651.0798 | 0.00592 | 650.2887 | 0 | 651.0798 | 0.00163 | 428.0444 | 0.07929
| 428.7833 | 3.2945e-05 | 428.7833 | 0.00125 | 428.1584 | 0.07066 | 428.1584 | 0.05342 | 398 | -0.00059023 | 428.7833 | 0.00837 | 398 | 9.4169e-05 | 398 | -0.001322 | 428.1584 | 8.584e-06 | 428.1584 | 1.198e-05 | 428.7833 | 0 | 651.241 | 0.00497 | 651.241 | 0.00343 | 650.4501 | 1.0001e-05 | 651.241 | 0.00172 | 428.1584 | 0.08081
| 428.8961 | 0 | 428.8961 | 0 | 428.2724 | 0.07151 | 428.2724 | 0.05443 | 398.22 | -0.0014334 | 428.8961 | 0.00729 | 398.22 | 0.0011919 | 398.22 | 0.0014088 | 428.2724 | 7.8579e-06 | 428.2724 | 1.1761e-05 | 428.8961 | 0.00010949 | 651.4022 | 0.00655 | 651.4022 | 0.00636 | 650.6116 | 0 | 651.4022 | 0.00173 | 428.2724 | 0.08173
| 429.0089 | 0.00076961 | 429.0089 | 0.00142 | 428.3865 | 0.06858 | 428.3865 | 0.05679 | 398.44 | -0.0018381 | 429.0089 | 0.00783 | 398.44 | -0.0026179 | 398.44 | -0.0039877 | 428.3865 | 1.0762e-05 | 428.3865 | 7.5878e-06 | 429.0089 | 0 | 651.5634 | 0.00527 | 651.5634 | 0.00309 | 650.773 | 1.0001e-05 | 651.5634 | 0.00179 | 428.3865 | 0.08318
| 429.1217 | 0 | 429.1217 | 0 | 428.5005 | 0.06791 | 428.5005 | 0.05751 | 398.65 | 0.00042159 | 429.1217 | 0.00814 | 398.65 | 0.0032259 | 398.65 | 0.0030992 | 428.5005 | 1.0633e-05 | 428.5005 | 5.0292e-06 | 429.1217 | 0 | 651.7245 | 0.00378 | 651.7245 | 0.00626 | 650.9345 | 6.6672e-06 | 651.7245 | 0.00166 | 428.5005 | 0.08435
| 429.2345 | 0.00017668 | 429.2345 | 0.00095371 | 428.6145 | 0.06453 | 428.6145 | 0.05961 | 398.87 | -0.00025296 | 429.2345 | 0.00766 | 398.87 | 0.0010305 | 398.87 | 0.0017663 | 428.6145 | 1.0715e-05 | 428.6145 | 3.8543e-06 | 429.2345 | 0 | 651.8857 | 0.00562 | 651.8857 | 0.00499 | 651.0959 | 1.0001e-05 | 651.8857 | 0.00172 | 428.6145 | 0.08612
| 429.3473 | 0 | 429.3473 | 0 | 428.7285 | 0.0637 | 428.7285 | 0.06055 | 399.09 | 0.00062396 | 429.3473 | 0.00797 | 399.09 | -0.00055155 | 399.09 | -0.00070437 | 428.7285 | 9.1344e-06 | 428.7285 | 3.6347e-06 | 429.3473 | 0 | 652.0469 | 0.00544 | 652.0469 | 0.00454 | 651.2574 | 0 | 652.0469 | 0.0017 | 428.7285 | 0.08716
| 429.4601 | 0.00129 | 429.4601 | 0.0014 | 428.8426 | 0.06173 | 428.8426 | 0.06279 | 399.31 | 1.6864e-05 | 429.4601 | 0.00729 | 399.31 | 0.00077218 | 399.31 | 0.00027091 | 428.8426 | 8.8534e-06 | 428.8426 | 4.3814e-06 | 429.4601 | 0 | 652.2081 | 0.00497 | 652.2081 | 0.00322 | 651.4188 | 1.0001e-05 | 652.2081 | 0.00177 | 428.8426 | 0.08895
| 429.5729 | 0 | 429.5729 | 0 | 428.9566 | 0.06339 | 428.9566 | 0.06357 | 399.53 | -0.0013997 | 429.5729 | 0.00825 | 399.53 | 0.0015793 | 399.53 | 0.00075855 | 428.9566 | 8.9939e-06 | 428.9566 | 6.4128e-06 | 429.5729 | 0 | 652.3693 | 0.00389 | 652.3693 | 0.00357 | 651.5803 | 2.6669e-05 | 652.3693 | 0.00172 | 428.9566 | 0.08954
| 429.6857 | 0.00089539 | 429.6857 | 0.00055488 | 429.0707 | 0.05861 | 429.0707 | 0.06543 | 399.74 | -0.0017032 | 429.6857 | 0.00882 | 399.74 | -0.0017461 | 399.74 | 0.00036844 | 429.0707 | 8.8651e-06 | 429.0707 | 9.4106e-06 | 429.6857 | 0 | 652.5306 | 0.006 | 652.5306 | 0.0032 | 651.7418 | 1.0001e-05 | 652.5306 | 0.00175 | 429.0707 | 0.0915
| 429.7985 | 0 | 429.7985 | 0 | 429.1847 | 0.05564 | 429.1847 | 0.06612 | 399.96 | -0.0014672 | 429.7985 | 0.00746 | 399.96 | 0.00051389 | 399.96 | -0.00031426 | 429.1847 | 8.4201e-06 | 429.1847 | 1.0377e-05 | 429.7985 | 0 | 652.6918 | 0.00443 | 652.6918 | 0.00425 | 651.9032 | 6.6672e-06 | 652.6918 | 0.0016 | 429.1847 | 0.09249
| 429.9113 | 0.00048213 | 429.9113 | 0.00108 | 429.2987 | 0.05396 | 429.2987 | 0.06855 | 400.18 | 0.0016695 | 429.9113 | 0.00709 | 400.18 | -0.00097128 | 400.18 | -0.00041178 | 429.2987 | 9.5092e-06 | 429.2987 | 9.6192e-06 | 429.9113 | 0 | 652.853 | 0.00389 | 652.853 | 0.00399 | 652.0647 | 3.0002e-05 | 652.853 | 0.00162 | 429.2987 | 0.09538
| 430.0241 | 0 | 430.0241 | 0 | 429.4128 | 0.05469 | 429.4128 | 0.06953 | 400.4 | -0.00059023 | 430.0241 | 0.00856 | 400.4 | -0.00055155 | 400.4 | 0.00027091 | 429.4128 | 9.9307e-06 | 429.4128 | 8.016e-06 | 430.0241 | 0 | 653.0142 | 0.00702 | 653.0142 | 0.00501 | 652.2262 | 0 | 653.0142 | 0.00153 | 429.4128 | 0.09645
| 430.1369 | 0.00113 | 430.1369 | 0.00109 | 429.5269 | 0.05271 | 429.5269 | 0.07102 | 400.62 | -1.6864e-05 | 430.1369 | 0.0076 | 400.62 | -0.0014233 | 400.62 | -0.0021673 | 429.5269 | 1.0879e-05 | 429.5269 | 6.4128e-06 | 430.1369 | 3.7485e-05 | 653.1755 | 0.0037 | 653.1755 | 0.00315 | 652.3877 | 1.0001e-05 | 653.1755 | 0.00168 | 429.5269 | 0.09821
| 430.2497 | 0 | 430.2497 | 0 | 429.6409 | 0.05025 | 429.6409 | 0.07121 | 400.84 | 0.00065769 | 430.2497 | 0.00993 | 400.84 | -0.00026098 | 400.84 | 0.00020589 | 429.6409 | 8.7831e-06 | 429.6409 | 4.601e-06 | 430.2497 | 0 | 653.3367 | 0.00577 | 653.3367 | 0.00411 | 652.5492 | 0 | 653.3367 | 0.00166 | 429.6409 | 0.09868
| 430.3625 | 0.00131 | 430.3625 | 0.00179 | 429.755 | 0.04509 | 429.755 | 0.07292 | 401.05 | -0.0022092 | 430.3625 | 0.00845 | 401.05 | -0.00035784 | 401.05 | -0.00076939 | 429.755 | 9.3569e-06 | 429.755 | 5.0292e-06 | 430.3625 | 0 | 653.498 | 0.00455 | 653.498 | 0.00327 | 652.7107 | 3.0002e-05 | 653.498 | 0.00182 | 429.755 | 0.09982
| 430.4753 | 0 | 430.4753 | 0 | 429.8691 | 0.04849 | 429.8691 | 0.07389 | 401.27 | -0.00011805 | 430.4753 | 0.00658 | 401.27 | -0.00093899 | 401.27 | 0.0011487 | 429.8691 | 8.3147e-06 | 429.8691 | 8.016e-06 | 430.4753 | 0.0002221 | 653.6593 | 0.00544 | 653.6593 | 0.00499 | 652.8722 | 6.6672e-06 | 653.6593 | 0.00178 | 429.8691 | 0.10079
| 430.5881 | 0.00042823 | 430.5881 | 0.00050287 | 429.9832 | 0.04405 | 429.9832 | 0.0759 | 401.49 | -0.00079259 | 430.5881 | 0.01095 | 401.49 | 0.00041703 | 401.49 | -0.0001192 | 429.9832 | 9.029e-06 | 429.9832 | 1.0476e-05 | 430.5881 | 0 | 653.8205 | 0.00609 | 653.8205 | 0.00397 | 653.0338 | 3.0002e-05 | 653.8205 | 0.00184 | 429.9832 | 0.10216
| 430.701 | 0 | 430.701 | 0 | 430.0972 | 0.0466 | 430.0972 | 0.07686 | 401.71 | 0.0018044 | 430.701 | 0.00757 | 401.71 | -2.6905e-06 | 401.71 | -0.001257 | 430.0972 | 7.9867e-06 | 430.0972 | 9.3008e-06 | 430.701 | 0 | 653.9818 | 0.00641 | 653.9818 | 0.00413 | 653.1953 | 2.6669e-05 | 653.9818 | 0.00171 | 430.0972 | 0.10378
| 430.8138 | 0.00024855 | 430.8138 | 0.0017 | 430.2113 | 0.04382 | 430.2113 | 0.07928 | 401.93 | -0.0015008 | 430.8138 | 0.00862 | 401.93 | -0.0034573 | 401.93 | -0.00044429 | 430.2113 | 8.5137e-06 | 430.2113 | 6.314e-06 | 430.8138 | 0 | 654.1431 | 0.00434 | 654.1431 | 0.00297 | 653.3568 | 1.0001e-05 | 654.1431 | 0.00181 | 430.2113 | 0.10633
| 430.9266 | 0 | 430.9266 | 0 | 430.3254 | 0.04482 | 430.3254 | 0.0806 | 402.15 | 0.00089378 | 430.9266 | 0.00757 | 402.15 | -0.0013909 | 402.15 | 0.0002384 | 430.3254 | 9.9307e-06 | 430.3254 | 5.2379e-06 | 430.9266 | 0.00018456 | 654.3044 | 0.00499 | 654.3044 | 0.00478 | 653.5184 | 4.667e-05 | 654.3044 | 0.00165 | 430.3254 | 0.10838
| 431.0394 | 0.00098522 | 431.0394 | 0.00074563 | 430.4395 | 0.04531 | 430.4395 | 0.08307 | 402.36 | -0.00089378 | 431.0394 | 0.01067 | 402.36 | -0.0023919 | 402.36 | -0.0011595 | 430.4395 | 1.1336e-05 | 430.4395 | 5.0292e-06 | 431.0394 | 0 | 654.4657 | 0.00569 | 654.4657 | 0.0052 | 653.6799 | 3.0002e-05 | 654.4657 | 0.00171 | 430.4395 | 0.11074
| 431.1522 | 0 | 431.1522 | 0 | 430.5536 | 0.04477 | 430.5536 | 0.08386 | 402.58 | -5.0592e-05 | 431.1522 | 0.01118 | 402.58 | -0.0020367 | 402.58 | 0.00030341 | 430.5536 | 1.0903e-05 | 430.5536 | 6.4128e-06 | 431.1522 | 0 | 654.627 | 0.00589 | 654.627 | 0.00519 | 653.8415 | 6.6672e-06 | 654.627 | 0.00157 | 430.5536 | 0.11161
| 431.265 | 0.00102 | 431.265 | 0.00065893 | 430.6677 | 0.04704 | 430.6677 | 0.08574 | 402.8 | -0.0030186 | 431.265 | 0.00757 | 402.8 | -0.00026098 | 402.8 | -0.00028175 | 430.6677 | 6.6517e-06 | 430.6677 | 4.1727e-06 | 431.265 | 0 | 654.7883 | 0.00847 | 654.7883 | 0.00387 | 654.003 | 3.0002e-05 | 654.7883 | 0.00165 | 430.6677 | 0.11368
| 431.3778 | 0 | 431.3778 | 0 | 430.7819 | 0.04625 | 430.7819 | 0.08762 | 403.02 | 0.0017032 | 431.3778 | 0.00811 | 403.02 | 0.00086903 | 403.02 | 0.0013112 | 430.7819 | 1.6301e-05 | 430.7819 | 1.8075e-05 | 431.3778 | 0 | 654.9496 | 0.00474 | 654.9496 | 0.0042 | 654.1646 | 0 | 654.9496 | 0.00169 | 430.7819 | 0.11548
| 431.4907 | 0.00094928 | 431.4907 | 0.00123 | 430.896 | 0.03711 | 430.896 | 0.09013 | 403.24 | -0.00089378 | 431.4907 | 0.00868 | 403.24 | 0.00099818 | 403.24 | 0.0010186 | 430.896 | 1.3713e-05 | 430.896 | 1.4967e-05 | 431.4907 | 0.00163 | 655.1109 | 0.00739 | 655.1109 | 0.00366 | 654.3261 | 6.9993e-05 | 655.1109 | 0.00167 | 430.896 | 0.11796
| 431.6035 | 0 | 431.6035 | 0 | 431.0101 | 0.03616 | 431.0101 | 0.09257 | 403.46 | -0.00038786 | 431.6035 | 0.00868 | 403.46 | -0.00061613 | 403.46 | -0.00047681 | 431.0101 | 2.8036e-05 | 431.0101 | 2.6727e-05 | 431.6035 | 0 | 655.2722 | 0.00539 | 655.2722 | 0.00417 | 654.4877 | 0 | 655.2722 | 0.00184 | 431.0101 | 0.12022
| 431.7163 | 0.00094928 | 431.7163 | 0.00118 | 431.1242 | 0.03549 | 431.1242 | 0.09395 | 403.68 | 0.0039967 | 431.7163 | 0.00987 | 403.68 | 0.00032017 | 403.68 | 1.0836e-05 | 431.1242 | 1.4615e-05 | 431.1242 | 1.198e-05 | 431.7163 | 0.00095593 | 655.4336 | 0.00544 | 655.4336 | 0.00475 | 654.6493 | 6.9993e-05 | 655.4336 | 0.00166 | 431.1242 | 0.12197
| 431.8291 | 0 | 431.8291 | 0 | 431.2384 | 0.03189 | 431.2384 | 0.09639 | 403.89 | -0.0027488 | 431.8291 | 0.00873 | 403.89 | -0.00051927 | 403.89 | 0.00020589 | 431.2384 | 2.9558e-05 | 431.2384 | 2.5025e-05 | 431.8291 | 0 | 655.5949 | 0.00723 | 655.5949 | 0.00327 | 654.8109 | 0 | 655.5949 | 0.00182 | 431.2384 | 0.12394
| 431.9419 | 0.00115 | 431.9419 | 0.00151 | 431.3525 | 0.03545 | 431.3525 | 0.09773 | 404.11 | 0.0025127 | 431.9419 | 0.0105 | 404.11 | -0.0018752 | 404.11 | -0.00047681 | 431.3525 | 1.5247e-05 | 431.3525 | 1.3254e-05 | 431.9419 | 0.00105 | 655.7563 | 0.00807 | 655.7563 | 0.00457 | 654.9725 | 6.9993e-05 | 655.7563 | 0.00172 | 431.3525 | 0.12494
| 432.0547 | 0 | 432.0547 | 0 | 431.4666 | 0.03121 | 431.4666 | 0.1002 | 404.33 | 0.00062396 | 432.0547 | 0.00891 | 404.33 | -0.0012296 | 404.33 | -0.0021673 | 431.4666 | 2.9336e-05 | 431.4666 | 2.6091e-05 | 432.0547 | 0 | 655.9176 | 0.00566 | 655.9176 | 0.00429 | 655.1341 | 0 | 655.9176 | 0.0019 | 431.4666 | 0.12719
| 432.1676 | 0.00066181 | 432.1676 | 0.00067626 | 431.5808 | 0.03889 | 431.5808 | 0.10144 | 404.55 | -0.0011299 | 432.1676 | 0.01044 | 404.55 | 0.00019102 | 404.55 | -0.00050931 | 431.5808 | 1.4392e-05 | 431.5808 | 1.3045e-05 | 432.1676 | 0.00191 | 656.079 | 0.00567 | 656.079 | 0.00482 | 655.2957 | 6.9993e-05 | 656.079 | 0.00176 | 431.5808 | 0.12878
| 432.2804 | 0 | 432.2804 | 0 | 431.6949 | 0.03114 | 431.6949 | 0.10417 | 404.77 | -0.00099496 | 432.2804 | 0.01084 | 404.77 | -0.00055155 | 404.77 | -0.00037928 | 431.6949 | 2.9066e-05 | 431.6949 | 2.2236e-05 | 432.2804 | 0 | 656.2403 | 0.00619 | 656.2403 | 0.00265 | 655.4573 | 0 | 656.2403 | 0.00179 | 431.6949 | 0.13118
| 432.3932 | 0.00041025 | 432.3932 | 0.00098839 | 431.8091 | 0.03274 | 431.8091 | 0.10527 | 404.99 | 0.00035414 | 432.3932 | 0.00959 | 404.99 | 0.0015793 | 404.99 | -0.0013871 | 431.8091 | 1.4697e-05 | 431.8091 | 9.191e-06 | 432.3932 | 0.00161 | 656.4017 | 0.00586 | 656.4017 | 0.00382 | 655.6189 | 5.0004e-05 | 656.4017 | 0.00171 | 431.8091 | 0.13251
| 432.506 | 0 | 432.506 | 0 | 431.9232 | 0.02393 | 431.9232 | 0.10754 | 405.21 | -0.0026139 | 432.506 | 0.0103 | 405.21 | -0.0013264 | 405.21 | 0.00079106 | 431.9232 | 3.0753e-05 | 431.9232 | 2.2884e-05 | 432.506 | 0 | 656.5631 | 0.00605 | 656.5631 | 0.007 | 655.7805 | 0 | 656.5631 | 0.00187 | 431.9232 | 0.13503
| 432.6189 | 0.00102 | 432.6189 | 0.00224 | 432.0374 | 0.03078 | 432.0374 | 0.10824 | 405.42 | -0.0010624 | 432.6189 | 0.01018 | 405.42 | -0.0012619 | 405.42 | 0.00043346 | 432.0374 | 1.6336e-05 | 432.0374 | 1.3682e-05 | 432.6189 | 0.00122 | 656.7245 | 0.00441 | 656.7245 | 0.0042 | 655.9421 | 5.0004e-05 | 656.7245 | 0.00176 | 432.0374 | 0.13684
| 432.7317 | 0 | 432.7317 | 0 | 432.1516 | 0.0242 | 432.1516 | 0.11081 | 405.64 | -1.6864e-05 | 432.7317 | 0.01191 | 405.64 | 0.0026448 | 405.64 | -0.0019722 | 432.1516 | 3.1162e-05 | 432.1516 | 2.2884e-05 | 432.7317 | 0 | 656.8859 | 0.00661 | 656.8859 | 0.00362 | 656.1037 | 0 | 656.8859 | 0.00184 | 432.1516 | 0.13901
| 432.8445 | 0.000554 | 432.8445 | 0.00137 | 432.2657 | 0.02582 | 432.2657 | 0.11224 | 405.86 | 0.00086005 | 432.8445 | 0.00919 | 405.86 | 0.00044931 | 405.86 | 0.0018964 | 432.2657 | 1.5107e-05 | 432.2657 | 9.191e-06 | 432.8445 | 0.00127 | 657.0472 | 0.00506 | 657.0472 | 0.00491 | 656.2654 | 5.0004e-05 | 657.0472 | 0.00162 | 432.2657 | 0.14044
| 432.9573 | 0 | 432.9573 | 0 | 432.3799 | 0.02059 | 432.3799 | 0.11541 | 406.08 | -0.0010961 | 432.9573 | 0.01129 | 406.08 | -0.00077756 | 406.08 | -0.00096444 | 432.3799 | 2.8457e-05 | 432.3799 | 1.9678e-05 | 432.9573 | 0 | 657.2087 | 0.0061 | 657.2087 | 0.00295 | 656.427 | 0 | 657.2087 | 0.00174 | 432.3799 | 0.14245
| 433.0701 | 0.00041025 | 433.0701 | 0.00225 | 432.4941 | 0.02258 | 432.4941 | 0.1172 | 406.3 | 0.00038786 | 433.0701 | 0.01135 | 406.3 | -0.0010681 | 406.3 | -0.00018422 | 432.4941 | 1.3667e-05 | 432.4941 | 1.0476e-05 | 433.0701 | 0.00112 | 657.3701 | 0.00589 | 657.3701 | 0.00529 | 656.5887 | 5.0004e-05 | 657.3701 | 0.00157 | 432.4941 | 0.14494
| 433.183 | 0 | 433.183 | 0 | 432.6083 | 0.02531 | 432.6083 | 0.12041 | 406.52 | -0.00082632 | 433.183 | 0.00942 | 406.52 | -0.0019399 | 406.52 | -0.00024923 | 432.6083 | 2.8001e-05 | 432.6083 | 2.4806e-05 | 433.183 | 0 | 657.5315 | 0.00551 | 657.5315 | 0.00362 | 656.7503 | 0 | 657.5315 | 0.00173 | 432.6083 | 0.14785
| 433.2958 | 0.00233 | 433.2958 | 0.00158 | 432.7225 | 0.02571 | 432.7225 | 0.12188 | 406.74 | 0.0010287 | 433.2958 | 0.01149 | 406.74 | -0.0017784 | 406.74 | -0.00037928 | 432.7225 | 1.4369e-05 | 432.7225 | 1.433e-05 | 433.2958 | 0.00080598 | 657.6929 | 0.00605 | 657.6929 | 0.00441 | 656.912 | 6.9993e-05 | 657.6929 | 0.00162 | 432.7225 | 0.1503
| 433.4086 | 0 | 433.4086 | 0 | 432.8367 | 0.02254 | 432.8367 | 0.12461 | 406.95 | -8.4319e-05 | 433.4086 | 0.00868 | 406.95 | 0.00012645 | 406.95 | 0.0017338 | 432.8367 | 2.704e-05 | 432.8367 | 2.866e-05 | 433.4086 | 0 | 657.8543 | 0.00525 | 657.8543 | 0.00454 | 657.0737 | 0 | 657.8543 | 0.00175 | 432.8367 | 0.15274
| 433.5215 | 0.00098522 | 433.5215 | 0.00191 | 432.9509 | 0.02601 | 432.9509 | 0.12613 | 407.17 | -0.002108 | 433.5215 | 0.01163 | 407.17 | 0.0020314 | 407.17 | 0.00010836 | 432.9509 | 1.2706e-05 | 432.9509 | 1.4539e-05 | 433.5215 | 0.00050609 | 658.0158 | 0.006 | 658.0158 | 0.00411 | 657.2353 | 3.0002e-05 | 658.0158 | 0.00161 | 432.9509 | 0.15435
| 433.6343 | 0 | 433.6343 | 0 | 433.0651 | 0.02601 | 433.0651 | 0.12903 | 407.39 | -0.001366 | 433.6343 | 0.00987 | 407.39 | 0.0012242 | 407.39 | -0.00037928 | 433.0651 | 2.827e-05 | 433.0651 | 2.8232e-05 | 433.6343 | 0 | 658.1772 | 0.00645 | 658.1772 | 0.00373 | 657.397 | 0 | 658.1772 | 0.00175 | 433.0651 | 0.1565
| 433.7471 | 0 | 433.7471 | 0.00255 | 433.1793 | 0.02244 | 433.1793 | 0.13029 | 407.61 | 0.0017707 | 433.7471 | 0.01033 | 407.61 | 0.001095 | 407.61 | -0.00037928 | 433.1793 | 1.5564e-05 | 433.1793 | 1.3902e-05 | 433.7471 | 0.00195 | 658.3387 | 0.00727 | 658.3387 | 0.00411 | 657.5587 | 6.9993e-05 | 658.3387 | 0.00167 | 433.1793 | 0.15851
| 433.8599 | 0 | 433.8599 | 0 | 433.2935 | 0.02517 | 433.2935 | 0.13295 | 407.83 | -0.0035582 | 433.8599 | 0.01001 | 407.83 | -0.0017461 | 407.83 | -0.0019397 | 433.2935 | 2.9195e-05 | 433.2935 | 2.1918e-05 | 433.8599 | 0 | 658.5001 | 0.00744 | 658.5001 | 0.00278 | 657.7204 | 0 | 658.5001 | 0.00187 | 433.2935 | 0.16137
| 433.9728 | 0.00042823 | 433.9728 | 0.00062425 | 433.4077 | 0.02189 | 433.4077 | 0.13456 | 408.05 | -0.00028669 | 433.9728 | 0.01169 | 408.05 | 0.0020636 | 408.05 | 0.00046596 | 433.4077 | 1.3631e-05 | 433.4077 | 8.2356e-06 | 433.9728 | 0.00074975 | 658.6616 | 0.00764 | 658.6616 | 0.00471 | 657.8821 | 6.9993e-05 | 658.6616 | 0.00175 | 433.4077 | 0.16373
| 434.0856 | 0 | 434.0856 | 0 | 433.522 | 0.02383 | 433.522 | 0.13761 | 408.27 | -0.00011805 | 434.0856 | 0.0122 | 408.27 | -0.0013909 | 408.27 | -8.6692e-05 | 433.522 | 2.8328e-05 | 433.522 | 2.0633e-05 | 434.0856 | 0 | 658.823 | 0.00727 | 658.823 | 0.00424 | 658.0438 | 0 | 658.823 | 0.00193 | 433.522 | 0.16646
| 434.1984 | 0 | 434.1984 | 0.00201 | 433.6362 | 0.02053 | 433.6362 | 0.13939 | 408.49 | 0.002108 | 434.1984 | 0.01109 | 408.49 | -0.0014556 | 408.49 | 0.0010186 | 433.6362 | 1.4744e-05 | 433.6362 | 1.2408e-05 | 434.1984 | 0.00178 | 658.9845 | 0.00927 | 658.9845 | 0.00462 | 658.2055 | 5.0004e-05 | 658.9845 | 0.00175 | 433.6362 | 0.16856
| 434.3113 | 0 | 434.3113 | 0 | 433.7504 | 0.02434 | 433.7504 | 0.14262 | 408.71 | -0.0023778 | 434.3113 | 0.0118 | 408.71 | -0.00029326 | 408.71 | -0.0020372 | 433.7504 | 2.923e-05 | 433.7504 | 2.7913e-05 | 434.3113 | 0 | 659.146 | 0.00648 | 659.146 | 0.00432 | 658.3672 | 0 | 659.146 | 0.00188 | 433.7504 | 0.17135
| 434.4241 | 0.0006079 | 434.4241 | 0.00172 | 433.8647 | 0.02131 | 433.8647 | 0.14502 | 408.92 | 0.00099496 | 434.4241 | 0.01217 | 408.92 | -0.0012941 | 408.92 | -0.001062 | 433.8647 | 1.4533e-05 | 433.8647 | 1.5505e-05 | 434.4241 | 0.00080598 | 659.3075 | 0.00718 | 659.3075 | 0.0042 | 658.5289 | 6.9993e-05 | 659.3075 | 0.00174 | 433.8647 | 0.17309
| 434.5369 | 0.00019796 | 434.5369 | 0 | 433.9789 | 0.02362 | 433.9789 | 0.14848 | 409.14 | -0.001737 | 434.5369 | 0.01106 | 409.14 | -0.0026179 | 409.14 | -2.1673e-05 | 433.9789 | 2.8949e-05 | 433.9789 | 2.9835e-05 | 434.5369 | 0 | 659.469 | 0.00706 | 659.469 | 0.00274 | 658.6906 | 0 | 659.469 | 0.00185 | 433.9789 | 0.17637
| 434.6498 | 0 | 434.6498 | 0.00123 | 434.0932 | 0.02062 | 434.0932 | 0.15028 | 409.36 | 0.001602 | 434.6498 | 0.01118 | 409.36 | 0.0011273 | 409.36 | -0.00076939 | 434.0932 | 1.4451e-05 | 434.0932 | 1.433e-05 | 434.6498 | 0.00148 | 659.6305 | 0.0064 | 659.6305 | 0.00373 | 658.8524 | 5.0004e-05 | 659.6305 | 0.00168 | 434.0932 | 0.17819
| 434.7626 | 0 | 434.7626 | 0 | 434.2074 | 0.0239 | 434.2074 | 0.15321 | 409.58 | -0.0025801 | 434.7626 | 0.01038 | 409.58 | -0.001617 | 409.58 | 0.0012137 | 434.2074 | 2.9031e-05 | 434.2074 | 2.5454e-05 | 434.7626 | 0 | 659.792 | 0.00443 | 659.792 | 0.00322 | 659.0141 | 0 | 659.792 | 0.00178 | 434.2074 | 0.18168
| 434.8754 | 0.00152 | 434.8754 | 0.00109 | 434.3217 | 0.02303 | 434.3217 | 0.15475 | 409.8 | 0.001231 | 434.8754 | 0.01118 | 409.8 | 0.00051389 | 409.8 | 0.0016688 | 434.3217 | 1.458e-05 | 434.3217 | 1.1124e-05 | 434.8754 | 0.00097468 | 659.9535 | 0.01065 | 659.9535 | 0.00459 | 659.1758 | 6.9993e-05 | 659.9535 | 0.00162 | 434.3217 | 0.18362
| 434.9883 | 0 | 434.9883 | 0 | 434.4359 | 0.02171 | 434.4359 | 0.15827 | 410.02 | 0.00048905 | 434.9883 | 0.01155 | 410.02 | -0.00039012 | 410.02 | 0.00049847 | 434.4359 | 2.8328e-05 | 434.4359 | 2.4169e-05 | 434.9883 | 0 | 660.115 | 0.00688 | 660.115 | 0.00411 | 659.3376 | 0 | 660.115 | 0.00179 | 434.4359 | 0.18681
| 435.1011 | 0.00026652 | 435.1011 | 0.00081498 | 434.5502 | 0.02076 | 434.5502 | 0.16054 | 410.24 | -0.00062396 | 435.1011 | 0.01106 | 410.24 | 0.0011919 | 410.24 | 0.0011162 | 434.5502 | 1.3901e-05 | 434.5502 | 1.3045e-05 | 435.1011 | 0.00206 | 660.2766 | 0.00861 | 660.2766 | 0.00427 | 659.4993 | 6.9993e-05 | 660.2766 | 0.00161 | 434.5502 | 0.18933
| 435.214 | 0 | 435.214 | 0 | 434.6645 | 0.01978 | 434.6645 | 0.16474 | 410.46 | -0.0016695 | 435.214 | 0.01081 | 410.46 | -0.00026098 | 410.46 | -0.00037928 | 434.6645 | 2.8083e-05 | 434.6645 | 2.6091e-05 | 435.214 | 0 | 660.4381 | 0.00459 | 660.4381 | 0.00397 | 659.6611 | 0 | 660.4381 | 0.00185 | 434.6645 | 0.19218
| 435.3268 | 0.0004462 | 435.3268 | 0.0012 | 434.7788 | 0.02134 | 434.7788 | 0.16766 | 410.68 | 0.0016695 | 435.3268 | 0.01209 | 410.68 | 0.0020636 | 410.68 | -0.00021673 | 434.7788 | 1.4334e-05 | 434.7788 | 1.3045e-05 | 435.3268 | 0.00223 | 660.5996 | 0.00844 | 660.5996 | 0.00691 | 659.8229 | 6.9993e-05 | 660.5996 | 0.00172 | 434.7788 | 0.19466
| 435.4396 | 0 | 435.4396 | 0 | 434.893 | 0.01738 | 434.893 | 0.17175 | 410.89 | -0.00096123 | 435.4396 | 0.01427 | 410.89 | -0.0014556 | 410.89 | -8.6692e-05 | 434.893 | 3.0237e-05 | 434.893 | 2.6727e-05 | 435.4396 | 0 | 660.7612 | 0.00688 | 660.7612 | 0.00387 | 659.9846 | 0 | 660.7612 | 0.00185 | 434.893 | 0.19738
| 435.5525 | 0.0005001 | 435.5525 | 0.00158 | 435.0073 | 0.01812 | 435.0073 | 0.17391 | 411.11 | -0.001231 | 435.5525 | 0.01359 | 411.11 | -0.00013183 | 411.11 | 0.00010836 | 435.0073 | 1.6055e-05 | 435.0073 | 1.3682e-05 | 435.5525 | 0.00086221 | 660.9227 | 0.01126 | 660.9227 | 0.00394 | 660.1464 | 6.9993e-05 | 660.9227 | 0.00169 | 435.0073 | 0.2
| 435.6653 | 0 | 435.6653 | 0 | 435.1216 | 0.01784 | 435.1216 | 0.17695 | 411.33 | -0.0018719 | 435.6653 | 0.01092 | 411.33 | -0.001617 | 411.33 | -0.00096444 | 435.1216 | 3.149e-05 | 435.1216 | 2.5454e-05 | 435.6653 | 0 | 661.0843 | 0.00645 | 661.0843 | 0.00476 | 660.3082 | 0 | 661.0843 | 0.00182 | 435.1216 | 0.20351
| 435.7782 | 0.00046416 | 435.7782 | 0.00158 | 435.2359 | 0.01724 | 435.2359 | 0.17864 | 411.55 | -0.00059023 | 435.7782 | 0.01177 | 411.55 | 0.00073989 | 411.55 | 0.00062851 | 435.2359 | 1.554e-05 | 435.2359 | 1.1761e-05 | 435.7782 | 0.00124 | 661.2458 | 0.00757 | 661.2458 | 0.00387 | 660.47 | 5.0004e-05 | 661.2458 | 0.00175 | 435.2359 | 0.20633
| 435.891 | 0 | 435.891 | 0 | 435.3502 | 0.01337 | 435.3502 | 0.18246 | 411.77 | -0.00069142 | 435.891 | 0.0122 | 411.77 | -0.00026098 | 411.77 | 0.00088859 | 435.3502 | 3.0483e-05 | 435.3502 | 2.4169e-05 | 435.891 | 0 | 661.4074 | 0.0073 | 661.4074 | 0.00432 | 660.6318 | 0 | 661.4074 | 0.00189 | 435.3502 | 0.21023
| 436.0038 | 0.00058994 | 436.0038 | 0.00224 | 435.4645 | 0.01756 | 435.4645 | 0.18515 | 411.99 | 0.0012648 | 436.0038 | 0.01285 | 411.99 | 0.00028789 | 411.99 | 0.00072604 | 435.4645 | 1.513e-05 | 435.4645 | 1.2408e-05 | 436.0038 | 0.00109 | 661.569 | 0.00941 | 661.569 | 0.0044 | 660.7935 | 6.9993e-05 | 661.569 | 0.00175 | 435.4645 | 0.21379
| 436.1167 | 0 | 436.1167 | 0 | 435.5788 | 0.01291 | 435.5788 | 0.1897 | 412.21 | -0.0012985 | 436.1167 | 0.01132 | 412.21 | -0.0016493 | 412.21 | -0.0015171 | 435.5788 | 2.8867e-05 | 435.5788 | 2.4169e-05 | 436.1167 | 0 | 661.7306 | 0.00674 | 661.7306 | 0.00436 | 660.9554 | 0 | 661.7306 | 0.00182 | 435.5788 | 0.21806
| 436.2295 | 0.0014 | 436.2295 | 0.00090168 | 435.6931 | 0.0131 | 435.6931 | 0.19245 | 412.43 | -0.00062396 | 436.2295 | 0.01231 | 412.43 | -0.0010036 | 412.43 | 0.0010186 | 435.6931 | 1.3912e-05 | 435.6931 | 1.1761e-05 | 436.2295 | 0.00142 | 661.8922 | 0.00979 | 661.8922 | 0.00443 | 661.1172 | 3.0002e-05 | 661.8922 | 0.00167 | 435.6931 | 0.22133
| 436.3424 | 0 | 436.3424 | 0 | 435.8075 | 0.01259 | 435.8075 | 0.19692 | 412.65 | -0.0028838 | 436.3424 | 0.01208 | 412.65 | -0.0019076 | 412.65 | -0.0021348 | 435.8075 | 2.7427e-05 | 435.8075 | 2.8012e-05 | 436.3424 | 0 | 662.0537 | 0.00925 | 662.0537 | 0.00496 | 661.279 | 0 | 662.0537 | 0.00179 | 435.8075 | 0.22474
| 436.4552 | 0.00057197 | 436.4552 | 0.00101 | 435.9218 | 0.01282 | 435.9218 | 0.19967 | 412.87 | -0.0019393 | 436.4552 | 0.01322 | 412.87 | 0.00080447 | 412.87 | 0.00049847 | 435.9218 | 1.3608e-05 | 435.9218 | 1.6252e-05 | 436.4552 | 0.00105 | 662.2153 | 0.00828 | 662.2153 | 0.00433 | 661.4408 | 6.9993e-05 | 662.2153 | 0.00168 | 435.9218 | 0.22774
| 436.5681 | 0 | 436.5681 | 0 | 436.0361 | 0.01174 | 436.0361 | 0.20378 | 413.08 | -0.0018044 | 436.5681 | 0.01294 | 413.08 | -0.0041676 | 413.08 | -0.0015822 | 436.0361 | 2.7813e-05 | 436.0361 | 2.8012e-05 | 436.5681 | 0 | 662.3769 | 0.01026 | 662.3769 | 0.00381 | 661.6026 | 0 | 662.3769 | 0.00181 | 436.0361 | 0.23103
| 436.6809 | 0.00073368 | 436.6809 | 0.00045084 | 436.1504 | 0.01271 | 436.1504 | 0.20639 | 413.3 | 0.0005565 | 436.6809 | 0.01444 | 413.3 | 0.00015874 | 413.3 | 0.00014088 | 436.1504 | 1.4533e-05 | 436.1504 | 1.1761e-05 | 436.6809 | 0.00054357 | 662.5386 | 0.00764 | 662.5386 | 0.00322 | 661.7645 | 5.0004e-05 | 662.5386 | 0.00174 | 436.1504 | 0.23406
| 436.7938 | 0 | 436.7938 | 0 | 436.2648 | 0.01037 | 436.2648 | 0.21093 | 413.52 | -0.00045532 | 436.7938 | 0.01089 | 413.52 | -0.00097128 | 413.52 | -0.00044429 | 436.2648 | 2.9008e-05 | 436.2648 | 2.0962e-05 | 436.7938 | 0 | 662.7002 | 0.01004 | 662.7002 | 0.00494 | 661.9263 | 0 | 662.7002 | 0.00183 | 436.2648 | 0.23837
| 436.9066 | 0.00067977 | 436.9066 | 0.0018 | 436.3791 | 0.01243 | 436.3791 | 0.21413 | 413.74 | 0.0010961 | 436.9066 | 0.01353 | 413.74 | -0.00013183 | 413.74 | -0.00031426 | 436.3791 | 1.4826e-05 | 436.3791 | 9.191e-06 | 436.9066 | 0.00111 | 662.8618 | 0.00978 | 662.8618 | 0.00299 | 662.0881 | 5.0004e-05 | 662.8618 | 0.00166 | 436.3791 | 0.24256
| 437.0195 | 0 | 437.0195 | 0 | 436.4935 | 0.00801 | 436.4935 | 0.21856 | 413.96 | -0.0014672 | 437.0195 | 0.01007 | 413.96 | -0.0018108 | 413.96 | -5.4182e-05 | 436.4935 | 2.8106e-05 | 436.4935 | 2.2884e-05 | 437.0195 | 0 | 663.0234 | 0.00748 | 663.0234 | 0.00531 | 662.25 | 0 | 663.0234 | 0.00172 | 436.4935 | 0.24689
| 437.1323 | 0.00098522 | 437.1323 | 0.00064159 | 436.6078 | 0.01048 | 436.6078 | 0.22196 | 414.18 | 0.00069142 | 437.1323 | 0.01271 | 414.18 | -0.00042241 | 414.18 | -0.00093193 | 436.6078 | 1.3608e-05 | 436.6078 | 1.3682e-05 | 437.1323 | 0.00033739 | 663.1851 | 0.0114 | 663.1851 | 0.00538 | 662.4118 | 8.9995e-05 | 663.1851 | 0.00167 | 436.6078 | 0.25007
| 437.2452 | 0 | 437.2452 | 0 | 436.7222 | 0.00905 | 436.7222 | 0.22705 | 414.4 | -0.00065769 | 437.2452 | 0.01183 | 414.4 | -0.0014556 | 414.4 | 0.00030341 | 436.7222 | 2.7544e-05 | 436.7222 | 2.6091e-05 | 437.2452 | 0 | 663.3467 | 0.01007 | 663.3467 | 0.00334 | 662.5737 | 0 | 663.3467 | 0.00182 | 436.7222 | 0.2538
| 437.358 | 0.00035636 | 437.358 | 0.0006936 | 436.8365 | 0.01167 | 436.8365 | 0.23095 | 414.62 | 0.001602 | 437.358 | 0.01149 | 414.62 | -0.0014556 | 414.62 | -0.0024598 | 436.8365 | 1.4065e-05 | 436.8365 | 1.3474e-05 | 437.358 | 0.0015 | 663.5084 | 0.00809 | 663.5084 | 0.00352 | 662.7356 | 6.9993e-05 | 663.5084 | 0.00171 | 436.8365 | 0.25766
| 437.4709 | 0 | 437.4709 | 0 | 436.9509 | 0.00739 | 436.9509 | 0.23593 | 414.84 | -0.0011299 | 437.4709 | 0.01084 | 414.84 | -0.0024564 | 414.84 | -0.002915 | 436.9509 | 2.9745e-05 | 436.9509 | 2.3312e-05 | 437.4709 | 0 | 663.67 | 0.01322 | 663.67 | 0.00425 | 662.8975 | 0 | 663.67 | 0.00183 | 436.9509 | 0.26177
| 437.5838 | 0.00149 | 437.5838 | 0.00137 | 437.0653 | 0.00965 | 437.0653 | 0.23926 | 415.06 | -0.0026476 | 437.5838 | 0.01345 | 415.06 | 0.00067532 | 415.06 | -0.0010295 | 437.0653 | 1.5845e-05 | 437.0653 | 1.0904e-05 | 437.5838 | 0.00135 | 663.8317 | 0.01168 | 663.8317 | 0.00436 | 663.0593 | 5.0004e-05 | 663.8317 | 0.00166 | 437.0653 | 0.26513
| 437.6966 | 0 | 437.6966 | 0 | 437.1796 | 0.00715 | 437.1796 | 0.24404 | 415.28 | 0.00082632 | 437.6966 | 0.0124 | 415.28 | -0.0010036 | 415.28 | -0.0012895 | 437.1796 | 3.1057e-05 | 437.1796 | 2.2236e-05 | 437.6966 | 0 | 663.9934 | 0.01023 | 663.9934 | 0.00401 | 663.2212 | 0 | 663.9934 | 0.0018 | 437.1796 | 0.27024
| 437.8095 | 0.0005001 | 437.8095 | 0.00196 | 437.294 | 0.00673 | 437.294 | 0.24677 | 415.5 | 0.0029849 | 437.8095 | 0.01385 | 415.5 | -0.0010358 | 415.5 | 0.00010836 | 437.294 | 1.5599e-05 | 437.294 | 1.2408e-05 | 437.8095 | 0.00182 | 664.155 | 0.01136 | 664.155 | 0.00589 | 663.3831 | 6.9993e-05 | 664.155 | 0.00164 | 437.294 | 0.27454
| 437.9223 | 0 | 437.9223 | 0 | 437.4084 | 0.00648 | 437.4084 | 0.25143 | 415.72 | 0.0021754 | 437.9223 | 0.01322 | 415.72 | 0.00064304 | 415.72 | -0.00076939 | 437.4084 | 3.053e-05 | 437.4084 | 2.2884e-05 | 437.9223 | 0 | 664.3167 | 0.01209 | 664.3167 | 0.00438 | 663.545 | 0 | 664.3167 | 0.00183 | 437.4084 | 0.27968
| 438.0352 | 0.00094928 | 438.0352 | 0.00114 | 437.5228 | 0.00766 | 437.5228 | 0.25458 | 415.93 | -0.001366 | 438.0352 | 0.01248 | 415.93 | -0.0010681 | 415.93 | -0.00067186 | 437.5228 | 1.5329e-05 | 437.5228 | 1.0695e-05 | 438.0352 | 0.00171 | 664.4784 | 0.01235 | 664.4784 | 0.00529 | 663.7069 | 5.0004e-05 | 664.4784 | 0.00169 | 437.5228 | 0.28298
| 438.1481 | 0 | 438.1481 | 0 | 437.6372 | 0.00563 | 437.6372 | 0.26015 | 416.15 | 0.00052277 | 438.1481 | 0.01279 | 416.15 | 9.4169e-05 | 416.15 | -0.0013546 | 437.6372 | 2.964e-05 | 437.6372 | 2.3093e-05 | 438.1481 | 0 | 664.6401 | 0.01172 | 664.6401 | 0.00364 | 663.8688 | 0 | 664.6401 | 0.00181 | 437.6372 | 0.28791
| 438.2609 | 5.091e-05 | 438.2609 | 0.00083232 | 437.7516 | 0.00482 | 437.7516 | 0.26436 | 416.37 | -0.0005565 | 438.2609 | 0.01217 | 416.37 | -0.0020045 | 416.37 | -0.0013546 | 437.7516 | 1.4779e-05 | 437.7516 | 1.2837e-05 | 438.2609 | 0.0018 | 664.8018 | 0.01084 | 664.8018 | 0.00318 | 664.0307 | 5.0004e-05 | 664.8018 | 0.00166 | 437.7516 | 0.29234
| 438.3738 | 0 | 438.3738 | 0 | 437.866 | 0.00421 | 437.866 | 0.27055 | 416.59 | -0.0026476 | 438.3738 | 0.0122 | 416.59 | -0.0021013 | 416.59 | -0.0019722 | 437.866 | 3.0834e-05 | 437.866 | 2.7584e-05 | 438.3738 | 0 | 664.9635 | 0.01381 | 664.9635 | 0.00418 | 664.1926 | 0 | 664.9635 | 0.00177 | 437.866 | 0.29804
| 438.4866 | 0.00125 | 438.4866 | 0.00123 | 437.9804 | 0.00662 | 437.9804 | 0.2751 | 416.81 | 0.0005565 | 438.4866 | 0.01439 | 416.81 | 0.00067532 | 416.81 | 0.0014737 | 437.9804 | 1.6325e-05 | 437.9804 | 1.5186e-05 | 438.4866 | 0.00163 | 665.1252 | 0.01222 | 665.1252 | 0.00413 | 664.3546 | 5.0004e-05 | 665.1252 | 0.0017 | 437.9804 | 0.30237
| 438.5995 | 0 | 438.5995 | 0 | 438.0948 | 0.00327 | 438.0948 | 0.28066 | 417.03 | -0.00082632 | 438.5995 | 0.01186 | 417.03 | -0.0010681 | 417.03 | -0.0021348 | 438.0948 | 3.1326e-05 | 438.0948 | 2.4806e-05 | 438.5995 | 0 | 665.287 | 0.01315 | 665.287 | 0.00464 | 664.5165 | 0 | 665.287 | 0.00187 | 438.0948 | 0.30711
| 438.7124 | 0.00066181 | 438.7124 | 0.00091902 | 438.2092 | 0.00245 | 438.2092 | 0.2843 | 417.25 | 0.00075887 | 438.7124 | 0.01214 | 417.25 | -0.00074527 | 417.25 | 0.0010836 | 438.2092 | 1.5271e-05 | 438.2092 | 9.8388e-06 | 438.7124 | 0.00131 | 665.4487 | 0.0114 | 665.4487 | 0.00496 | 664.6784 | 6.9993e-05 | 665.4487 | 0.00175 | 438.2092 | 0.31083
| 438.8252 | 0 | 438.8252 | 0 | 438.3236 | 0.00195 | 438.3236 | 0.28938 | 417.47 | 0.00062396 | 438.8252 | 0.01248 | 417.47 | -0.0026179 | 417.47 | 0.0011812 | 438.3236 | 2.8492e-05 | 438.3236 | 2.0853e-05 | 438.8252 | 0 | 665.6104 | 0.01486 | 665.6104 | 0.0039 | 664.8404 | 0 | 665.6104 | 0.00181 | 438.3236 | 0.31575
| 438.9381 | 0.00156 | 438.9381 | 0.00165 | 438.4381 | 0.00495 | 438.4381 | 0.29354 | 417.69 | -8.4319e-05 | 438.9381 | 0.01197 | 417.69 | -0.0017139 | 417.69 | 0.00072604 | 438.4381 | 1.3467e-05 | 438.4381 | 1.1014e-05 | 438.9381 | 5.6228e-05 | 665.7722 | 0.01195 | 665.7722 | 0.00522 | 665.0023 | 6.9993e-05 | 665.7722 | 0.00162 | 438.4381 | 0.31992
| 439.051 | 0 | 439.051 | 0.00034761 | 438.5525 | 0.00151 | 438.5525 | 0.30004 | 417.91 | -0.00015177 | 439.051 | 0.01277 | 417.91 | -0.00022869 | 417.91 | 0.00033593 | 438.5525 | 2.9394e-05 | 438.5525 | 2.5344e-05 | 439.051 | 0 | 665.9339 | 0.0127 | 665.9339 | 0.00367 | 665.1643 | 0 | 665.9339 | 0.00174 | 438.5525 | 0.32565
| 439.1639 | 0.00113 | 439.1639 | 0.00165 | 438.6669 | 0.00315 | 438.6669 | 0.30491 | 418.13 | -0.00028669 | 439.1639 | 0.01299 | 418.13 | 0.00044931 | 418.13 | 0.00082357 | 438.6669 | 1.6173e-05 | 438.6669 | 1.433e-05 | 439.1639 | 0.00026241 | 666.0957 | 0.013 | 666.0957 | 0.00362 | 665.3262 | 6.9993e-05 | 666.0957 | 0.00161 | 438.6669 | 0.33031
| 439.2767 | 0 | 439.2767 | 0 | 438.7814 | 0.00012036 | 438.7814 | 0.31078 | 418.35 | -0.0030523 | 439.2767 | 0.01169 | 418.35 | -0.00064841 | 418.35 | -0.0019397 | 438.7814 | 3.2006e-05 | 438.7814 | 2.6727e-05 | 439.2767 | 0 | 666.2574 | 0.01235 | 666.2574 | 0.00445 | 665.4882 | 0 | 666.2574 | 0.00177 | 438.7814 | 0.33508
| 439.3896 | 0.00264 | 439.3896 | 0.00165 | 438.8958 | 0.00234 | 438.8958 | 0.31439 | 418.57 | -0.00038786 | 439.3896 | 0.01481 | 418.57 | -0.00051927 | 418.57 | 0.00062851 | 438.8958 | 1.6055e-05 | 438.8958 | 1.3474e-05 | 439.3896 | 0.00067477 | 666.4192 | 0.00887 | 666.4192 | 0.00461 | 665.6502 | 5.0004e-05 | 666.4192 | 0.00169 | 438.8958 | 0.33784
| 439.5025 | 0 | 439.5025 | 0 | 439.0103 | 0.00010274 | 439.0103 | 0.31931 | 418.79 | -0.001366 | 439.5025 | 0.0137 | 418.79 | 0.0012242 | 418.79 | -0.0037602 | 439.0103 | 3.005e-05 | 439.0103 | 2.6519e-05 | 439.5025 | 0 | 666.581 | 0.01373 | 666.581 | 0.00552 | 665.8121 | 0 | 666.581 | 0.00189 | 439.0103 | 0.34153
| 439.6153 | 0.00093132 | 439.6153 | 0.00147 | 439.1247 | 0.0022 | 439.1247 | 0.3224 | 419.01 | -1.6864e-05 | 439.6153 | 0.01297 | 419.01 | -2.6905e-06 | 419.01 | -0.00099695 | 439.1247 | 1.4205e-05 | 439.1247 | 1.411e-05 | 439.6153 | 0.00089971 | 666.7427 | 0.01357 | 666.7427 | 0.00364 | 665.9741 | 6.9993e-05 | 666.7427 | 0.00178 | 439.1247 | 0.34485
| 439.7282 | 0 | 439.7282 | 0 | 439.2392 | 1.4682e-05 | 439.2392 | 0.32707 | 419.23 | 8.4319e-05 | 439.7282 | 0.01282 | 419.23 | -0.00071299 | 419.23 | -0.0012245 | 439.2392 | 2.9781e-05 | 439.2392 | 2.6727e-05 | 439.7282 | 0 | 666.9045 | 0.01101 | 666.9045 | 0.00288 | 666.1361 | 0 | 666.9045 | 0.00185 | 439.2392 | 0.34906
| 439.8411 | 0.00233 | 439.8411 | 0.00125 | 439.3536 | 0.00139 | 439.3536 | 0.32962 | 419.45 | 0.0009275 | 439.8411 | 0.01353 | 419.45 | -0.0011327 | 419.45 | -0.00099695 | 439.3536 | 1.5845e-05 | 439.3536 | 1.3682e-05 | 439.8411 | 0.00126 | 667.0663 | 0.01383 | 667.0663 | 0.00373 | 666.2981 | 8.9995e-05 | 667.0663 | 0.00167 | 439.3536 | 0.35272
| 439.954 | 0 | 439.954 | 0 | 439.4681 | 0 | 439.4681 | 0.33447 | 419.67 | 0.0010961 | 439.954 | 0.01359 | 419.67 | -0.0031345 | 419.67 | -0.0016472 | 439.4681 | 3.0589e-05 | 439.4681 | 2.6091e-05 | 439.954 | 0 | 667.2281 | 0.01392 | 667.2281 | 0.00432 | 666.4601 | 0 | 667.2281 | 0.00178 | 439.4681 | 0.35764
| 440.0668 | 0.00087741 | 440.0668 | 0.00104 | 439.5826 | 0.00255 | 439.5826 | 0.33829 | 419.89 | 0.0012985 | 440.0668 | 0.0139 | 419.89 | 0.00022331 | 419.89 | 0.0028717 | 439.5826 | 1.499e-05 | 439.5826 | 1.2408e-05 | 440.0668 | 0.00161 | 667.3899 | 0.01148 | 667.3899 | 0.00477 | 666.6221 | 6.9993e-05 | 667.3899 | 0.00169 | 439.5826 | 0.36086
| 440.1797 | 0 | 440.1797 | 0 | 439.697 | 0 | 439.697 | 0.34442 | 420.1 | -0.0012648 | 440.1797 | 0.01345 | 420.1 | -0.0016815 | 420.1 | -0.00050931 | 439.697 | 3.1443e-05 | 439.697 | 2.5454e-05 | 440.1797 | 0 | 667.5517 | 0.01472 | 667.5517 | 0.0039 | 666.7841 | 0 | 667.5517 | 0.00176 | 439.697 | 0.36468
| 440.2926 | 0.00089539 | 440.2926 | 0.00137 | 439.8115 | 1.4682e-05 | 439.8115 | 0.34837 | 420.32 | -0.00045532 | 440.2926 | 0.016 | 420.32 | -0.0012296 | 420.32 | 0.00033593 | 439.8115 | 1.6629e-05 | 439.8115 | 1.3045e-05 | 440.2926 | 0.00193 | 667.7135 | 0.01439 | 667.7135 | 0.00596 | 666.9461 | 5.0004e-05 | 667.7135 | 0.00165 | 439.8115 | 0.368
| 440.4055 | 0 | 440.4055 | 0 | 439.926 | 0 | 439.926 | 0.35478 | 420.54 | -0.00079259 | 440.4055 | 0.01345 | 420.54 | 0.00022331 | 420.54 | -0.0011595 | 439.926 | 3.1244e-05 | 439.926 | 2.4378e-05 | 440.4055 | 0 | 667.8753 | 0.01273 | 667.8753 | 0.00406 | 667.1081 | 6.6672e-06 | 667.8753 | 0.00187 | 439.926 | 0.37486
| 440.5184 | 0.0012 | 440.5184 | 0.00168 | 440.0405 | 0 | 440.0405 | 0.35944 | 420.76 | 1.6864e-05 | 440.5184 | 0.01458 | 420.76 | 0.00038475 | 420.76 | 0.0015712 | 440.0405 | 1.4697e-05 | 440.0405 | 1.1332e-05 | 440.5184 | 0.00186 | 668.0372 | 0.01382 | 668.0372 | 0.00419 | 667.2702 | 6.9993e-05 | 668.0372 | 0.00179 | 440.0405 | 0.38091
| 440.6313 | 0 | 440.6313 | 0 | 440.155 | 0 | 440.155 | 0.36698 | 420.98 | 0.00021923 | 440.6313 | 0.01399 | 420.98 | 0.0014824 | 420.98 | -0.00021673 | 440.155 | 2.7204e-05 | 440.155 | 1.9886e-05 | 440.6313 | 0 | 668.199 | 0.01503 | 668.199 | 0.00387 | 667.4322 | 0 | 668.199 | 0.00192 | 440.155 | 0.38872
| 440.7441 | 0.00058994 | 440.7441 | 0.00203 | 440.2695 | 1.4682e-05 | 440.2695 | 0.37369 | 421.2 | -0.00021923 | 440.7441 | 0.01578 | 421.2 | -0.0013909 | 421.2 | 0.00010836 | 440.2695 | 1.2507e-05 | 440.2695 | 8.5541e-06 | 440.7441 | 0.00234 | 668.3608 | 0.01248 | 668.3608 | 0.00317 | 667.5942 | 6.9993e-05 | 668.3608 | 0.00168 | 440.2695 | 0.39456
| 440.857 | 0 | 440.857 | 0 | 440.384 | 0 | 440.384 | 0.38371 | 421.42 | -0.0001855 | 440.857 | 0.0147 | 421.42 | -0.00093899 | 421.42 | -0.0017771 | 440.384 | 2.8059e-05 | 440.384 | 1.9678e-05 | 440.857 | 0 | 668.5227 | 0.01569 | 668.5227 | 0.00373 | 667.7563 | 0 | 668.5227 | 0.00183 | 440.384 | 0.40322
| 440.9699 | 0.00145 | 440.9699 | 0.00172 | 440.4985 | 0 | 440.4985 | 0.39237 | 421.64 | 0.0001855 | 440.9699 | 0.01339 | 421.64 | -0.00022869 | 421.64 | 0.0021565 | 440.4985 | 1.5564e-05 | 440.4985 | 1.1332e-05 | 440.9699 | 0.00029991 | 668.6845 | 0.01471 | 668.6845 | 0.00431 | 667.9183 | 6.9993e-05 | 668.6845 | 0.0017 | 440.4985 | 0.41054
| 441.0828 | 0 | 441.0828 | 0 | 440.613 | 0 | 440.613 | 0.40154 | 421.86 | -0.0005565 | 441.0828 | 0.01348 | 421.86 | -0.0013587 | 421.86 | -0.00073687 | 440.613 | 3.1362e-05 | 440.613 | 2.4597e-05 | 441.0828 | 0 | 668.8464 | 0.01557 | 668.8464 | 0.00424 | 668.0804 | 0 | 668.8464 | 0.00181 | 440.613 | 0.41899
| 441.1957 | 0.00026652 | 441.1957 | 0.00104 | 440.7275 | 0 | 440.7275 | 0.40843 | 422.08 | 0.00072515 | 441.1957 | 0.01464 | 422.08 | 0.00090132 | 422.08 | 0.00040094 | 440.7275 | 1.6219e-05 | 440.7275 | 1.3474e-05 | 441.1957 | 0.00206 | 669.0083 | 0.01383 | 669.0083 | 0.00707 | 668.2424 | 5.0004e-05 | 669.0083 | 0.00164 | 440.7275 | 0.4262
| 441.3086 | 0 | 441.3086 | 0 | 440.8421 | 0 | 440.8421 | 0.41632 | 422.3 | -0.00086005 | 441.3086 | 0.01475 | 422.3 | 0.00061074 | 422.3 | 0.0015387 | 440.8421 | 3.1034e-05 | 440.8421 | 2.6299e-05 | 441.3086 | 0 | 669.1701 | 0.01545 | 669.1701 | 0.00392 | 668.4045 | 0 | 669.1701 | 0.00165 | 440.8421 | 0.43428
| 441.4214 | 0.0006079 | 441.4214 | 0.0013 | 440.9566 | 1.4682e-05 | 440.9566 | 0.42195 | 422.52 | -0.00086005 | 441.4214 | 0.0139 | 422.52 | -0.0016493 | 422.52 | 0.00040094 | 440.9566 | 1.5271e-05 | 440.9566 | 1.3045e-05 | 441.4214 | 7.4971e-05 | 669.332 | 0.01443 | 669.332 | 0.00459 | 668.5666 | 0.00011 | 669.332 | 0.00152 | 440.9566 | 0.44134
| 441.5343 | 0 | 441.5343 | 0 | 441.0711 | 0 | 441.0711 | 0.42984 | 422.74 | -0.0023441 | 441.5343 | 0.01433 | 422.74 | -0.0006807 | 422.74 | 0.0009536 | 441.0711 | 3.067e-05 | 441.0711 | 2.4169e-05 | 441.5343 | 0 | 669.4939 | 0.01432 | 669.4939 | 0.00388 | 668.7287 | 0 | 669.4939 | 0.00175 | 441.0711 | 0.44826
| 441.6472 | 0.00104 | 441.6472 | 0.00062425 | 441.1857 | 0 | 441.1857 | 0.43651 | 422.96 | 0.00015177 | 441.6472 | 0.01668 | 422.96 | 0.0007076 | 422.96 | 0.00049847 | 441.1857 | 1.5845e-05 | 441.1857 | 1.1124e-05 | 441.6472 | 0.00095593 | 669.6558 | 0.01451 | 669.6558 | 0.00482 | 668.8907 | 8.9995e-05 | 669.6558 | 0.00172 | 441.1857 | 0.45396
| 441.7601 | 0 | 441.7601 | 0 | 441.3002 | 0 | 441.3002 | 0.44549 | 423.18 | -0.00062396 | 441.7601 | 0.01507 | 423.18 | 0.0019022 | 423.18 | 0.00056349 | 441.3002 | 3.0378e-05 | 441.3002 | 2.3521e-05 | 441.7601 | 0 | 669.8177 | 0.01562 | 669.8177 | 0.00485 | 669.0528 | 0 | 669.8177 | 0.00189 | 441.3002 | 0.46066
| 441.873 | 0.00048213 | 441.873 | 0.00097105 | 441.4147 | 1.4682e-05 | 441.4147 | 0.4514 | 423.4 | -0.00015177 | 441.873 | 0.0151 | 423.4 | 0.00077218 | 423.4 | 0.0036519 | 441.4147 | 1.458e-05 | 441.4147 | 1.2727e-05 | 441.873 | 0.00159 | 669.9796 | 0.01481 | 669.9796 | 0.00276 | 669.2149 | 8.9995e-05 | 669.9796 | 0.00172 | 441.4147 | 0.46696
| 441.9859 | 0 | 441.9859 | 0 | 441.5293 | 0 | 441.5293 | 0.45851 | 423.62 | -0.0017032 | 441.9859 | 0.01606 | 423.62 | -0.0023919 | 423.62 | -0.00041178 | 441.5293 | 2.9886e-05 | 441.5293 | 2.2566e-05 | 441.9859 | 0 | 670.1415 | 0.01568 | 670.1415 | 0.00378 | 669.377 | 0 | 670.1415 | 0.00186 | 441.5293 | 0.47549
| 442.0988 | 0.00085945 | 442.0988 | 0.00134 | 441.6438 | 0 | 441.6438 | 0.46457 | 423.84 | -0.00059023 | 442.0988 | 0.0143 | 423.84 | 0.0011596 | 423.84 | 0.00056349 | 441.6438 | 1.5435e-05 | 441.6438 | 1.0157e-05 | 442.0988 | 0.00041236 | 670.3034 | 0.01472 | 670.3034 | 0.00422 | 669.5391 | 5.0004e-05 | 670.3034 | 0.0017 | 441.6438 | 0.4838
| 442.2117 | 0 | 442.2117 | 0 | 441.7584 | 0 | 441.7584 | 0.47448 | 424.06 | -0.0011299 | 442.2117 | 0.01373 | 424.06 | -0.00077756 | 424.06 | 0.00017338 | 441.7584 | 3.1362e-05 | 441.7584 | 2.3521e-05 | 442.2117 | 0 | 670.4653 | 0.01557 | 670.4653 | 0.00359 | 669.7012 | 0 | 670.4653 | 0.0019 | 441.7584 | 0.49355
| 442.3246 | 0.00053603 | 442.3246 | 0.00109 | 441.873 | 0 | 441.873 | 0.48366 | 424.28 | 0.0022428 | 442.3246 | 0.01436 | 424.28 | 0.00012645 | 424.28 | -0.001322 | 441.873 | 1.6091e-05 | 441.873 | 1.3682e-05 | 442.3246 | 0 | 670.6272 | 0.01483 | 670.6272 | 0.00419 | 669.8634 | 5.0004e-05 | 670.6272 | 0.00178 | 441.873 | 0.50051
| 442.4375 | 0 | 442.4375 | 0 | 441.9875 | 0 | 441.9875 | 0.49456 | 424.5 | 0.00035414 | 442.4375 | 0.01685 | 424.5 | 6.1882e-05 | 424.5 | -2.1673e-05 | 441.9875 | 3.0425e-05 | 441.9875 | 2.4806e-05 | 442.4375 | 0 | 670.7892 | 0.01582 | 670.7892 | 0.00434 | 670.0255 | 0 | 670.7892 | 0.00194 | 441.9875 | 0.50906
| 442.5504 | 0.00035636 | 442.5504 | 0.0004335 | 442.1021 | 0 | 442.1021 | 0.50275 | 424.72 | 0.0029512 | 442.5504 | 0.01518 | 424.72 | 0.0010628 | 424.72 | -0.00063934 | 442.1021 | 1.4592e-05 | 442.1021 | 1.1124e-05 | 442.5504 | 0.00165 | 670.9511 | 0.01436 | 670.9511 | 0.0038 | 670.1876 | 6.9993e-05 | 670.9511 | 0.00175 | 442.1021 | 0.51644
| 442.6633 | 0 | 442.6633 | 0 | 442.2167 | 0 | 442.2167 | 0.51142 | 424.94 | 0.0010624 | 442.6633 | 0.01671 | 424.94 | 0.001095 | 424.94 | 0.00056349 | 442.2167 | 2.7075e-05 | 442.2167 | 2.2884e-05 | 442.6633 | 0 | 671.1131 | 0.01585 | 671.1131 | 0.00394 | 670.3497 | 0 | 671.1131 | 0.0019 | 442.2167 | 0.52465
| 442.7762 | 0.00030245 | 442.7762 | 0.00118 | 442.3313 | 1.4682e-05 | 442.3313 | 0.51638 | 425.16 | 0.00082632 | 442.7762 | 0.0151 | 425.16 | -0.00029326 | 425.16 | -0.00028175 | 442.3313 | 1.2624e-05 | 442.3313 | 1.1761e-05 | 442.7762 | 0.00184 | 671.275 | 0.01481 | 671.275 | 0.00318 | 670.5119 | 6.9993e-05 | 671.275 | 0.00172 | 442.3313 | 0.53079
| 442.8891 | 0 | 442.8891 | 0 | 442.4458 | 0 | 442.4458 | 0.52243 | 425.38 | -0.0011973 | 442.8891 | 0.01685 | 425.38 | -0.00084214 | 425.38 | 0.00066102 | 442.4458 | 2.7591e-05 | 442.4458 | 2.2236e-05 | 442.8891 | 0 | 671.437 | 0.01589 | 671.437 | 0.00431 | 670.674 | 0 | 671.437 | 0.00182 | 442.4458 | 0.53705
| 443.002 | 0.00030245 | 443.002 | 0.00139 | 442.5604 | 0 | 442.5604 | 0.52783 | 425.6 | 0.00032042 | 443.002 | 0.01609 | 425.6 | 0.0013856 | 425.6 | -0.00028175 | 442.5604 | 1.5107e-05 | 442.5604 | 1.0476e-05 | 443.002 | 0.00206 | 671.5989 | 0.01443 | 671.5989 | 0.00371 | 670.8362 | 5.0004e-05 | 671.5989 | 0.00169 | 442.5604 | 0.54453
| 443.1149 | 0 | 443.1149 | 0 | 442.675 | 0 | 442.675 | 0.53748 | 425.82 | -0.0010624 | 443.1149 | 0.01731 | 425.82 | -0.00080984 | 425.82 | 7.5855e-05 | 442.675 | 3.0788e-05 | 442.675 | 2.6727e-05 | 443.1149 | 0 | 671.7609 | 0.01575 | 671.7609 | 0.00294 | 670.9983 | 0 | 671.7609 | 0.00194 | 442.675 | 0.55191
| 443.2278 | 0.00136 | 443.2278 | 0.00046818 | 442.7896 | 3.2289e-05 | 442.7896 | 0.54717 | 426.04 | -0.00079259 | 443.2278 | 0.01527 | 426.04 | 0.0016761 | 426.04 | 0.0009211 | 442.7896 | 1.5728e-05 | 442.7896 | 1.6252e-05 | 443.2278 | 0.00165 | 671.9229 | 0.01444 | 671.9229 | 0.0057 | 671.1605 | 6.9993e-05 | 671.9229 | 0.00181 | 442.7896 | 0.55973
| 443.3407 | 0 | 443.3407 | 0 | 442.9042 | 0 | 442.9042 | 0.55972 | 426.26 | -0.00042159 | 443.3407 | 0.01796 | 426.26 | -0.00064841 | 426.26 | -0.00037928 | 442.9042 | 3.149e-05 | 442.9042 | 2.6091e-05 | 443.3407 | 0 | 672.0848 | 0.01573 | 672.0848 | 0.00387 | 671.3227 | 0 | 672.0848 | 0.00192 | 442.9042 | 0.56931
| 443.4536 | 0.0012 | 443.4536 | 0.00053755 | 443.0188 | 1.4682e-05 | 443.0188 | 0.56973 | 426.48 | -0.0023441 | 443.4536 | 0.01634 | 426.48 | -0.0019076 | 426.48 | 0.00033593 | 443.0188 | 1.5868e-05 | 443.0188 | 9.8388e-06 | 443.4536 | 0.0005998 | 672.2468 | 0.01363 | 672.2468 | 0.00436 | 671.4848 | 5.0004e-05 | 672.2468 | 0.00176 | 443.0188 | 0.57906
| 443.5666 | 0 | 443.5666 | 0 | 443.1334 | 0 | 443.1334 | 0.57932 | 426.7 | -0.0016695 | 443.5666 | 0.01677 | 426.7 | -0.0014878 | 426.7 | -0.00093193 | 443.1334 | 3.1795e-05 | 443.1334 | 2.1599e-05 | 443.5666 | 0 | 672.4088 | 0.01573 | 672.4088 | 0.00367 | 671.647 | 0 | 672.4088 | 0.0019 | 443.1334 | 0.58978
| 443.6795 | 0.00124 | 443.6795 | 0.00065893 | 443.2481 | 0 | 443.2481 | 0.58473 | 426.92 | 0.00011805 | 443.6795 | 0.01771 | 426.92 | -0.0012296 | 426.92 | -0.0014196 | 443.2481 | 1.5997e-05 | 443.2481 | 1.1761e-05 | 443.6795 | 0.00118 | 672.5708 | 0.01378 | 672.5708 | 0.0038 | 671.8092 | 6.9993e-05 | 672.5708 | 0.00175 | 443.2481 | 0.59683
| 443.7924 | 0 | 443.7924 | 0 | 443.3627 | 0 | 443.3627 | 0.59138 | 427.14 | 0.00059023 | 443.7924 | 0.01575 | 427.14 | -0.0024887 | 427.14 | -0.0010295 | 443.3627 | 3.0261e-05 | 443.3627 | 2.2884e-05 | 443.7924 | 0 | 672.7328 | 0.01552 | 672.7328 | 0.00394 | 671.9714 | 0 | 672.7328 | 0.0019 | 443.3627 | 0.6049
| 443.9053 | 0.00058994 | 443.9053 | 0.00172 | 443.4773 | 0 | 443.4773 | 0.59857 | 427.36 | 0.001366 | 443.9053 | 0.01742 | 427.36 | 0.00041703 | 427.36 | 0.0010836 | 443.4773 | 1.4428e-05 | 443.4773 | 1.1124e-05 | 443.9053 | 0.00146 | 672.8948 | 0.01326 | 672.8948 | 0.00438 | 672.1336 | 6.9993e-05 | 672.8948 | 0.00183 | 443.4773 | 0.60935
| 444.0182 | 0 | 444.0182 | 0 | 443.5919 | 0 | 443.5919 | 0.60908 | 427.58 | -1.6864e-05 | 444.0182 | 0.01552 | 427.58 | -0.0020045 | 427.58 | -0.0015171 | 443.5919 | 2.9991e-05 | 443.5919 | 2.1808e-05 | 444.0182 | 0 | 673.0569 | 0.0154 | 673.0569 | 0.00466 | 672.2958 | 0 | 673.0569 | 0.00193 | 443.5919 | 0.61682
| 444.1311 | 0.00091335 | 444.1311 | 0.00251 | 443.7066 | 0 | 443.7066 | 0.61878 | 427.8 | 0.0018044 | 444.1311 | 0.01668 | 427.8 | 0.0021282 | 427.8 | -0.00050931 | 443.7066 | 1.581e-05 | 443.7066 | 1.0695e-05 | 444.1311 | 0.00131 | 673.2189 | 0.01403 | 673.2189 | 0.00508 | 672.458 | 5.0004e-05 | 673.2189 | 0.00172 | 443.7066 | 0.62298
| 444.244 | 0 | 444.244 | 0 | 443.8212 | 0 | 443.8212 | 0.62852 | 428.02 | -0.0022428 | 444.244 | 0.01575 | 428.02 | -0.0020367 | 428.02 | -0.00037928 | 443.8212 | 3.053e-05 | 443.8212 | 2.3093e-05 | 444.244 | 0 | 673.3809 | 0.01543 | 673.3809 | 0.00327 | 672.6202 | 0 | 673.3809 | 0.00185 | 443.8212 | 0.63221
| 444.3569 | 0.00115 | 444.3569 | 0.00064159 | 443.9359 | 0 | 443.9359 | 0.63477 | 428.24 | -0.001231 | 444.3569 | 0.01592 | 428.24 | -0.0025533 | 428.24 | 0.00010836 | 443.9359 | 1.4966e-05 | 443.9359 | 1.2408e-05 | 444.3569 | 0.00156 | 673.543 | 0.01342 | 673.543 | 0.00485 | 672.7824 | 6.9993e-05 | 673.543 | 0.00176 | 443.9359 | 0.63992
| 444.4699 | 0 | 444.4699 | 0 | 444.0505 | 0 | 444.0505 | 0.64173 | 428.46 | 0.0013997 | 444.4699 | 0.01575 | 428.46 | -0.00022869 | 428.46 | -0.00021673 | 444.0505 | 2.8902e-05 | 444.0505 | 2.6091e-05 | 444.4699 | 0 | 673.705 | 0.01526 | 673.705 | 0.0035 | 672.9447 | 0 | 673.705 | 0.00189 | 444.0505 | 0.64893
| 444.5828 | 0.00053603 | 444.5828 | 0.0007803 | 444.1652 | 0 | 444.1652 | 0.64693 | 428.68 | 0.001366 | 444.5828 | 0.01864 | 428.68 | -0.00077756 | 428.68 | 0.0002384 | 444.1652 | 1.4311e-05 | 444.1652 | 1.3682e-05 | 444.5828 | 0.00114 | 673.867 | 0.01336 | 673.867 | 0.00445 | 673.1069 | 6.9993e-05 | 673.867 | 0.00172 | 444.1652 | 0.6556
| 444.6957 | 0 | 444.6957 | 0 | 444.2798 | 0 | 444.2798 | 0.6553 | 428.9 | 0.002108 | 444.6957 | 0.01566 | 428.9 | -0.0006807 | 428.9 | -0.00031426 | 444.2798 | 2.9418e-05 | 444.2798 | 2.1599e-05 | 444.6957 | 0 | 674.0291 | 0.01543 | 674.0291 | 0.00672 | 673.2691 | 0 | 674.0291 | 0.00184 | 444.2798 | 0.66354
| 444.8086 | 0.00089539 | 444.8086 | 0.00118 | 444.3945 | 1.4682e-05 | 444.3945 | 0.66351 | 429.12 | 0.00075887 | 444.8086 | 0.01555 | 429.12 | -0.0020367 | 429.12 | -0.00099695 | 444.3945 | 1.5376e-05 | 444.3945 | 7.9172e-06 | 444.8086 | 0.00163 | 674.1912 | 0.01324 | 674.1912 | 0.00535 | 673.4314 | 5.0004e-05 | 674.1912 | 0.00171 | 444.3945 | 0.67163
| 444.9216 | 0 | 444.9216 | 0 | 444.5091 | 0 | 444.5091 | 0.67445 | 429.34 | -0.0014672 | 444.9216 | 0.01776 | 429.34 | -0.0014233 | 429.34 | -0.00041178 | 444.5091 | 3.0097e-05 | 444.5091 | 2.2236e-05 | 444.9216 | 0 | 674.3532 | 0.01576 | 674.3532 | 0.00482 | 673.5936 | 0 | 674.3532 | 0.00183 | 444.5091 | 0.68087
| 445.0345 | 0.00019465 | 445.0345 | 0.00093636 | 444.6238 | 0 | 444.6238 | 0.6841 | 429.56 | 0.0009275 | 445.0345 | 0.01782 | 429.56 | 2.9596e-05 | 429.56 | 4.3346e-05 | 444.6238 | 1.5072e-05 | 444.6238 | 1.433e-05 | 445.0345 | 0.0021 | 674.5153 | 0.01314 | 674.5153 | 0.00401 | 673.7559 | 6.9993e-05 | 674.5153 | 0.00175 | 444.6238 | 0.6884
| 445.1474 | 0 | 445.1474 | 0 | 444.7385 | 0 | 444.7385 | 0.6946 | 429.78 | -0.00065769 | 445.1474 | 0.01805 | 429.78 | -0.0029407 | 429.78 | -0.0030125 | 444.7385 | 3.0343e-05 | 444.7385 | 2.8012e-05 | 445.1474 | 0 | 674.6774 | 0.0165 | 674.6774 | 0.00308 | 673.9181 | 0 | 674.6774 | 0.00192 | 444.7385 | 0.69576
| 445.2603 | 0.00098522 | 445.2603 | 0.00172 | 444.8532 | 0 | 444.8532 | 0.70229 | 430 | -0.0013322 | 445.2603 | 0.01873 | 430 | -0.0017461 | 430 | 0.00088859 | 444.8532 | 1.5599e-05 | 444.8532 | 1.3682e-05 | 445.2603 | 0.00148 | 674.8395 | 0.01422 | 674.8395 | 0.00436 | 674.0804 | 6.9993e-05 | 674.8395 | 0.00179 | 444.8532 | 0.70361
| 445.3733 | 0 | 445.3733 | 0 | 444.9679 | 0 | 444.9679 | 0.71086 | 430.22 | 0.00042159 | 445.3733 | 0.01745 | 430.22 | -0.0010681 | 430.22 | -0.0016147 | 444.9679 | 3.2193e-05 | 444.9679 | 2.7375e-05 | 445.3733 | 0 | 675.0015 | 0.01629 | 675.0015 | 0.00345 | 674.2427 | 0 | 675.0015 | 0.00187 | 444.9679 | 0.71173
| 445.4862 | 0.00087741 | 445.4862 | 0.00158 | 445.0826 | 0 | 445.0826 | 0.71759 | 430.44 | 0.00086005 | 445.4862 | 0.0168 | 430.44 | -0.0019399 | 430.44 | 0.0009211 | 445.0826 | 1.6957e-05 | 445.0826 | 1.3682e-05 | 445.4862 | 0.00099342 | 675.1636 | 0.01422 | 675.1636 | 0.00471 | 674.4049 | 5.0004e-05 | 675.1636 | 0.00171 | 445.0826 | 0.71916
| 445.5991 | 0 | 445.5991 | 0 | 445.1972 | 0 | 445.1972 | 0.72755 | 430.66 | 0.00025296 | 445.5991 | 0.01711 | 430.66 | -0.0031667 | 430.66 | -0.001322 | 445.1972 | 3.3177e-05 | 445.1972 | 2.8012e-05 | 445.5991 | 0 | 675.3257 | 0.01646 | 675.3257 | 0.00399 | 674.5672 | 0 | 675.3257 | 0.00178 | 445.1972 | 0.72912
| 445.712 | 0.00082352 | 445.712 | 0.00102 | 445.312 | 0 | 445.312 | 0.73678 | 430.88 | -0.0010287 | 445.712 | 0.01657 | 430.88 | -0.00022869 | 430.88 | 0.00088859 | 445.312 | 1.65e-05 | 445.312 | 1.433e-05 | 445.712 | 0.00105 | 675.4879 | 0.01575 | 675.4879 | 0.00455 | 674.7295 | 6.9993e-05 | 675.4879 | 0.00162 | 445.312 | 0.73778
| 445.825 | 0 | 445.825 | 0 | 445.4266 | 0 | 445.4266 | 0.74738 | 431.1 | 0.00015177 | 445.825 | 0.01731 | 431.1 | -0.00048698 | 431.1 | 7.5855e-05 | 445.4266 | 3.1244e-05 | 445.4266 | 2.4169e-05 | 445.825 | 0 | 675.65 | 0.01629 | 675.65 | 0.00429 | 674.8918 | 0 | 675.65 | 0.00177 | 445.4266 | 0.74733
| 445.9379 | 0.00089539 | 445.9379 | 0.00137 | 445.5414 | 1.4682e-05 | 445.5414 | 0.75465 | 431.32 | 0.0016695 | 445.9379 | 0.01612 | 431.32 | -0.00087442 | 431.32 | 0.0014088 | 445.5414 | 1.4908e-05 | 445.5414 | 9.8388e-06 | 445.9379 | 0.00101 | 675.8121 | 0.01417 | 675.8121 | 0.0035 | 675.0541 | 5.0004e-05 | 675.8121 | 0.00161 | 445.5414 | 0.75328
| 446.0509 | 0 | 446.0509 | 0 | 445.6561 | 0 | 445.6561 | 0.76282 | 431.54 | -0.0016695 | 446.0509 | 0.01677 | 431.54 | -0.0011327 | 431.54 | -0.0020047 | 445.6561 | 2.9968e-05 | 445.6561 | 2.3521e-05 | 446.0509 | 0 | 675.9742 | 0.01742 | 675.9742 | 0.00388 | 675.2164 | 0 | 675.9742 | 0.00175 | 445.6561 | 0.7601
| 446.1638 | 0.00176 | 446.1638 | 0.00060691 | 445.7708 | 0 | 445.7708 | 0.76971 | 431.76 | 0.0009275 | 446.1638 | 0.02168 | 431.76 | 0.0012565 | 431.76 | 0.00059601 | 445.7708 | 1.5353e-05 | 445.7708 | 1.3682e-05 | 446.1638 | 0.00139 | 676.1364 | 0.01444 | 676.1364 | 0.00447 | 675.3787 | 5.0004e-05 | 676.1364 | 0.00165 | 445.7708 | 0.76504
| 446.2767 | 0 | 446.2767 | 0 | 445.8855 | 0 | 445.8855 | 0.77857 | 431.98 | 0.003221 | 446.2767 | 0.01748 | 431.98 | -0.0015202 | 431.98 | -0.00067186 | 445.8855 | 2.9722e-05 | 445.8855 | 2.9945e-05 | 446.2767 | 0 | 676.2985 | 0.01604 | 676.2985 | 0.0039 | 675.541 | 0 | 676.2985 | 0.00184 | 445.8855 | 0.77262
| 446.3897 | 0.00048213 | 446.3897 | 0.00153 | 446.0002 | 1.4682e-05 | 446.0002 | 0.78645 | 432.2 | 0.00035414 | 446.3897 | 0.01887 | 432.2 | -0.00016412 | 432.2 | 0.00085607 | 446.0002 | 1.4662e-05 | 446.0002 | 1.6252e-05 | 446.3897 | 0.00206 | 676.4606 | 0.01519 | 676.4606 | 0.00403 | 675.7033 | 6.9993e-05 | 676.4606 | 0.00173 | 446.0002 | 0.7822
| 446.5026 | 0 | 446.5026 | 0 | 446.115 | 0 | 446.115 | 0.79666 | 432.42 | 0.0011636 | 446.5026 | 0.01722 | 432.42 | -0.00042241 | 432.42 | -0.00024923 | 446.115 | 2.8036e-05 | 446.115 | 2.7375e-05 | 446.5026 | 0 | 676.6228 | 0.01752 | 676.6228 | 0.00517 | 675.8656 | 0 | 676.6228 | 0.00179 | 446.115 | 0.79488
| 446.6155 | 0.000554 | 446.6155 | 0.00039883 | 446.2297 | 1.4682e-05 | 446.2297 | 0.8062 | 432.64 | 0.0014672 | 446.6155 | 0.01896 | 432.64 | 0.0013533 | 432.64 | -0.00021673 | 446.2297 | 1.3585e-05 | 446.2297 | 1.1124e-05 | 446.6155 | 0.00089971 | 676.785 | 0.01664 | 676.785 | 0.00306 | 676.028 | 5.0004e-05 | 676.785 | 0.0017 | 446.2297 | 0.80608
| 446.7285 | 0 | 446.7285 | 0 | 446.3444 | 0 | 446.3444 | 0.81637 | 432.87 | 0.0032884 | 446.7285 | 0.0181 | 432.87 | 0.00044931 | 432.87 | -0.00073687 | 446.3444 | 2.9769e-05 | 446.3444 | 2.3093e-05 | 446.7285 | 0 | 676.9471 | 0.01724 | 676.9471 | 0.00483 | 676.1903 | 0 | 676.9471 | 0.00181 | 446.3444 | 0.81575
| 446.8414 | 0.00039229 | 446.8414 | 0.00010404 | 446.4592 | 1.4682e-05 | 446.4592 | 0.82319 | 433.09 | 0.0014334 | 446.8414 | 0.01966 | 433.09 | 6.1882e-05 | 433.09 | -0.0016797 | 446.4592 | 1.636e-05 | 446.4592 | 1.198e-05 | 446.8414 | 0.00156 | 677.1093 | 0.0172 | 677.1093 | 0.00536 | 676.3527 | 5.0004e-05 | 677.1093 | 0.00176 | 446.4592 | 0.82127
| 446.9544 | 0 | 446.9544 | 0 | 446.5739 | 0 | 446.5739 | 0.82988 | 433.31 | 0.00059023 | 446.9544 | 0.01827 | 433.31 | -0.0020045 | 433.31 | -0.00076939 | 446.5739 | 3.2451e-05 | 446.5739 | 2.7584e-05 | 446.9544 | 0 | 677.2715 | 0.01778 | 677.2715 | 0.00404 | 676.515 | 0 | 677.2715 | 0.00189 | 446.5739 | 0.82649
| 447.0673 | 0.00163 | 447.0673 | 0.00213 | 446.6887 | 1.4682e-05 | 446.6887 | 0.83466 | 433.53 | 0.0028162 | 447.0673 | 0.01904 | 433.53 | 0.00051389 | 433.53 | 0.0015387 | 446.6887 | 1.6301e-05 | 446.6887 | 1.5615e-05 | 447.0673 | 0.00176 | 677.4336 | 0.01676 | 677.4336 | 0.00419 | 676.6774 | 5.0004e-05 | 677.4336 | 0.00178 | 446.6887 | 0.83094
| 447.1803 | 0 | 447.1803 | 0 | 446.8034 | 0 | 446.8034 | 0.8414 | 433.75 | 0.0044015 | 447.1803 | 0.01739 | 433.75 | -0.00048698 | 433.75 | -0.00024923 | 446.8034 | 3.2111e-05 | 446.8034 | 2.866e-05 | 447.1803 | 0 | 677.5958 | 0.013 | 677.5958 | 0.00306 | 676.8397 | 0 | 677.5958 | 0.00189 | 446.8034 | 0.83728
| 447.2932 | 0 | 447.2932 | 0.00208 | 446.9182 | 1.4682e-05 | 446.9182 | 0.8476 | 433.97 | 0.0045026 | 447.2932 | 0.01901 | 433.97 | 0.00067532 | 433.97 | 0.00027091 | 446.9182 | 1.6009e-05 | 446.9182 | 1.3254e-05 | 447.2932 | 0.00221 | 677.758 | 0.01768 | 677.758 | 0.00436 | 677.0021 | 5.0004e-05 | 677.758 | 0.00175 | 446.9182 | 0.84339
| 447.4062 | 0 | 447.4062 | 0 | 447.033 | 0 | 447.033 | 0.85504 | 434.19 | 0.0052109 | 447.4062 | 0.0162 | 434.19 | -0.00013183 | 434.19 | -0.0030776 | 447.033 | 3.176e-05 | 447.033 | 2.4378e-05 | 447.4062 | 0 | 677.9202 | 0.01279 | 677.9202 | 0.00348 | 677.1644 | 0 | 677.9202 | 0.00188 | 447.033 | 0.8502
| 447.5191 | 0.00015871 | 447.5191 | 0.00158 | 447.1477 | 0 | 447.1477 | 0.85993 | 434.41 | 0.0038955 | 447.5191 | 0.02029 | 434.41 | -0.0012941 | 434.41 | -0.00041178 | 447.1477 | 1.581e-05 | 447.1477 | 1.1332e-05 | 447.5191 | 0.00089971 | 678.0824 | 0.01408 | 678.0824 | 0.0035 | 677.3268 | 8.9995e-05 | 678.0824 | 0.00171 | 447.1477 | 0.85506
| 447.6321 | 0 | 447.6321 | 0 | 447.2625 | 0 | 447.2625 | 0.864 | 434.63 | 0.0072682 | 447.6321 | 0.02162 | 434.63 | -0.0025533 | 434.63 | -0.0015496 | 447.2625 | 3.2111e-05 | 447.2625 | 2.3521e-05 | 447.6321 | 0 | 678.2446 | 0.01263 | 678.2446 | 0.00327 | 677.4892 | 0 | 678.2446 | 0.00183 | 447.2625 | 0.8598
| 447.745 | 0.00030245 | 447.745 | 0.00239 | 447.3773 | 1.4682e-05 | 447.3773 | 0.86636 | 434.85 | 0.0059528 | 447.745 | 0.0189 | 434.85 | -0.00013183 | 434.85 | 0.0016038 | 447.3773 | 1.6336e-05 | 447.3773 | 1.2408e-05 | 447.745 | 0.00157 | 678.4069 | 0.01688 | 678.4069 | 0.00454 | 677.6516 | 6.9993e-05 | 678.4069 | 0.0017 | 447.3773 | 0.86383
| 447.858 | 0 | 447.858 | 0 | 447.4921 | 0 | 447.4921 | 0.87164 | 435.07 | 0.0094943 | 447.858 | 0.01833 | 435.07 | 6.1882e-05 | 435.07 | -0.0018747 | 447.4921 | 3.2884e-05 | 447.4921 | 2.5454e-05 | 447.858 | 0 | 678.5691 | 0.01331 | 678.5691 | 0.00394 | 677.814 | 0 | 678.5691 | 0.00189 | 447.4921 | 0.87116
| 447.971 | 0.00058994 | 447.971 | 0.00284 | 447.6069 | 1.4682e-05 | 447.6069 | 0.87814 | 435.29 | 0.01226 | 447.971 | 0.01867 | 435.29 | 0.00073989 | 435.29 | -0.00034676 | 447.6069 | 1.6582e-05 | 447.6069 | 1.3045e-05 | 447.971 | 0.00184 | 678.7313 | 0.01406 | 678.7313 | 0.00368 | 677.9764 | 6.9993e-05 | 678.7313 | 0.0018 | 447.6069 | 0.87756
| 448.0839 | 0 | 448.0839 | 0 | 447.7217 | 0 | 447.7217 | 0.88741 | 435.51 | 0.011956 | 448.0839 | 0.0202 | 435.51 | -0.00032556 | 435.51 | 0.0020915 | 447.7217 | 3.1689e-05 | 447.7217 | 2.7375e-05 | 448.0839 | 0 | 678.8936 | 0.01352 | 678.8936 | 0.00309 | 678.1388 | 0 | 678.8936 | 0.00187 | 447.7217 | 0.88441
| 448.1969 | 0.00084148 | 448.1969 | 0.00046818 | 447.8365 | 1.4682e-05 | 447.8365 | 0.89588 | 435.73 | 0.01 | 448.1969 | 0.01964 | 435.73 | -0.0020367 | 435.73 | -0.0017446 | 447.8365 | 1.5107e-05 | 447.8365 | 1.433e-05 | 448.1969 | 0.00178 | 679.0558 | 0.01404 | 679.0558 | 0.00429 | 678.3012 | 8.9995e-05 | 679.0558 | 0.00175 | 447.8365 | 0.88931
| 448.3098 | 0 | 448.3098 | 0 | 447.9513 | 0 | 447.9513 | 0.90417 | 435.95 | 0.015363 | 448.3098 | 0.01944 | 435.95 | -0.001617 | 435.95 | -0.001062 | 447.9513 | 2.7591e-05 | 447.9513 | 2.5454e-05 | 448.3098 | 0 | 679.218 | 0.01282 | 679.218 | 0.00531 | 678.4636 | 0 | 679.218 | 0.00177 | 447.9513 | 0.89584
| 448.4228 | 0.00084148 | 448.4228 | 0.00055488 | 448.0661 | 1.4682e-05 | 448.0661 | 0.91042 | 436.17 | 0.014318 | 448.4228 | 0.01986 | 436.17 | 0.00073989 | 436.17 | 0.00069354 | 448.0661 | 1.2484e-05 | 448.0661 | 1.1124e-05 | 448.4228 | 0.00063729 | 679.3803 | 0.01535 | 679.3803 | 0.00302 | 678.626 | 6.9993e-05 | 679.3803 | 0.00171 | 448.0661 | 0.90277
| 448.5358 | 0 | 448.5358 | 0 | 448.1809 | 0 | 448.1809 | 0.9172 | 436.39 | 0.021467 | 448.5358 | 0.01949 | 436.39 | -0.00019641 | 436.39 | -0.0040204 | 448.1809 | 2.7778e-05 | 448.1809 | 2.3521e-05 | 448.5358 | 0 | 679.5426 | 0.01376 | 679.5426 | 0.00445 | 678.7885 | 0 | 679.5426 | 0.00173 | 448.1809 | 0.91142
| 448.6487 | 0.00094928 | 448.6487 | 0.00134 | 448.2957 | 6.7514e-05 | 448.2957 | 0.92389 | 436.61 | 0.020793 | 448.6487 | 0.01941 | 436.61 | 0.00099818 | 436.61 | -0.00076939 | 448.2957 | 1.5575e-05 | 448.2957 | 1.2408e-05 | 448.6487 | 0.00156 | 679.7048 | 0.01631 | 679.7048 | 0.00306 | 678.9509 | 6.9993e-05 | 679.7048 | 0.00175 | 448.2957 | 0.92037
| 448.7617 | 0 | 448.7617 | 0 | 448.4105 | 0 | 448.4105 | 0.93252 | 436.83 | 0.023863 | 448.7617 | 0.01898 | 436.83 | 0.0029031 | 436.83 | -0.00093193 | 448.4105 | 3.1022e-05 | 448.4105 | 2.6091e-05 | 448.7617 | 0 | 679.8671 | 0.01676 | 679.8671 | 0.00394 | 679.1133 | 0 | 679.8671 | 0.00186 | 448.4105 | 0.93104
| 448.8746 | 0.00129 | 448.8746 | 0.00098839 | 448.5253 | 1.4682e-05 | 448.5253 | 0.93977 | 437.06 | 0.020895 | 448.8746 | 0.02063 | 437.06 | -0.0013264 | 437.06 | -0.0012895 | 448.5253 | 1.5786e-05 | 448.5253 | 1.3682e-05 | 448.8746 | 0.00144 | 680.0294 | 0.01688 | 680.0294 | 0.00406 | 679.2758 | 6.9993e-05 | 680.0294 | 0.00183 | 448.5253 | 0.93905
| 448.9876 | 0 | 448.9876 | 0 | 448.6402 | 0 | 448.6402 | 0.94842 | 437.28 | 0.030068 | 448.9876 | 0.01833 | 437.28 | 0.00028789 | 437.28 | -0.00054182 | 448.6402 | 3.1432e-05 | 448.6402 | 2.6727e-05 | 448.9876 | 0 | 680.1917 | 0.01608 | 680.1917 | 0.00466 | 679.4382 | 0 | 680.1917 | 0.00195 | 448.6402 | 0.94604
| 449.1006 | 0.00138 | 449.1006 | 0.0007803 | 448.755 | 3.2289e-05 | 448.755 | 0.95455 | 437.5 | 0.029764 | 449.1006 | 0.02083 | 437.5 | 0.00028789 | 437.5 | 0.0017988 | 448.755 | 1.6032e-05 | 448.755 | 1.3254e-05 | 449.1006 | 0.00078724 | 680.354 | 0.02184 | 680.354 | 0.00455 | 679.6006 | 8.9995e-05 | 680.354 | 0.00184 | 448.755 | 0.95064
| 449.2136 | 0 | 449.2136 | 0 | 448.8698 | 0 | 448.8698 | 0.96125 | 437.72 | 0.037253 | 449.2136 | 0.01992 | 437.72 | 0.00041703 | 437.72 | -0.00028175 | 448.8698 | 3.0179e-05 | 448.8698 | 2.6299e-05 | 449.2136 | 0 | 680.5163 | 0.01792 | 680.5163 | 0.00359 | 679.7631 | 0 | 680.5163 | 0.00196 | 448.8698 | 0.95656
| 449.3265 | 0.00098522 | 449.3265 | 0.00118 | 448.9847 | 1.4682e-05 | 448.9847 | 0.96566 | 437.94 | 0.037994 | 449.3265 | 0.02023 | 437.94 | -0.00048698 | 437.94 | -0.00073687 | 448.9847 | 1.4252e-05 | 448.9847 | 1.3254e-05 | 449.3265 | 0.00152 | 680.6786 | 0.02677 | 680.6786 | 0.00531 | 679.9256 | 3.0002e-05 | 680.6786 | 0.00183 | 448.9847 | 0.96109
| 449.4395 | 0 | 449.4395 | 0 | 449.0995 | 0 | 449.0995 | 0.96959 | 438.16 | 0.043188 | 449.4395 | 0.01907 | 438.16 | 0.00044931 | 438.16 | -0.00034676 | 449.0995 | 2.964e-05 | 449.0995 | 2.4806e-05 | 449.4395 | 0 | 680.8409 | 0.02099 | 680.8409 | 0.00241 | 680.088 | 0 | 680.8409 | 0.00191 | 449.0995 | 0.96758
| 449.5525 | 0.001 | 449.5525 | 0.00206 | 449.2144 | 1.4682e-05 | 449.2144 | 0.97199 | 438.38 | 0.041265 | 449.5525 | 0.01964 | 438.38 | -0.0012619 | 438.38 | 0.00069354 | 449.2144 | 1.5786e-05 | 449.2144 | 1.1761e-05 | 449.5525 | 0.00141 | 681.0032 | 0.02848 | 681.0032 | 0.00433 | 680.2505 | 3.0002e-05 | 681.0032 | 0.00177 | 449.2144 | 0.97215
| 449.6655 | 0 | 449.6655 | 0 | 449.3292 | 0 | 449.3292 | 0.97568 | 438.6 | 0.052058 | 449.6655 | 0.01867 | 438.6 | -0.0018752 | 438.6 | -0.00089942 | 449.3292 | 3.1221e-05 | 449.3292 | 2.0315e-05 | 449.6655 | 0 | 681.1655 | 0.0251 | 681.1655 | 0.00309 | 680.413 | 0 | 681.1655 | 0.00187 | 449.3292 | 0.97779
| 449.7784 | 0.00163 | 449.7784 | 0.00064159 | 449.4441 | 0 | 449.4441 | 0.97983 | 438.82 | 0.053171 | 449.7784 | 0.02001 | 438.82 | 0.00054618 | 438.82 | 0.00075855 | 449.4441 | 1.581e-05 | 449.4441 | 8.5541e-06 | 449.7784 | 0.00262 | 681.3278 | 0.02667 | 681.3278 | 0.0039 | 680.5755 | 5.0004e-05 | 681.3278 | 0.00173 | 449.4441 | 0.97996
| 449.8914 | 0 | 449.8914 | 0 | 449.559 | 0 | 449.559 | 0.98555 | 439.04 | 0.059681 | 449.8914 | 0.02108 | 439.04 | -0.00074527 | 439.04 | -0.0013871 | 449.559 | 2.9418e-05 | 449.559 | 2.149e-05 | 449.8914 | 0 | 681.4902 | 0.02334 | 681.4902 | 0.00338 | 680.738 | 0 | 681.4902 | 0.0019 | 449.559 | 0.98275
| 450.0044 | 0.00073368 | 450.0044 | 0.00076297 | 449.6738 | 3.2289e-05 | 449.6738 | 0.98915 | 439.26 | 0.054993 | 450.0044 | 0.02049 | 439.26 | -0.0010036 | 439.26 | -0.0015171 | 449.6738 | 1.3983e-05 | 449.6738 | 1.2935e-05 | 450.0044 | 0.00208 | 681.6525 | 0.02959 | 681.6525 | 0.0045 | 680.9005 | 5.0004e-05 | 681.6525 | 0.00177 | 449.6738 | 0.98487
| 450.1174 | 0 | 450.1174 | 0 | 449.7887 | 0 | 449.7887 | 0.99279 | 439.48 | 0.066089 | 450.1174 | 0.01745 | 439.48 | -9.9549e-05 | 439.48 | -0.0001192 | 449.7887 | 2.8539e-05 | 449.7887 | 2.7913e-05 | 450.1174 | 0 | 681.8148 | 0.02679 | 681.8148 | 0.0041 | 681.063 | 0 | 681.8148 | 0.00187 | 449.7887 | 0.98921
| 450.2304 | 0.00019465 | 450.2304 | 0.00168 | 449.9036 | 1.4682e-05 | 449.9036 | 0.99311 | 439.7 | 0.068147 | 450.2304 | 0.02103 | 439.7 | 0.0020314 | 439.7 | 0.00082357 | 449.9036 | 1.4662e-05 | 449.9036 | 1.4967e-05 | 450.2304 | 0.00035613 | 681.9772 | 0.03139 | 681.9772 | 0.00336 | 681.2255 | 6.9993e-05 | 681.9772 | 0.00166 | 449.9036 | 0.99226
| 450.3433 | 0 | 450.3433 | 0 | 450.0185 | 0 | 450.0185 | 0.99326 | 439.93 | 0.075735 | 450.3433 | 0.02094 | 439.93 | 0.00015874 | 439.93 | -0.0019397 | 450.0185 | 2.8902e-05 | 450.0185 | 2.4806e-05 | 450.3433 | 0 | 682.1396 | 0.02726 | 682.1396 | 0.00462 | 681.388 | 0 | 682.1396 | 0.00178 | 450.0185 | 0.99541
| 450.4563 | 0.00042823 | 450.4563 | 0.00137 | 450.1334 | 4.9907e-05 | 450.1334 | 0.99193 | 440.15 | 0.077522 | 450.4563 | 0.02049 | 440.15 | -0.0013587 | 440.15 | -0.0016472 | 450.1334 | 1.4334e-05 | 450.1334 | 9.8388e-06 | 450.4563 | 0.00187 | 682.3019 | 0.03043 | 682.3019 | 0.00464 | 681.5505 | 5.0004e-05 | 682.3019 | 0.00169 | 450.1334 | 0.99485
| 450.5693 | 0 | 450.5693 | 0 | 450.2482 | 0 | 450.2482 | 0.99371 | 440.37 | 0.084773 | 450.5693 | 0.0189 | 440.37 | -0.0004547 | 440.37 | 0.0022864 | 450.2482 | 2.8457e-05 | 450.2482 | 1.9886e-05 | 450.5693 | 0 | 682.4643 | 0.02503 | 682.4643 | 0.00417 | 681.713 | 0 | 682.4643 | 0.00185 | 450.2482 | 0.99429
| 450.6823 | 0 | 450.6823 | 0.00149 | 450.3631 | 3.2289e-05 | 450.3631 | 0.99502 | 440.59 | 0.086831 | 450.6823 | 0.02171 | 440.59 | -0.00061613 | 440.59 | 0.0009211 | 450.3631 | 1.4498e-05 | 450.3631 | 1.0047e-05 | 450.6823 | 0.00091845 | 682.6267 | 0.02998 | 682.6267 | 0.00438 | 681.8756 | 3.0002e-05 | 682.6267 | 0.0017 | 450.3631 | 0.9914
| 450.7953 | 0 | 450.7953 | 0 | 450.478 | 0 | 450.478 | 0.99828 | 440.81 | 0.095499 | 450.7953 | 0.02219 | 440.81 | -0.0018752 | 440.81 | -0.00021673 | 450.478 | 2.9066e-05 | 450.478 | 2.5662e-05 | 450.7953 | 0 | 682.789 | 0.02701 | 682.789 | 0.00371 | 682.0381 | 0 | 682.789 | 0.00189 | 450.478 | 0.99034
| 450.9083 | 0.00066181 | 450.9083 | 0.00192 | 450.5929 | 1.4682e-05 | 450.5929 | 0.99918 | 441.03 | 0.095533 | 450.9083 | 0.02199 | 441.03 | -0.0011004 | 441.03 | -0.00034676 | 450.5929 | 1.492e-05 | 450.5929 | 1.5823e-05 | 450.9083 | 0.00101 | 682.9514 | 0.02714 | 682.9514 | 0.00338 | 682.2006 | 6.9993e-05 | 682.9514 | 0.00177 | 450.5929 | 0.99138
| 451.0213 | 0 | 451.0213 | 0 | 450.7079 | 0 | 450.7079 | 1 | 441.25 | 0.1044 | 451.0213 | 0.02125 | 441.25 | -0.0026501 | 441.25 | 0.0002384 | 450.7079 | 2.9336e-05 | 450.7079 | 3.079e-05 | 451.0213 | 0 | 683.1138 | 0.02626 | 683.1138 | 0.00271 | 682.3632 | 0 | 683.1138 | 0.00192 | 450.7079 | 0.99488
| 451.1343 | 0.00156 | 451.1343 | 0.00139 | 450.8228 | 1.4682e-05 | 450.8228 | 0.99799 | 441.47 | 0.11034 | 451.1343 | 0.02145 | 441.47 | 0.0012565 | 441.47 | 0.0011487 | 450.8228 | 1.4756e-05 | 450.8228 | 1.5615e-05 | 451.1343 | 0.00050609 | 683.2762 | 0.02728 | 683.2762 | 0.00313 | 682.5257 | 8.9995e-05 | 683.2762 | 0.00173 | 450.8228 | 0.9982
| 451.2473 | 0 | 451.2473 | 0 | 450.9377 | 0 | 450.9377 | 0.99677 | 441.69 | 0.11965 | 451.2473 | 0.02128 | 441.69 | 0.0011273 | 441.69 | -0.00099695 | 450.9377 | 3.0624e-05 | 450.9377 | 2.6727e-05 | 451.2473 | 0 | 683.4386 | 0.02672 | 683.4386 | 0.00357 | 682.6883 | 0 | 683.4386 | 0.00184 | 450.9377 | 1
| 451.3603 | 0.00019465 | 451.3603 | 0.00083232 | 451.0526 | 1.4682e-05 | 451.0526 | 0.99702 | 441.91 | 0.1212 | 451.3603 | 0.02182 | 441.91 | -0.0014556 | 441.91 | 0.0023191 | 451.0526 | 1.6009e-05 | 451.0526 | 1.1761e-05 | 451.3603 | 0.00107 | 683.601 | 0.02733 | 683.601 | 0.00487 | 682.8509 | 8.9995e-05 | 683.601 | 0.00171 | 451.0526 | 0.99829
| 451.4733 | 0 | 451.4733 | 0 | 451.1675 | 0 | 451.1675 | 0.99899 | 442.13 | 0.12589 | 451.4733 | 0.0216 | 442.13 | -0.0006807 | 442.13 | -0.0012245 | 451.1675 | 3.1198e-05 | 451.1675 | 2.2456e-05 | 451.4733 | 0 | 683.7635 | 0.02644 | 683.7635 | 0.00461 | 683.0134 | 0 | 683.7635 | 0.00187 | 451.1675 | 0.99645
| 451.5863 | 0 | 451.5863 | 0.00149 | 451.2825 | 3.2289e-05 | 451.2825 | 0.99965 | 442.36 | 0.12417 | 451.5863 | 0.02304 | 442.36 | 0.0010305 | 442.36 | 0.0012137 | 451.2825 | 1.5482e-05 | 451.2825 | 1.1332e-05 | 451.5863 | 0.00231 | 683.9259 | 0.02764 | 683.9259 | 0.00471 | 683.176 | 6.9993e-05 | 683.9259 | 0.00177 | 451.2825 | 0.99339
| 451.6993 | 0 | 451.6993 | 0 | 451.3974 | 0 | 451.3974 | 0.99963 | 442.58 | 0.13381 | 451.6993 | 0.02384 | 442.58 | -0.00039012 | 442.58 | -0.0021673 | 451.3974 | 3.2064e-05 | 451.3974 | 2.0534e-05 | 451.6993 | 0 | 684.0883 | 0.03628 | 684.0883 | 0.0035 | 683.3386 | 0 | 684.0883 | 0.00191 | 451.3974 | 0.99372
| 451.8123 | 5.091e-05 | 451.8123 | 0.00175 | 451.5124 | 1.4682e-05 | 451.5124 | 0.99779 | 442.8 | 0.1406 | 451.8123 | 0.02361 | 442.8 | 0.0016761 | 442.8 | 0.00088859 | 451.5124 | 1.691e-05 | 451.5124 | 9.4106e-06 | 451.8123 | 0.00144 | 684.2507 | 0.02973 | 684.2507 | 0.0041 | 683.5012 | 3.0002e-05 | 684.2507 | 0.00176 | 451.5124 | 0.99387
| 451.9253 | 0 | 451.9253 | 8.6901e-05 | 451.6273 | 0 | 451.6273 | 0.99677 | 443.02 | 0.1494 | 451.9253 | 0.02378 | 443.02 | -0.0018108 | 443.02 | 0.00049847 | 451.6273 | 3.19e-05 | 451.6273 | 2.2236e-05 | 451.9253 | 0 | 684.4132 | 0.03809 | 684.4132 | 0.00381 | 683.6638 | 0 | 684.4132 | 0.00195 | 451.6273 | 0.99541
| 452.0383 | 0.00129 | 452.0383 | 0.00118 | 451.7422 | 3.2289e-05 | 451.7422 | 0.99422 | 443.24 | 0.15375 | 452.0383 | 0.02463 | 443.24 | -0.0011004 | 443.24 | 0.0015062 | 451.7422 | 1.5236e-05 | 451.7422 | 1.3045e-05 | 452.0383 | 0.00133 | 684.5756 | 0.03191 | 684.5756 | 0.00441 | 683.8264 | 6.9993e-05 | 684.5756 | 0.00182 | 451.7422 | 0.99514
| 452.1513 | 0 | 452.1513 | 0 | 451.8572 | 0 | 451.8572 | 0.99267 | 443.46 | 0.16393 | 452.1513 | 0.0235 | 443.46 | 6.1882e-05 | 443.46 | 0.0019614 | 451.8572 | 2.841e-05 | 451.8572 | 2.8012e-05 | 452.1513 | 0 | 684.7381 | 0.03835 | 684.7381 | 0.00186 | 683.989 | 0 | 684.7381 | 0.00201 | 451.8572 | 0.9935
| 452.2643 | 0.00058994 | 452.2643 | 0.00189 | 451.9721 | 1.4682e-05 | 451.9721 | 0.99086 | 443.68 | 0.15968 | 452.2643 | 0.02526 | 443.68 | 0.00012645 | 443.68 | 0.0017013 | 451.9721 | 1.3222e-05 | 451.9721 | 1.4967e-05 | 452.2643 | 0.00065603 | 684.9005 | 0.03677 | 684.9005 | 0.00556 | 684.1516 | 5.0004e-05 | 684.9005 | 0.00184 | 451.9721 | 0.99023
| 452.3773 | 0 | 452.3773 | 0 | 452.0871 | 0 | 452.0871 | 0.99081 | 443.9 | 0.17304 | 452.3773 | 0.0256 | 443.9 | -0.0010036 | 443.9 | -0.00067186 | 452.0871 | 2.6689e-05 | 452.0871 | 2.6727e-05 | 452.3773 | 0 | 685.063 | 0.03518 | 685.063 | 0.00388 | 684.3142 | 0 | 685.063 | 0.00201 | 452.0871 | 0.98885
| 452.4903 | 0.00188 | 452.4903 | 0.00086701 | 452.2021 | 4.9907e-05 | 452.2021 | 0.99014 | 444.12 | 0.17803 | 452.4903 | 0.02526 | 444.12 | -0.0017461 | 444.12 | 0.00088859 | 452.2021 | 1.3467e-05 | 452.2021 | 1.1761e-05 | 452.4903 | 0.00169 | 685.2255 | 0.03752 | 685.2255 | 0.00496 | 684.4768 | 6.9993e-05 | 685.2255 | 0.00182 | 452.2021 | 0.98748
| 452.6033 | 0 | 452.6033 | 0 | 452.3171 | 0 | 452.3171 | 0.98954 | 444.35 | 0.18984 | 452.6033 | 0.02404 | 444.35 | -0.0010681 | 444.35 | 0.0010836 | 452.3171 | 2.9523e-05 | 452.3171 | 2.3521e-05 | 452.6033 | 0 | 685.3879 | 0.03584 | 685.3879 | 0.00464 | 684.6394 | 0 | 685.3879 | 0.00186 | 452.3171 | 0.98854
| 452.7163 | 0.00030245 | 452.7163 | 0.00088435 | 452.432 | 4.9907e-05 | 452.432 | 0.98672 | 444.57 | 0.19436 | 452.7163 | 0.02321 | 444.57 | -2.6905e-06 | 444.57 | 0.0010186 | 452.432 | 1.6055e-05 | 452.432 | 1.1761e-05 | 452.7163 | 0.00161 | 685.5504 | 0.03699 | 685.5504 | 0.00371 | 684.8021 | 6.9993e-05 | 685.5504 | 0.00165 | 452.432 | 0.98624
| 452.8294 | 0 | 452.8294 | 0 | 452.547 | 0 | 452.547 | 0.98488 | 444.79 | 0.20285 | 452.8294 | 0.02441 | 444.79 | 0.00032017 | 444.79 | 0.0019614 | 452.547 | 3.0998e-05 | 452.547 | 2.5454e-05 | 452.8294 | 0 | 685.7129 | 0.03558 | 685.7129 | 0.00388 | 684.9647 | 0 | 685.7129 | 0.00179 | 452.547 | 0.9843
| 452.9424 | 0 | 452.9424 | 0.00067626 | 452.662 | 3.2289e-05 | 452.662 | 0.98144 | 445.01 | 0.21017 | 452.9424 | 0.0223 | 445.01 | -0.00039012 | 445.01 | -0.00041178 | 452.662 | 1.499e-05 | 452.662 | 1.3902e-05 | 452.9424 | 0.00141 | 685.8754 | 0.03614 | 685.8754 | 0.00468 | 685.1273 | 8.9995e-05 | 685.8754 | 0.00175 | 452.662 | 0.97882
| 453.0554 | 0 | 453.0554 | 0 | 452.777 | 0 | 452.777 | 0.97991 | 445.23 | 0.22073 | 453.0554 | 0.02458 | 445.23 | -0.0024242 | 445.23 | -0.00080189 | 452.777 | 2.9195e-05 | 452.777 | 2.6947e-05 | 453.0554 | 0 | 686.0379 | 0.03305 | 686.0379 | 0.00461 | 685.29 | 0 | 686.0379 | 0.00193 | 452.777 | 0.97491
| 453.1684 | 0.00048213 | 453.1684 | 0.00144 | 452.892 | 1.4682e-05 | 452.892 | 0.97696 | 445.45 | 0.22195 | 453.1684 | 0.02398 | 445.45 | 0.00015874 | 445.45 | -0.00067186 | 452.892 | 1.4334e-05 | 452.892 | 1.3474e-05 | 453.1684 | 0.0012 | 686.2004 | 0.03564 | 686.2004 | 0.00496 | 685.4526 | 6.9993e-05 | 686.2004 | 0.00184 | 452.892 | 0.97035
| 453.2815 | 0 | 453.2815 | 0 | 453.007 | 0 | 453.007 | 0.97557 | 445.67 | 0.23924 | 453.2815 | 0.02191 | 445.67 | -0.0019399 | 445.67 | -0.0025899 | 453.007 | 2.8375e-05 | 453.007 | 2.6947e-05 | 453.2815 | 0 | 686.3629 | 0.03323 | 686.3629 | 0.00376 | 685.6153 | 0 | 686.3629 | 0.00189 | 453.007 | 0.97018
| 453.3945 | 0.00026652 | 453.3945 | 0.00064159 | 453.122 | 1.4682e-05 | 453.122 | 0.97218 | 445.89 | 0.24144 | 453.3945 | 0.02301 | 445.89 | -0.0030698 | 445.89 | 0.00010836 | 453.122 | 1.4205e-05 | 453.122 | 1.3902e-05 | 453.3945 | 0.00082472 | 686.5254 | 0.03334 | 686.5254 | 0.00499 | 685.7779 | 6.9993e-05 | 686.5254 | 0.00171 | 453.122 | 0.96789
| 453.5075 | 0.00016197 | 453.5075 | 0 | 453.237 | 0 | 453.237 | 0.9691 | 446.12 | 0.25321 | 453.5075 | 0.02236 | 446.12 | -0.0010681 | 446.12 | -0.0013871 | 453.237 | 2.9687e-05 | 453.237 | 2.7375e-05 | 453.5075 | 0 | 686.688 | 0.03298 | 686.688 | 0.00274 | 685.9406 | 0 | 686.688 | 0.00178 | 453.237 | 0.96614
| 453.6205 | 0.00109 | 453.6205 | 0.0013 | 453.352 | 3.2289e-05 | 453.352 | 0.96426 | 446.34 | 0.25413 | 453.6205 | 0.02301 | 446.34 | 0.0035165 | 446.34 | -0.00050931 | 453.352 | 1.5646e-05 | 453.352 | 1.3682e-05 | 453.6205 | 0 | 686.8505 | 0.03348 | 686.8505 | 0.00445 | 686.1033 | 5.0004e-05 | 686.8505 | 0.00174 | 453.352 | 0.96131
| 453.7335 | 0 | 453.7335 | 0 | 453.467 | 0 | 453.467 | 0.9601 | 446.56 | 0.27159 | 453.7335 | 0.02395 | 446.56 | -0.0015847 | 446.56 | -0.00028175 | 453.467 | 2.8703e-05 | 453.467 | 2.6299e-05 | 453.7335 | 0 | 687.013 | 0.03488 | 687.013 | 0.00311 | 686.2659 | 0 | 687.013 | 0.00194 | 453.467 | 0.95726
| 453.8466 | 0.00096726 | 453.8466 | 0.0018 | 453.582 | 3.2289e-05 | 453.582 | 0.95573 | 446.78 | 0.27119 | 453.8466 | 0.0248 | 446.78 | -0.0012941 | 446.78 | -5.4182e-05 | 453.582 | 1.3385e-05 | 453.582 | 1.2617e-05 | 453.8466 | 0.00148 | 687.1756 | 0.03383 | 687.1756 | 0.00353 | 686.4286 | 8.9995e-05 | 687.1756 | 0.00189 | 453.582 | 0.95123
| 453.9596 | 0 | 453.9596 | 0 | 453.6971 | 0 | 453.6971 | 0.95362 | 447 | 0.28636 | 453.9596 | 0.02429 | 447 | -0.00026098 | 447 | -0.00050931 | 453.6971 | 2.7673e-05 | 453.6971 | 2.3093e-05 | 453.9596 | 0 | 687.3381 | 0.03593 | 687.3381 | 0.00459 | 686.5913 | 0 | 687.3381 | 0.002 | 453.6971 | 0.94395
| 454.0727 | 0.00037433 | 454.0727 | 0.00156 | 453.8121 | 1.4682e-05 | 453.8121 | 0.95031 | 447.22 | 0.28592 | 454.0727 | 0.02387 | 447.22 | 0.0013533 | 447.22 | 0.0013763 | 453.8121 | 1.4592e-05 | 453.8121 | 1.0476e-05 | 454.0727 | 0.00103 | 687.5006 | 0.03752 | 687.5006 | 0.00498 | 686.754 | 6.9993e-05 | 687.5006 | 0.00181 | 453.8121 | 0.93636
| 454.1857 | 0 | 454.1857 | 0 | 453.9271 | 0 | 453.9271 | 0.94691 | 447.44 | 0.30481 | 454.1857 | 0.0248 | 447.44 | 0.0023864 | 447.44 | 0.0020589 | 453.9271 | 2.9535e-05 | 453.9271 | 2.1599e-05 | 454.1857 | 0 | 687.6632 | 0.03408 | 687.6632 | 0.00489 | 686.9167 | 0 | 687.6632 | 0.00198 | 453.9271 | 0.93031
| 454.2987 | 0.00080555 | 454.2987 | 0.00106 | 454.0422 | 4.9907e-05 | 454.0422 | 0.93972 | 447.66 | 0.31453 | 454.2987 | 0.02526 | 447.66 | 0.0018699 | 447.66 | 0.00040094 | 454.0422 | 1.5376e-05 | 454.0422 | 1.1124e-05 | 454.2987 | 0.00161 | 687.8258 | 0.03724 | 687.8258 | 0.0038 | 687.0794 | 3.0002e-05 | 687.8258 | 0.00185 | 454.0422 | 0.92622
| 454.4118 | 0 | 454.4118 | 0 | 454.1572 | 0 | 454.1572 | 0.9338 | 447.89 | 0.32629 | 454.4118 | 0.02231 | 447.89 | -0.0010358 | 447.89 | 0.00040094 | 454.1572 | 3.0179e-05 | 454.1572 | 2.7375e-05 | 454.4118 | 0 | 687.9883 | 0.03537 | 687.9883 | 0.00475 | 687.2421 | 0 | 687.9883 | 0.00195 | 454.1572 | 0.92477
| 454.5248 | 0.00161 | 454.5248 | 0.00111 | 454.2722 | 6.7514e-05 | 454.2722 | 0.92638 | 448.11 | 0.33703 | 454.5248 | 0.02301 | 448.11 | -0.0015524 | 448.11 | 0.0013112 | 454.2722 | 1.5002e-05 | 454.2722 | 1.7218e-05 | 454.5248 | 0.00219 | 688.1509 | 0.03971 | 688.1509 | 0.00485 | 687.4049 | 8.9995e-05 | 688.1509 | 0.00174 | 454.2722 | 0.92253
| 454.6378 | 0 | 454.6378 | 0 | 454.3873 | 0 | 454.3873 | 0.92224 | 448.33 | 0.34134 | 454.6378 | 0.02174 | 448.33 | 0.00057846 | 448.33 | -0.00034676 | 454.3873 | 3.0038e-05 | 454.3873 | 3.1548e-05 | 454.6378 | 0 | 688.3135 | 0.03713 | 688.3135 | 0.00452 | 687.5676 | 0 | 688.3135 | 0.00184 | 454.3873 | 0.92011
| 454.7509 | 5.091e-05 | 454.7509 | 0.00098839 | 454.5023 | 1.4682e-05 | 454.5023 | 0.91625 | 448.55 | 0.34802 | 454.7509 | 0.02293 | 448.55 | -0.0011004 | 448.55 | 0.0009536 | 454.5023 | 1.5212e-05 | 454.5023 | 1.5285e-05 | 454.7509 | 0.00046859 | 688.4761 | 0.03997 | 688.4761 | 0.00469 | 687.7303 | 5.0004e-05 | 688.4761 | 0.0018 | 454.5023 | 0.91339
| 454.8639 | 0 | 454.8639 | 0 | 454.6174 | 0 | 454.6174 | 0.91267 | 448.77 | 0.36839 | 454.8639 | 0.02299 | 448.77 | -0.00019641 | 448.77 | 0.00017338 | 454.6174 | 3.1362e-05 | 454.6174 | 2.866e-05 | 454.8639 | 0 | 688.6387 | 0.03689 | 688.6387 | 0.00466 | 687.893 | 0 | 688.6387 | 0.00202 | 454.6174 | 0.9084
| 454.977 | 0.0006079 | 454.977 | 0.00146 | 454.7325 | 0 | 454.7325 | 0.90858 | 448.99 | 0.3749 | 454.977 | 0.025 | 448.99 | 0.0009659 | 448.99 | 0.0013112 | 454.7325 | 1.6173e-05 | 454.7325 | 1.433e-05 | 454.977 | 0.00146 | 688.8013 | 0.04037 | 688.8013 | 0.0048 | 688.0558 | 3.0002e-05 | 688.8013 | 0.00195 | 454.7325 | 0.90082
| 455.09 | 0 | 455.09 | 0 | 454.8475 | 0 | 454.8475 | 0.90622 | 449.21 | 0.38988 | 455.09 | 0.02273 | 449.21 | -0.00058385 | 449.21 | -5.4182e-05 | 454.8475 | 3.1736e-05 | 454.8475 | 2.6727e-05 | 455.09 | 0 | 688.9639 | 0.04127 | 688.9639 | 0.0036 | 688.2185 | 0 | 688.9639 | 0.0021 | 454.8475 | 0.89506
| 455.2031 | 8.684e-05 | 455.2031 | 0.00165 | 454.9626 | 4.9907e-05 | 454.9626 | 0.90108 | 449.44 | 0.39113 | 455.2031 | 0.02409 | 449.44 | -0.00084214 | 449.44 | 0.0010186 | 454.9626 | 1.5564e-05 | 454.9626 | 1.2408e-05 | 455.2031 | 0.00109 | 689.1265 | 0.04039 | 689.1265 | 0.00454 | 688.3813 | 6.9993e-05 | 689.1265 | 0.0019 | 454.9626 | 0.88748
| 455.3161 | 0 | 455.3161 | 0 | 455.0777 | 0 | 455.0777 | 0.8936 | 449.66 | 0.41354 | 455.3161 | 0.02407 | 449.66 | -0.0014878 | 449.66 | -0.0022648 | 455.0777 | 3.0753e-05 | 455.0777 | 2.4169e-05 | 455.3161 | 0 | 689.2891 | 0.04335 | 689.2891 | 0.00397 | 688.544 | 0 | 689.2891 | 0.00202 | 455.0777 | 0.88189
| 455.4292 | 0.00030245 | 455.4292 | 0.00113 | 455.1928 | 4.9907e-05 | 455.1928 | 0.88489 | 449.88 | 0.4184 | 455.4292 | 0.02645 | 449.88 | -0.0026501 | 449.88 | -0.0012895 | 455.1928 | 1.5189e-05 | 455.1928 | 1.1761e-05 | 455.4292 | 3.7485e-05 | 689.4517 | 0.04424 | 689.4517 | 0.00434 | 688.7068 | 6.9993e-05 | 689.4517 | 0.00179 | 455.1928 | 0.87672
| 455.5422 | 0 | 455.5422 | 0 | 455.3079 | 0 | 455.3079 | 0.87907 | 450.1 | 0.43183 | 455.5422 | 0.02497 | 450.1 | -0.00022869 | 450.1 | -0.0013546 | 455.3079 | 3.087e-05 | 455.3079 | 2.2884e-05 | 455.5422 | 0 | 689.6144 | 0.04491 | 689.6144 | 0.00294 | 688.8696 | 0 | 689.6144 | 0.00193 | 455.3079 | 0.87291
| 455.6553 | 0.00124 | 455.6553 | 0.00151 | 455.423 | 4.9907e-05 | 455.423 | 0.87475 | 450.32 | 0.44192 | 455.6553 | 0.02443 | 450.32 | 0.0010305 | 450.32 | -0.00021673 | 455.423 | 1.5821e-05 | 455.423 | 1.1124e-05 | 455.6553 | 0.00112 | 689.777 | 0.04643 | 689.777 | 0.0044 | 689.0323 | 5.0004e-05 | 689.777 | 0.00181 | 455.423 | 0.86702
| 455.7683 | 0 | 455.7683 | 0 | 455.538 | 0 | 455.538 | 0.87215 | 450.54 | 0.46428 | 455.7683 | 0.02333 | 450.54 | -0.0012941 | 450.54 | -0.0023624 | 455.538 | 2.9909e-05 | 455.538 | 2.4806e-05 | 455.7683 | 0 | 689.9396 | 0.04791 | 689.9396 | 0.00348 | 689.1951 | 0 | 689.9396 | 0.00197 | 455.538 | 0.86187
| 455.8814 | 0.00131 | 455.8814 | 0.00084967 | 455.6531 | 4.9907e-05 | 455.6531 | 0.86712 | 450.76 | 0.46998 | 455.8814 | 0.02497 | 450.76 | -0.0014233 | 450.76 | 0.00010836 | 455.6531 | 1.4311e-05 | 455.6531 | 1.3682e-05 | 455.8814 | 0.00124 | 690.1023 | 0.04833 | 690.1023 | 0.00457 | 689.3579 | 3.0002e-05 | 690.1023 | 0.00181 | 455.6531 | 0.85485
| 455.9944 | 0 | 455.9944 | 0 | 455.7683 | 0 | 455.7683 | 0.86192 | 450.99 | 0.48913 | 455.9944 | 0.02174 | 450.99 | -0.0012941 | 450.99 | -0.00031426 | 455.7683 | 2.9359e-05 | 455.7683 | 2.8012e-05 | 455.9944 | 0 | 690.2649 | 0.05035 | 690.2649 | 0.00381 | 689.5207 | 0 | 690.2649 | 0.00185 | 455.7683 | 0.84997
| 456.1075 | 0.00138 | 456.1075 | 0.00146 | 455.8834 | 1.4682e-05 | 455.8834 | 0.8535 | 451.21 | 0.50306 | 456.1075 | 0.0273 | 451.21 | 0.00019102 | 451.21 | 0.0023191 | 455.8834 | 1.5271e-05 | 455.8834 | 1.433e-05 | 456.1075 | 0.00232 | 690.4276 | 0.04953 | 690.4276 | 0.00441 | 689.6834 | 8.9995e-05 | 690.4276 | 0.00176 | 455.8834 | 0.84244
| 456.2206 | 0 | 456.2206 | 0 | 455.9985 | 0 | 455.9985 | 0.8468 | 451.43 | 0.51774 | 456.2206 | 0.0248 | 451.43 | -0.001843 | 451.43 | 0.00082357 | 455.9985 | 3.087e-05 | 455.9985 | 2.6091e-05 | 456.2206 | 0 | 690.5902 | 0.05181 | 690.5902 | 0.00417 | 689.8463 | 0 | 690.5902 | 0.00195 | 455.9985 | 0.83635
| 456.3336 | 0.00098522 | 456.3336 | 0.00158 | 456.1136 | 4.9907e-05 | 456.1136 | 0.83812 | 451.65 | 0.52431 | 456.3336 | 0.02594 | 451.65 | -0.00077756 | 451.65 | 0.00033593 | 456.1136 | 1.5681e-05 | 456.1136 | 1.1761e-05 | 456.3336 | 0.0015 | 690.7529 | 0.05263 | 690.7529 | 0.00526 | 690.0091 | 3.0002e-05 | 690.7529 | 0.00188 | 456.1136 | 0.82921
| 456.4467 | 0 | 456.4467 | 0 | 456.2287 | 0 | 456.2287 | 0.83278 | 451.87 | 0.54256 | 456.4467 | 0.02216 | 451.87 | -0.0023273 | 451.87 | -0.0027199 | 456.2287 | 3.1982e-05 | 456.2287 | 2.0633e-05 | 456.4467 | 0 | 690.9156 | 0.05245 | 690.9156 | 0.00519 | 690.1719 | 0 | 690.9156 | 0.00202 | 456.2287 | 0.82496
| 456.5598 | 0.00026652 | 456.5598 | 0.00106 | 456.3438 | 3.2289e-05 | 456.3438 | 0.82666 | 452.09 | 0.54408 | 456.5598 | 0.02665 | 452.09 | -0.0022305 | 452.09 | 0.0020589 | 456.3438 | 1.6383e-05 | 456.3438 | 8.8725e-06 | 456.5598 | 0.00231 | 691.0783 | 0.05275 | 691.0783 | 0.00554 | 690.3347 | 6.9993e-05 | 691.0783 | 0.00176 | 456.3438 | 0.82064
| 456.6728 | 0 | 456.6728 | 0 | 456.459 | 0 | 456.459 | 0.82305 | 452.32 | 0.56812 | 456.6728 | 0.02486 | 452.32 | -9.9549e-05 | 452.32 | -0.0016472 | 456.459 | 3.1818e-05 | 456.459 | 2.1918e-05 | 456.6728 | 0 | 691.241 | 0.05304 | 691.241 | 0.00413 | 690.4975 | 0 | 691.241 | 0.00194 | 456.459 | 0.81694
| 456.7859 | 0.00023058 | 456.7859 | 0.0003468 | 456.5741 | 4.9907e-05 | 456.5741 | 0.81708 | 452.54 | 0.57749 | 456.7859 | 0.02557 | 452.54 | 0.00083675 | 452.54 | -0.00080189 | 456.5741 | 1.5517e-05 | 456.5741 | 1.3254e-05 | 456.7859 | 0.00221 | 691.4036 | 0.05335 | 691.4036 | 0.0045 | 690.6603 | 8.9995e-05 | 691.4036 | 0.0018 | 456.5741 | 0.80927
| 456.899 | 0 | 456.899 | 0 | 456.6892 | 0 | 456.6892 | 0.81176 | 452.76 | 0.59217 | 456.899 | 0.02705 | 452.76 | -0.0033604 | 452.76 | -0.0013546 | 456.6892 | 2.9441e-05 | 456.6892 | 2.5662e-05 | 456.899 | 0 | 691.5663 | 0.05526 | 691.5663 | 0.00418 | 690.8232 | 0 | 691.5663 | 0.00205 | 456.6892 | 0.80133
| 457.0121 | 0.00075165 | 457.0121 | 0.00243 | 456.8044 | 1.4682e-05 | 456.8044 | 0.80441 | 452.98 | 0.60971 | 457.0121 | 0.02475 | 452.98 | -0.00084214 | 452.98 | 0.0010836 | 456.8044 | 1.4147e-05 | 456.8044 | 1.3474e-05 | 457.0121 | 0.00184 | 691.7291 | 0.055 | 691.7291 | 0.00443 | 690.986 | 3.0002e-05 | 691.7291 | 0.00183 | 456.8044 | 0.79256
| 457.1251 | 0 | 457.1251 | 0 | 456.9195 | 0 | 456.9195 | 0.79814 | 453.2 | 0.62124 | 457.1251 | 0.02495 | 453.2 | -0.0024242 | 453.2 | -0.00086692 | 456.9195 | 2.7485e-05 | 456.9195 | 2.3741e-05 | 457.1251 | 0 | 691.8918 | 0.05599 | 691.8918 | 0.00325 | 691.1488 | 0 | 691.8918 | 0.00195 | 456.9195 | 0.78722
| 457.2382 | 0.00073368 | 457.2382 | 0.0012 | 457.0347 | 3.2289e-05 | 457.0347 | 0.79059 | 453.42 | 0.62916 | 457.2382 | 0.02639 | 453.42 | 0.00073989 | 453.42 | -0.00070437 | 457.0347 | 1.3526e-05 | 457.0347 | 1.1552e-05 | 457.2382 | 0.00109 | 692.0545 | 0.05599 | 692.0545 | 0.00471 | 691.3117 | 6.9993e-05 | 692.0545 | 0.00174 | 457.0347 | 0.78012
| 457.3513 | 0 | 457.3513 | 0 | 457.1498 | 0 | 457.1498 | 0.78474 | 453.65 | 0.65363 | 457.3513 | 0.0231 | 453.65 | -0.0017461 | 453.65 | -0.0015822 | 457.1498 | 2.9312e-05 | 457.1498 | 2.1808e-05 | 457.3513 | 0 | 692.2172 | 0.05698 | 692.2172 | 0.0045 | 691.4745 | 0 | 692.2172 | 0.00194 | 457.1498 | 0.77431
| 457.4644 | 0.00073368 | 457.4644 | 0.00231 | 457.265 | 3.2289e-05 | 457.265 | 0.77638 | 453.87 | 0.66458 | 457.4644 | 0.02404 | 453.87 | -0.0010681 | 453.87 | -0.001322 | 457.265 | 1.6091e-05 | 457.265 | 1.1332e-05 | 457.4644 | 0.00133 | 692.3799 | 0.05904 | 692.3799 | 0.00571 | 691.6374 | 6.9993e-05 | 692.3799 | 0.0018 | 457.265 | 0.76523
| 457.5774 | 0 | 457.5774 | 0 | 457.3802 | 0 | 457.3802 | 0.76823 | 454.09 | 0.68199 | 457.5774 | 0.02529 | 454.09 | 0.00022331 | 454.09 | -0.0016147 | 457.3802 | 3.0261e-05 | 457.3802 | 2.1808e-05 | 457.5774 | 0 | 692.5426 | 0.05682 | 692.5426 | 0.00505 | 691.8003 | 0 | 692.5426 | 0.00195 | 457.3802 | 0.75728
| 457.6905 | 0 | 457.6905 | 0.0007803 | 457.4953 | 4.9907e-05 | 457.4953 | 0.75831 | 454.31 | 0.69238 | 457.6905 | 0.0256 | 454.31 | 0.0010305 | 454.31 | -0.00076939 | 457.4953 | 1.4334e-05 | 457.4953 | 1.0695e-05 | 457.6905 | 0.00133 | 692.7054 | 0.06061 | 692.7054 | 0.00538 | 691.9631 | 3.0002e-05 | 692.7054 | 0.0018 | 457.4953 | 0.74742
| 457.8036 | 0 | 457.8036 | 0.00027809 | 457.6105 | 0 | 457.6105 | 0.75163 | 454.53 | 0.70162 | 457.8036 | 0.02404 | 454.53 | 0.00044931 | 454.53 | -0.0012245 | 457.6105 | 2.8539e-05 | 457.6105 | 2.3741e-05 | 457.8036 | 0 | 692.8681 | 0.05961 | 692.8681 | 0.00612 | 692.126 | 0 | 692.8681 | 0.00192 | 457.6105 | 0.74033
| 457.9167 | 0.00116 | 457.9167 | 0.00123 | 457.7257 | 0 | 457.7257 | 0.74363 | 454.75 | 0.72128 | 457.9167 | 0.0267 | 454.75 | 0.00032017 | 454.75 | 0.00075855 | 457.7257 | 1.458e-05 | 457.7257 | 1.3045e-05 | 457.9167 | 0.0012 | 693.0309 | 0.0613 | 693.0309 | 0.00564 | 692.2889 | 6.9993e-05 | 693.0309 | 0.00186 | 457.7257 | 0.73299
| 458.0298 | 0 | 458.0298 | 0 | 457.8408 | 0 | 457.8408 | 0.73767 | 454.98 | 0.73423 | 458.0298 | 0.02463 | 454.98 | 0.00073989 | 454.98 | 0.002514 | 457.8408 | 3.0507e-05 | 457.8408 | 2.8012e-05 | 458.0298 | 0 | 693.1936 | 0.06118 | 693.1936 | 0.00443 | 692.4517 | 0 | 693.1936 | 0.00204 | 457.8408 | 0.72798
| 458.1429 | 0.00152 | 458.1429 | 0.00163 | 457.956 | 4.9907e-05 | 457.956 | 0.73085 | 455.2 | 0.74489 | 458.1429 | 0.02696 | 455.2 | 0.00012645 | 455.2 | -0.0001192 | 457.956 | 1.6243e-05 | 457.956 | 1.5186e-05 | 458.1429 | 0.00131 | 693.3564 | 0.06452 | 693.3564 | 0.00586 | 692.6146 | 0.00011 | 693.3564 | 0.00187 | 457.956 | 0.72212
| 458.256 | 0 | 458.256 | 0 | 458.0712 | 0 | 458.0712 | 0.72628 | 455.42 | 0.7654 | 458.256 | 0.02537 | 455.42 | -0.00032556 | 455.42 | -0.00093193 | 458.0712 | 3.1432e-05 | 458.0712 | 2.5981e-05 | 458.256 | 0 | 693.5192 | 0.06078 | 693.5192 | 0.00411 | 692.7775 | 0 | 693.5192 | 0.00198 | 458.0712 | 0.71738
| 458.3691 | 0.00057197 | 458.3691 | 0.00158 | 458.1864 | 3.2289e-05 | 458.1864 | 0.71882 | 455.64 | 0.77426 | 458.3691 | 0.0267 | 455.64 | -3.4977e-05 | 455.64 | -0.00021673 | 458.1864 | 1.5704e-05 | 458.1864 | 1.1014e-05 | 458.3691 | 0.00122 | 693.6819 | 0.06444 | 693.6819 | 0.00645 | 692.9404 | 8.9995e-05 | 693.6819 | 0.0018 | 458.1864 | 0.71005
| 458.4822 | 0 | 458.4822 | 0 | 458.3016 | 0 | 458.3016 | 0.71052 | 455.86 | 0.77852 | 458.4822 | 0.02651 | 455.86 | -0.0045874 | 455.86 | -0.0015496 | 458.3016 | 3.0097e-05 | 458.3016 | 2.385e-05 | 458.4822 | 0 | 693.8447 | 0.06259 | 693.8447 | 0.00439 | 693.1033 | 0 | 693.8447 | 0.00201 | 458.3016 | 0.70166
| 458.5953 | 0.00094928 | 458.5953 | 0.00104 | 458.4168 | 6.7514e-05 | 458.4168 | 0.69933 | 456.09 | 0.7944 | 458.5953 | 0.0254 | 456.09 | -0.0011327 | 456.09 | 0.0016038 | 458.4168 | 1.4826e-05 | 458.4168 | 1.3254e-05 | 458.5953 | 0.00065603 | 694.0075 | 0.06546 | 694.0075 | 0.00478 | 693.2663 | 6.9993e-05 | 694.0075 | 0.00182 | 458.4168 | 0.69134
| 458.7084 | 0 | 458.7084 | 0 | 458.532 | 0 | 458.532 | 0.69002 | 456.31 | 0.81952 | 458.7084 | 0.02673 | 456.31 | -0.00074527 | 456.31 | -5.4182e-05 | 458.532 | 2.9687e-05 | 458.532 | 2.8232e-05 | 458.7084 | 0 | 694.1703 | 0.06368 | 694.1703 | 0.00561 | 693.4292 | 0 | 694.1703 | 0.00194 | 458.532 | 0.68223
| 458.8215 | 0.00042823 | 458.8215 | 0.00072829 | 458.6472 | 4.9907e-05 | 458.6472 | 0.68096 | 456.53 | 0.83471 | 458.8215 | 0.02659 | 456.53 | 0.00083675 | 456.53 | 0.0009211 | 458.6472 | 1.5294e-05 | 458.6472 | 1.5186e-05 | 458.8215 | 0.00204 | 694.3331 | 0.06573 | 694.3331 | 0.00396 | 693.5921 | 6.9993e-05 | 694.3331 | 0.00182 | 458.6472 | 0.67579
| 458.9346 | 0.00044991 | 458.9346 | 0 | 458.7625 | 0 | 458.7625 | 0.676 | 456.75 | 0.83288 | 458.9346 | 0.02245 | 456.75 | -0.0019399 | 456.75 | -8.6692e-05 | 458.7625 | 3.0565e-05 | 458.7625 | 2.6091e-05 | 458.9346 | 0 | 694.4959 | 0.06811 | 694.4959 | 0.00482 | 693.755 | 0 | 694.4959 | 0.00198 | 458.7625 | 0.67073
| 459.0477 | 0.00078757 | 459.0477 | 0.00179 | 458.8777 | 3.2289e-05 | 458.8777 | 0.67095 | 456.97 | 0.84931 | 459.0477 | 0.02821 | 456.97 | -0.00032556 | 456.97 | 1.0836e-05 | 458.8777 | 1.5517e-05 | 458.8777 | 1.1332e-05 | 459.0477 | 0.00054357 | 694.6587 | 0.06559 | 694.6587 | 0.00619 | 693.918 | 6.9993e-05 | 694.6587 | 0.00188 | 458.8777 | 0.66612
| 459.1608 | 0 | 459.1608 | 0 | 458.9929 | 0 | 458.9929 | 0.66793 | 457.19 | 0.8687 | 459.1608 | 0.02619 | 457.19 | -0.00058385 | 457.19 | 0.0031967 | 458.9929 | 3.0202e-05 | 458.9929 | 2.3093e-05 | 459.1608 | 0 | 694.8215 | 0.06894 | 694.8215 | 0.00508 | 694.0809 | 0 | 694.8215 | 0.00207 | 458.9929 | 0.66107
| 459.2739 | 0.0012 | 459.2739 | 0.00127 | 459.1081 | 4.9907e-05 | 459.1081 | 0.66141 | 457.42 | 0.8741 | 459.2739 | 0.02744 | 457.42 | -0.001165 | 457.42 | -0.0015171 | 459.1081 | 1.4802e-05 | 459.1081 | 1.198e-05 | 459.2739 | 0.00139 | 694.9843 | 0.06919 | 694.9843 | 0.00684 | 694.2438 | 5.0004e-05 | 694.9843 | 0.00201 | 459.1081 | 0.65397
| 459.387 | 0 | 459.387 | 0 | 459.2234 | 0 | 459.2234 | 0.655 | 457.64 | 0.88698 | 459.387 | 0.02716 | 457.64 | 0.0019991 | 457.64 | 4.3346e-05 | 459.2234 | 3.0097e-05 | 459.2234 | 2.4169e-05 | 459.387 | 0 | 695.1472 | 0.07035 | 695.1472 | 0.00482 | 694.4068 | 0 | 695.1472 | 0.00213 | 459.2234 | 0.64721
| 459.5001 | 0.00188 | 459.5001 | 0.00121 | 459.3386 | 6.7514e-05 | 459.3386 | 0.64547 | 457.86 | 0.8996 | 459.5001 | 0.02713 | 457.86 | -0.00087442 | 457.86 | -0.0014846 | 459.3386 | 1.5599e-05 | 459.3386 | 1.2408e-05 | 459.5001 | 0.00124 | 695.31 | 0.06834 | 695.31 | 0.00528 | 694.5697 | 6.9993e-05 | 695.31 | 0.00187 | 459.3386 | 0.63838
| 459.6132 | 0 | 459.6132 | 0 | 459.4538 | 0 | 459.4538 | 0.63809 | 458.08 | 0.9146 | 459.6132 | 0.02736 | 458.08 | -0.0025855 | 458.08 | -0.0016147 | 459.4538 | 3.1057e-05 | 459.4538 | 2.5025e-05 | 459.6132 | 0 | 695.4728 | 0.0702 | 695.4728 | 0.00563 | 694.7327 | 0 | 695.4728 | 0.00198 | 459.4538 | 0.63122
| 459.7263 | 0.00015871 | 459.7263 | 0.00091902 | 459.5691 | 1.4682e-05 | 459.5691 | 0.62978 | 458.3 | 0.91133 | 459.7263 | 0.0277 | 458.3 | -0.0029085 | 458.3 | -0.0017446 | 459.5691 | 1.5973e-05 | 459.5691 | 1.2837e-05 | 459.7263 | 0.00126 | 695.6357 | 0.06832 | 695.6357 | 0.0064 | 694.8957 | 3.0002e-05 | 695.6357 | 0.00187 | 459.5691 | 0.62296
| 459.8395 | 0 | 459.8395 | 0 | 459.6843 | 0 | 459.6843 | 0.62377 | 458.53 | 0.92763 | 459.8395 | 0.02668 | 458.53 | 0.00080447 | 458.53 | 0.00056349 | 459.6843 | 2.9687e-05 | 459.6843 | 2.6519e-05 | 459.8395 | 0 | 695.7985 | 0.0691 | 695.7985 | 0.00659 | 695.0586 | 0 | 695.7985 | 0.00213 | 459.6843 | 0.61543
| 459.9526 | 0.00051807 | 459.9526 | 0.00111 | 459.7996 | 1.4682e-05 | 459.7996 | 0.61666 | 458.75 | 0.93987 | 459.9526 | 0.0292 | 458.75 | -0.00093899 | 458.75 | 0.0009536 | 459.7996 | 1.4229e-05 | 459.7996 | 1.3902e-05 | 459.9526 | 0.00093719 | 695.9614 | 0.07217 | 695.9614 | 0.007 | 695.2216 | 6.9993e-05 | 695.9614 | 0.00195 | 459.7996 | 0.60881
| 460.0657 | 0 | 460.0657 | 0 | 459.9149 | 0 | 459.9149 | 0.61094 | 458.97 | 0.94354 | 460.0657 | 0.0281 | 458.97 | -6.7263e-05 | 458.97 | -0.0032725 | 459.9149 | 2.9312e-05 | 459.9149 | 2.4169e-05 | 460.0657 | 0 | 696.1242 | 0.07176 | 696.1242 | 0.0052 | 695.3846 | 0 | 696.1242 | 0.00213 | 459.9149 | 0.60258
| 460.1788 | 0.00076961 | 460.1788 | 0.00192 | 460.0301 | 6.7514e-05 | 460.0301 | 0.60309 | 459.19 | 0.95349 | 460.1788 | 0.02875 | 459.19 | 0.00032017 | 459.19 | 0.00027091 | 460.0301 | 1.9334e-05 | 460.0301 | 1.3792e-05 | 460.1788 | 0.00116 | 696.2871 | 0.07187 | 696.2871 | 0.00665 | 695.5476 | 3.0002e-05 | 696.2871 | 0.00204 | 460.0301 | 0.59537
| 460.2919 | 0 | 460.2919 | 0 | 460.1454 | 1.4682e-05 | 460.1454 | 0.59491 | 459.41 | 0.96523 | 460.2919 | 0.02946 | 459.41 | -0.0012941 | 459.41 | 0.00053099 | 460.1454 | 2.1782e-05 | 460.1454 | 1.6998e-05 | 460.2919 | 0.00014702 | 696.45 | 0.07418 | 696.45 | 0.00672 | 695.7106 | 0 | 696.45 | 0.00208 | 460.1454 | 0.58696
| 460.4051 | 0 | 460.4051 | 0.00062425 | 460.2607 | 3.2289e-05 | 460.2607 | 0.58635 | 459.64 | 0.98321 | 460.4051 | 0.03073 | 459.64 | -0.0016493 | 459.64 | -0.0021348 | 460.2607 | 1.0926e-05 | 460.2607 | 7.5878e-06 | 460.4051 | 0 | 696.6128 | 0.07647 | 696.6128 | 0.00556 | 695.8736 | 1.0001e-05 | 696.6128 | 0.00204 | 460.2607 | 0.57903
| 460.5182 | 0 | 460.5182 | 0 | 460.3759 | 1.4682e-05 | 460.3759 | 0.57732 | 459.86 | 0.98254 | 460.5182 | 0.02997 | 459.86 | -0.0020045 | 459.86 | 0.002449 | 460.3759 | 9.7902e-06 | 460.3759 | 6.6324e-06 | 460.5182 | 0.0002221 | 696.7757 | 0.07613 | 696.7757 | 0.0067 | 696.0366 | 6.6672e-06 | 696.7757 | 0.00193 | 460.3759 | 0.57116
| 460.6313 | 0.00023058 | 460.6313 | 0.00086701 | 460.4912 | 0 | 460.4912 | 0.57116 | 460.08 | 0.98435 | 460.6313 | 0.02923 | 460.08 | -2.6905e-06 | 460.08 | 7.5855e-05 | 460.4912 | 1.061e-05 | 460.4912 | 5.0292e-06 | 460.6313 | 0 | 696.9386 | 0.07931 | 696.9386 | 0.0057 | 696.1996 | 3.0002e-05 | 696.9386 | 0.00201 | 460.4912 | 0.56544
| 460.7444 | 0 | 460.7444 | 0 | 460.6065 | 1.4682e-05 | 460.6065 | 0.56438 | 460.3 | 0.98388 | 460.7444 | 0.02949 | 460.3 | 0.00080447 | 460.3 | -0.00086692 | 460.6065 | 8.584e-06 | 460.6065 | 6.0944e-06 | 460.7444 | 0 | 697.1015 | 0.07807 | 697.1015 | 0.00914 | 696.3626 | 0 | 697.1015 | 0.00192 | 460.6065 | 0.5594
| 460.8576 | 0.00078757 | 460.8576 | 0.00146 | 460.7218 | 1.4682e-05 | 460.7218 | 0.56058 | 460.53 | 0.99185 | 460.8576 | 0.03142 | 460.53 | -3.4977e-05 | 460.53 | -0.00099695 | 460.7218 | 9.0759e-06 | 460.7218 | 8.8725e-06 | 460.8576 | 0 | 697.2644 | 0.07856 | 697.2644 | 0.00712 | 696.5256 | 3.0002e-05 | 697.2644 | 0.00198 | 460.7218 | 0.55646
| 460.9707 | 0 | 460.9707 | 0 | 460.8371 | 0 | 460.8371 | 0.55454 | 460.75 | 0.99727 | 460.9707 | 0.03025 | 460.75 | 0.00051389 | 460.75 | -0.00041178 | 460.8371 | 9.2632e-06 | 460.8371 | 9.729e-06 | 460.9707 | 0 | 697.4273 | 0.07887 | 697.4273 | 0.00645 | 696.6886 | 0 | 697.4273 | 0.00188 | 460.8371 | 0.55203
| 461.0839 | 0.00093132 | 461.0839 | 0.00091902 | 460.9524 | 3.2289e-05 | 460.9524 | 0.55006 | 460.97 | 0.99616 | 461.0839 | 0.02932 | 460.97 | -0.00035784 | 460.97 | 0.00040094 | 460.9524 | 1.0844e-05 | 460.9524 | 1.2298e-05 | 461.0839 | 0.00037488 | 697.5902 | 0.07783 | 697.5902 | 0.00547 | 696.8517 | 1.0001e-05 | 697.5902 | 0.00196 | 460.9524 | 0.54838
| 461.197 | 0 | 461.197 | 0 | 461.0677 | 0 | 461.0677 | 0.54318 | 461.19 | 0.98863 | 461.197 | 0.0298 | 461.19 | 0.00064304 | 461.19 | -0.00093193 | 461.0677 | 1.0938e-05 | 461.0677 | 9.0921e-06 | 461.197 | 0.00048487 | 697.7531 | 0.07887 | 697.7531 | 0.00791 | 697.0147 | 0 | 697.7531 | 0.00189 | 461.0677 | 0.54199
| 461.3101 | 0.00033839 | 461.3101 | 0.00192 | 461.183 | 0 | 461.183 | 0.53785 | 461.41 | 1 | 461.3101 | 0.02934 | 461.41 | 0.00041703 | 461.41 | 0.0014737 | 461.183 | 1.0633e-05 | 461.183 | 8.1258e-06 | 461.3101 | 0 | 697.9161 | 0.07967 | 697.9161 | 0.00644 | 697.1777 | 3.0002e-05 | 697.9161 | 0.002 | 461.183 | 0.53623
| 461.4233 | 0 | 461.4233 | 0 | 461.2983 | 1.4682e-05 | 461.2983 | 0.53078 | 461.64 | 0.98678 | 461.4233 | 0.03116 | 461.64 | -0.00022869 | 461.64 | -0.0026874 | 461.2983 | 1.0141e-05 | 461.2983 | 4.2825e-06 | 461.4233 | 0 | 698.079 | 0.08104 | 698.079 | 0.00874 | 697.3408 | 6.6672e-06 | 698.079 | 0.00193 | 461.2983 | 0.52945
| 461.5364 | 0 | 461.5364 | 0.00083232 | 461.4136 | 0 | 461.4136 | 0.52538 | 461.86 | 0.99154 | 461.5364 | 0.03056 | 461.86 | -0.0047487 | 461.86 | -0.00298 | 461.4136 | 9.4038e-06 | 461.4136 | 5.6661e-06 | 461.5364 | 0 | 698.2419 | 0.08239 | 698.2419 | 0.00686 | 697.5038 | 3.0002e-05 | 698.2419 | 0.00204 | 461.4136 | 0.5244
| 461.6496 | 0 | 461.6496 | 0 | 461.529 | 1.4682e-05 | 461.529 | 0.51847 | 462.08 | 0.98769 | 461.6496 | 0.03182 | 462.08 | 0.00051389 | 462.08 | 0.00033593 | 461.529 | 9.9542e-06 | 461.529 | 6.7313e-06 | 461.6496 | 0 | 698.4049 | 0.08578 | 698.4049 | 0.00795 | 697.6669 | 6.6672e-06 | 698.4049 | 0.00196 | 461.529 | 0.51854
| 461.7627 | 0 | 461.7627 | 0.00173 | 461.6443 | 0 | 461.6443 | 0.51401 | 462.3 | 0.97687 | 461.7627 | 0.03079 | 462.3 | -0.00032556 | 462.3 | -5.4182e-05 | 461.6443 | 9.9776e-06 | 461.6443 | 8.8725e-06 | 461.7627 | 0 | 698.5678 | 0.08424 | 698.5678 | 0.00705 | 697.83 | 1.0001e-05 | 698.5678 | 0.00197 | 461.6443 | 0.51328
| 461.8759 | 0 | 461.8759 | 0 | 461.7596 | 0 | 461.7596 | 0.50822 | 462.53 | 0.96847 | 461.8759 | 0.03094 | 462.53 | -0.00077756 | 462.53 | 0.00066102 | 461.7596 | 1.0575e-05 | 461.7596 | 7.9172e-06 | 461.8759 | 0 | 698.7307 | 0.08642 | 698.7307 | 0.01079 | 697.993 | 6.6672e-06 | 698.7307 | 0.00181 | 461.7596 | 0.50741
| 461.989 | 0.00041025 | 461.989 | 0.00158 | 461.875 | 1.4682e-05 | 461.875 | 0.50354 | 462.75 | 0.95639 | 461.989 | 0.02991 | 462.75 | -0.00032556 | 462.75 | 0.0014413 | 461.875 | 1.1043e-05 | 461.875 | 8.6639e-06 | 461.989 | 0 | 698.8937 | 0.08894 | 698.8937 | 0.00654 | 698.1561 | 1.0001e-05 | 698.8937 | 0.00194 | 461.875 | 0.50259
| 462.1022 | 0 | 462.1022 | 0 | 461.9903 | 4.9907e-05 | 461.9903 | 0.49602 | 462.97 | 0.96166 | 462.1022 | 0.02983 | 462.97 | -0.0013587 | 462.97 | 0.002449 | 461.9903 | 9.8371e-06 | 461.9903 | 6.8411e-06 | 462.1022 | 0.0002221 | 699.0567 | 0.08792 | 699.0567 | 0.0094 | 698.3192 | 0 | 699.0567 | 0.0019 | 461.9903 | 0.49695
| 462.2153 | 0.00015871 | 462.2153 | 0.00166 | 462.1056 | 3.2289e-05 | 462.1056 | 0.49002 | 463.19 | 0.9627 | 462.2153 | 0.03105 | 463.19 | -0.0014878 | 463.19 | -0.0019072 | 462.1056 | 1.1043e-05 | 462.1056 | 6.8411e-06 | 462.2153 | 0 | 699.2196 | 0.09167 | 699.2196 | 0.00809 | 698.4823 | 1.0001e-05 | 699.2196 | 0.00212 | 462.1056 | 0.49217
| 462.3285 | 8.9983e-05 | 462.3285 | 0 | 462.221 | 0 | 462.221 | 0.48225 | 463.41 | 0.94358 | 462.3285 | 0.03037 | 463.41 | -0.00061613 | 463.41 | -0.0016472 | 462.221 | 1.0282e-05 | 462.221 | 7.3791e-06 | 462.3285 | 0 | 699.3826 | 0.09372 | 699.3826 | 0.01174 | 698.6453 | 0 | 699.3826 | 0.00203 | 462.221 | 0.48569
| 462.4416 | 0.0006079 | 462.4416 | 0.00113 | 462.3363 | 1.4682e-05 | 462.3363 | 0.47713 | 463.64 | 0.94571 | 462.4416 | 0.03071 | 463.64 | -0.0016815 | 463.64 | -0.00047681 | 462.3363 | 1.2788e-05 | 462.3363 | 8.8725e-06 | 462.4416 | 0 | 699.5456 | 0.08953 | 699.5456 | 0.00899 | 698.8084 | 0 | 699.5456 | 0.00211 | 462.3363 | 0.48155
| 462.5548 | 0 | 462.5548 | 0 | 462.4517 | 0 | 462.4517 | 0.47151 | 463.86 | 0.9198 | 462.5548 | 0.03304 | 463.86 | -0.00048698 | 463.86 | 0.00030341 | 462.4517 | 1.0903e-05 | 462.4517 | 8.9823e-06 | 462.5548 | 0 | 699.7086 | 0.09043 | 699.7086 | 0.01148 | 698.9715 | 6.6672e-06 | 699.7086 | 0.00192 | 462.4517 | 0.47706
| 462.668 | 0.00087741 | 462.668 | 0.00084967 | 462.567 | 0 | 462.567 | 0.46836 | 464.08 | 0.93372 | 462.668 | 0.0302 | 464.08 | -0.0018108 | 464.08 | 1.0836e-05 | 462.567 | 1.0903e-05 | 462.567 | 9.6192e-06 | 462.668 | 0 | 699.8715 | 0.09153 | 699.8715 | 0.00907 | 699.1346 | 1.0001e-05 | 699.8715 | 0.00201 | 462.567 | 0.47422
| 462.7811 | 0 | 462.7811 | 0 | 462.6824 | 0 | 462.6824 | 0.46288 | 464.3 | 0.91367 | 462.7811 | 0.03008 | 464.3 | -0.0016815 | 464.3 | 0.00046596 | 462.6824 | 8.7714e-06 | 462.6824 | 1.0267e-05 | 462.7811 | 0 | 700.0345 | 0.09163 | 700.0345 | 0.01157 | 699.2977 | 6.6672e-06 | 700.0345 | 0.00199 | 462.6824 | 0.46944
| 462.8943 | 0 | 462.8943 | 0 | 462.7978 | 0 | 462.7978 | 0.45814 | 464.53 | 0.91372 | 462.8943 | 0.03196 | 464.53 | -0.00093899 | 464.53 | 0.00056349 | 462.7978 | 9.4389e-06 | 462.7978 | 1.2079e-05 | 462.8943 | 0 | 700.1975 | 0.09049 | 700.1975 | 0.00782 | 699.4609 | 1.0001e-05 | 700.1975 | 0.00217 | 462.7978 | 0.46519
| 463.0075 | 0 | 463.0075 | 0 | 462.9131 | 1.4682e-05 | 462.9131 | 0.4511 | 464.75 | 0.88124 | 463.0075 | 0.03003 | 464.75 | 0.0010628 | 464.75 | -0.00037928 | 462.9131 | 9.6263e-06 | 462.9131 | 1.0805e-05 | 463.0075 | 0 | 700.3606 | 0.09287 | 700.3606 | 0.01106 | 699.624 | 6.6672e-06 | 700.3606 | 0.00205 | 462.9131 | 0.46005
| 463.1206 | 0.00087741 | 463.1206 | 0.00132 | 463.0285 | 1.4682e-05 | 463.0285 | 0.44621 | 464.97 | 0.87656 | 463.1206 | 0.03122 | 464.97 | -0.0030376 | 464.97 | -0.0001192 | 463.0285 | 1.0247e-05 | 463.0285 | 1.0805e-05 | 463.1206 | 0 | 700.5236 | 0.09688 | 700.5236 | 0.01277 | 699.7871 | 3.0002e-05 | 700.5236 | 0.0021 | 463.0285 | 0.45582
| 463.2338 | 0 | 463.2338 | 0 | 463.1439 | 3.2289e-05 | 463.1439 | 0.44025 | 465.19 | 0.86408 | 463.2338 | 0.0292 | 465.19 | 0.002096 | 465.19 | -0.001062 | 463.1439 | 1.0575e-05 | 463.1439 | 7.1595e-06 | 463.2338 | 0 | 700.6866 | 0.0996 | 700.6866 | 0.01222 | 699.9502 | 6.6672e-06 | 700.6866 | 0.00191 | 463.1439 | 0.45129
| 463.347 | 1.4969e-05 | 463.347 | 0.00212 | 463.2593 | 0 | 463.2593 | 0.43659 | 465.42 | 0.84367 | 463.347 | 0.02897 | 465.42 | -0.00061613 | 465.42 | -0.0017121 | 463.2593 | 1.0305e-05 | 463.2593 | 4.8096e-06 | 463.347 | 0 | 700.8496 | 0.09989 | 700.8496 | 0.01333 | 700.1134 | 1.0001e-05 | 700.8496 | 0.00198 | 463.2593 | 0.44802
| 463.4601 | 0 | 463.4601 | 0 | 463.3747 | 1.4682e-05 | 463.3747 | 0.43137 | 465.64 | 0.8367 | 463.4601 | 0.02662 | 465.64 | -9.9549e-05 | 465.64 | 0.0017663 | 463.3747 | 1.068e-05 | 463.3747 | 6.0944e-06 | 463.4601 | 0.00044733 | 701.0126 | 0.10209 | 701.0126 | 0.01071 | 700.2765 | 4.667e-05 | 701.0126 | 0.00189 | 463.3747 | 0.44433
| 463.5733 | 0.00102 | 463.5733 | 0.00172 | 463.4901 | 0 | 463.4901 | 0.42755 | 465.86 | 0.81821 | 463.5733 | 0.03079 | 465.86 | -0.0011327 | 465.86 | -0.0010295 | 463.4901 | 1.1336e-05 | 463.4901 | 8.7737e-06 | 463.5733 | 0 | 701.1757 | 0.10297 | 701.1757 | 0.01076 | 700.4397 | 1.0001e-05 | 701.1757 | 0.002 | 463.4901 | 0.44071
| 463.6865 | 0 | 463.6865 | 0 | 463.6055 | 0 | 463.6055 | 0.422 | 466.08 | 0.79417 | 463.6865 | 0.03156 | 466.08 | -0.0021013 | 466.08 | -0.001322 | 463.6055 | 1.0633e-05 | 463.6055 | 1.0157e-05 | 463.6865 | 0 | 701.3387 | 0.1042 | 701.3387 | 0.0138 | 700.6028 | 0 | 701.3387 | 0.0019 | 463.6055 | 0.43652
| 463.7997 | 0 | 463.7997 | 0.00222 | 463.7209 | 0 | 463.7209 | 0.4174 | 466.31 | 0.7917 | 463.7997 | 0.03247 | 466.31 | -0.0019399 | 466.31 | -0.00060684 | 463.7209 | 1.0223e-05 | 463.7209 | 6.6324e-06 | 463.7997 | 0 | 701.5018 | 0.1025 | 701.5018 | 0.01259 | 700.766 | 3.0002e-05 | 701.5018 | 0.00206 | 463.7209 | 0.43281
| 463.9129 | 0 | 463.9129 | 0 | 463.8363 | 1.4682e-05 | 463.8363 | 0.41126 | 466.53 | 0.77231 | 463.9129 | 0.03079 | 466.53 | -3.4977e-05 | 466.53 | 0.0018639 | 463.8363 | 9.3218e-06 | 463.8363 | 5.0292e-06 | 463.9129 | 0.00014702 | 701.6648 | 0.10579 | 701.6648 | 0.01334 | 700.9291 | 6.6672e-06 | 701.6648 | 0.00201 | 463.8363 | 0.42885
| 464.026 | 0 | 464.026 | 0.00065893 | 463.9517 | 0 | 463.9517 | 0.40699 | 466.75 | 0.75494 | 464.026 | 0.02929 | 466.75 | -0.0012619 | 466.75 | 0.00036844 | 463.9517 | 9.6731e-06 | 463.9517 | 4.9194e-06 | 464.026 | 0 | 701.8279 | 0.10754 | 701.8279 | 0.01301 | 701.0923 | 1.0001e-05 | 701.8279 | 0.0021 | 463.9517 | 0.42524
| 464.1392 | 0 | 464.1392 | 0 | 464.0671 | 1.4682e-05 | 464.0671 | 0.40211 | 466.97 | 0.72651 | 464.1392 | 0.03321 | 466.97 | -0.0017139 | 466.97 | -0.00050931 | 464.0671 | 1.0083e-05 | 464.0671 | 4.8096e-06 | 464.1392 | 0.00040979 | 701.9909 | 0.10763 | 701.9909 | 0.01378 | 701.2555 | 0 | 701.9909 | 0.00196 | 464.0671 | 0.41991
| 464.2524 | 0.00012278 | 464.2524 | 0.00113 | 464.1825 | 0 | 464.1825 | 0.39908 | 467.2 | 0.71804 | 464.2524 | 0.03127 | 467.2 | -0.0014233 | 467.2 | -0.0021348 | 464.1825 | 9.5677e-06 | 464.1825 | 5.6661e-06 | 464.2524 | 0 | 702.154 | 0.10902 | 702.154 | 0.01074 | 701.4186 | 0 | 702.154 | 0.00208 | 464.1825 | 0.41634
| 464.3656 | 0 | 464.3656 | 0 | 464.2979 | 1.4682e-05 | 464.2979 | 0.39443 | 467.42 | 0.69909 | 464.3656 | 0.03145 | 467.42 | -0.00032556 | 467.42 | 0.0019939 | 464.2979 | 9.5443e-06 | 464.2979 | 7.3791e-06 | 464.3656 | 0 | 702.3171 | 0.1069 | 702.3171 | 0.01447 | 701.5818 | 0 | 702.3171 | 0.00202 | 464.2979 | 0.4124
| 464.4788 | 0.00041025 | 464.4788 | 0.00083232 | 464.4134 | 0 | 464.4134 | 0.3907 | 467.64 | 0.69136 | 464.4788 | 0.03218 | 467.64 | -0.00058385 | 467.64 | -0.0012895 | 464.4134 | 9.7902e-06 | 464.4134 | 9.9487e-06 | 464.4788 | 0 | 702.4802 | 0.10879 | 702.4802 | 0.01247 | 701.745 | 1.0001e-05 | 702.4802 | 0.00207 | 464.4134 | 0.4114
| 464.592 | 0 | 464.592 | 0 | 464.5288 | 0 | 464.5288 | 0.38552 | 467.86 | 0.66159 | 464.592 | 0.03233 | 467.86 | 0.0019991 | 467.86 | 0.00069354 | 464.5288 | 1.0036e-05 | 464.5288 | 8.8725e-06 | 464.592 | 0 | 702.6432 | 0.11096 | 702.6432 | 0.01427 | 701.9082 | 6.6672e-06 | 702.6432 | 0.00192 | 464.5288 | 0.40846
| 464.7052 | 0 | 464.7052 | 0.00111 | 464.6442 | 0 | 464.6442 | 0.3821 | 468.09 | 0.65835 | 464.7052 | 0.03232 | 468.09 | -0.0018752 | 468.09 | -0.001257 | 464.6442 | 9.1578e-06 | 464.6442 | 8.016e-06 | 464.7052 | 0 | 702.8063 | 0.11563 | 702.8063 | 0.01278 | 702.0714 | 1.0001e-05 | 702.8063 | 0.00196 | 464.6442 | 0.40626
| 464.8184 | 0 | 464.8184 | 0 | 464.7597 | 0 | 464.7597 | 0.37746 | 468.31 | 0.63636 | 464.8184 | 0.03133 | 468.31 | -0.0021013 | 468.31 | -0.00015171 | 464.7597 | 9.4272e-06 | 464.7597 | 6.7313e-06 | 464.8184 | 0.00012826 | 702.9694 | 0.11456 | 702.9694 | 0.01496 | 702.2346 | 0 | 702.9694 | 0.00191 | 464.7597 | 0.40281
| 464.9316 | 0.00048213 | 464.9316 | 0.00116 | 464.8751 | 3.2289e-05 | 464.8751 | 0.3735 | 468.53 | 0.63055 | 464.9316 | 0.03213 | 468.53 | -0.0019399 | 468.53 | -0.001322 | 464.8751 | 1.0715e-05 | 464.8751 | 7.0607e-06 | 464.9316 | 0 | 703.1325 | 0.11851 | 703.1325 | 0.01127 | 702.3978 | 1.0001e-05 | 703.1325 | 0.00203 | 464.8751 | 0.40076
| 465.0448 | 0 | 465.0448 | 0 | 464.9906 | 3.2289e-05 | 464.9906 | 0.36758 | 468.75 | 0.59723 | 465.0448 | 0.03145 | 468.75 | -0.00064841 | 468.75 | -0.00067186 | 464.9906 | 1.1805e-05 | 464.9906 | 6.314e-06 | 465.0448 | 0.00042856 | 703.2956 | 0.11855 | 703.2956 | 0.01466 | 702.561 | 0 | 703.2956 | 0.00205 | 464.9906 | 0.39828
| 465.158 | 0.0005001 | 465.158 | 0.00153 | 465.106 | 1.4682e-05 | 465.106 | 0.36389 | 468.98 | 0.59675 | 465.158 | 0.03542 | 468.98 | -0.0006807 | 468.98 | 0.00030341 | 465.106 | 1.1266e-05 | 465.106 | 8.2356e-06 | 465.158 | 0 | 703.4588 | 0.12253 | 703.4588 | 0.01537 | 702.7243 | 1.0001e-05 | 703.4588 | 0.00219 | 465.106 | 0.39562
| 465.2712 | 0 | 465.2712 | 0 | 465.2215 | 1.4682e-05 | 465.2215 | 0.35899 | 469.2 | 0.5686 | 465.2712 | 0.03559 | 469.2 | 0.0018054 | 469.2 | 0.0009536 | 465.2215 | 9.7902e-06 | 465.2215 | 1.0157e-05 | 465.2712 | 0 | 703.6219 | 0.12543 | 703.6219 | 0.01466 | 702.8875 | 0 | 703.6219 | 0.00203 | 465.2215 | 0.39129
| 465.3844 | 0.0016 | 465.3844 | 0.00147 | 465.3369 | 1.4682e-05 | 465.3369 | 0.35611 | 469.42 | 0.55332 | 465.3844 | 0.03474 | 469.42 | -0.0021982 | 469.42 | 0.00010836 | 465.3369 | 9.4389e-06 | 465.3369 | 9.729e-06 | 465.3844 | 0.0001687 | 703.785 | 0.12737 | 703.785 | 0.01502 | 703.0507 | 1.0001e-05 | 703.785 | 0.00204 | 465.3369 | 0.3878
| 465.4976 | 0 | 465.4976 | 0 | 465.4524 | 0 | 465.4524 | 0.35148 | 469.64 | 0.53601 | 465.4976 | 0.03383 | 469.64 | -0.00055155 | 469.64 | -0.00021673 | 465.4524 | 8.4552e-06 | 465.4524 | 1.1552e-05 | 465.4976 | 0 | 703.9481 | 0.12602 | 703.9481 | 0.01524 | 703.2139 | 6.6672e-06 | 703.9481 | 0.00192 | 465.4524 | 0.38412
| 465.6108 | 0.00073368 | 465.6108 | 0.00038148 | 465.5679 | 1.4682e-05 | 465.5679 | 0.34896 | 469.87 | 0.53012 | 465.6108 | 0.03431 | 469.87 | 0.0019991 | 469.87 | 0.0012462 | 465.5679 | 9.1344e-06 | 465.5679 | 1.1332e-05 | 465.6108 | 0 | 704.1113 | 0.12779 | 704.1113 | 0.01491 | 703.3772 | 3.0002e-05 | 704.1113 | 0.0021 | 465.5679 | 0.3819
| 465.724 | 0 | 465.724 | 0 | 465.6833 | 0 | 465.6833 | 0.34419 | 470.09 | 0.506 | 465.724 | 0.03505 | 470.09 | -0.00016412 | 470.09 | -0.001192 | 465.6833 | 9.6263e-06 | 465.6833 | 1.198e-05 | 465.724 | 0 | 704.2744 | 0.12755 | 704.2744 | 0.01487 | 703.5404 | 0 | 704.2744 | 0.00202 | 465.6833 | 0.37918
| 465.8373 | 0.00066181 | 465.8373 | 0.00116 | 465.7988 | 0 | 465.7988 | 0.34117 | 470.31 | 0.50128 | 465.8373 | 0.03672 | 470.31 | 0.00099818 | 470.31 | -0.00044429 | 465.7988 | 1.0844e-05 | 465.7988 | 8.3454e-06 | 465.8373 | 0 | 704.4375 | 0.13108 | 704.4375 | 0.01495 | 703.7037 | 3.0002e-05 | 704.4375 | 0.00218 | 465.7988 | 0.37726
| 465.9505 | 0 | 465.9505 | 0 | 465.9143 | 1.4682e-05 | 465.9143 | 0.33629 | 470.54 | 0.4804 | 465.9505 | 0.03559 | 470.54 | -0.0012941 | 470.54 | 0.0018639 | 465.9143 | 9.2984e-06 | 465.9143 | 9.3008e-06 | 465.9505 | 0.00012826 | 704.6007 | 0.13121 | 704.6007 | 0.01519 | 703.8669 | 0 | 704.6007 | 0.002 | 465.9143 | 0.37438
| 466.0637 | 0.00075165 | 466.0637 | 0.00090168 | 466.0298 | 0 | 466.0298 | 0.33369 | 470.76 | 0.46107 | 466.0637 | 0.03556 | 470.76 | -0.0036833 | 470.76 | -0.00080189 | 466.0298 | 9.5443e-06 | 466.0298 | 9.191e-06 | 466.0637 | 0 | 704.7639 | 0.13581 | 704.7639 | 0.01544 | 704.0302 | 1.0001e-05 | 704.7639 | 0.00208 | 466.0298 | 0.37274
| 466.1769 | 0 | 466.1769 | 0 | 466.1453 | 3.2289e-05 | 466.1453 | 0.32939 | 470.98 | 0.45685 | 466.1769 | 0.03849 | 470.98 | 0.0027416 | 470.98 | 0.00049847 | 466.1453 | 9.3452e-06 | 466.1453 | 8.6639e-06 | 466.1769 | 0 | 704.927 | 0.13789 | 704.927 | 0.01514 | 704.1935 | 0 | 704.927 | 0.00188 | 466.1453 | 0.36965
| 466.2901 | 0.00064383 | 466.2901 | 0.00076297 | 466.2608 | 0 | 466.2608 | 0.32706 | 471.2 | 0.44199 | 466.2901 | 0.03641 | 471.2 | 0.00041703 | 471.2 | 0.00085607 | 466.2608 | 1.0961e-05 | 466.2608 | 6.7313e-06 | 466.2901 | 0 | 705.0902 | 0.13905 | 705.0902 | 0.01584 | 704.3568 | 3.0002e-05 | 705.0902 | 0.00208 | 466.2608 | 0.3672
| 466.4034 | 0 | 466.4034 | 0 | 466.3763 | 0 | 466.3763 | 0.32251 | 471.43 | 0.4291 | 466.4034 | 0.03769 | 471.43 | -0.0010036 | 471.43 | 0.0011162 | 466.3763 | 9.5443e-06 | 466.3763 | 5.8857e-06 | 466.4034 | 0 | 705.2534 | 0.14242 | 705.2534 | 0.01505 | 704.52 | 0 | 705.2534 | 0.00201 | 466.3763 | 0.36304
| 466.5166 | 0.00012278 | 466.5166 | 0.00118 | 466.4918 | 1.4682e-05 | 466.4918 | 0.31906 | 471.65 | 0.41368 | 466.5166 | 0.03766 | 471.65 | 0.00073989 | 471.65 | -0.0012895 | 466.4918 | 9.2398e-06 | 466.4918 | 9.191e-06 | 466.5166 | 0 | 705.4166 | 0.14328 | 705.4166 | 0.01521 | 704.6833 | 3.0002e-05 | 705.4166 | 0.00214 | 466.4918 | 0.36017
| 466.6298 | 0 | 466.6298 | 0 | 466.6073 | 0 | 466.6073 | 0.31385 | 471.87 | 0.40609 | 466.6298 | 0.0392 | 471.87 | 0.00028789 | 471.87 | 1.0836e-05 | 466.6073 | 8.3966e-06 | 466.6073 | 9.729e-06 | 466.6298 | 0.0001658 | 705.5797 | 0.14681 | 705.5797 | 0.01454 | 704.8466 | 0 | 705.5797 | 0.00196 | 466.6073 | 0.35697
| 466.7431 | 0 | 466.7431 | 0.00165 | 466.7228 | 1.4682e-05 | 466.7228 | 0.31109 | 472.09 | 0.38896 | 466.7431 | 0.03601 | 472.09 | -0.0028439 | 472.09 | 0.0012787 | 466.7228 | 9.8488e-06 | 466.7228 | 9.9487e-06 | 466.7431 | 0 | 705.7429 | 0.1492 | 705.7429 | 0.01598 | 705.0099 | 1.0001e-05 | 705.7429 | 0.0021 | 466.7228 | 0.35569
| 466.8563 | 0 | 466.8563 | 0 | 466.8383 | 0 | 466.8383 | 0.30776 | 472.32 | 0.37486 | 466.8563 | 0.03661 | 472.32 | 0.00019102 | 472.32 | 0.0027741 | 466.8383 | 1.0493e-05 | 466.8383 | 7.5878e-06 | 466.8563 | 0 | 705.9061 | 0.14841 | 705.9061 | 0.01485 | 705.1732 | 0 | 705.9061 | 0.00195 | 466.8383 | 0.35386
| 466.9695 | 0.00104 | 466.9695 | 0.00098839 | 466.9538 | 1.4682e-05 | 466.9538 | 0.30582 | 472.54 | 0.36485 | 466.9695 | 0.03516 | 472.54 | -0.0022951 | 472.54 | -0.00080189 | 466.9538 | 1.1664e-05 | 466.9538 | 5.8857e-06 | 466.9695 | 0 | 706.0693 | 0.15002 | 706.0693 | 0.01607 | 705.3365 | 3.0002e-05 | 706.0693 | 0.00212 | 466.9538 | 0.35321
| 467.0828 | 0 | 467.0828 | 0 | 467.0693 | 4.9907e-05 | 467.0693 | 0.30227 | 472.76 | 0.35365 | 467.0828 | 0.03883 | 472.76 | 0.0014502 | 472.76 | 0.0016363 | 467.0693 | 1.143e-05 | 467.0693 | 6.2042e-06 | 467.0828 | 0.00037225 | 706.2325 | 0.15811 | 706.2325 | 0.01491 | 705.4998 | 6.6672e-06 | 706.2325 | 0.00195 | 467.0693 | 0.3503
| 467.196 | 0.00057197 | 467.196 | 0.00019074 | 467.1849 | 1.4682e-05 | 467.1849 | 0.29995 | 472.99 | 0.35126 | 467.196 | 0.03624 | 472.99 | 0.001547 | 472.99 | -0.0010295 | 467.1849 | 1.0633e-05 | 467.1849 | 8.3454e-06 | 467.196 | 0 | 706.3958 | 0.1591 | 706.3958 | 0.01583 | 705.6631 | 3.0002e-05 | 706.3958 | 0.0021 | 467.1849 | 0.3484
| 467.3093 | 0 | 467.3093 | 0 | 467.3004 | 3.2289e-05 | 467.3004 | 0.29642 | 473.21 | 0.32425 | 467.3093 | 0.03463 | 473.21 | -9.9549e-05 | 473.21 | -0.0018096 | 467.3004 | 9.2632e-06 | 467.3004 | 8.9823e-06 | 467.3093 | 0 | 706.559 | 0.15983 | 706.559 | 0.01496 | 705.8265 | 0 | 706.559 | 0.00193 | 467.3004 | 0.34481
| 467.4225 | 0.00066181 | 467.4225 | 0.00084967 | 467.416 | 1.4682e-05 | 467.416 | 0.29424 | 473.43 | 0.32976 | 467.4225 | 0.03882 | 473.43 | 0.00090132 | 473.43 | -0.0020047 | 467.416 | 1.0141e-05 | 467.416 | 8.8725e-06 | 467.4225 | 0 | 706.7222 | 0.16303 | 706.7222 | 0.01563 | 705.9898 | 1.0001e-05 | 706.7222 | 0.00215 | 467.416 | 0.34359
| 467.5358 | 0 | 467.5358 | 0 | 467.5315 | 0 | 467.5315 | 0.29012 | 473.65 | 0.30812 | 467.5358 | 0.03582 | 473.65 | -0.0009067 | 473.65 | 0.0010186 | 467.5315 | 9.6497e-06 | 467.5315 | 8.7627e-06 | 467.5358 | 0 | 706.8854 | 0.16137 | 706.8854 | 0.01434 | 706.1531 | 0 | 706.8854 | 0.00207 | 467.5315 | 0.34153
| 467.649 | 0.00041025 | 467.649 | 0.00053755 | 467.647 | 1.4682e-05 | 467.647 | 0.28765 | 473.88 | 0.30779 | 467.649 | 0.03757 | 473.88 | 0.0012565 | 473.88 | 0.00010836 | 467.647 | 1.0083e-05 | 467.647 | 8.4443e-06 | 467.649 | 0.00013121 | 707.0487 | 0.16681 | 707.0487 | 0.01579 | 706.3164 | 1.0001e-05 | 707.0487 | 0.0022 | 467.647 | 0.34073
| 467.7622 | 0 | 467.7622 | 0 | 467.7626 | 1.4682e-05 | 467.7626 | 0.28358 | 474.1 | 0.2917 | 467.7622 | 0.03894 | 474.1 | 0.0023864 | 474.1 | 0.0013438 | 467.7626 | 8.3498e-06 | 467.7626 | 7.0607e-06 | 467.7622 | 0 | 707.2119 | 0.17025 | 707.2119 | 0.01369 | 706.4798 | 0 | 707.2119 | 0.00206 | 467.7626 | 0.3387
| 467.8755 | 0.00023058 | 467.8755 | 0.00114 | 467.8781 | 3.2289e-05 | 467.8781 | 0.28172 | 474.32 | 0.2836 | 467.8755 | 0.0378 | 474.32 | -0.0013587 | 474.32 | -0.0018096 | 467.8781 | 9.2398e-06 | 467.8781 | 8.1258e-06 | 467.8755 | 0 | 707.3751 | 0.17172 | 707.3751 | 0.01556 | 706.6431 | 1.0001e-05 | 707.3751 | 0.00211 | 467.8781 | 0.338
| 467.9887 | 0 | 467.9887 | 0 | 467.9937 | 0 | 467.9937 | 0.27784 | 474.55 | 0.27004 | 467.9887 | 0.0403 | 474.55 | 6.1882e-05 | 474.55 | -0.00080189 | 467.9937 | 9.6028e-06 | 467.9937 | 1.2079e-05 | 467.9887 | 0 | 707.5384 | 0.17326 | 707.5384 | 0.01369 | 706.8065 | 0 | 707.5384 | 0.002 | 467.9937 | 0.33592
| 468.102 | 0.00023058 | 468.102 | 0.0006936 | 468.1093 | 0 | 468.1093 | 0.27592 | 474.77 | 0.26964 | 468.102 | 0.03817 | 474.77 | -0.0011327 | 474.77 | 0.00069354 | 468.1093 | 9.8371e-06 | 468.1093 | 1.7328e-05 | 468.102 | 0 | 707.7017 | 0.17273 | 707.7017 | 0.01568 | 706.9698 | 0 | 707.7017 | 0.00209 | 468.1093 | 0.3344
| 468.2153 | 0 | 468.2153 | 0 | 468.2248 | 0 | 468.2248 | 0.27217 | 474.99 | 0.25554 | 468.2153 | 0.03849 | 474.99 | -0.00055155 | 474.99 | 0.00036844 | 468.2248 | 9.2632e-06 | 468.2248 | 1.4648e-05 | 468.2153 | 0.00071011 | 707.8649 | 0.17399 | 707.8649 | 0.01394 | 707.1332 | 0 | 707.8649 | 0.00197 | 468.2248 | 0.33197
| 468.3285 | 0 | 468.3285 | 0.00064159 | 468.3404 | 3.2289e-05 | 468.3404 | 0.27081 | 475.22 | 0.25209 | 468.3285 | 0.03843 | 475.22 | -0.00084214 | 475.22 | -0.0024923 | 468.3404 | 8.5137e-06 | 468.3404 | 1.1332e-05 | 468.3285 | 0 | 708.0282 | 0.17694 | 708.0282 | 0.01556 | 707.2966 | 1.0001e-05 | 708.0282 | 0.00208 | 468.3404 | 0.33069
| 468.4418 | 0 | 468.4418 | 0 | 468.456 | 0 | 468.456 | 0.26817 | 475.44 | 0.23756 | 468.4418 | 0.03769 | 475.44 | 0.00090132 | 475.44 | 0.00059601 | 468.456 | 9.6263e-06 | 468.456 | 9.191e-06 | 468.4418 | 0 | 708.1915 | 0.17925 | 708.1915 | 0.01383 | 707.4599 | 2.6669e-05 | 708.1915 | 0.00199 | 468.456 | 0.32854
| 468.5551 | 0.00026652 | 468.5551 | 0.00053755 | 468.5716 | 0 | 468.5716 | 0.2668 | 475.66 | 0.23692 | 468.5551 | 0.03672 | 475.66 | -0.00064841 | 475.66 | -0.001127 | 468.5716 | 9.111e-06 | 468.5716 | 1.0805e-05 | 468.5551 | 0 | 708.3547 | 0.18558 | 708.3547 | 0.01576 | 707.6233 | 0 | 708.3547 | 0.00216 | 468.5716 | 0.32666
| 468.6683 | 0 | 468.6683 | 0 | 468.6871 | 3.2289e-05 | 468.6871 | 0.26347 | 475.88 | 0.21762 | 468.6683 | 0.0382 | 475.88 | 0.0021605 | 475.88 | 0.00079106 | 468.6871 | 1.0657e-05 | 468.6871 | 1.1014e-05 | 468.6683 | 0.0001658 | 708.518 | 0.18682 | 708.518 | 0.0138 | 707.7867 | 6.6672e-06 | 708.518 | 0.00209 | 468.6871 | 0.32536
| 468.7816 | 0.0006079 | 468.7816 | 0.00125 | 468.8027 | 3.2289e-05 | 468.8027 | 0.2611 | 476.11 | 0.216 | 468.7816 | 0.04115 | 476.11 | -0.0024887 | 476.11 | -2.1673e-05 | 468.8027 | 9.2984e-06 | 468.8027 | 8.4443e-06 | 468.7816 | 0 | 708.6813 | 0.19047 | 708.6813 | 0.01542 | 707.9501 | 5.0004e-05 | 708.6813 | 0.00224 | 468.8027 | 0.32449
| 468.8949 | 0 | 468.8949 | 0 | 468.9183 | 0 | 468.9183 | 0.25784 | 476.33 | 0.20549 | 468.8949 | 0.03874 | 476.33 | 0.00038475 | 476.33 | 0.00049847 | 468.9183 | 1.1968e-05 | 468.9183 | 5.4575e-06 | 468.8949 | 0 | 708.8446 | 0.19471 | 708.8446 | 0.01364 | 708.1135 | 0 | 708.8446 | 0.0022 | 468.9183 | 0.32256
| 469.0081 | 0.00124 | 469.0081 | 0.00101 | 469.0339 | 0 | 469.0339 | 0.25597 | 476.55 | 0.19857 | 469.0081 | 0.0426 | 476.55 | 0.0014824 | 476.55 | -0.0012895 | 469.0339 | 1.2191e-05 | 469.0339 | 2.888e-06 | 469.0081 | 0 | 709.0079 | 0.1939 | 709.0079 | 0.0156 | 708.2769 | 0 | 709.0079 | 0.00227 | 469.0339 | 0.32048
| 469.1214 | 0 | 469.1214 | 0 | 469.1495 | 0 | 469.1495 | 0.25258 | 476.78 | 0.18477 | 469.1214 | 0.04045 | 476.78 | 0.0013211 | 476.78 | -0.00041178 | 469.1495 | 1.2027e-05 | 469.1495 | 5.8857e-06 | 469.1214 | 5.3176e-05 | 709.1712 | 0.19884 | 709.1712 | 0.01366 | 708.4403 | 6.6672e-06 | 709.1712 | 0.00203 | 469.1495 | 0.31819
| 469.2347 | 0.00073368 | 469.2347 | 0.00137 | 469.2651 | 0 | 469.2651 | 0.25029 | 477 | 0.1869 | 469.2347 | 0.0395 | 477 | -0.0014556 | 477 | 0.0017338 | 469.2651 | 1.1125e-05 | 469.2651 | 7.0607e-06 | 469.2347 | 0 | 709.3345 | 0.19937 | 709.3345 | 0.01678 | 708.6037 | 1.0001e-05 | 709.3345 | 0.00202 | 469.2651 | 0.31697
| 469.348 | 0 | 469.348 | 0 | 469.3807 | 0 | 469.3807 | 0.24692 | 477.22 | 0.1785 | 469.348 | 0.04201 | 477.22 | 0.00032017 | 477.22 | 0.00033593 | 469.3807 | 9.5911e-06 | 469.3807 | 1.0695e-05 | 469.348 | 0.0001658 | 709.4979 | 0.203 | 709.4979 | 0.01362 | 708.7671 | 0 | 709.4979 | 0.00192 | 469.3807 | 0.31612
| 469.4613 | 0 | 469.4613 | 0.00113 | 469.4963 | 1.4682e-05 | 469.4963 | 0.24513 | 477.45 | 0.17614 | 469.4613 | 0.04337 | 477.45 | -0.0010036 | 477.45 | -0.0016472 | 469.4963 | 1.1336e-05 | 469.4963 | 8.016e-06 | 469.4613 | 0 | 709.6612 | 0.20656 | 709.6612 | 0.01634 | 708.9305 | 3.0002e-05 | 709.6612 | 0.00216 | 469.4963 | 0.315
| 469.5745 | 0 | 469.5745 | 0 | 469.612 | 0 | 469.612 | 0.24208 | 477.67 | 0.1663 | 469.5745 | 0.04147 | 477.67 | -0.00029326 | 477.67 | 0.00053099 | 469.612 | 1.1418e-05 | 469.612 | 7.3791e-06 | 469.5745 | 0.00027841 | 709.8245 | 0.21144 | 709.8245 | 0.01375 | 709.094 | 2.6669e-05 | 709.8245 | 0.00208 | 469.612 | 0.31342
| 469.6878 | 0.001 | 469.6878 | 0.00083232 | 469.7276 | 0 | 469.7276 | 0.24104 | 477.89 | 0.16917 | 469.6878 | 0.03882 | 477.89 | -0.00055155 | 477.89 | -0.0020372 | 469.7276 | 1.2027e-05 | 469.7276 | 5.0292e-06 | 469.6878 | 0 | 709.9878 | 0.2143 | 709.9878 | 0.01604 | 709.2574 | 3.0002e-05 | 709.9878 | 0.00218 | 469.7276 | 0.31168
| 469.8011 | 0 | 469.8011 | 0 | 469.8432 | 4.9907e-05 | 469.8432 | 0.23851 | 478.12 | 0.15658 | 469.8011 | 0.04241 | 478.12 | 0.00099818 | 478.12 | 7.5855e-05 | 469.8432 | 1.1067e-05 | 469.8432 | 7.1595e-06 | 469.8011 | 0 | 710.1512 | 0.21651 | 710.1512 | 0.0135 | 709.4208 | 6.6672e-06 | 710.1512 | 0.00201 | 469.8432 | 0.30944
| 469.9144 | 0.00030245 | 469.9144 | 0.00189 | 469.9588 | 1.4682e-05 | 469.9588 | 0.23745 | 478.34 | 0.15382 | 469.9144 | 0.04379 | 478.34 | -0.0017461 | 478.34 | -0.0018096 | 469.9588 | 9.7551e-06 | 469.9588 | 7.9172e-06 | 469.9144 | 0 | 710.3145 | 0.2199 | 710.3145 | 0.0173 | 709.5843 | 1.0001e-05 | 710.3145 | 0.00211 | 469.9588 | 0.3087
| 470.0277 | 0 | 470.0277 | 0 | 470.0745 | 0 | 470.0745 | 0.23419 | 478.56 | 0.14822 | 470.0277 | 0.04283 | 478.56 | 0.0020314 | 478.56 | 0.0018964 | 470.0745 | 9.8136e-06 | 470.0745 | 9.729e-06 | 470.0277 | 0.0004661 | 710.4779 | 0.22591 | 710.4779 | 0.01582 | 709.7477 | 0 | 710.4779 | 0.00203 | 470.0745 | 0.30647
| 470.141 | 0.00028449 | 470.141 | 0.00052021 | 470.1901 | 1.4682e-05 | 470.1901 | 0.23264 | 478.79 | 0.14713 | 470.141 | 0.0447 | 478.79 | -2.6905e-06 | 478.79 | -0.0021998 | 470.1901 | 1.0516e-05 | 470.1901 | 7.6976e-06 | 470.141 | 0 | 710.6412 | 0.22749 | 710.6412 | 0.0175 | 709.9112 | 0 | 710.6412 | 0.00213 | 470.1901 | 0.30592
| 470.2543 | 0 | 470.2543 | 0 | 470.3057 | 1.4682e-05 | 470.3057 | 0.22937 | 479.01 | 0.13574 | 470.2543 | 0.04471 | 479.01 | -0.0019076 | 479.01 | -0.0012895 | 470.3057 | 1.0259e-05 | 470.3057 | 8.3454e-06 | 470.2543 | 0 | 710.8046 | 0.23166 | 710.8046 | 0.01371 | 710.0746 | 6.6672e-06 | 710.8046 | 0.002 | 470.3057 | 0.30389
| 470.3676 | 0.0006079 | 470.3676 | 0.00151 | 470.4214 | 0 | 470.4214 | 0.22798 | 479.23 | 0.13348 | 470.3676 | 0.04388 | 479.23 | -2.6905e-06 | 479.23 | -0.0016147 | 470.4214 | 1.0423e-05 | 470.4214 | 6.6324e-06 | 470.3676 | 0 | 710.968 | 0.23119 | 710.968 | 0.01748 | 710.2381 | 0 | 710.968 | 0.0021 | 470.4214 | 0.30331
| 470.4809 | 0 | 470.4809 | 0 | 470.5371 | 0 | 470.5371 | 0.22486 | 479.46 | 0.12757 | 470.4809 | 0.04638 | 479.46 | 0.00086903 | 479.46 | 7.5855e-05 | 470.5371 | 9.193e-06 | 470.5371 | 6.6324e-06 | 470.4809 | 0 | 711.1313 | 0.23358 | 711.1313 | 0.01665 | 710.4015 | 0 | 711.1313 | 0.00204 | 470.5371 | 0.30133
| 470.5942 | 0.00021262 | 470.5942 | 0 | 470.6527 | 1.4682e-05 | 470.6527 | 0.22416 | 479.68 | 0.12525 | 470.5942 | 0.04476 | 479.68 | 0.00083675 | 479.68 | 0.00046596 | 470.6527 | 1.1043e-05 | 470.6527 | 5.7759e-06 | 470.5942 | 0 | 711.2947 | 0.23953 | 711.2947 | 0.01762 | 710.565 | 3.0002e-05 | 711.2947 | 0.00221 | 470.6527 | 0.30065
| 470.7075 | 0 | 470.7075 | 0 | 470.7684 | 1.4682e-05 | 470.7684 | 0.22166 | 479.9 | 0.11233 | 470.7075 | 0.04661 | 479.9 | 0.0012242 | 479.9 | 0.0015712 | 470.7684 | 1.0329e-05 | 470.7684 | 6.0944e-06 | 470.7075 | 0 | 711.4581 | 0.24686 | 711.4581 | 0.01631 | 710.7285 | 0 | 711.4581 | 0.00211 | 470.7684 | 0.29896
| 470.8208 | 0.00115 | 470.8208 | 0.00154 | 470.884 | 1.4682e-05 | 470.884 | 0.22093 | 480.13 | 0.11499 | 470.8208 | 0.05077 | 480.13 | -0.00048698 | 480.13 | 0.0014413 | 470.884 | 1.1231e-05 | 470.884 | 9.191e-06 | 470.8208 | 0 | 711.6215 | 0.24499 | 711.6215 | 0.01396 | 710.892 | 1.0001e-05 | 711.6215 | 0.00224 | 470.884 | 0.29884
| 470.9341 | 0 | 470.9341 | 0 | 470.9997 | 3.2289e-05 | 470.9997 | 0.21748 | 480.35 | 0.11004 | 470.9341 | 0.04911 | 480.35 | -0.0026824 | 480.35 | -0.00060684 | 470.9997 | 9.9542e-06 | 470.9997 | 8.3454e-06 | 470.9341 | 0 | 711.7849 | 0.24486 | 711.7849 | 0.01811 | 711.0555 | 0 | 711.7849 | 0.00204 | 470.9997 | 0.29697
| 471.0474 | 0 | 471.0474 | 0.00118 | 471.1154 | 1.4682e-05 | 471.1154 | 0.21575 | 480.57 | 0.1067 | 471.0474 | 0.04847 | 480.57 | 0.0007076 | 480.57 | -0.001192 | 471.1154 | 1.0364e-05 | 471.1154 | 9.191e-06 | 471.0474 | 0 | 711.9483 | 0.25356 | 711.9483 | 0.01616 | 711.2189 | 1.0001e-05 | 711.9483 | 0.00216 | 471.1154 | 0.2968
| 471.1607 | 0 | 471.1607 | 0 | 471.231 | 1.4682e-05 | 471.231 | 0.21287 | 480.8 | 0.09604 | 471.1607 | 0.04825 | 480.8 | 0.0013533 | 480.8 | 0.0010836 | 471.231 | 9.5677e-06 | 471.231 | 9.6192e-06 | 471.1607 | 0 | 712.1117 | 0.25999 | 712.1117 | 0.01781 | 711.3824 | 0 | 712.1117 | 0.00198 | 471.231 | 0.29514
| 471.2741 | 0.00075165 | 471.2741 | 0.00060691 | 471.3467 | 1.4682e-05 | 471.3467 | 0.21218 | 481.02 | 0.094656 | 471.2741 | 0.04876 | 481.02 | 0.00093361 | 481.02 | -0.001257 | 471.3467 | 9.2398e-06 | 471.3467 | 1.0904e-05 | 471.2741 | 0.00041236 | 712.2751 | 0.25934 | 712.2751 | 0.0144 | 711.5459 | 3.0002e-05 | 712.2751 | 0.00218 | 471.3467 | 0.2945
| 471.3874 | 0 | 471.3874 | 0 | 471.4624 | 1.4682e-05 | 471.4624 | 0.21046 | 481.24 | 0.090306 | 471.3874 | 0.04842 | 481.24 | 0.00093361 | 481.24 | -0.0010945 | 471.4624 | 8.502e-06 | 471.4624 | 1.0904e-05 | 471.3874 | 0 | 712.4385 | 0.26246 | 712.4385 | 0.01735 | 711.7095 | 6.6672e-06 | 712.4385 | 0.00196 | 471.4624 | 0.29239
| 471.5007 | 0.00080555 | 471.5007 | 0.00154 | 471.5781 | 1.4682e-05 | 471.5781 | 0.20989 | 481.47 | 0.09432 | 471.5007 | 0.04995 | 481.47 | -0.00019641 | 481.47 | -0.0012895 | 471.5781 | 8.7011e-06 | 471.5781 | 8.6639e-06 | 471.5007 | 0 | 712.6019 | 0.26246 | 712.6019 | 0.01296 | 711.873 | 1.0001e-05 | 712.6019 | 0.00207 | 471.5781 | 0.29079
| 471.614 | 0 | 471.614 | 0 | 471.6938 | 1.4682e-05 | 471.6938 | 0.20732 | 481.69 | 0.082784 | 471.614 | 0.0482 | 481.69 | 0.00080447 | 481.69 | -0.0012245 | 471.6938 | 9.1344e-06 | 471.6938 | 7.6976e-06 | 471.614 | 0 | 712.7654 | 0.27155 | 712.7654 | 0.01754 | 712.0365 | 0 | 712.7654 | 0.00196 | 471.6938 | 0.28933
| 471.7274 | 0 | 471.7274 | 0.00022542 | 471.8095 | 3.2289e-05 | 471.8095 | 0.20501 | 481.91 | 0.082986 | 471.7274 | 0.04788 | 481.91 | -0.00074527 | 481.91 | -0.0016472 | 471.8095 | 8.9119e-06 | 471.8095 | 6.7313e-06 | 471.7274 | 0 | 712.9288 | 0.27864 | 712.9288 | 0.01352 | 712.2 | 1.0001e-05 | 712.9288 | 0.00214 | 471.8095 | 0.2881
| 471.8407 | 0 | 471.8407 | 0 | 471.9252 | 1.4682e-05 | 471.9252 | 0.20106 | 482.14 | 0.074555 | 471.8407 | 0.0503 | 482.14 | 0.0029354 | 482.14 | -0.0015171 | 471.9252 | 8.8534e-06 | 471.9252 | 4.4912e-06 | 471.8407 | 5.3176e-05 | 713.0922 | 0.27892 | 713.0922 | 0.017 | 712.3636 | 0 | 713.0922 | 0.00204 | 471.9252 | 0.28674
| 471.954 | 0.000554 | 471.954 | 0.00156 | 472.0409 | 0 | 472.0409 | 0.19893 | 482.36 | 0.07442 | 471.954 | 0.05094 | 482.36 | 0.0051308 | 482.36 | 0.00069354 | 472.0409 | 9.8136e-06 | 472.0409 | 4.0629e-06 | 471.954 | 0 | 713.2557 | 0.28541 | 713.2557 | 0.01472 | 712.5271 | 3.0002e-05 | 713.2557 | 0.00215 | 472.0409 | 0.28517
| 472.0673 | 0 | 472.0673 | 0 | 472.1566 | 3.2289e-05 | 472.1566 | 0.19644 | 482.58 | 0.065246 | 472.0673 | 0.04763 | 482.58 | 0.001773 | 482.58 | -0.0024923 | 472.1566 | 1.0493e-05 | 472.1566 | 5.1281e-06 | 472.0673 | 0 | 713.4191 | 0.28856 | 713.4191 | 0.01775 | 712.6906 | 6.6672e-06 | 713.4191 | 0.00206 | 472.1566 | 0.28303
| 472.1807 | 0.00076961 | 472.1807 | 0.00149 | 472.2723 | 1.4682e-05 | 472.2723 | 0.19625 | 482.81 | 0.072059 | 472.1807 | 0.05128 | 482.81 | 0.0043883 | 482.81 | -5.4182e-05 | 472.2723 | 1.0739e-05 | 472.2723 | 6.0944e-06 | 472.1807 | 0 | 713.5826 | 0.29097 | 713.5826 | 0.01343 | 712.8542 | 1.0001e-05 | 713.5826 | 0.00222 | 472.2723 | 0.281
| 472.294 | 0 | 472.294 | 0 | 472.388 | 1.4682e-05 | 472.388 | 0.19503 | 483.03 | 0.060591 | 472.294 | 0.04928 | 483.03 | 0.00032017 | 483.03 | -0.00024923 | 472.388 | 9.0173e-06 | 472.388 | 7.3791e-06 | 472.294 | 0 | 713.746 | 0.29842 | 713.746 | 0.01487 | 713.0177 | 6.6672e-06 | 713.746 | 0.00217 | 472.388 | 0.27923
| 472.4074 | 0.00091335 | 472.4074 | 0.00123 | 472.5038 | 0 | 472.5038 | 0.19448 | 483.25 | 0.065785 | 472.4074 | 0.04839 | 483.25 | 0.0024833 | 483.25 | -0.001257 | 472.5038 | 8.8534e-06 | 472.5038 | 7.9172e-06 | 472.4074 | 0 | 713.9095 | 0.30876 | 713.9095 | 0.01314 | 713.1813 | 1.0001e-05 | 713.9095 | 0.00221 | 472.5038 | 0.27919
| 472.5207 | 0 | 472.5207 | 0 | 472.6195 | 0 | 472.6195 | 0.19153 | 483.48 | 0.056409 | 472.5207 | 0.04709 | 483.48 | 0.0053892 | 483.48 | 0.0009211 | 472.6195 | 8.7011e-06 | 472.6195 | 8.5541e-06 | 472.5207 | 0.00074763 | 714.073 | 0.31158 | 714.073 | 0.01603 | 713.3448 | 2.6669e-05 | 714.073 | 0.00203 | 472.6195 | 0.27911
| 472.634 | 0.00104 | 472.634 | 0.00186 | 472.7352 | 4.9907e-05 | 472.7352 | 0.18937 | 483.7 | 0.06022 | 472.634 | 0.04808 | 483.7 | 0.0042268 | 483.7 | -0.0021023 | 472.7352 | 8.947e-06 | 472.7352 | 6.4128e-06 | 472.634 | 0 | 714.2365 | 0.31289 | 714.2365 | 0.01315 | 713.5084 | 0 | 714.2365 | 0.00207 | 472.7352 | 0.27844
| 472.7474 | 0 | 472.7474 | 0 | 472.8509 | 0 | 472.8509 | 0.18632 | 483.92 | 0.052733 | 472.7474 | 0.04879 | 483.92 | 0.0059057 | 483.92 | -2.1673e-05 | 472.8509 | 9.6497e-06 | 472.8509 | 4.4912e-06 | 472.7474 | 0 | 714.3999 | 0.3222 | 714.3999 | 0.01542 | 713.672 | 6.6672e-06 | 714.3999 | 0.00203 | 472.8509 | 0.27616
| 472.8607 | 0.00080555 | 472.8607 | 0.00123 | 472.9667 | 3.2289e-05 | 472.9667 | 0.18525 | 484.15 | 0.055768 | 472.8607 | 0.04896 | 484.15 | 0.0085855 | 484.15 | -0.00060684 | 472.9667 | 9.6848e-06 | 472.9667 | 3.9531e-06 | 472.8607 | 0 | 714.5634 | 0.32093 | 714.5634 | 0.01301 | 713.8355 | 1.0001e-05 | 714.5634 | 0.00222 | 472.9667 | 0.27458
| 472.9741 | 0 | 472.9741 | 0 | 473.0824 | 0 | 473.0824 | 0.18336 | 484.37 | 0.049023 | 472.9741 | 0.04967 | 484.37 | 0.0064223 | 484.37 | 0.0002384 | 473.0824 | 1.0247e-05 | 473.0824 | 4.601e-06 | 472.9741 | 0.00093532 | 714.7269 | 0.32633 | 714.7269 | 0.01568 | 713.9991 | 0 | 714.7269 | 0.00207 | 473.0824 | 0.27317
| 473.0874 | 0.00039229 | 473.0874 | 0.00106 | 473.1982 | 0 | 473.1982 | 0.18336 | 484.59 | 0.044976 | 473.0874 | 0.04899 | 484.59 | 0.00639 | 484.59 | -0.00096444 | 473.1982 | 1.1289e-05 | 473.1982 | 4.8096e-06 | 473.0874 | 0 | 714.8904 | 0.33241 | 714.8904 | 0.01296 | 714.1627 | 0 | 714.8904 | 0.00223 | 473.1982 | 0.27236
| 473.2008 | 0 | 473.2008 | 0 | 473.3139 | 1.4682e-05 | 473.3139 | 0.18138 | 484.82 | 0.041839 | 473.2008 | 0.0501 | 484.82 | 0.0090698 | 484.82 | -0.0021023 | 473.3139 | 1.1535e-05 | 473.3139 | 5.1281e-06 | 473.2008 | 0 | 715.0539 | 0.33337 | 715.0539 | 0.0151 | 714.3263 | 0 | 715.0539 | 0.00208 | 473.3139 | 0.2707
| 473.3141 | 0 | 473.3141 | 0.00097105 | 473.4297 | 0 | 473.4297 | 0.18046 | 485.04 | 0.043897 | 473.3141 | 0.05316 | 485.04 | 0.012557 | 485.04 | -5.4182e-05 | 473.4297 | 1.2378e-05 | 473.4297 | 5.1281e-06 | 473.3141 | 0 | 715.2174 | 0.34601 | 715.2174 | 0.01372 | 714.4899 | 1.0001e-05 | 715.2174 | 0.00196 | 473.4297 | 0.26997
| 473.4275 | 0 | 473.4275 | 0 | 473.5454 | 1.4682e-05 | 473.5454 | 0.1774 | 485.26 | 0.030371 | 473.4275 | 0.05149 | 485.26 | 0.014558 | 485.26 | 0.002124 | 473.5454 | 1.0305e-05 | 473.5454 | 7.0607e-06 | 473.4275 | 0.00020334 | 715.3809 | 0.34517 | 715.3809 | 0.0157 | 714.6535 | 6.6672e-06 | 715.3809 | 0.00181 | 473.5454 | 0.26896
| 473.5409 | 0.00051807 | 473.5409 | 0.00179 | 473.6612 | 0 | 473.6612 | 0.17583 | 485.49 | 0.041873 | 473.5409 | 0.05089 | 485.49 | 0.019143 | 485.49 | -0.0021673 | 473.6612 | 1.0598e-05 | 473.6612 | 6.8411e-06 | 473.5409 | 0 | 715.5445 | 0.352 | 715.5445 | 0.01841 | 714.8171 | 3.0002e-05 | 715.5445 | 0.00189 | 473.6612 | 0.26793
| 473.6542 | 0 | 473.6542 | 0 | 473.777 | 0 | 473.777 | 0.17294 | 485.71 | 0.031653 | 473.6542 | 0.05212 | 485.71 | 0.017303 | 485.71 | -5.4182e-05 | 473.777 | 9.5911e-06 | 473.777 | 6.9509e-06 | 473.6542 | 0 | 715.708 | 0.36109 | 715.708 | 0.02716 | 714.9807 | 6.6672e-06 | 715.708 | 0.0021 | 473.777 | 0.26581
| 473.7676 | 0.00127 | 473.7676 | 0.00146 | 473.8927 | 0 | 473.8927 | 0.17218 | 485.94 | 0.033677 | 473.7676 | 0.05321 | 485.94 | 0.018918 | 485.94 | -0.0014521 | 473.8927 | 9.7551e-06 | 473.8927 | 7.1595e-06 | 473.7676 | 0.00056231 | 715.8715 | 0.37047 | 715.8715 | 0.02245 | 715.1443 | 0 | 715.8715 | 0.00219 | 473.8927 | 0.26498
| 473.881 | 0 | 473.881 | 0 | 474.0085 | 0 | 474.0085 | 0.17085 | 486.16 | 0.028011 | 473.881 | 0.05104 | 486.16 | 0.017561 | 486.16 | 0.00098612 | 474.0085 | 1.0036e-05 | 474.0085 | 1.0047e-05 | 473.881 | 0.0004661 | 716.0351 | 0.37033 | 716.0351 | 0.02779 | 715.308 | 2.6669e-05 | 716.0351 | 0.00212 | 474.0085 | 0.26425
| 473.9943 | 0.0004462 | 473.9943 | 0.00074563 | 474.1243 | 1.4682e-05 | 474.1243 | 0.1714 | 486.38 | 0.028315 | 473.9943 | 0.05282 | 486.38 | 0.026343 | 486.38 | -0.0011595 | 474.1243 | 9.2749e-06 | 474.1243 | 1.0904e-05 | 473.9943 | 0 | 716.1986 | 0.37869 | 716.1986 | 0.02145 | 715.4716 | 3.0002e-05 | 716.1986 | 0.00227 | 474.1243 | 0.26498
| 474.1077 | 0 | 474.1077 | 0 | 474.2401 | 0 | 474.2401 | 0.16962 | 486.61 | 0.024199 | 474.1077 | 0.053 | 486.61 | 0.02518 | 486.61 | 0.00098612 | 474.2401 | 1.0305e-05 | 474.2401 | 9.729e-06 | 474.1077 | 0 | 716.3621 | 0.3817 | 716.3621 | 0.02823 | 715.6352 | 2.6669e-05 | 716.3621 | 0.00218 | 474.2401 | 0.26441
| 474.2211 | 0.00026652 | 474.2211 | 0.00055488 | 474.3559 | 1.4682e-05 | 474.3559 | 0.16857 | 486.83 | 0.027236 | 474.2211 | 0.05191 | 486.83 | 0.035577 | 486.83 | 0.00027091 | 474.3559 | 8.4552e-06 | 474.3559 | 7.6976e-06 | 474.2211 | 0.00029991 | 716.5257 | 0.38789 | 716.5257 | 0.01883 | 715.7988 | 0 | 716.5257 | 0.00219 | 474.3559 | 0.26495
| 474.3345 | 0 | 474.3345 | 0 | 474.4717 | 0 | 474.4717 | 0.16545 | 487.05 | 0.022344 | 474.3345 | 0.05498 | 487.05 | 0.031928 | 487.05 | -0.0019722 | 474.4717 | 9.193e-06 | 474.4717 | 7.3791e-06 | 474.3345 | 0 | 716.6893 | 0.39882 | 716.6893 | 0.02915 | 715.9625 | 2.6669e-05 | 716.6893 | 0.00206 | 474.4717 | 0.26296
| 474.4478 | 0.00015871 | 474.4478 | 0.0004335 | 474.5874 | 0 | 474.5874 | 0.16397 | 487.28 | 0.026324 | 474.4478 | 0.05355 | 487.28 | 0.043326 | 487.28 | -0.0014521 | 474.5874 | 9.1578e-06 | 474.5874 | 9.4106e-06 | 474.4478 | 0 | 716.8528 | 0.40387 | 716.8528 | 0.02291 | 716.1261 | 0 | 716.8528 | 0.00215 | 474.5874 | 0.26137
| 474.5612 | 0 | 474.5612 | 0 | 474.7033 | 1.4682e-05 | 474.7033 | 0.16168 | 487.5 | 0.019275 | 474.5612 | 0.0545 | 487.5 | 0.042421 | 487.5 | -0.00028175 | 474.7033 | 1.0844e-05 | 474.7033 | 9.8388e-06 | 474.5612 | 0.0002221 | 717.0164 | 0.41305 | 717.0164 | 0.03073 | 716.2898 | 6.6672e-06 | 717.0164 | 0.00214 | 474.7033 | 0.25848
| 474.6746 | 0.00058994 | 474.6746 | 0.00090168 | 474.8191 | 3.2289e-05 | 474.8191 | 0.16109 | 487.73 | 0.022412 | 474.6746 | 0.05543 | 487.73 | 0.045747 | 487.73 | -0.0012895 | 474.8191 | 1.0797e-05 | 474.8191 | 1.1124e-05 | 474.6746 | 0 | 717.18 | 0.41709 | 717.18 | 0.02483 | 716.4534 | 1.0001e-05 | 717.18 | 0.00228 | 474.8191 | 0.25765
| 474.788 | 0 | 474.788 | 0 | 474.9349 | 0 | 474.9349 | 0.15961 | 487.95 | 0.015295 | 474.788 | 0.0543 | 487.95 | 0.055433 | 487.95 | 0.00056349 | 474.9349 | 9.2984e-06 | 474.9349 | 9.5204e-06 | 474.788 | 0 | 717.3435 | 0.42496 | 717.3435 | 0.0279 | 716.6171 | 0 | 717.3435 | 0.00213 | 474.9349 | 0.25714
| 474.9014 | 0.00075165 | 474.9014 | 0.00132 | 475.0507 | 1.4682e-05 | 475.0507 | 0.1592 | 488.17 | 0.017015 | 474.9014 | 0.05285 | 488.17 | 0.063019 | 488.17 | 0.00027091 | 475.0507 | 8.5372e-06 | 475.0507 | 7.5878e-06 | 474.9014 | 0 | 717.5071 | 0.43031 | 717.5071 | 0.02416 | 716.7808 | 3.0002e-05 | 717.5071 | 0.00219 | 475.0507 | 0.25768
| 475.0148 | 0 | 475.0148 | 0 | 475.1665 | 1.4682e-05 | 475.1665 | 0.15762 | 488.4 | 0.01452 | 475.0148 | 0.05464 | 488.4 | 0.063085 | 488.4 | -0.00047681 | 475.1665 | 7.8462e-06 | 475.1665 | 8.5541e-06 | 475.0148 | 0 | 717.6707 | 0.44282 | 717.6707 | 0.03192 | 716.9444 | 6.6672e-06 | 717.6707 | 0.00205 | 475.1665 | 0.25736
| 475.1282 | 0.00023058 | 475.1282 | 0.00095371 | 475.2823 | 3.2289e-05 | 475.2823 | 0.15706 | 488.62 | 0.015464 | 475.1282 | 0.05495 | 488.62 | 0.071221 | 488.62 | 0.00082357 | 475.2823 | 9.6497e-06 | 475.2823 | 8.9823e-06 | 475.1282 | 0 | 717.8343 | 0.44626 | 717.8343 | 0.02696 | 717.1081 | 1.0001e-05 | 717.8343 | 0.00219 | 475.2823 | 0.25727
| 475.2416 | 0 | 475.2416 | 0 | 475.3981 | 0 | 475.3981 | 0.15427 | 488.84 | 0.012429 | 475.2416 | 0.05816 | 488.84 | 0.077419 | 488.84 | -0.00034676 | 475.3981 | 1.0329e-05 | 475.3981 | 1.1442e-05 | 475.2416 | 0 | 717.9979 | 0.44822 | 717.9979 | 0.0321 | 717.2718 | 2.6669e-05 | 717.9979 | 0.00213 | 475.3981 | 0.25476
| 475.355 | 0.00051807 | 475.355 | 0.00153 | 475.514 | 0 | 475.514 | 0.15289 | 489.07 | 0.014587 | 475.355 | 0.0596 | 489.07 | 0.085975 | 489.07 | -0.00054182 | 475.514 | 1.1886e-05 | 475.514 | 9.5204e-06 | 475.355 | 0 | 718.1615 | 0.45655 | 718.1615 | 0.02726 | 717.4355 | 3.0002e-05 | 718.1615 | 0.00225 | 475.514 | 0.25305
| 475.4684 | 0 | 475.4684 | 0 | 475.6298 | 0 | 475.6298 | 0.15055 | 489.29 | 0.011316 | 475.4684 | 0.05654 | 489.29 | 0.089495 | 489.29 | 0.0012462 | 475.6298 | 1.1266e-05 | 475.6298 | 8.2356e-06 | 475.4684 | 0 | 718.3251 | 0.46974 | 718.3251 | 0.02792 | 717.5992 | 6.6672e-06 | 718.3251 | 0.00219 | 475.6298 | 0.25067
| 475.5818 | 0.0004462 | 475.5818 | 0.00173 | 475.7456 | 1.4682e-05 | 475.7456 | 0.1503 | 489.52 | 0.013272 | 475.5818 | 0.06122 | 489.52 | 0.10041 | 489.52 | -0.0020047 | 475.7456 | 1.1863e-05 | 475.7456 | 5.7759e-06 | 475.5818 | 0 | 718.4887 | 0.47363 | 718.4887 | 0.02704 | 717.7629 | 1.0001e-05 | 718.4887 | 0.0023 | 475.7456 | 0.25049
| 475.6952 | 0 | 475.6952 | 0 | 475.8615 | 0 | 475.8615 | 0.14838 | 489.74 | 0.0098316 | 475.6952 | 0.06086 | 489.74 | 0.10577 | 489.74 | -0.0001192 | 475.8615 | 9.8722e-06 | 475.8615 | 5.7759e-06 | 475.6952 | 0 | 718.6523 | 0.47953 | 718.6523 | 0.02911 | 717.9266 | 6.6672e-06 | 718.6523 | 0.00217 | 475.8615 | 0.24954
| 475.8086 | 0.00053603 | 475.8086 | 0.00151 | 475.9773 | 1.4682e-05 | 475.9773 | 0.14777 | 489.96 | 0.011552 | 475.8086 | 0.06102 | 489.96 | 0.11807 | 489.96 | -0.0030776 | 475.9773 | 1.0528e-05 | 475.9773 | 7.9172e-06 | 475.8086 | 0 | 718.816 | 0.4917 | 718.816 | 0.02645 | 718.0903 | 1.0001e-05 | 718.816 | 0.00227 | 475.9773 | 0.24985
| 475.922 | 0 | 475.922 | 0 | 476.0932 | 0 | 476.0932 | 0.14581 | 490.19 | 0.010506 | 475.922 | 0.0606 | 490.19 | 0.11946 | 490.19 | -0.00093193 | 476.0932 | 8.7011e-06 | 476.0932 | 1.0267e-05 | 475.922 | 0 | 718.9796 | 0.49934 | 718.9796 | 0.0283 | 718.254 | 0 | 718.9796 | 0.00216 | 476.0932 | 0.24927
| 476.0354 | 5.091e-05 | 476.0354 | 0.00098839 | 476.209 | 1.4682e-05 | 476.209 | 0.14529 | 490.41 | 0.0075719 | 476.0354 | 0.06076 | 490.41 | 0.1285 | 490.41 | -0.00063934 | 476.209 | 9.2984e-06 | 476.209 | 1.0695e-05 | 476.0354 | 0 | 719.1432 | 0.49944 | 719.1432 | 0.03404 | 718.4177 | 0 | 719.1432 | 0.00225 | 476.209 | 0.24943
| 476.1488 | 0 | 476.1488 | 0 | 476.3249 | 0 | 476.3249 | 0.14314 | 490.64 | 0.0088197 | 476.1488 | 0.06625 | 490.64 | 0.13531 | 490.64 | 0.00030341 | 476.3249 | 7.3661e-06 | 476.3249 | 8.5541e-06 | 476.1488 | 0.00027841 | 719.3069 | 0.50791 | 719.3069 | 0.02908 | 718.5815 | 0 | 719.3069 | 0.00211 | 476.3249 | 0.24801
| 476.2622 | 0 | 476.2622 | 0.00135 | 476.4407 | 0 | 476.4407 | 0.14272 | 490.86 | 0.0067286 | 476.2622 | 0.06286 | 490.86 | 0.14618 | 490.86 | 0.00014088 | 476.4407 | 9.2749e-06 | 476.4407 | 8.016e-06 | 476.2622 | 0.00035613 | 719.4705 | 0.5041 | 719.4705 | 0.02861 | 718.7452 | 3.0002e-05 | 719.4705 | 0.00218 | 476.4407 | 0.24763
| 476.3757 | 0 | 476.3757 | 0 | 476.5566 | 0 | 476.5566 | 0.14094 | 491.08 | 0.0092245 | 476.3757 | 0.06455 | 491.08 | 0.14651 | 491.08 | 0.0029691 | 476.5566 | 9.5209e-06 | 476.5566 | 7.4889e-06 | 476.3757 | 0 | 719.6342 | 0.51825 | 719.6342 | 0.02918 | 718.9089 | 0 | 719.6342 | 0.00206 | 476.5566 | 0.24662
| 476.4891 | 0.00124 | 476.4891 | 0.00097105 | 476.6725 | 1.4682e-05 | 476.6725 | 0.14059 | 491.31 | 0.007302 | 476.4891 | 0.06136 | 491.31 | 0.1592 | 491.31 | 0.0017338 | 476.6725 | 1.068e-05 | 476.6725 | 6.6324e-06 | 476.4891 | 0 | 719.7979 | 0.52155 | 719.7979 | 0.03854 | 719.0727 | 1.0001e-05 | 719.7979 | 0.00224 | 476.6725 | 0.24643
| 476.6025 | 0 | 476.6025 | 0 | 476.7883 | 0 | 476.7883 | 0.13849 | 491.53 | 0.0063913 | 476.6025 | 0.06569 | 491.53 | 0.16505 | 491.53 | 0.00017338 | 476.7883 | 1.0177e-05 | 476.7883 | 5.7759e-06 | 476.6025 | 0 | 719.9615 | 0.52551 | 719.9615 | 0.02897 | 719.2364 | 0 | 719.9615 | 0.00216 | 476.7883 | 0.24469
| 476.7159 | 0.00108 | 476.7159 | 0.0013 | 476.9042 | 1.4682e-05 | 476.9042 | 0.13787 | 491.76 | 0.0052446 | 476.7159 | 0.06477 | 491.76 | 0.18674 | 491.76 | -0.00037928 | 476.9042 | 1.1617e-05 | 476.9042 | 7.0607e-06 | 476.7159 | 0 | 720.1252 | 0.53886 | 720.1252 | 0.03832 | 719.4002 | 3.0002e-05 | 720.1252 | 0.00228 | 476.9042 | 0.24364
| 476.8294 | 0 | 476.8294 | 0 | 477.0201 | 0 | 477.0201 | 0.13563 | 491.98 | 0.0056493 | 476.8294 | 0.06549 | 491.98 | 0.18089 | 491.98 | 0.00030341 | 477.0201 | 1.1781e-05 | 477.0201 | 7.2693e-06 | 476.8294 | 0 | 720.2889 | 0.54489 | 720.2889 | 0.03396 | 719.5639 | 6.6672e-06 | 720.2889 | 0.00217 | 477.0201 | 0.24198
| 476.9428 | 0.00015871 | 476.9428 | 0.00062425 | 477.136 | 0 | 477.136 | 0.13477 | 492.2 | 0.0046038 | 476.9428 | 0.06363 | 492.2 | 0.19713 | 492.2 | 0.0009211 | 477.136 | 1.0715e-05 | 477.136 | 7.8074e-06 | 476.9428 | 0 | 720.4525 | 0.5554 | 720.4525 | 0.03846 | 719.7277 | 5.0004e-05 | 720.4525 | 0.00231 | 477.136 | 0.24118
| 477.0562 | 0 | 477.0562 | 0 | 477.2519 | 1.4682e-05 | 477.2519 | 0.13266 | 492.43 | 0.0069647 | 477.0562 | 0.06552 | 492.43 | 0.20291 | 492.43 | -0.0018096 | 477.2519 | 9.7317e-06 | 477.2519 | 7.2693e-06 | 477.0562 | 0 | 720.6162 | 0.56077 | 720.6162 | 0.03453 | 719.8914 | 0 | 720.6162 | 0.00219 | 477.2519 | 0.23991
| 477.1697 | 0.00116 | 477.1697 | 0.00189 | 477.3678 | 0 | 477.3678 | 0.13218 | 492.65 | 0.0024789 | 477.1697 | 0.06505 | 492.65 | 0.21661 | 492.65 | -0.0019722 | 477.3678 | 1.0388e-05 | 477.3678 | 9.9487e-06 | 477.1697 | 0 | 720.7799 | 0.56963 | 720.7799 | 0.0384 | 720.0552 | 3.0002e-05 | 720.7799 | 0.00224 | 477.3678 | 0.23944
| 477.2831 | 0 | 477.2831 | 0 | 477.4837 | 0 | 477.4837 | 0.13033 | 492.88 | 0.0025127 | 477.2831 | 0.06887 | 492.88 | 0.21493 | 492.88 | -0.0015171 | 477.4837 | 1.1512e-05 | 477.4837 | 1.0805e-05 | 477.2831 | 0.00055994 | 720.9436 | 0.57125 | 720.9436 | 0.03676 | 720.219 | 0 | 720.9436 | 0.00212 | 477.4837 | 0.23878
| 477.3965 | 0.00019465 | 477.3965 | 0.00108 | 477.5996 | 1.4682e-05 | 477.5996 | 0.12958 | 493.1 | 0.0049073 | 477.3965 | 0.06655 | 493.1 | 0.24024 | 493.1 | 0.00030341 | 477.5996 | 1.109e-05 | 477.5996 | 8.8725e-06 | 477.3965 | 0 | 721.1073 | 0.57396 | 721.1073 | 0.03418 | 720.3827 | 3.0002e-05 | 721.1073 | 0.00227 | 477.5996 | 0.23846
| 477.51 | 0 | 477.51 | 0 | 477.7155 | 0 | 477.7155 | 0.12801 | 493.32 | 0.0043003 | 477.51 | 0.06603 | 493.32 | 0.24128 | 493.32 | -0.00054182 | 477.7155 | 1.109e-05 | 477.7155 | 8.2356e-06 | 477.51 | 0.00010949 | 721.271 | 0.5839 | 721.271 | 0.03709 | 720.5465 | 6.6672e-06 | 721.271 | 0.00223 | 477.7155 | 0.23794
| 477.6234 | 0.0006079 | 477.6234 | 0.00104 | 477.8314 | 3.2289e-05 | 477.8314 | 0.12763 | 493.55 | 0.00082632 | 477.6234 | 0.06619 | 493.55 | 0.25642 | 493.55 | 0.00088859 | 477.8314 | 1.0762e-05 | 477.8314 | 7.0607e-06 | 477.6234 | 0 | 721.4347 | 0.58607 | 721.4347 | 0.03758 | 720.7103 | 1.0001e-05 | 721.4347 | 0.00226 | 477.8314 | 0.23743
| 477.7369 | 0 | 477.7369 | 0 | 477.9473 | 1.4682e-05 | 477.9473 | 0.1259 | 493.77 | 0.0036257 | 477.7369 | 0.06799 | 493.77 | 0.26539 | 493.77 | -0.0010295 | 477.9473 | 1.0551e-05 | 477.9473 | 8.2356e-06 | 477.7369 | 0.00042856 | 721.5984 | 0.59534 | 721.5984 | 0.03794 | 720.8741 | 0 | 721.5984 | 0.00211 | 477.9473 | 0.23575
| 477.8503 | 0.00098522 | 477.8503 | 0.00118 | 478.0632 | 1.4682e-05 | 478.0632 | 0.12481 | 494 | 0.0035582 | 477.8503 | 0.06809 | 494 | 0.2806 | 494 | -0.0014521 | 478.0632 | 9.919e-06 | 478.0632 | 6.9509e-06 | 477.8503 | 0 | 721.7622 | 0.60165 | 721.7622 | 0.03397 | 721.0379 | 3.0002e-05 | 721.7622 | 0.00221 | 478.0632 | 0.23427
| 477.9638 | 0 | 477.9638 | 0 | 478.1792 | 0 | 478.1792 | 0.12285 | 494.22 | 0.002108 | 477.9638 | 0.0702 | 494.22 | 0.28367 | 494.22 | 0.00069354 | 478.1792 | 9.1812e-06 | 478.1792 | 7.2693e-06 | 477.9638 | 0.00014702 | 721.9259 | 0.61022 | 721.9259 | 0.03386 | 721.2017 | 6.6672e-06 | 721.9259 | 0.00218 | 478.1792 | 0.23307
| 478.0772 | 0.00053603 | 478.0772 | 0.00121 | 478.2951 | 0 | 478.2951 | 0.12259 | 494.44 | 0.0023104 | 478.0772 | 0.06664 | 494.44 | 0.30074 | 494.44 | 0.00046596 | 478.2951 | 9.0759e-06 | 478.2951 | 6.0944e-06 | 478.0772 | 0 | 722.0896 | 0.6159 | 722.0896 | 0.03353 | 721.3655 | 3.0002e-05 | 722.0896 | 0.00236 | 478.2951 | 0.23333
| 478.1907 | 0.00016197 | 478.1907 | 0 | 478.411 | 0 | 478.411 | 0.12122 | 494.67 | 0.001231 | 478.1907 | 0.06852 | 494.67 | 0.31088 | 494.67 | 0.0017988 | 478.411 | 9.1812e-06 | 478.411 | 6.6324e-06 | 478.1907 | 0 | 722.2534 | 0.62337 | 722.2534 | 0.03419 | 721.5294 | 6.6672e-06 | 722.2534 | 0.00223 | 478.411 | 0.23333
| 478.3042 | 0.00046416 | 478.3042 | 0.0018 | 478.5269 | 0 | 478.5269 | 0.12071 | 494.89 | 0.0028838 | 478.3042 | 0.07209 | 494.89 | 0.32292 | 494.89 | -0.001322 | 478.5269 | 1.0633e-05 | 478.5269 | 6.8411e-06 | 478.3042 | 0 | 722.4171 | 0.6319 | 722.4171 | 0.03302 | 721.6932 | 3.0002e-05 | 722.4171 | 0.00235 | 478.5269 | 0.23364
| 478.4176 | 0 | 478.4176 | 0 | 478.6429 | 0 | 478.6429 | 0.11863 | 495.12 | 0.0038281 | 478.4176 | 0.06932 | 495.12 | 0.32932 | 495.12 | 0.00066102 | 478.6429 | 1.0528e-05 | 478.6429 | 8.7737e-06 | 478.4176 | 0.00024087 | 722.5809 | 0.64407 | 722.5809 | 0.03449 | 721.857 | 6.6672e-06 | 722.5809 | 0.0022 | 478.6429 | 0.23266
| 478.5311 | 0.00131 | 478.5311 | 0.00137 | 478.7588 | 1.4682e-05 | 478.7588 | 0.11795 | 495.34 | 0.0012985 | 478.5311 | 0.07283 | 495.34 | 0.34984 | 495.34 | -0.00028175 | 478.7588 | 9.8488e-06 | 478.7588 | 9.4106e-06 | 478.5311 | 0 | 722.7446 | 0.64398 | 722.7446 | 0.03316 | 722.0208 | 3.0002e-05 | 722.7446 | 0.00232 | 478.7588 | 0.23141
| 478.6446 | 0 | 478.6446 | 0 | 478.8748 | 1.4682e-05 | 478.8748 | 0.11623 | 495.56 | 0.0050423 | 478.6446 | 0.07114 | 495.56 | 0.35502 | 495.56 | -0.00018422 | 478.8748 | 7.694e-06 | 478.8748 | 9.729e-06 | 478.6446 | 0 | 722.9084 | 0.64806 | 722.9084 | 0.0347 | 722.1847 | 0 | 722.9084 | 0.00217 | 478.8748 | 0.23016
| 478.758 | 0.00113 | 478.758 | 0.00084967 | 478.9907 | 0 | 478.9907 | 0.11563 | 495.79 | 0.0016358 | 478.758 | 0.06931 | 495.79 | 0.37217 | 495.79 | -0.00057433 | 478.9907 | 7.776e-06 | 478.9907 | 8.7737e-06 | 478.758 | 0 | 723.0721 | 0.65683 | 723.0721 | 0.03371 | 722.3485 | 1.0001e-05 | 723.0721 | 0.00223 | 478.9907 | 0.22989
| 478.8715 | 0 | 478.8715 | 0 | 479.1067 | 1.4682e-05 | 479.1067 | 0.11391 | 496.01 | 0.0020068 | 478.8715 | 0.07315 | 496.01 | 0.38504 | 496.01 | -0.00037928 | 479.1067 | 8.0219e-06 | 479.1067 | 1.0377e-05 | 478.8715 | 0 | 723.2359 | 0.66251 | 723.2359 | 0.03576 | 722.5123 | 6.6672e-06 | 723.2359 | 0.00207 | 479.1067 | 0.22882
| 478.985 | 0.00032042 | 478.985 | 0.00175 | 479.2226 | 0 | 479.2226 | 0.113 | 496.24 | 0.0018381 | 478.985 | 0.07481 | 496.24 | 0.39273 | 496.24 | -0.00099695 | 479.2226 | 9.4623e-06 | 479.2226 | 8.7737e-06 | 478.985 | 0 | 723.3997 | 0.6746 | 723.3997 | 0.03411 | 722.6762 | 0 | 723.3997 | 0.00221 | 479.2226 | 0.22877
| 479.0985 | 0 | 479.0985 | 0 | 479.3386 | 0 | 479.3386 | 0.11092 | 496.46 | 0.0025127 | 479.0985 | 0.07443 | 496.46 | 0.40222 | 496.46 | 0.0013112 | 479.3386 | 1.109e-05 | 479.3386 | 1.1124e-05 | 479.0985 | 0.0009541 | 723.5634 | 0.68548 | 723.5634 | 0.03665 | 722.8401 | 2.6669e-05 | 723.5634 | 0.00214 | 479.3386 | 0.22778
| 479.212 | 0.00113 | 479.212 | 0.00123 | 479.4546 | 0 | 479.4546 | 0.10994 | 496.69 | 0.003221 | 479.212 | 0.07765 | 496.69 | 0.42417 | 496.69 | 0.00082357 | 479.4546 | 1.1781e-05 | 479.4546 | 9.8388e-06 | 479.212 | 0 | 723.7272 | 0.69366 | 723.7272 | 0.03369 | 723.0039 | 0 | 723.7272 | 0.00232 | 479.4546 | 0.22773
| 479.3254 | 0 | 479.3254 | 0 | 479.5706 | 0 | 479.5706 | 0.10832 | 496.91 | 0.0026476 | 479.3254 | 0.07787 | 496.91 | 0.42663 | 496.91 | 0.0014088 | 479.5706 | 1.0879e-05 | 479.5706 | 1.0805e-05 | 479.3254 | 0 | 723.891 | 0.68691 | 723.891 | 0.03924 | 723.1678 | 6.6672e-06 | 723.891 | 0.00225 | 479.5706 | 0.22655
| 479.4389 | 0.00145 | 479.4389 | 0.00097105 | 479.6865 | 0 | 479.6865 | 0.10817 | 497.13 | 0.0010961 | 479.4389 | 0.07924 | 497.13 | 0.44823 | 497.13 | 0.00059601 | 479.6865 | 8.8534e-06 | 479.6865 | 7.2693e-06 | 479.4389 | 0 | 724.0548 | 0.68877 | 724.0548 | 0.038 | 723.3317 | 1.0001e-05 | 724.0548 | 0.00241 | 479.6865 | 0.22644
| 479.5524 | 0 | 479.5524 | 0 | 479.8025 | 1.4682e-05 | 479.8025 | 0.1068 | 497.36 | 0.00028669 | 479.5524 | 0.07897 | 497.36 | 0.45017 | 497.36 | -2.1673e-05 | 479.8025 | 9.8371e-06 | 479.8025 | 7.5878e-06 | 479.5524 | 0 | 724.2186 | 0.6983 | 724.2186 | 0.03945 | 723.4955 | 2.6669e-05 | 724.2186 | 0.00227 | 479.8025 | 0.22568
| 479.6659 | 0.00089539 | 479.6659 | 0.0016 | 479.9185 | 0 | 479.9185 | 0.10602 | 497.58 | 0.0025127 | 479.6659 | 0.07689 | 497.58 | 0.47021 | 497.58 | -0.0019397 | 479.9185 | 1.0551e-05 | 479.9185 | 8.4443e-06 | 479.6659 | 0 | 724.3824 | 0.7061 | 724.3824 | 0.0373 | 723.6594 | 0 | 724.3824 | 0.00235 | 479.9185 | 0.22521
| 479.7794 | 0 | 479.7794 | 0 | 480.0345 | 1.4682e-05 | 480.0345 | 0.1037 | 497.81 | 0.00082632 | 479.7794 | 0.07957 | 497.81 | 0.47512 | 497.81 | -0.001257 | 480.0345 | 1.1558e-05 | 480.0345 | 9.5204e-06 | 479.7794 | 0.00014702 | 724.5462 | 0.7086 | 724.5462 | 0.04238 | 723.8233 | 0 | 724.5462 | 0.00217 | 480.0345 | 0.22276
| 479.8929 | 0 | 479.8929 | 0.00154 | 480.1505 | 0 | 480.1505 | 0.10249 | 498.03 | 0.00099496 | 479.8929 | 0.08112 | 498.03 | 0.50017 | 498.03 | 0.00062851 | 480.1505 | 9.2984e-06 | 480.1505 | 7.9172e-06 | 479.8929 | 0 | 724.7101 | 0.71287 | 724.7101 | 0.0389 | 723.9872 | 1.0001e-05 | 724.7101 | 0.00222 | 480.1505 | 0.22135
| 480.0064 | 0 | 480.0064 | 0 | 480.2665 | 0 | 480.2665 | 0.10035 | 498.26 | -0.00086005 | 480.0064 | 0.08229 | 498.26 | 0.5033 | 498.26 | 7.5855e-05 | 480.2665 | 1.0259e-05 | 480.2665 | 6.0944e-06 | 480.0064 | 0.00012826 | 724.8739 | 0.72004 | 724.8739 | 0.04159 | 724.1511 | 0 | 724.8739 | 0.00209 | 480.2665 | 0.21912
| 480.1199 | 0.00158 | 480.1199 | 0.00027745 | 480.3825 | 0 | 480.3825 | 0.09963 | 498.48 | 0.0015008 | 480.1199 | 0.08134 | 498.48 | 0.51603 | 498.48 | -0.001322 | 480.3825 | 1.0633e-05 | 480.3825 | 5.3477e-06 | 480.1199 | 0 | 725.0377 | 0.72593 | 725.0377 | 0.04203 | 724.315 | 3.0002e-05 | 725.0377 | 0.00227 | 480.3825 | 0.21918
| 480.2334 | 0 | 480.2334 | 0 | 480.4985 | 0 | 480.4985 | 0.09789 | 498.71 | 0.00045532 | 480.2334 | 0.08309 | 498.71 | 0.53192 | 498.71 | -0.00089942 | 480.4985 | 1.1535e-05 | 480.4985 | 7.2693e-06 | 480.2334 | 0 | 725.2015 | 0.73215 | 725.2015 | 0.04179 | 724.4789 | 6.6672e-06 | 725.2015 | 0.00222 | 480.4985 | 0.21831
| 480.3469 | 0.00024855 | 480.3469 | 0.00109 | 480.6145 | 1.4682e-05 | 480.6145 | 0.09833 | 498.93 | -0.001231 | 480.3469 | 0.08509 | 498.93 | 0.55173 | 498.93 | -0.0014521 | 480.6145 | 1.1172e-05 | 480.6145 | 8.9823e-06 | 480.3469 | 0 | 725.3654 | 0.74157 | 725.3654 | 0.03993 | 724.6428 | 1.0001e-05 | 725.3654 | 0.00234 | 480.6145 | 0.21889
| 480.4604 | 0 | 480.4604 | 0 | 480.7305 | 1.4682e-05 | 480.7305 | 0.09691 | 499.15 | 0.001737 | 480.4604 | 0.08905 | 499.15 | 0.55034 | 499.15 | -0.00050931 | 480.7305 | 1.1395e-05 | 480.7305 | 8.4443e-06 | 480.4604 | 0 | 725.5292 | 0.7432 | 725.5292 | 0.04523 | 724.8067 | 6.6672e-06 | 725.5292 | 0.00218 | 480.7305 | 0.21828
| 480.5739 | 0 | 480.5739 | 0.00108 | 480.8465 | 3.2289e-05 | 480.8465 | 0.09667 | 499.38 | -0.0001855 | 480.5739 | 0.08742 | 499.38 | 0.57349 | 499.38 | -0.001257 | 480.8465 | 1.0633e-05 | 480.8465 | 1.0267e-05 | 480.5739 | 0 | 725.6931 | 0.74909 | 725.6931 | 0.04292 | 724.9706 | 0 | 725.6931 | 0.00225 | 480.8465 | 0.2187
| 480.6875 | 0 | 480.6875 | 0 | 480.9625 | 1.4682e-05 | 480.9625 | 0.09437 | 499.6 | 0.0032547 | 480.6875 | 0.09294 | 499.6 | 0.57673 | 499.6 | -0.00037928 | 480.9625 | 9.919e-06 | 480.9625 | 9.3008e-06 | 480.6875 | 0 | 725.8569 | 0.75304 | 725.8569 | 0.04602 | 725.1346 | 6.6672e-06 | 725.8569 | 0.00219 | 480.9625 | 0.21797
| 480.801 | 0.00037433 | 480.801 | 0.00127 | 481.0786 | 0 | 481.0786 | 0.09367 | 499.83 | -0.0014334 | 480.801 | 0.0906 | 499.83 | 0.6052 | 499.83 | -0.001322 | 481.0786 | 9.2984e-06 | 481.0786 | 1.1552e-05 | 480.801 | 0 | 726.0208 | 0.7613 | 726.0208 | 0.04531 | 725.2985 | 1.0001e-05 | 726.0208 | 0.00239 | 481.0786 | 0.21774
| 480.9145 | 0 | 480.9145 | 0 | 481.1946 | 1.4682e-05 | 481.1946 | 0.09198 | 500.05 | 0.001231 | 480.9145 | 0.09129 | 500.05 | 0.60762 | 500.05 | 0.0002384 | 481.1946 | 9.3452e-06 | 481.1946 | 8.7737e-06 | 480.9145 | 0 | 726.1846 | 0.76613 | 726.1846 | 0.04565 | 725.4624 | 0 | 726.1846 | 0.00239 | 481.1946 | 0.21568
| 481.028 | 0.00032042 | 481.028 | 0.00079764 | 481.3106 | 1.4682e-05 | 481.3106 | 0.09168 | 500.28 | -0.00072515 | 481.028 | 0.09358 | 500.28 | 0.62057 | 500.28 | -0.00073687 | 481.3106 | 9.193e-06 | 481.3106 | 1.0157e-05 | 481.028 | 0 | 726.3485 | 0.76591 | 726.3485 | 0.05034 | 725.6264 | 0 | 726.3485 | 0.00248 | 481.3106 | 0.21473
| 481.1415 | 0 | 481.1415 | 0 | 481.4266 | 3.2289e-05 | 481.4266 | 0.09073 | 500.5 | 0.0013322 | 481.1415 | 0.09476 | 500.5 | 0.63845 | 500.5 | -0.0015171 | 481.4266 | 9.3218e-06 | 481.4266 | 1.0157e-05 | 481.1415 | 0 | 726.5124 | 0.76995 | 726.5124 | 0.04919 | 725.7903 | 6.6672e-06 | 726.5124 | 0.00231 | 481.4266 | 0.2136
| 481.2551 | 0.00091335 | 481.2551 | 0.00142 | 481.5427 | 0 | 481.5427 | 0.09025 | 500.73 | -0.00032042 | 481.2551 | 0.09803 | 500.73 | 0.65873 | 500.73 | 0.00049847 | 481.5427 | 1.02e-05 | 481.5427 | 9.5204e-06 | 481.2551 | 5.6228e-05 | 726.6762 | 0.77972 | 726.6762 | 0.05061 | 725.9543 | 3.0002e-05 | 726.6762 | 0.00237 | 481.5427 | 0.21438
| 481.3686 | 0 | 481.3686 | 0 | 481.6587 | 4.9907e-05 | 481.6587 | 0.08849 | 500.95 | 0.0019057 | 481.3686 | 0.09958 | 500.95 | 0.65318 | 500.95 | 0.00049847 | 481.6587 | 1.0739e-05 | 481.6587 | 8.7737e-06 | 481.3686 | 0 | 726.8401 | 0.77644 | 726.8401 | 0.05091 | 726.1182 | 6.6672e-06 | 726.8401 | 0.00228 | 481.6587 | 0.21378
| 481.4821 | 0.00062587 | 481.4821 | 0 | 481.7748 | 1.4682e-05 | 481.7748 | 0.08727 | 501.17 | -0.0023441 | 481.4821 | 0.09389 | 501.17 | 0.67678 | 501.17 | 0.00069354 | 481.7748 | 1.102e-05 | 481.7748 | 8.016e-06 | 481.4821 | 5.6228e-05 | 727.004 | 0.78569 | 727.004 | 0.05112 | 726.2822 | 0 | 727.004 | 0.00237 | 481.7748 | 0.21386
| 481.5957 | 0 | 481.5957 | 0 | 481.8908 | 1.4682e-05 | 481.8908 | 0.08527 | 501.4 | 0.0013322 | 481.5957 | 0.09652 | 501.4 | 0.68159 | 501.4 | 0.00036844 | 481.8908 | 1.0528e-05 | 481.8908 | 7.6976e-06 | 481.5957 | 3.4411e-05 | 727.1679 | 0.78383 | 727.1679 | 0.05008 | 726.4462 | 2.6669e-05 | 727.1679 | 0.00224 | 481.8908 | 0.21302
| 481.7092 | 0.00127 | 481.7092 | 0.00139 | 482.0069 | 0 | 482.0069 | 0.08461 | 501.62 | -0.00035414 | 481.7092 | 0.09979 | 501.62 | 0.69709 | 501.62 | 0.00066102 | 482.0069 | 1.0341e-05 | 482.0069 | 6.9509e-06 | 481.7092 | 0 | 727.3318 | 0.79887 | 727.3318 | 0.04873 | 726.6101 | 0 | 727.3318 | 0.00236 | 482.0069 | 0.2128
| 481.8227 | 0 | 481.8227 | 0 | 482.123 | 0 | 482.123 | 0.08318 | 501.85 | 0.0010287 | 481.8227 | 0.09638 | 501.85 | 0.70804 | 501.85 | -0.0017771 | 482.123 | 1.0036e-05 | 482.123 | 5.9846e-06 | 481.8227 | 0 | 727.4957 | 0.79675 | 727.4957 | 0.05326 | 726.7741 | 0 | 727.4957 | 0.00227 | 482.123 | 0.21153
| 481.9363 | 0.00094928 | 481.9363 | 0.0003468 | 482.239 | 3.2289e-05 | 482.239 | 0.0832 | 502.07 | -0.00086005 | 481.9363 | 0.09985 | 502.07 | 0.72843 | 502.07 | -0.00093193 | 482.239 | 1.0516e-05 | 482.239 | 5.0292e-06 | 481.9363 | 5.6228e-05 | 727.6596 | 0.79652 | 727.6596 | 0.05326 | 726.9381 | 1.0001e-05 | 727.6596 | 0.00244 | 482.239 | 0.21037
| 482.0498 | 0.00016197 | 482.0498 | 0 | 482.3551 | 0 | 482.3551 | 0.08252 | 502.3 | 0.0013322 | 482.0498 | 0.10007 | 502.3 | 0.72609 | 502.3 | 0.0013763 | 482.3551 | 1.1558e-05 | 482.3551 | 3.8543e-06 | 482.0498 | 0 | 727.8235 | 0.81012 | 727.8235 | 0.05316 | 727.1021 | 6.6672e-06 | 727.8235 | 0.00227 | 482.3551 | 0.20949
| 482.1634 | 0.00015871 | 482.1634 | 0.00067626 | 482.4712 | 0 | 482.4712 | 0.08252 | 502.52 | -0.00021923 | 482.1634 | 0.09945 | 502.52 | 0.74833 | 502.52 | 0.00036844 | 482.4712 | 1.2273e-05 | 482.4712 | 2.888e-06 | 482.1634 | 0 | 727.9875 | 0.81693 | 727.9875 | 0.05356 | 727.2661 | 1.0001e-05 | 727.9875 | 0.00241 | 482.4712 | 0.20968
| 482.2769 | 0 | 482.2769 | 0 | 482.5872 | 1.4682e-05 | 482.5872 | 0.08077 | 502.75 | -0.00028669 | 482.2769 | 0.09936 | 502.75 | 0.74913 | 502.75 | -0.00099695 | 482.5872 | 1.1617e-05 | 482.5872 | 5.4575e-06 | 482.2769 | 0 | 728.1514 | 0.81788 | 728.1514 | 0.05478 | 727.4301 | 0 | 728.1514 | 0.00223 | 482.5872 | 0.2095
| 482.3905 | 0.00109 | 482.3905 | 0.00109 | 482.7033 | 3.2289e-05 | 482.7033 | 0.07951 | 502.97 | 0.00025296 | 482.3905 | 0.10325 | 502.97 | 0.77209 | 502.97 | -0.0015171 | 482.7033 | 1.15e-05 | 482.7033 | 6.8411e-06 | 482.3905 | 0 | 728.3153 | 0.83483 | 728.3153 | 0.05305 | 727.5941 | 1.0001e-05 | 728.3153 | 0.00238 | 482.7033 | 0.2094
| 482.504 | 0 | 482.504 | 0 | 482.8194 | 1.4682e-05 | 482.8194 | 0.07717 | 503.2 | 0.0021754 | 482.504 | 0.10044 | 503.2 | 0.77887 | 503.2 | -0.0021673 | 482.8194 | 1.0165e-05 | 482.8194 | 9.191e-06 | 482.504 | 0.00025964 | 728.4793 | 0.83632 | 728.4793 | 0.05497 | 727.7581 | 0 | 728.4793 | 0.00221 | 482.8194 | 0.20825
| 482.6176 | 0.00080555 | 482.6176 | 0.00024276 | 482.9355 | 3.2289e-05 | 482.9355 | 0.07638 | 503.42 | 0.0010287 | 482.6176 | 0.10297 | 503.42 | 0.79743 | 503.42 | -0.0008344 | 482.9355 | 9.6263e-06 | 482.9355 | 8.4443e-06 | 482.6176 | 0 | 728.6432 | 0.84385 | 728.6432 | 0.05597 | 727.9221 | 3.0002e-05 | 728.6432 | 0.00228 | 482.9355 | 0.20844
| 482.7312 | 0 | 482.7312 | 0 | 483.0516 | 1.4682e-05 | 483.0516 | 0.07464 | 503.64 | -0.00089378 | 482.7312 | 0.10543 | 503.64 | 0.80767 | 503.64 | 0.002189 | 483.0516 | 8.0922e-06 | 483.0516 | 8.3454e-06 | 482.7312 | 0 | 728.8071 | 0.84284 | 728.8071 | 0.05878 | 728.0861 | 0 | 728.8071 | 0.00215 | 483.0516 | 0.20757
| 482.8447 | 0 | 482.8447 | 0.00118 | 483.1677 | 1.4682e-05 | 483.1677 | 0.07468 | 503.87 | 0.00082632 | 482.8447 | 0.10467 | 503.87 | 0.81799 | 503.87 | -0.00099695 | 483.1677 | 8.8299e-06 | 483.1677 | 8.4443e-06 | 482.8447 | 0 | 728.9711 | 0.86341 | 728.9711 | 0.0579 | 728.2501 | 6.9993e-05 | 728.9711 | 0.00235 | 483.1677 | 0.20737
| 482.9583 | 0 | 482.9583 | 0 | 483.2838 | 0 | 483.2838 | 0.0736 | 504.09 | -0.0018044 | 482.9583 | 0.10387 | 504.09 | 0.81364 | 504.09 | 0.00033593 | 483.2838 | 8.7479e-06 | 483.2838 | 6.8411e-06 | 482.9583 | 0 | 729.135 | 0.86133 | 729.135 | 0.05831 | 728.4142 | 0 | 729.135 | 0.00235 | 483.2838 | 0.20624
| 483.0718 | 0.00069774 | 483.0718 | 0.00144 | 483.3999 | 1.4682e-05 | 483.3999 | 0.07363 | 504.32 | -0.00086005 | 483.0718 | 0.107 | 504.32 | 0.83134 | 504.32 | -0.0001192 | 483.3999 | 9.8136e-06 | 483.3999 | 5.6661e-06 | 483.0718 | 1.8743e-05 | 729.299 | 0.8612 | 729.299 | 0.05892 | 728.5782 | 5.0004e-05 | 729.299 | 0.0025 | 483.3999 | 0.20577
| 483.1854 | 0 | 483.1854 | 0 | 483.516 | 0 | 483.516 | 0.07186 | 504.54 | -0.0015346 | 483.1854 | 0.10722 | 504.54 | 0.83802 | 504.54 | 4.3346e-05 | 483.516 | 9.1812e-06 | 483.516 | 5.8857e-06 | 483.1854 | 0.00029718 | 729.463 | 0.86424 | 729.463 | 0.05977 | 728.7422 | 0 | 729.463 | 0.00235 | 483.516 | 0.20462
| 483.299 | 0.00033839 | 483.299 | 0.00156 | 483.6321 | 3.2289e-05 | 483.6321 | 0.07086 | 504.77 | 5.0592e-05 | 483.299 | 0.10575 | 504.77 | 0.84502 | 504.77 | 0.00066102 | 483.6321 | 9.7317e-06 | 483.6321 | 8.1258e-06 | 483.299 | 0 | 729.6269 | 0.86785 | 729.6269 | 0.05912 | 728.9063 | 1.0001e-05 | 729.6269 | 0.00243 | 483.6321 | 0.20373
| 483.4126 | 0 | 483.4126 | 0 | 483.7482 | 3.2289e-05 | 483.7482 | 0.06867 | 504.99 | 0.0018044 | 483.4126 | 0.1081 | 504.99 | 0.84996 | 504.99 | 0.00010836 | 483.7482 | 8.6426e-06 | 483.7482 | 9.4106e-06 | 483.4126 | 0 | 729.7909 | 0.87475 | 729.7909 | 0.06153 | 729.0703 | 0 | 729.7909 | 0.00226 | 483.7482 | 0.20195
| 483.5262 | 0.00064383 | 483.5262 | 0.00125 | 483.8644 | 0 | 483.8644 | 0.06789 | 505.22 | -0.00285 | 483.5262 | 0.10907 | 505.22 | 0.85614 | 505.22 | 0.00062851 | 483.8644 | 1.0223e-05 | 483.8644 | 7.2693e-06 | 483.5262 | 0.00028115 | 729.9549 | 0.88004 | 729.9549 | 0.05965 | 729.2344 | 0 | 729.9549 | 0.0023 | 483.8644 | 0.20154
| 483.6397 | 0 | 483.6397 | 0 | 483.9805 | 0 | 483.9805 | 0.06628 | 505.44 | 0.00028669 | 483.6397 | 0.10884 | 505.44 | 0.8703 | 505.44 | 0.0011162 | 483.9805 | 1.0844e-05 | 483.9805 | 5.2379e-06 | 483.6397 | 0 | 730.1189 | 0.87461 | 730.1189 | 0.06147 | 729.3984 | 0 | 730.1189 | 0.00214 | 483.9805 | 0.201
| 483.7533 | 0.00156 | 483.7533 | 0.00144 | 484.0966 | 0 | 484.0966 | 0.06584 | 505.67 | -0.0017032 | 483.7533 | 0.10961 | 505.67 | 0.87282 | 505.67 | -2.1673e-05 | 484.0966 | 1.0739e-05 | 484.0966 | 5.2379e-06 | 483.7533 | 0 | 730.2829 | 0.88077 | 730.2829 | 0.06077 | 729.5625 | 5.0004e-05 | 730.2829 | 0.00231 | 484.0966 | 0.20178
| 483.8669 | 0 | 483.8669 | 0 | 484.2127 | 1.4682e-05 | 484.2127 | 0.06483 | 505.89 | 0.00032042 | 483.8669 | 0.11105 | 505.89 | 0.87134 | 505.89 | -0.0010945 | 484.2127 | 9.3452e-06 | 484.2127 | 5.8857e-06 | 483.8669 | 0.00048487 | 730.4469 | 0.88844 | 730.4469 | 0.06172 | 729.7265 | 0 | 730.4469 | 0.00232 | 484.2127 | 0.20135
| 483.9805 | 0.00037433 | 483.9805 | 0.00156 | 484.3289 | 1.4682e-05 | 484.3289 | 0.06485 | 506.12 | 0.00021923 | 483.9805 | 0.10913 | 506.12 | 0.89517 | 506.12 | -0.0024274 | 484.3289 | 9.3452e-06 | 484.3289 | 6.4128e-06 | 483.9805 | 0 | 730.6109 | 0.88873 | 730.6109 | 0.06302 | 729.8906 | 1.0001e-05 | 730.6109 | 0.00246 | 484.3289 | 0.20127
| 484.0941 | 0 | 484.0941 | 0 | 484.445 | 1.4682e-05 | 484.445 | 0.0639 | 506.34 | 0.0021416 | 484.0941 | 0.1075 | 506.34 | 0.90082 | 506.34 | 1.0836e-05 | 484.445 | 1.0739e-05 | 484.445 | 5.4575e-06 | 484.0941 | 0.00103 | 730.7749 | 0.88879 | 730.7749 | 0.06244 | 730.0547 | 0 | 730.7749 | 0.00231 | 484.445 | 0.20063
| 484.2077 | 6.8875e-05 | 484.2077 | 0.00121 | 484.5612 | 1.4682e-05 | 484.5612 | 0.06332 | 506.57 | -0.0017707 | 484.2077 | 0.112 | 506.57 | 0.90504 | 506.57 | 4.3346e-05 | 484.5612 | 1.0341e-05 | 484.5612 | 8.5541e-06 | 484.2077 | 0 | 730.9389 | 0.89696 | 730.9389 | 0.06033 | 730.2188 | 1.0001e-05 | 730.9389 | 0.00239 | 484.5612 | 0.20074
| 484.3213 | 0 | 484.3213 | 0 | 484.6773 | 0 | 484.6773 | 0.06155 | 506.79 | -0.0024789 | 484.3213 | 0.11384 | 506.79 | 0.91666 | 506.79 | -0.00093193 | 484.6773 | 1.0364e-05 | 484.6773 | 7.1595e-06 | 484.3213 | 0 | 731.1029 | 0.90089 | 731.1029 | 0.06571 | 730.3829 | 0 | 731.1029 | 0.0023 | 484.6773 | 0.19981
| 484.4349 | 5.091e-05 | 484.4349 | 0.00083232 | 484.7935 | 1.4682e-05 | 484.7935 | 0.06052 | 507.02 | -0.001231 | 484.4349 | 0.11344 | 507.02 | 0.91605 | 507.02 | -0.00096444 | 484.7935 | 9.029e-06 | 484.7935 | 1.0267e-05 | 484.4349 | 0.00069352 | 731.2669 | 0.90085 | 731.2669 | 0.06365 | 730.547 | 3.0002e-05 | 731.2669 | 0.00238 | 484.7935 | 0.19973
| 484.5485 | 0 | 484.5485 | 0 | 484.9096 | 0 | 484.9096 | 0.05863 | 507.24 | -0.00021923 | 484.5485 | 0.11415 | 507.24 | 0.92338 | 507.24 | 0.00059601 | 484.9096 | 9.6848e-06 | 484.9096 | 1.0476e-05 | 484.5485 | 0 | 731.431 | 0.91151 | 731.431 | 0.06478 | 730.7111 | 0 | 731.431 | 0.00226 | 484.9096 | 0.19858
| 484.6621 | 0.00116 | 484.6621 | 0.00086701 | 485.0258 | 1.4682e-05 | 485.0258 | 0.05813 | 507.47 | 0.00059023 | 484.6621 | 0.11716 | 507.47 | 0.92267 | 507.47 | -0.00070437 | 485.0258 | 9.7668e-06 | 485.0258 | 1.2837e-05 | 484.6621 | 0 | 731.595 | 0.91551 | 731.595 | 0.06605 | 730.8752 | 1.0001e-05 | 731.595 | 0.0023 | 485.0258 | 0.19826
| 484.7757 | 0 | 484.7757 | 0 | 485.142 | 0 | 485.142 | 0.05625 | 507.69 | -0.00059023 | 484.7757 | 0.11713 | 507.69 | 0.93061 | 507.69 | -0.00037928 | 485.142 | 9.8371e-06 | 485.142 | 1.0805e-05 | 484.7757 | 0 | 731.7591 | 0.9281 | 731.7591 | 0.06673 | 731.0393 | 6.6672e-06 | 731.7591 | 0.00229 | 485.142 | 0.19672
| 484.8893 | 0.00030245 | 484.8893 | 0.00189 | 485.2581 | 0 | 485.2581 | 0.0555 | 507.92 | -0.00059023 | 484.8893 | 0.11844 | 507.92 | 0.94491 | 507.92 | -0.0026874 | 485.2581 | 1.0446e-05 | 485.2581 | 7.6976e-06 | 484.8893 | 0 | 731.9231 | 0.93205 | 731.9231 | 0.0664 | 731.2034 | 1.0001e-05 | 731.9231 | 0.00243 | 485.2581 | 0.1961
| 485.0029 | 0 | 485.0029 | 0 | 485.3743 | 0 | 485.3743 | 0.05331 | 508.14 | 0.00075887 | 485.0029 | 0.11897 | 508.14 | 0.94672 | 508.14 | -0.00031426 | 485.3743 | 1.0341e-05 | 485.3743 | 5.7759e-06 | 485.0029 | 0.00014702 | 732.0871 | 0.94102 | 732.0871 | 0.0678 | 731.3675 | 0 | 732.0871 | 0.00235 | 485.3743 | 0.19558
| 485.1166 | 3.2945e-05 | 485.1166 | 0.00102 | 485.4905 | 0 | 485.4905 | 0.05271 | 508.37 | 0.00015177 | 485.1166 | 0.11869 | 508.37 | 0.95099 | 508.37 | -0.0029475 | 485.4905 | 1.109e-05 | 485.4905 | 5.9846e-06 | 485.1166 | 0 | 732.2512 | 0.93252 | 732.2512 | 0.06821 | 731.5316 | 3.0002e-05 | 732.2512 | 0.00238 | 485.4905 | 0.19534
| 485.2302 | 0.0004679 | 485.2302 | 0 | 485.6067 | 1.4682e-05 | 485.6067 | 0.05039 | 508.59 | 0.00025296 | 485.2302 | 0.12286 | 508.59 | 0.94821 | 508.59 | 4.3346e-05 | 485.6067 | 9.8488e-06 | 485.6067 | 7.8074e-06 | 485.2302 | 0 | 732.4153 | 0.94637 | 732.4153 | 0.06975 | 731.6957 | 6.6672e-06 | 732.4153 | 0.00222 | 485.6067 | 0.19444
| 485.3438 | 0.00165 | 485.3438 | 0.00153 | 485.7228 | 0 | 485.7228 | 0.05023 | 508.82 | -0.00096123 | 485.3438 | 0.12539 | 508.82 | 0.95819 | 508.82 | 0.00066102 | 485.7228 | 9.8136e-06 | 485.7228 | 9.4106e-06 | 485.3438 | 0 | 732.5793 | 0.9472 | 732.5793 | 0.07185 | 731.8599 | 0 | 732.5793 | 0.00236 | 485.7228 | 0.19395
| 485.4574 | 0 | 485.4574 | 0 | 485.839 | 1.4682e-05 | 485.839 | 0.04861 | 509.04 | 5.0592e-05 | 485.4574 | 0.12363 | 509.04 | 0.95647 | 509.04 | -0.00067186 | 485.839 | 9.193e-06 | 485.839 | 1.0377e-05 | 485.4574 | 0 | 732.7434 | 0.95833 | 732.7434 | 0.07011 | 732.024 | 6.6672e-06 | 732.7434 | 0.00226 | 485.839 | 0.19316
| 485.5711 | 0 | 485.5711 | 0.00015606 | 485.9552 | 0 | 485.9552 | 0.04947 | 509.27 | -0.00015177 | 485.5711 | 0.12582 | 509.27 | 0.95932 | 509.27 | -0.0018096 | 485.9552 | 1.02e-05 | 485.9552 | 9.6192e-06 | 485.5711 | 0 | 732.9075 | 0.97306 | 732.9075 | 0.07139 | 732.1881 | 0 | 732.9075 | 0.0024 | 485.9552 | 0.19324
| 485.6847 | 0 | 485.6847 | 0 | 486.0714 | 0 | 486.0714 | 0.04789 | 509.49 | 0.00038786 | 485.6847 | 0.1276 | 509.49 | 0.96022 | 509.49 | -0.00015171 | 486.0714 | 9.7902e-06 | 486.0714 | 8.7737e-06 | 485.6847 | 0.00067256 | 733.0715 | 0.98132 | 733.0715 | 0.07452 | 732.3523 | 0 | 733.0715 | 0.00233 | 486.0714 | 0.19271
| 485.7983 | 0.00096726 | 485.7983 | 0.00142 | 486.1876 | 0 | 486.1876 | 0.048 | 509.72 | -0.00038786 | 485.7983 | 0.12653 | 509.72 | 0.97107 | 509.72 | -0.0023949 | 486.1876 | 1.0551e-05 | 486.1876 | 1.0047e-05 | 485.7983 | 0.00101 | 733.2356 | 0.97962 | 733.2356 | 0.07445 | 732.5164 | 3.0002e-05 | 733.2356 | 0.0025 | 486.1876 | 0.19242
| 485.912 | 0 | 485.912 | 0 | 486.3038 | 0 | 486.3038 | 0.04617 | 509.94 | 0.00038786 | 485.912 | 0.12644 | 509.94 | 0.96991 | 509.94 | 0.0019939 | 486.3038 | 1.0013e-05 | 486.3038 | 8.016e-06 | 485.912 | 0.00044733 | 733.3997 | 0.98886 | 733.3997 | 0.07406 | 732.6806 | 0 | 733.3997 | 0.00237 | 486.3038 | 0.19176
| 486.0256 | 0.00033839 | 486.0256 | 0.00144 | 486.42 | 0 | 486.42 | 0.04602 | 510.17 | -0.00035414 | 486.0256 | 0.13175 | 510.17 | 0.97185 | 510.17 | -0.0037602 | 486.42 | 1.0856e-05 | 486.42 | 9.0921e-06 | 486.0256 | 0 | 733.5638 | 0.98791 | 733.5638 | 0.0744 | 732.8448 | 0 | 733.5638 | 0.00247 | 486.42 | 0.1914
| 486.1393 | 0 | 486.1393 | 0 | 486.5362 | 0 | 486.5362 | 0.04513 | 510.39 | 5.0592e-05 | 486.1393 | 0.13456 | 510.39 | 0.98279 | 510.39 | 0.00040094 | 486.5362 | 9.3569e-06 | 486.5362 | 9.191e-06 | 486.1393 | 0 | 733.7279 | 0.99032 | 733.7279 | 0.07749 | 733.0089 | 0 | 733.7279 | 0.0023 | 486.5362 | 0.19103
| 486.2529 | 0.00199 | 486.2529 | 0.00036414 | 486.6524 | 4.9907e-05 | 486.6524 | 0.04536 | 510.62 | -0.0016695 | 486.2529 | 0.13828 | 510.62 | 0.97943 | 510.62 | -0.001257 | 486.6524 | 9.7668e-06 | 486.6524 | 1.2727e-05 | 486.2529 | 0 | 733.892 | 0.98556 | 733.892 | 0.07737 | 733.1731 | 3.0002e-05 | 733.892 | 0.00249 | 486.6524 | 0.19127
| 486.3666 | 0 | 486.3666 | 0 | 486.7687 | 0 | 486.7687 | 0.04546 | 510.84 | -0.00082632 | 486.3666 | 0.13729 | 510.84 | 0.97211 | 510.84 | 0.0029691 | 486.7687 | 8.0102e-06 | 486.7687 | 1.3254e-05 | 486.3666 | 0 | 734.0561 | 0.97261 | 734.0561 | 0.07795 | 733.3373 | 0 | 734.0561 | 0.00237 | 486.7687 | 0.19033
| 486.4802 | 0.00058994 | 486.4802 | 0.00153 | 486.8849 | 0 | 486.8849 | 0.04592 | 511.07 | 1.6864e-05 | 486.4802 | 0.13973 | 511.07 | 0.97333 | 511.07 | -0.0001192 | 486.8849 | 9.111e-06 | 486.8849 | 1.3792e-05 | 486.4802 | 0 | 734.2202 | 0.96957 | 734.2202 | 0.07702 | 733.5015 | 1.0001e-05 | 734.2202 | 0.00257 | 486.8849 | 0.18936
| 486.5939 | 0 | 486.5939 | 0 | 487.0011 | 0 | 487.0011 | 0.04664 | 511.29 | 8.4319e-05 | 486.5939 | 0.14132 | 511.29 | 0.98508 | 511.29 | -0.0016472 | 487.0011 | 9.0173e-06 | 487.0011 | 1.0695e-05 | 486.5939 | 0 | 734.3843 | 0.97484 | 734.3843 | 0.08132 | 733.6656 | 6.6672e-06 | 734.3843 | 0.00242 | 487.0011 | 0.18774
| 486.7075 | 0 | 486.7075 | 0.00139 | 487.1174 | 0 | 487.1174 | 0.04696 | 511.52 | -0.0026476 | 486.7075 | 0.14237 | 511.52 | 0.98773 | 511.52 | -0.00076939 | 487.1174 | 1.1699e-05 | 487.1174 | 8.9823e-06 | 486.7075 | 0 | 734.5485 | 0.9724 | 734.5485 | 0.07913 | 733.8298 | 1.0001e-05 | 734.5485 | 0.00253 | 487.1174 | 0.1876
| 486.8212 | 0 | 486.8212 | 0 | 487.2336 | 0 | 487.2336 | 0.04709 | 511.74 | 0.0022092 | 486.8212 | 0.15202 | 511.74 | 0.97143 | 511.74 | -0.00086692 | 487.2336 | 1.0926e-05 | 487.2336 | 5.5563e-06 | 486.8212 | 0 | 734.7126 | 0.97996 | 734.7126 | 0.08195 | 733.994 | 0 | 734.7126 | 0.0024 | 487.2336 | 0.18734
| 486.9348 | 0.00075165 | 486.9348 | 0.00111 | 487.3498 | 0 | 487.3498 | 0.04558 | 511.97 | 0.00015177 | 486.9348 | 0.15193 | 511.97 | 0.99235 | 511.97 | -0.0010295 | 487.3498 | 1.0516e-05 | 487.3498 | 5.2379e-06 | 486.9348 | 0.00028115 | 734.8767 | 0.9834 | 734.8767 | 0.0802 | 734.1582 | 1.0001e-05 | 734.8767 | 0.00249 | 487.3498 | 0.18788
| 487.0485 | 0 | 487.0485 | 0 | 487.4661 | 0 | 487.4661 | 0.0442 | 512.19 | -0.0015346 | 487.0485 | 0.15211 | 512.19 | 0.97776 | 512.19 | -0.00093193 | 487.4661 | 9.2984e-06 | 487.4661 | 5.6661e-06 | 487.0485 | 5.3176e-05 | 735.0409 | 0.98853 | 735.0409 | 0.08232 | 734.3224 | 6.6672e-06 | 735.0409 | 0.00236 | 487.4661 | 0.18698
| 487.1622 | 0.00084148 | 487.1622 | 0.00113 | 487.5823 | 0 | 487.5823 | 0.04193 | 512.42 | -0.0011973 | 487.1622 | 0.15318 | 512.42 | 0.99151 | 512.42 | 0.00017338 | 487.5823 | 1.0739e-05 | 487.5823 | 8.1258e-06 | 487.1622 | 0 | 735.205 | 0.98314 | 735.205 | 0.08097 | 734.4866 | 0 | 735.205 | 0.0025 | 487.5823 | 0.18717
| 487.2758 | 0 | 487.2758 | 0 | 487.6986 | 1.4682e-05 | 487.6986 | 0.04015 | 512.64 | 0.00025296 | 487.2758 | 0.15869 | 512.64 | 0.99177 | 512.64 | 0.00043346 | 487.6986 | 1.1781e-05 | 487.6986 | 8.7737e-06 | 487.2758 | 0 | 735.3692 | 0.99357 | 735.3692 | 0.08308 | 734.6509 | 0 | 735.3692 | 0.00236 | 487.6986 | 0.18532
| 487.3895 | 0.0004462 | 487.3895 | 0.00135 | 487.8148 | 1.4682e-05 | 487.8148 | 0.03829 | 512.87 | -0.00086005 | 487.3895 | 0.16399 | 512.87 | 0.98301 | 512.87 | -0.00018422 | 487.8148 | 1.15e-05 | 487.8148 | 1.0476e-05 | 487.3895 | 0 | 735.5333 | 0.99228 | 735.5333 | 0.08268 | 734.8151 | 0 | 735.5333 | 0.00254 | 487.8148 | 0.18531
| 487.5032 | 0 | 487.5032 | 0 | 487.9311 | 0 | 487.9311 | 0.03652 | 513.09 | 0.0012985 | 487.5032 | 0.16076 | 513.09 | 0.98114 | 513.09 | 0.0020589 | 487.9311 | 1.0493e-05 | 487.9311 | 8.3454e-06 | 487.5032 | 0.00031595 | 735.6975 | 0.98938 | 735.6975 | 0.08234 | 734.9793 | 6.6672e-06 | 735.6975 | 0.00237 | 487.9311 | 0.18445
| 487.6169 | 0.00136 | 487.6169 | 0.00114 | 488.0474 | 0 | 488.0474 | 0.03637 | 513.32 | 0.00025296 | 487.6169 | 0.16093 | 513.32 | 0.99202 | 513.32 | -0.0024274 | 488.0474 | 1.0329e-05 | 488.0474 | 1.0904e-05 | 487.6169 | 0 | 735.8616 | 0.98591 | 735.8616 | 0.08555 | 735.1435 | 1.0001e-05 | 735.8616 | 0.00256 | 488.0474 | 0.18484
| 487.7306 | 0 | 487.7306 | 0 | 488.1636 | 0 | 488.1636 | 0.03512 | 513.54 | 0.00082632 | 487.7306 | 0.15875 | 513.54 | 0.97788 | 513.54 | 0.0012462 | 488.1636 | 1.0118e-05 | 488.1636 | 9.9487e-06 | 487.7306 | 0 | 736.0258 | 0.99211 | 736.0258 | 0.0861 | 735.3078 | 0 | 736.0258 | 0.00242 | 488.1636 | 0.18381
| 487.8442 | 0 | 487.8442 | 0.00104 | 488.2799 | 1.4682e-05 | 488.2799 | 0.03635 | 513.77 | -0.0026813 | 487.8442 | 0.1636 | 513.77 | 0.98586 | 513.77 | -0.0016797 | 488.2799 | 9.9542e-06 | 488.2799 | 1.198e-05 | 487.8442 | 0.00018744 | 736.19 | 0.99973 | 736.19 | 0.08741 | 735.472 | 5.0004e-05 | 736.19 | 0.00247 | 488.2799 | 0.18335
| 487.9579 | 0 | 487.9579 | 0 | 488.3962 | 0 | 488.3962 | 0.03426 | 513.99 | 1.6864e-05 | 487.9579 | 0.16948 | 513.99 | 0.9812 | 513.99 | 0.00079106 | 488.3962 | 9.1344e-06 | 488.3962 | 9.5204e-06 | 487.9579 | 0.00018456 | 736.3542 | 0.9919 | 736.3542 | 0.08932 | 735.6363 | 0 | 736.3542 | 0.00232 | 488.3962 | 0.18288
| 488.0716 | 0 | 488.0716 | 0.0013 | 488.5125 | 1.4682e-05 | 488.5125 | 0.03483 | 514.22 | -0.00065769 | 488.0716 | 0.16638 | 514.22 | 1 | 514.22 | 0.0016038 | 488.5125 | 9.3803e-06 | 488.5125 | 8.8725e-06 | 488.0716 | 0 | 736.5184 | 0.99488 | 736.5184 | 0.09031 | 735.8005 | 3.0002e-05 | 736.5184 | 0.00241 | 488.5125 | 0.18261
| 488.1853 | 0 | 488.1853 | 0 | 488.6287 | 3.2289e-05 | 488.6287 | 0.03054 | 514.44 | 0.00015177 | 488.1853 | 0.17147 | 514.44 | 0.97536 | 514.44 | 0.0010836 | 488.6287 | 9.4857e-06 | 488.6287 | 7.8074e-06 | 488.1853 | 0 | 736.6825 | 1 | 736.6825 | 0.08869 | 735.9648 | 0 | 736.6825 | 0.00239 | 488.6287 | 0.18162
| 488.299 | 0.00037433 | 488.299 | 0.00041617 | 488.745 | 1.4682e-05 | 488.745 | 0.0308 | 514.67 | -0.0013997 | 488.299 | 0.16811 | 514.67 | 0.98983 | 514.67 | -0.0013546 | 488.745 | 1.0013e-05 | 488.745 | 7.8074e-06 | 488.299 | 0.00011247 | 736.8467 | 0.99111 | 736.8467 | 0.08883 | 736.129 | 3.0002e-05 | 736.8467 | 0.00252 | 488.745 | 0.18124
| 488.4127 | 0 | 488.4127 | 0 | 488.8613 | 1.4682e-05 | 488.8613 | 0.0272 | 514.89 | 0.00035414 | 488.4127 | 0.16959 | 514.89 | 0.97207 | 514.89 | 0.00020589 | 488.8613 | 1.0692e-05 | 488.8613 | 6.0944e-06 | 488.4127 | 5.3176e-05 | 737.0109 | 0.98964 | 737.0109 | 0.09169 | 736.2933 | 2.6669e-05 | 737.0109 | 0.00239 | 488.8613 | 0.18066
| 488.5264 | 0.00152 | 488.5264 | 0.00172 | 488.9776 | 0 | 488.9776 | 0.02824 | 515.12 | -0.00011805 | 488.5264 | 0.17285 | 515.12 | 0.98369 | 515.12 | 0.00014088 | 488.9776 | 1.1313e-05 | 488.9776 | 4.0629e-06 | 488.5264 | 0 | 737.1751 | 0.9961 | 737.1751 | 0.09262 | 736.4575 | 1.0001e-05 | 737.1751 | 0.00253 | 488.9776 | 0.1811
| 488.6401 | 0 | 488.6401 | 0 | 489.0939 | 0 | 489.0939 | 0.02497 | 515.34 | 0.0005565 | 488.6401 | 0.17158 | 515.34 | 0.9784 | 515.34 | 0.00014088 | 489.0939 | 1.102e-05 | 489.0939 | 4.8096e-06 | 488.6401 | 0 | 737.3393 | 0.99096 | 737.3393 | 0.0921 | 736.6218 | 0 | 737.3393 | 0.00238 | 489.0939 | 0.17985
| 488.7538 | 0 | 488.7538 | 0.00186 | 489.2102 | 0 | 489.2102 | 0.02451 | 515.57 | -0.0032884 | 488.7538 | 0.17396 | 515.57 | 0.99018 | 515.57 | -0.0015171 | 489.2102 | 1.0095e-05 | 489.2102 | 1.1014e-05 | 488.7538 | 0 | 737.5036 | 0.98741 | 737.5036 | 0.09207 | 736.7861 | 3.0002e-05 | 737.5036 | 0.00258 | 489.2102 | 0.1799
| 488.8675 | 0 | 488.8675 | 0 | 489.3265 | 0 | 489.3265 | 0.02225 | 515.8 | 0.001366 | 488.8675 | 0.17618 | 515.8 | 0.97853 | 515.8 | 0.0017663 | 489.3265 | 1.0118e-05 | 489.3265 | 1.2079e-05 | 488.8675 | 0 | 737.6678 | 0.98529 | 737.6678 | 0.09484 | 736.9504 | 6.6672e-06 | 737.6678 | 0.00243 | 489.3265 | 0.17901
| 488.9812 | 0.0005001 | 488.9812 | 0.00156 | 489.4428 | 0 | 489.4428 | 0.02279 | 516.02 | 0.00072515 | 488.9812 | 0.17762 | 516.02 | 0.99221 | 516.02 | 0.00014088 | 489.4428 | 1.0223e-05 | 489.4428 | 1.1124e-05 | 488.9812 | 0 | 737.832 | 0.98189 | 737.832 | 0.09596 | 737.1147 | 1.0001e-05 | 737.832 | 0.00251 | 489.4428 | 0.17945
| 489.095 | 0 | 489.095 | 0 | 489.5591 | 1.4682e-05 | 489.5591 | 0.02273 | 516.25 | -0.0001855 | 489.095 | 0.18106 | 516.25 | 0.9833 | 516.25 | 0.0009211 | 489.5591 | 9.4389e-06 | 489.5591 | 7.9172e-06 | 489.095 | 0 | 737.9962 | 0.98537 | 737.9962 | 0.09705 | 737.279 | 6.6672e-06 | 737.9962 | 0.00239 | 489.5591 | 0.17842
| 489.2087 | 0.00026652 | 489.2087 | 0.0012 | 489.6755 | 0 | 489.6755 | 0.02358 | 516.47 | -0.0005565 | 489.2087 | 0.18474 | 516.47 | 0.99021 | 516.47 | -5.4182e-05 | 489.6755 | 5.9374e-06 | 489.6755 | 5.4575e-06 | 489.2087 | 0 | 738.1605 | 0.98105 | 738.1605 | 0.09939 | 737.4433 | 3.0002e-05 | 738.1605 | 0.00241 | 489.6755 | 0.17731
| 489.3224 | 0 | 489.3224 | 0 | 489.7918 | 0 | 489.7918 | 0.02435 | 516.7 | 0.00032042 | 489.3224 | 0.18385 | 516.7 | 0.97097 | 516.7 | -0.0013871 | 489.7918 | 1.6547e-05 | 489.7918 | 1.4967e-05 | 489.3224 | 0 | 738.3247 | 0.98245 | 738.3247 | 0.10076 | 737.6076 | 0 | 738.3247 | 0.0024 | 489.7918 | 0.17642
| 489.4361 | 0.00091335 | 489.4361 | 0.00060691 | 489.9081 | 3.2289e-05 | 489.9081 | 0.02523 | 516.92 | 0.00079259 | 489.4361 | 0.18645 | 516.92 | 0.98063 | 516.92 | 0.00036844 | 489.9081 | 1.4123e-05 | 489.9081 | 1.1124e-05 | 489.4361 | 0.00112 | 738.489 | 0.97462 | 738.489 | 0.10255 | 737.7719 | 6.9993e-05 | 738.489 | 0.00239 | 489.9081 | 0.17613
| 489.5499 | 0 | 489.5499 | 0 | 490.0245 | 0 | 490.0245 | 0.02495 | 517.15 | 0.00015177 | 489.5499 | 0.19049 | 517.15 | 0.98809 | 517.15 | 0.00079106 | 490.0245 | 2.8949e-05 | 490.0245 | 2.5454e-05 | 489.5499 | 0 | 738.6532 | 0.97162 | 738.6532 | 0.1021 | 737.9362 | 0 | 738.6532 | 0.00253 | 490.0245 | 0.17617
| 489.6636 | 0.00058994 | 489.6636 | 0.00213 | 490.1408 | 4.9907e-05 | 490.1408 | 0.02508 | 517.37 | 0.00028669 | 489.6636 | 0.19065 | 517.37 | 0.97304 | 517.37 | 0.00088859 | 490.1408 | 1.4884e-05 | 490.1408 | 1.433e-05 | 489.6636 | 0.00144 | 738.8175 | 0.96313 | 738.8175 | 0.10165 | 738.1005 | 6.9993e-05 | 738.8175 | 0.00243 | 490.1408 | 0.17547
| 489.7773 | 0 | 489.7773 | 0 | 490.2571 | 0 | 490.2571 | 0.02405 | 517.6 | -0.001602 | 489.7773 | 0.19265 | 517.6 | 0.97149 | 517.6 | -0.001062 | 490.2571 | 2.9535e-05 | 490.2571 | 2.866e-05 | 489.7773 | 0 | 738.9817 | 0.95668 | 738.9817 | 0.10635 | 738.2648 | 0 | 738.9817 | 0.00256 | 490.2571 | 0.17549
| 489.8911 | 0.00041025 | 489.8911 | 0.00039883 | 490.3735 | 1.4682e-05 | 490.3735 | 0.02476 | 517.82 | 0.00038786 | 489.8911 | 0.19414 | 517.82 | 0.97688 | 517.82 | -0.00089942 | 490.3735 | 1.4826e-05 | 490.3735 | 1.5186e-05 | 489.8911 | 0.00157 | 739.146 | 0.94934 | 739.146 | 0.10652 | 738.4292 | 8.9995e-05 | 739.146 | 0.00242 | 490.3735 | 0.17525
| 490.0048 | 0 | 490.0048 | 0 | 490.4898 | 0 | 490.4898 | 0.0231 | 518.05 | -0.00045532 | 490.0048 | 0.20344 | 518.05 | 0.97397 | 518.05 | -0.0012245 | 490.4898 | 2.827e-05 | 490.4898 | 2.8869e-05 | 490.0048 | 0 | 739.3102 | 0.94839 | 739.3102 | 0.10878 | 738.5935 | 0 | 739.3102 | 0.0026 | 490.4898 | 0.17566
| 490.1186 | 0.0012 | 490.1186 | 0.00074563 | 490.6062 | 6.7514e-05 | 490.6062 | 0.02405 | 518.27 | 0.0018381 | 490.1186 | 0.20753 | 518.27 | 0.97381 | 518.27 | 1.0836e-05 | 490.6062 | 1.3573e-05 | 490.6062 | 1.4539e-05 | 490.1186 | 0.00082472 | 739.4745 | 0.94251 | 739.4745 | 0.10821 | 738.7578 | 6.9993e-05 | 739.4745 | 0.00249 | 490.6062 | 0.1752
| 490.2323 | 0 | 490.2323 | 0 | 490.7225 | 0 | 490.7225 | 0.02259 | 518.5 | -0.0010287 | 490.2323 | 0.20917 | 518.5 | 0.97582 | 518.5 | -0.00093193 | 490.7225 | 2.8656e-05 | 490.7225 | 2.6727e-05 | 490.2323 | 0 | 739.6388 | 0.94221 | 739.6388 | 0.11207 | 738.9222 | 0 | 739.6388 | 0.00258 | 490.7225 | 0.17523
| 490.346 | 0.00082352 | 490.346 | 0.00045084 | 490.8389 | 4.9907e-05 | 490.8389 | 0.02371 | 518.73 | 0.00021923 | 490.346 | 0.20677 | 518.73 | 0.96988 | 518.73 | 0.0019939 | 490.8389 | 1.5236e-05 | 490.8389 | 1.3045e-05 | 490.346 | 0.00044985 | 739.8031 | 0.93478 | 739.8031 | 0.1095 | 739.0865 | 5.0004e-05 | 739.8031 | 0.0024 | 490.8389 | 0.1747
| 490.4598 | 0 | 490.4598 | 0 | 490.9552 | 0 | 490.9552 | 0.02257 | 518.95 | -0.0023778 | 490.4598 | 0.21218 | 518.95 | 0.96939 | 518.95 | -0.0025899 | 490.9552 | 3.2767e-05 | 490.9552 | 2.6947e-05 | 490.4598 | 0 | 739.9674 | 0.93284 | 739.9674 | 0.11263 | 739.2509 | 0 | 739.9674 | 0.00249 | 490.9552 | 0.17422
| 490.5736 | 0.00087741 | 490.5736 | 0.00165 | 491.0716 | 4.9907e-05 | 491.0716 | 0.02353 | 519.18 | 0.0015684 | 490.5736 | 0.21435 | 519.18 | 0.965 | 519.18 | -0.00080189 | 491.0716 | 1.7613e-05 | 491.0716 | 1.3902e-05 | 490.5736 | 0.00091845 | 740.1317 | 0.93329 | 740.1317 | 0.11277 | 739.4152 | 6.9993e-05 | 740.1317 | 0.00235 | 491.0716 | 0.17314
| 490.6873 | 0 | 490.6873 | 0 | 491.188 | 0 | 491.188 | 0.0228 | 519.4 | 0.0015008 | 490.6873 | 0.21573 | 519.4 | 0.97207 | 519.4 | -0.0017121 | 491.188 | 3.0952e-05 | 491.188 | 2.4915e-05 | 490.6873 | 0 | 740.296 | 0.9314 | 740.296 | 0.11701 | 739.5796 | 0 | 740.296 | 0.00253 | 491.188 | 0.17261
| 490.8011 | 0.00096726 | 490.8011 | 0.00146 | 491.3043 | 6.7514e-05 | 491.3043 | 0.0233 | 519.63 | -0.00035414 | 490.8011 | 0.2219 | 519.63 | 0.96386 | 519.63 | 0.0011487 | 491.3043 | 1.3573e-05 | 491.3043 | 1.1014e-05 | 490.8011 | 0.0015 | 740.4603 | 0.93186 | 740.4603 | 0.11521 | 739.744 | 5.0004e-05 | 740.4603 | 0.00243 | 491.3043 | 0.17201
| 490.9148 | 0 | 490.9148 | 0 | 491.4207 | 0 | 491.4207 | 0.02302 | 519.85 | -0.00099496 | 490.9148 | 0.2245 | 519.85 | 0.96774 | 519.85 | -0.00050931 | 491.4207 | 2.9207e-05 | 491.4207 | 2.2774e-05 | 490.9148 | 0 | 740.6246 | 0.91922 | 740.6246 | 0.11943 | 739.9083 | 0 | 740.6246 | 0.00262 | 491.4207 | 0.17197
| 491.0286 | 0.00109 | 491.0286 | 0.0016 | 491.5371 | 6.7514e-05 | 491.5371 | 0.02289 | 520.08 | 0.0029849 | 491.0286 | 0.23473 | 520.08 | 0.95783 | 520.08 | 0.0016363 | 491.5371 | 1.5821e-05 | 491.5371 | 1.1761e-05 | 491.0286 | 0.0015 | 740.7889 | 0.91486 | 740.7889 | 0.1159 | 740.0727 | 6.9993e-05 | 740.7889 | 0.00254 | 491.5371 | 0.17169
| 491.1424 | 0 | 491.1424 | 0 | 491.6535 | 0 | 491.6535 | 0.02282 | 520.3 | 0.00082632 | 491.1424 | 0.23489 | 520.3 | 0.96351 | 520.3 | -0.0017446 | 491.6535 | 3.0753e-05 | 491.6535 | 2.4169e-05 | 491.1424 | 0 | 740.9532 | 0.90495 | 740.9532 | 0.11945 | 740.2371 | 0 | 740.9532 | 0.00267 | 491.6535 | 0.17187
| 491.2561 | 0.00015871 | 491.2561 | 0.00182 | 491.7699 | 4.9907e-05 | 491.7699 | 0.02189 | 520.53 | 0.0015346 | 491.2561 | 0.24267 | 520.53 | 0.94665 | 520.53 | -0.00054182 | 491.7699 | 1.5072e-05 | 491.7699 | 1.2408e-05 | 491.2561 | 0.00176 | 741.1175 | 0.90529 | 741.1175 | 0.11968 | 740.4015 | 5.0004e-05 | 741.1175 | 0.00249 | 491.7699 | 0.17055
| 491.3699 | 0 | 491.3699 | 0 | 491.8863 | 0 | 491.8863 | 0.02157 | 520.76 | -0.00099496 | 491.3699 | 0.2425 | 520.76 | 0.96739 | 520.76 | -0.00067186 | 491.8863 | 3.0507e-05 | 491.8863 | 2.4806e-05 | 491.3699 | 0 | 741.2819 | 0.89863 | 741.2819 | 0.11998 | 740.5659 | 0 | 741.2819 | 0.00261 | 491.8863 | 0.16955
| 491.4837 | 0 | 491.4837 | 0.00071094 | 492.0027 | 4.9907e-05 | 492.0027 | 0.02012 | 520.98 | -0.00065769 | 491.4837 | 0.25085 | 520.98 | 0.94559 | 520.98 | 0.0015387 | 492.0027 | 1.5622e-05 | 492.0027 | 1.2408e-05 | 491.4837 | 0.00172 | 741.4462 | 0.89071 | 741.4462 | 0.12244 | 740.7303 | 5.0004e-05 | 741.4462 | 0.00248 | 492.0027 | 0.16808
| 491.5975 | 0 | 491.5975 | 0 | 492.1191 | 0 | 492.1191 | 0.02015 | 521.21 | -0.00099496 | 491.5975 | 0.26115 | 521.21 | 0.95095 | 521.21 | 0.00040094 | 492.1191 | 2.9699e-05 | 492.1191 | 2.6091e-05 | 491.5975 | 0 | 741.6105 | 0.87942 | 741.6105 | 0.12486 | 740.8947 | 0 | 741.6105 | 0.00269 | 492.1191 | 0.16805
| 491.7113 | 0.00080555 | 491.7113 | 0.0013 | 492.2355 | 3.2289e-05 | 492.2355 | 0.01917 | 521.43 | 0.00096123 | 491.7113 | 0.25627 | 521.43 | 0.93716 | 521.43 | 0.00049847 | 492.2355 | 1.4428e-05 | 492.2355 | 1.3902e-05 | 491.7113 | 5.6228e-05 | 741.7749 | 0.86649 | 741.7749 | 0.12622 | 741.0591 | 3.0002e-05 | 741.7749 | 0.00247 | 492.2355 | 0.16858
| 491.8251 | 0 | 491.8251 | 0 | 492.3519 | 0 | 492.3519 | 0.01905 | 521.66 | -0.0018381 | 491.8251 | 0.26737 | 521.66 | 0.94702 | 521.66 | 4.3346e-05 | 492.3519 | 2.9441e-05 | 492.3519 | 2.2774e-05 | 491.8251 | 0 | 741.9392 | 0.85645 | 741.9392 | 0.12471 | 741.2235 | 0 | 741.9392 | 0.00262 | 492.3519 | 0.16911
| 491.9389 | 0.00087741 | 491.9389 | 0.00146 | 492.4683 | 1.4682e-05 | 492.4683 | 0.01708 | 521.88 | 0.00062396 | 491.9389 | 0.27148 | 521.88 | 0.93584 | 521.88 | 0.00043346 | 492.4683 | 1.5458e-05 | 492.4683 | 9.3008e-06 | 491.9389 | 0.0015 | 742.1036 | 0.85736 | 742.1036 | 0.1278 | 741.3879 | 6.9993e-05 | 742.1036 | 0.00246 | 492.4683 | 0.16901
| 492.0526 | 0 | 492.0526 | 0 | 492.5847 | 0 | 492.5847 | 0.01679 | 522.11 | -0.0020742 | 492.0526 | 0.28009 | 522.11 | 0.94937 | 522.11 | -0.00057433 | 492.5847 | 2.9371e-05 | 492.5847 | 2.2774e-05 | 492.0526 | 0 | 742.268 | 0.85388 | 742.268 | 0.12877 | 741.5523 | 0 | 742.268 | 0.00274 | 492.5847 | 0.16827
| 492.1664 | 0.0004462 | 492.1664 | 0.00102 | 492.7011 | 6.7514e-05 | 492.7011 | 0.01511 | 522.34 | 0.00032042 | 492.1664 | 0.27954 | 522.34 | 0.94224 | 522.34 | 0.00014088 | 492.7011 | 1.4311e-05 | 492.7011 | 1.3902e-05 | 492.1664 | 0.00124 | 742.4323 | 0.84857 | 742.4323 | 0.13185 | 741.7167 | 5.0004e-05 | 742.4323 | 0.00267 | 492.7011 | 0.16723
| 492.2802 | 0 | 492.2802 | 0 | 492.8176 | 0 | 492.8176 | 0.01499 | 522.56 | -0.00086005 | 492.2802 | 0.28494 | 522.56 | 0.93229 | 522.56 | -0.00047681 | 492.8176 | 2.9886e-05 | 492.8176 | 2.6091e-05 | 492.2802 | 0 | 742.5967 | 0.84339 | 742.5967 | 0.13144 | 741.8812 | 0 | 742.5967 | 0.00281 | 492.8176 | 0.1667
| 492.394 | 0 | 492.394 | 0.00067626 | 492.934 | 3.2289e-05 | 492.934 | 0.01326 | 522.79 | 0.00062396 | 492.394 | 0.28962 | 522.79 | 0.93465 | 522.79 | 0.00020589 | 492.934 | 1.581e-05 | 492.934 | 1.2408e-05 | 492.394 | 0.00135 | 742.761 | 0.82828 | 742.761 | 0.12995 | 742.0456 | 8.9995e-05 | 742.761 | 0.00257 | 492.934 | 0.1656
| 492.5079 | 0 | 492.5079 | 0 | 493.0504 | 0 | 493.0504 | 0.01334 | 523.01 | -0.00038786 | 492.5079 | 0.29497 | 523.01 | 0.928 | 523.01 | -0.0013871 | 493.0504 | 3.0378e-05 | 493.0504 | 2.3741e-05 | 492.5079 | 0 | 742.9254 | 0.8246 | 742.9254 | 0.13226 | 742.2101 | 0 | 742.9254 | 0.00271 | 493.0504 | 0.1656
| 492.6217 | 0.00116 | 492.6217 | 0.00118 | 493.1669 | 4.9907e-05 | 493.1669 | 0.01207 | 523.24 | -0.00032042 | 492.6217 | 0.29632 | 523.24 | 0.92509 | 523.24 | -0.0010295 | 493.1669 | 1.4697e-05 | 493.1669 | 1.1332e-05 | 492.6217 | 0.00165 | 743.0898 | 0.81416 | 743.0898 | 0.13332 | 742.3745 | 6.9993e-05 | 743.0898 | 0.00259 | 493.1669 | 0.16516
| 492.7355 | 0 | 492.7355 | 0 | 493.2833 | 0 | 493.2833 | 0.0121 | 523.46 | 0.0011636 | 492.7355 | 0.3003 | 523.46 | 0.91141 | 523.46 | -0.0013546 | 493.2833 | 2.9148e-05 | 493.2833 | 2.1171e-05 | 492.7355 | 0 | 743.2542 | 0.80947 | 743.2542 | 0.13538 | 742.5389 | 0 | 743.2542 | 0.00278 | 493.2833 | 0.16483
| 492.8493 | 0.00115 | 492.8493 | 0.00166 | 493.3997 | 3.2289e-05 | 493.3997 | 0.0111 | 523.69 | 5.0592e-05 | 492.8493 | 0.29918 | 523.69 | 0.90795 | 523.69 | -0.00057433 | 493.3997 | 1.458e-05 | 493.3997 | 9.8388e-06 | 492.8493 | 0.00127 | 743.4186 | 0.79468 | 743.4186 | 0.13563 | 742.7034 | 5.0004e-05 | 743.4186 | 0.00266 | 493.3997 | 0.16434
| 492.9631 | 0 | 492.9631 | 0 | 493.5162 | 0 | 493.5162 | 0.01163 | 523.92 | -0.00079259 | 492.9631 | 0.30269 | 523.92 | 0.91027 | 523.92 | -0.0031101 | 493.5162 | 3.0507e-05 | 493.5162 | 2.4169e-05 | 492.9631 | 0 | 743.583 | 0.79584 | 743.583 | 0.14053 | 742.8679 | 0 | 743.583 | 0.00281 | 493.5162 | 0.1647
| 493.0769 | 0.00091335 | 493.0769 | 0.00241 | 493.6326 | 3.2289e-05 | 493.6326 | 0.01058 | 524.14 | 5.0592e-05 | 493.0769 | 0.30892 | 524.14 | 0.90336 | 524.14 | 0.00036844 | 493.6326 | 1.6055e-05 | 493.6326 | 1.433e-05 | 493.0769 | 0.00086221 | 743.7474 | 0.79337 | 743.7474 | 0.14 | 743.0323 | 6.9993e-05 | 743.7474 | 0.00264 | 493.6326 | 0.16503
| 493.1907 | 0 | 493.1907 | 0 | 493.7491 | 0 | 493.7491 | 0.01075 | 524.37 | -0.0018381 | 493.1907 | 0.31217 | 524.37 | 0.90678 | 524.37 | -0.0016797 | 493.7491 | 3.1244e-05 | 493.7491 | 2.6091e-05 | 493.1907 | 0 | 743.9118 | 0.7813 | 743.9118 | 0.14149 | 743.1968 | 0 | 743.9118 | 0.00276 | 493.7491 | 0.1651
| 493.3046 | 0.00042823 | 493.3046 | 0.00172 | 493.8655 | 1.4682e-05 | 493.8655 | 0.00964 | 524.59 | 0.00035414 | 493.3046 | 0.31028 | 524.59 | 0.89542 | 524.59 | 0.00027091 | 493.8655 | 1.5599e-05 | 493.8655 | 1.1761e-05 | 493.3046 | 0.00078724 | 744.0762 | 0.77566 | 744.0762 | 0.14143 | 743.3613 | 3.0002e-05 | 744.0762 | 0.00258 | 493.8655 | 0.16439
| 493.4184 | 0 | 493.4184 | 0 | 493.982 | 0 | 493.982 | 0.01009 | 524.82 | -0.0013997 | 493.4184 | 0.32018 | 524.82 | 0.88454 | 524.82 | -0.0022973 | 493.982 | 3.2205e-05 | 493.982 | 2.2236e-05 | 493.4184 | 0 | 744.2406 | 0.77017 | 744.2406 | 0.14278 | 743.5257 | 0 | 744.2406 | 0.00269 | 493.982 | 0.16371
| 493.5322 | 0.0016 | 493.5322 | 0.00102 | 494.0985 | 4.9907e-05 | 494.0985 | 0.00872 | 525.05 | -0.00065769 | 493.5322 | 0.3203 | 525.05 | 0.88567 | 525.05 | -0.0017121 | 494.0985 | 1.6899e-05 | 494.0985 | 1.0695e-05 | 493.5322 | 0.00206 | 744.405 | 0.7602 | 744.405 | 0.14517 | 743.6902 | 6.9993e-05 | 744.405 | 0.00253 | 494.0985 | 0.16246
| 493.6461 | 5.399e-05 | 493.6461 | 0 | 494.2149 | 0 | 494.2149 | 0.00871 | 525.27 | -0.0017707 | 493.6461 | 0.32466 | 525.27 | 0.88806 | 525.27 | -0.0001192 | 494.2149 | 3.1303e-05 | 494.2149 | 2.3741e-05 | 493.6461 | 0 | 744.5695 | 0.75435 | 744.5695 | 0.14596 | 743.8547 | 0 | 744.5695 | 0.00272 | 494.2149 | 0.16204
| 493.7599 | 0.0016 | 493.7599 | 0.00227 | 494.3314 | 3.2289e-05 | 494.3314 | 0.00748 | 525.5 | -0.0014334 | 493.7599 | 0.32953 | 525.5 | 0.87809 | 525.5 | -0.00041178 | 494.3314 | 1.4697e-05 | 494.3314 | 1.3254e-05 | 493.7599 | 0.0015 | 744.7339 | 0.75029 | 744.7339 | 0.14667 | 744.0192 | 6.9993e-05 | 744.7339 | 0.00259 | 494.3314 | 0.1621
| 493.8738 | 0 | 493.8738 | 0 | 494.4479 | 0 | 494.4479 | 0.00809 | 525.72 | -5.0592e-05 | 493.8738 | 0.32506 | 525.72 | 0.8734 | 525.72 | -0.00093193 | 494.4479 | 2.9523e-05 | 494.4479 | 2.4169e-05 | 493.8738 | 0 | 744.8984 | 0.73669 | 744.8984 | 0.15023 | 744.1837 | 0 | 744.8984 | 0.00279 | 494.4479 | 0.16308
| 493.9876 | 0.0004462 | 493.9876 | 0.00113 | 494.5644 | 3.2289e-05 | 494.5644 | 0.00706 | 525.95 | 0.0010961 | 493.9876 | 0.32076 | 525.95 | 0.86662 | 525.95 | 0.002384 | 494.5644 | 1.4826e-05 | 494.5644 | 1.1332e-05 | 493.9876 | 0.00152 | 745.0628 | 0.74101 | 745.0628 | 0.15611 | 744.3482 | 5.0004e-05 | 745.0628 | 0.00264 | 494.5644 | 0.16327
| 494.1014 | 0 | 494.1014 | 0 | 494.6809 | 0 | 494.6809 | 0.00728 | 526.17 | -0.00072515 | 494.1014 | 0.32688 | 526.17 | 0.8684 | 526.17 | -0.0014521 | 494.6809 | 2.964e-05 | 494.6809 | 2.2456e-05 | 494.1014 | 0 | 745.2272 | 0.73807 | 745.2272 | 0.15471 | 744.5127 | 0 | 745.2272 | 0.00286 | 494.6809 | 0.16337
| 494.2153 | 0.00085945 | 494.2153 | 0.00065893 | 494.7974 | 0 | 494.7974 | 0.00601 | 526.4 | 0.00096123 | 494.2153 | 0.32836 | 526.4 | 0.85662 | 526.4 | 0.00085607 | 494.7974 | 1.499e-05 | 494.7974 | 1.1332e-05 | 494.2153 | 0.00219 | 745.3917 | 0.73887 | 745.3917 | 0.15829 | 744.6772 | 6.9993e-05 | 745.3917 | 0.00264 | 494.7974 | 0.16273
| 494.3292 | 0 | 494.3292 | 0 | 494.9139 | 0 | 494.9139 | 0.00643 | 526.63 | -0.0024789 | 494.3292 | 0.32847 | 526.63 | 0.85268 | 526.63 | -0.0026224 | 494.9139 | 3.005e-05 | 494.9139 | 2.4806e-05 | 494.3292 | 0 | 745.5561 | 0.72556 | 745.5561 | 0.15427 | 744.8417 | 0 | 745.5561 | 0.00283 | 494.9139 | 0.16308
| 494.443 | 0.00149 | 494.443 | 0.00097105 | 495.0304 | 3.2289e-05 | 495.0304 | 0.00542 | 526.85 | 0.0022766 | 494.443 | 0.33219 | 526.85 | 0.85258 | 526.85 | 7.5855e-05 | 495.0304 | 1.5236e-05 | 495.0304 | 1.3682e-05 | 494.443 | 0.00131 | 745.7206 | 0.71081 | 745.7206 | 0.15805 | 745.0063 | 8.9995e-05 | 745.7206 | 0.00273 | 495.0304 | 0.16255
| 494.5569 | 0 | 494.5569 | 0 | 495.1469 | 0 | 495.1469 | 0.00567 | 527.08 | -0.0016695 | 494.5569 | 0.33511 | 527.08 | 0.85239 | 527.08 | -2.1673e-05 | 495.1469 | 3.0132e-05 | 495.1469 | 2.8012e-05 | 494.5569 | 0 | 745.8851 | 0.70725 | 745.8851 | 0.16041 | 745.1708 | 0 | 745.8851 | 0.00288 | 495.1469 | 0.16259
| 494.6707 | 0.0006079 | 494.6707 | 0.00199 | 495.2634 | 1.4682e-05 | 495.2634 | 0.00454 | 527.3 | 0.0023104 | 494.6707 | 0.33171 | 527.3 | 0.84341 | 527.3 | 0.0011487 | 495.2634 | 1.5072e-05 | 495.2634 | 1.433e-05 | 494.6707 | 0.0015 | 746.0495 | 0.70239 | 746.0495 | 0.16156 | 745.3353 | 5.0004e-05 | 746.0495 | 0.00267 | 495.2634 | 0.16179
| 494.7846 | 0 | 494.7846 | 0 | 495.3799 | 0 | 495.3799 | 0.00483 | 527.53 | -0.0015684 | 494.7846 | 0.33971 | 527.53 | 0.84412 | 527.53 | -0.0018096 | 495.3799 | 2.9031e-05 | 495.3799 | 2.4806e-05 | 494.7846 | 0 | 746.214 | 0.69628 | 746.214 | 0.16287 | 745.4999 | 0 | 746.214 | 0.00276 | 495.3799 | 0.1622
| 494.8985 | 0.00041025 | 494.8985 | 0.00198 | 495.4964 | 6.7514e-05 | 495.4964 | 0.00392 | 527.76 | 0.00069142 | 494.8985 | 0.33764 | 527.76 | 0.82423 | 527.76 | 0.00072604 | 495.4964 | 1.4076e-05 | 495.4964 | 1.0476e-05 | 494.8985 | 0.00099342 | 746.3785 | 0.68689 | 746.3785 | 0.16805 | 745.6644 | 6.9993e-05 | 746.3785 | 0.00259 | 495.4964 | 0.16165
| 495.0124 | 0 | 495.0124 | 0 | 495.6129 | 0 | 495.6129 | 0.0042 | 527.98 | -0.001231 | 495.0124 | 0.34462 | 527.98 | 0.82307 | 527.98 | -0.00018422 | 495.6129 | 2.841e-05 | 495.6129 | 2.3521e-05 | 495.0124 | 0 | 746.543 | 0.68221 | 746.543 | 0.16864 | 745.8289 | 0 | 746.543 | 0.00285 | 495.6129 | 0.16153
| 495.1262 | 0.00116 | 495.1262 | 0.00019074 | 495.7294 | 6.7514e-05 | 495.7294 | 0.00325 | 528.21 | -0.00015177 | 495.1262 | 0.34616 | 528.21 | 0.82569 | 528.21 | -0.00031426 | 495.7294 | 1.451e-05 | 495.7294 | 1.3045e-05 | 495.1262 | 0.00105 | 746.7075 | 0.67688 | 746.7075 | 0.169 | 745.9935 | 6.9993e-05 | 746.7075 | 0.0027 | 495.7294 | 0.1613
| 495.2401 | 0 | 495.2401 | 0 | 495.846 | 0 | 495.846 | 0.00349 | 528.43 | -1.6864e-05 | 495.2401 | 0.34879 | 528.43 | 0.82307 | 528.43 | -0.00099695 | 495.846 | 2.9699e-05 | 495.846 | 2.8012e-05 | 495.2401 | 0 | 746.872 | 0.67347 | 746.872 | 0.17129 | 746.1581 | 0 | 746.872 | 0.00285 | 495.846 | 0.16189
| 495.354 | 0.00024855 | 495.354 | 0.00091902 | 495.9625 | 3.2289e-05 | 495.9625 | 0.00264 | 528.66 | -0.00082632 | 495.354 | 0.35218 | 528.66 | 0.80289 | 528.66 | 0.00017338 | 495.9625 | 1.5411e-05 | 495.9625 | 1.4967e-05 | 495.354 | 0.00058106 | 747.0365 | 0.66432 | 747.0365 | 0.16981 | 746.3226 | 6.9993e-05 | 747.0365 | 0.00269 | 495.9625 | 0.16214
| 495.4679 | 0 | 495.4679 | 0 | 496.079 | 0 | 496.079 | 0.00287 | 528.89 | 0.00032042 | 495.4679 | 0.34803 | 528.89 | 0.80638 | 528.89 | -0.00044429 | 496.079 | 2.9195e-05 | 496.079 | 2.6837e-05 | 495.4679 | 0 | 747.201 | 0.65926 | 747.201 | 0.17421 | 746.4872 | 0 | 747.201 | 0.0028 | 496.079 | 0.16198
| 495.5818 | 0.00046416 | 495.5818 | 0.00146 | 496.1956 | 3.2289e-05 | 496.1956 | 0.00192 | 529.11 | -0.00015177 | 495.5818 | 0.35791 | 529.11 | 0.79143 | 529.11 | 0.0014088 | 496.1956 | 1.3912e-05 | 496.1956 | 1.187e-05 | 495.5818 | 0.0007685 | 747.3655 | 0.65232 | 747.3655 | 0.17431 | 746.6517 | 8.9995e-05 | 747.3655 | 0.00267 | 496.1956 | 0.16111
| 495.6957 | 0 | 495.6957 | 0 | 496.3121 | 0 | 496.3121 | 0.00212 | 529.34 | -0.00045532 | 495.6957 | 0.35549 | 529.34 | 0.80124 | 529.34 | -0.0014521 | 496.3121 | 3.0296e-05 | 496.3121 | 2.4268e-05 | 495.6957 | 0 | 747.53 | 0.64454 | 747.53 | 0.17509 | 746.8163 | 0 | 747.53 | 0.00282 | 496.3121 | 0.16117
| 495.8096 | 0.00057197 | 495.8096 | 0.00123 | 496.4286 | 3.2289e-05 | 496.4286 | 0.00123 | 529.56 | -0.00072515 | 495.8096 | 0.35737 | 529.56 | 0.79014 | 529.56 | -0.00050931 | 496.4286 | 1.6547e-05 | 496.4286 | 1.2408e-05 | 495.8096 | 0.00135 | 747.6945 | 0.63569 | 747.6945 | 0.17883 | 746.9809 | 0.00011 | 747.6945 | 0.00268 | 496.4286 | 0.1604
| 495.9235 | 0 | 495.9235 | 0 | 496.5452 | 0 | 496.5452 | 0.00156 | 529.79 | 0.00086005 | 495.9235 | 0.36188 | 529.79 | 0.79204 | 529.79 | -0.0015171 | 496.5452 | 3.1689e-05 | 496.5452 | 2.4806e-05 | 495.9235 | 0 | 747.859 | 0.63511 | 747.859 | 0.1853 | 747.1455 | 0 | 747.859 | 0.00286 | 496.5452 | 0.16124
| 496.0374 | 0.00010482 | 496.0374 | 0.00137 | 496.6617 | 3.2289e-05 | 496.6617 | 0.00098505 | 530.02 | 0.0016695 | 496.0374 | 0.3813 | 530.02 | 0.78865 | 530.02 | -0.00047681 | 496.6617 | 1.5353e-05 | 496.6617 | 1.2408e-05 | 496.0374 | 0.00154 | 748.0236 | 0.62638 | 748.0236 | 0.18571 | 747.3101 | 8.9995e-05 | 748.0236 | 0.00269 | 496.6617 | 0.16115
| 496.1513 | 0 | 496.1513 | 0 | 496.7783 | 0 | 496.7783 | 0.00147 | 530.24 | -0.00062396 | 496.1513 | 0.37571 | 530.24 | 0.79195 | 530.24 | -0.00034676 | 496.7783 | 3.1443e-05 | 496.7783 | 2.5454e-05 | 496.1513 | 0 | 748.1881 | 0.62518 | 748.1881 | 0.18567 | 747.4747 | 0 | 748.1881 | 0.00292 | 496.7783 | 0.16213
| 496.2652 | 0.00080555 | 496.2652 | 0.00184 | 496.8949 | 3.2289e-05 | 496.8949 | 0.00085045 | 530.47 | 0.0005565 | 496.2652 | 0.38238 | 530.47 | 0.78907 | 530.47 | -0.00031426 | 496.8949 | 1.6255e-05 | 496.8949 | 1.3045e-05 | 496.2652 | 0.00139 | 748.3526 | 0.61234 | 748.3526 | 0.18637 | 747.6393 | 8.9995e-05 | 748.3526 | 0.00275 | 496.8949 | 0.16169
| 496.3791 | 0 | 496.3791 | 0 | 497.0114 | 0 | 497.0114 | 0.00103 | 530.7 | -0.00038786 | 496.3791 | 0.3786 | 530.7 | 0.77412 | 530.7 | 0.0013438 | 497.0114 | 3.2111e-05 | 497.0114 | 2.7375e-05 | 496.3791 | 0 | 748.5172 | 0.59453 | 748.5172 | 0.1905 | 747.8039 | 0 | 748.5172 | 0.00289 | 497.0114 | 0.1617
| 496.493 | 0.00089539 | 496.493 | 0.00158 | 497.128 | 3.2289e-05 | 497.128 | 0.00041193 | 530.92 | 0.00028669 | 496.493 | 0.38703 | 530.92 | 0.76996 | 530.92 | -0.0021348 | 497.128 | 1.6114e-05 | 497.128 | 1.433e-05 | 496.493 | 0.00144 | 748.6817 | 0.59039 | 748.6817 | 0.18935 | 747.9685 | 6.9993e-05 | 748.6817 | 0.00271 | 497.128 | 0.16116
| 496.6069 | 0 | 496.6069 | 0 | 497.2446 | 0 | 497.2446 | 0.00063458 | 531.15 | 0.0022766 | 496.6069 | 0.38491 | 531.15 | 0.77703 | 531.15 | -0.0011595 | 497.2446 | 3.1924e-05 | 497.2446 | 2.5454e-05 | 496.6069 | 0 | 748.8463 | 0.5878 | 748.8463 | 0.19293 | 748.1331 | 0 | 748.8463 | 0.00294 | 497.2446 | 0.16142
| 496.7208 | 0.00145 | 496.7208 | 0.00215 | 497.3611 | 4.9907e-05 | 497.3611 | 0.00023901 | 531.37 | -0.001366 | 496.7208 | 0.39356 | 531.37 | 0.75808 | 531.37 | -0.00057433 | 497.3611 | 1.6032e-05 | 497.3611 | 1.1124e-05 | 496.7208 | 0.00186 | 749.0108 | 0.58347 | 749.0108 | 0.19332 | 748.2977 | 3.0002e-05 | 749.0108 | 0.00278 | 497.3611 | 0.16156
| 496.8348 | 0 | 496.8348 | 0 | 497.4777 | 0 | 497.4777 | 0.00031896 | 531.6 | -0.003457 | 496.8348 | 0.38962 | 531.6 | 0.75436 | 531.6 | -0.0015822 | 497.4777 | 3.0425e-05 | 497.4777 | 2.3093e-05 | 496.8348 | 0 | 749.1754 | 0.58362 | 749.1754 | 0.19163 | 748.4623 | 0 | 749.1754 | 0.00296 | 497.4777 | 0.16307
| 496.9487 | 0.00046416 | 496.9487 | 0.00206 | 497.5943 | 4.9907e-05 | 497.5943 | 8.7122e-05 | 531.83 | -0.00062396 | 496.9487 | 0.4075 | 531.83 | 0.74006 | 531.83 | -0.0016797 | 497.5943 | 1.4615e-05 | 497.5943 | 1.198e-05 | 496.9487 | 0.00116 | 749.34 | 0.56921 | 749.34 | 0.19998 | 748.627 | 6.9993e-05 | 749.34 | 0.00269 | 497.5943 | 0.16359
| 497.0626 | 0 | 497.0626 | 0 | 497.7109 | 0 | 497.7109 | 0.00014912 | 532.05 | -0.00089378 | 497.0626 | 0.40146 | 532.05 | 0.74853 | 532.05 | -0.00099695 | 497.7109 | 3.0507e-05 | 497.7109 | 2.5025e-05 | 497.0626 | 0 | 749.5045 | 0.55922 | 749.5045 | 0.19525 | 748.7916 | 0 | 749.5045 | 0.0029 | 497.7109 | 0.16472
| 497.1766 | 0.00042823 | 497.1766 | 0.00189 | 497.8275 | 3.2289e-05 | 497.8275 | 6.2244e-05 | 532.28 | -0.00086005 | 497.1766 | 0.41587 | 532.28 | 0.73935 | 532.28 | -0.0012895 | 497.8275 | 1.5973e-05 | 497.8275 | 1.3045e-05 | 497.1766 | 0.00142 | 749.6691 | 0.55027 | 749.6691 | 0.20151 | 748.9562 | 6.9993e-05 | 749.6691 | 0.00268 | 497.8275 | 0.16378
| 497.2905 | 0 | 497.2905 | 0 | 497.9441 | 0 | 497.9441 | 6.9447e-05 | 532.51 | -0.0022092 | 497.2905 | 0.42922 | 532.51 | 0.73593 | 532.51 | -0.0015822 | 497.9441 | 3.0296e-05 | 497.9441 | 2.6727e-05 | 497.2905 | 0 | 749.8337 | 0.54623 | 749.8337 | 0.2068 | 749.1209 | 0 | 749.8337 | 0.00291 | 497.9441 | 0.16388
| 497.4044 | 0.0017 | 497.4044 | 0.00177 | 498.0607 | 4.9907e-05 | 498.0607 | 7.2023e-06 | 532.73 | 0.00099496 | 497.4044 | 0.42563 | 532.73 | 0.73198 | 532.73 | -0.0016147 | 498.0607 | 1.4639e-05 | 498.0607 | 1.3682e-05 | 497.4044 | 0.0015 | 749.9983 | 0.54337 | 749.9983 | 0.20777 | 749.2855 | 3.0002e-05 | 749.9983 | 0.00271 | 498.0607 | 0.16314
| 497.5184 | 0 | 497.5184 | 0 | 498.1773 | 0 | 498.1773 | 1.4293e-05 | 532.96 | -0.00045532 | 497.5184 | 0.43291 | 532.96 | 0.7264 | 532.96 | -0.0015496 | 498.1773 | 3.0776e-05 | 498.1773 | 2.8012e-05 | 497.5184 | 0 | 750.1629 | 0.53821 | 750.1629 | 0.21028 | 749.4502 | 0 | 750.1629 | 0.00293 | 498.1773 | 0.16318
| 497.6323 | 0.00080555 | 497.6323 | 0.00083232 | 498.2939 | 4.9907e-05 | 498.2939 | 7.0903e-06 | 533.18 | 0.00045532 | 497.6323 | 0.43426 | 533.18 | 0.71647 | 533.18 | 0.00056349 | 498.2939 | 1.6465e-05 | 498.2939 | 1.433e-05 | 497.6323 | 0.00154 | 750.3275 | 0.53562 | 750.3275 | 0.20811 | 749.6148 | 3.0002e-05 | 750.3275 | 0.00275 | 498.2939 | 0.16306
| 497.7463 | 0.00012598 | 497.7463 | 0 | 498.4105 | 0 | 498.4105 | 1.3307e-05 | 533.41 | -0.0010287 | 497.7463 | 0.4458 | 533.41 | 0.72055 | 533.41 | -0.0021023 | 498.4105 | 3.1385e-05 | 498.4105 | 2.7375e-05 | 497.7463 | 0 | 750.4921 | 0.52628 | 750.4921 | 0.21441 | 749.7795 | 0 | 750.4921 | 0.00291 | 498.4105 | 0.1638
| 497.8602 | 0.00104 | 497.8602 | 0.00234 | 498.5271 | 6.7514e-05 | 498.5271 | 6.2278e-06 | 533.64 | -0.0029849 | 497.8602 | 0.44936 | 533.64 | 0.70835 | 533.64 | 0.0010186 | 498.5271 | 1.5212e-05 | 498.5271 | 1.3254e-05 | 497.8602 | 0.0005998 | 750.6567 | 0.51882 | 750.6567 | 0.21555 | 749.9441 | 6.9993e-05 | 750.6567 | 0.00272 | 498.5271 | 0.16432
| 497.9742 | 0 | 497.9742 | 0 | 498.6437 | 0 | 498.6437 | 1.1369e-05 | 533.86 | -0.00052277 | 497.9742 | 0.44918 | 533.86 | 0.70965 | 533.86 | -0.0010945 | 498.6437 | 3.1362e-05 | 498.6437 | 2.7584e-05 | 497.9742 | 0 | 750.8213 | 0.5121 | 750.8213 | 0.2184 | 750.1088 | 0 | 750.8213 | 0.00296 | 498.6437 | 0.16549
| 498.0881 | 0.00048213 | 498.0881 | 0.00182 | 498.7603 | 3.2289e-05 | 498.7603 | 5.1413e-06 | 534.09 | -0.00038786 | 498.0881 | 0.45737 | 534.09 | 0.69257 | 534.09 | -0.0011595 | 498.7603 | 1.6173e-05 | 498.7603 | 1.4539e-05 | 498.0881 | 0.0015 | 750.9859 | 0.50844 | 750.9859 | 0.214 | 750.2735 | 3.0002e-05 | 750.9859 | 0.00279 | 498.7603 | 0.16508
| 498.2021 | 0 | 498.2021 | 0 | 498.8769 | 0 | 498.8769 | 9.7337e-06 | 534.32 | 0.0010624 | 498.2021 | 0.46485 | 534.32 | 0.69586 | 534.32 | -2.1673e-05 | 498.8769 | 3.0998e-05 | 498.8769 | 2.5454e-05 | 498.2021 | 0 | 751.1505 | 0.49861 | 751.1505 | 0.22287 | 750.4382 | 0 | 751.1505 | 0.00301 | 498.8769 | 0.16524
| 498.3161 | 0.00096726 | 498.3161 | 0.00052021 | 498.9936 | 4.9907e-05 | 498.9936 | 4.5924e-06 | 534.54 | -0.0013997 | 498.3161 | 0.47116 | 534.54 | 0.68811 | 534.54 | -0.00034676 | 498.9936 | 1.4838e-05 | 498.9936 | 1.1124e-05 | 498.3161 | 0.00169 | 751.3151 | 0.48387 | 751.3151 | 0.22319 | 750.6028 | 5.0004e-05 | 751.3151 | 0.00283 | 498.9936 | 0.16369
| 498.43 | 0 | 498.43 | 0 | 499.1102 | 0 | 499.1102 | 9.4201e-06 | 534.77 | -0.0026139 | 498.43 | 0.48024 | 534.77 | 0.68055 | 534.77 | -0.0011595 | 499.1102 | 3.2614e-05 | 499.1102 | 2.3521e-05 | 498.43 | 0 | 751.4798 | 0.48054 | 751.4798 | 0.22651 | 750.7675 | 0 | 751.4798 | 0.00304 | 499.1102 | 0.16332
| 498.544 | 0.00024855 | 498.544 | 0.00102 | 499.2268 | 3.2289e-05 | 499.2268 | 4.8277e-06 | 535 | -0.00079259 | 498.544 | 0.49239 | 535 | 0.67611 | 535 | 0.002449 | 499.2268 | 1.7824e-05 | 499.2268 | 1.2617e-05 | 498.544 | 0.00139 | 751.6444 | 0.48396 | 751.6444 | 0.22497 | 750.9322 | 5.0004e-05 | 751.6444 | 0.00282 | 499.2268 | 0.16318
| 498.658 | 0 | 498.658 | 0 | 499.3435 | 0 | 499.3435 | 8.6808e-06 | 535.22 | -0.00089378 | 498.658 | 0.49756 | 535.22 | 0.67558 | 535.22 | -0.00054182 | 499.3435 | 3.1631e-05 | 499.3435 | 2.5025e-05 | 498.658 | 0 | 751.809 | 0.48148 | 751.809 | 0.22955 | 751.0969 | 0 | 751.809 | 0.00295 | 499.3435 | 0.16448
| 498.772 | 0.00046416 | 498.772 | 0.00149 | 499.4601 | 6.7514e-05 | 499.4601 | 3.8532e-06 | 535.45 | 0.00048905 | 498.772 | 0.51166 | 535.45 | 0.66263 | 535.45 | 0.00017338 | 499.4601 | 1.3901e-05 | 499.4601 | 1.2617e-05 | 498.772 | 0.00129 | 751.9737 | 0.47842 | 751.9737 | 0.23461 | 751.2616 | 3.0002e-05 | 751.9737 | 0.00277 | 499.4601 | 0.16579
| 498.8859 | 0 | 498.8859 | 0 | 499.5768 | 0 | 499.5768 | 8.2104e-06 | 535.67 | -0.00065769 | 498.8859 | 0.5205 | 535.67 | 0.66354 | 535.67 | 0.00056349 | 499.5768 | 2.9933e-05 | 499.5768 | 2.4806e-05 | 498.8859 | 0 | 752.1383 | 0.4607 | 752.1383 | 0.23589 | 751.4263 | 0 | 752.1383 | 0.00288 | 499.5768 | 0.16687
| 498.9999 | 0.00113 | 498.9999 | 0.00177 | 499.6934 | 3.2289e-05 | 499.6934 | 4.3572e-06 | 535.9 | 0.00035414 | 498.9999 | 0.52679 | 535.9 | 0.65989 | 535.9 | 0.0019614 | 499.6934 | 1.6114e-05 | 499.6934 | 1.2408e-05 | 498.9999 | 0.00116 | 752.303 | 0.45254 | 752.303 | 0.23719 | 751.5911 | 6.9993e-05 | 752.303 | 0.00275 | 499.6934 | 0.1664
| 499.1139 | 0 | 499.1139 | 0 | 499.8101 | 0 | 499.8101 | 8.2104e-06 | 536.13 | 0.00045532 | 499.1139 | 0.53001 | 536.13 | 0.65005 | 536.13 | -0.0024274 | 499.8101 | 3.2252e-05 | 499.8101 | 2.5454e-05 | 499.1139 | 0 | 752.4677 | 0.44353 | 752.4677 | 0.2422 | 751.7558 | 0 | 752.4677 | 0.00294 | 499.8101 | 0.16596
| 499.2279 | 0.00116 | 499.2279 | 0.00081498 | 499.9267 | 3.2289e-05 | 499.9267 | 3.8532e-06 | 536.35 | 1.6864e-05 | 499.2279 | 0.5369 | 536.35 | 0.63238 | 536.35 | -0.00050931 | 499.9267 | 1.6219e-05 | 499.9267 | 1.3045e-05 | 499.2279 | 0.00054357 | 752.6323 | 0.4403 | 752.6323 | 0.24477 | 751.9205 | 5.0004e-05 | 752.6323 | 0.00288 | 499.9267 | 0.1648
| 499.3419 | 0 | 499.3419 | 0 | 500.0434 | 0 | 500.0434 | 6.9558e-06 | 536.58 | -0.00072515 | 499.3419 | 0.54704 | 536.58 | 0.63593 | 536.58 | -0.0023299 | 500.0434 | 3.108e-05 | 500.0434 | 2.6727e-05 | 499.3419 | 0 | 752.797 | 0.44247 | 752.797 | 0.24665 | 752.0852 | 0 | 752.797 | 0.00303 | 500.0434 | 0.1656
| 499.4559 | 0.0006079 | 499.4559 | 0.00102 | 500.1601 | 3.2289e-05 | 500.1601 | 3.1027e-06 | 536.81 | -0.0019057 | 499.4559 | 0.55767 | 536.81 | 0.61799 | 536.81 | 0.00056349 | 500.1601 | 1.499e-05 | 500.1601 | 1.3902e-05 | 499.4559 | 0.00141 | 752.9616 | 0.4298 | 752.9616 | 0.25281 | 752.25 | 5.0004e-05 | 752.9616 | 0.00283 | 500.1601 | 0.1658
| 499.5699 | 0 | 499.5699 | 0 | 500.2767 | 0 | 500.2767 | 6.9558e-06 | 537.03 | -0.00042159 | 499.5699 | 0.56791 | 537.03 | 0.62399 | 537.03 | -0.0016147 | 500.2767 | 3.2006e-05 | 500.2767 | 2.5662e-05 | 499.5699 | 0 | 753.1263 | 0.42652 | 753.1263 | 0.24707 | 752.4147 | 0 | 753.1263 | 0.00299 | 500.2767 | 0.1668
| 499.6839 | 0.00089539 | 499.6839 | 0.00123 | 500.3934 | 4.9907e-05 | 500.3934 | 3.8532e-06 | 537.26 | 0.00045532 | 499.6839 | 0.57266 | 537.26 | 0.6176 | 537.26 | -0.00070437 | 500.3934 | 1.7145e-05 | 500.3934 | 1.198e-05 | 499.6839 | 0.00129 | 753.291 | 0.41754 | 753.291 | 0.25091 | 752.5794 | 3.0002e-05 | 753.291 | 0.00285 | 500.3934 | 0.16695
| 499.7979 | 0 | 499.7979 | 0 | 500.5101 | 1.4682e-05 | 500.5101 | 6.8774e-06 | 537.49 | -0.0013997 | 499.7979 | 0.57492 | 537.49 | 0.61424 | 537.49 | -0.0023299 | 500.5101 | 3.286e-05 | 500.5101 | 2.4806e-05 | 499.7979 | 0 | 753.4557 | 0.40883 | 753.4557 | 0.25604 | 752.7442 | 0 | 753.4557 | 0.00303 | 500.5101 | 0.16798
| 499.9119 | 0.00093132 | 499.9119 | 0.00239 | 500.6268 | 4.9907e-05 | 500.6268 | 3.0243e-06 | 537.71 | -0.00042159 | 499.9119 | 0.57794 | 537.71 | 0.60165 | 537.71 | -0.00054182 | 500.6268 | 1.5891e-05 | 500.6268 | 1.3902e-05 | 499.9119 | 0.00037488 | 753.6204 | 0.39659 | 753.6204 | 0.26058 | 752.9089 | 3.0002e-05 | 753.6204 | 0.00288 | 500.6268 | 0.16855
| 500.026 | 0 | 500.026 | 0 | 500.7434 | 0 | 500.7434 | 6.8774e-06 | 537.94 | -0.0027488 | 500.026 | 0.58591 | 537.94 | 0.59632 | 537.94 | -0.0022973 | 500.7434 | 3.2064e-05 | 500.7434 | 2.5662e-05 | 500.026 | 0 | 753.7851 | 0.40188 | 753.7851 | 0.26291 | 753.0737 | 0 | 753.7851 | 0.00305 | 500.7434 | 0.16887
| 500.14 | 0.00116 | 500.14 | 0.00232 | 500.8601 | 6.7514e-05 | 500.8601 | 3.8532e-06 | 538.17 | 0.0001855 | 500.14 | 0.59281 | 538.17 | 0.59216 | 538.17 | -0.0023949 | 500.8601 | 1.6255e-05 | 500.8601 | 1.2617e-05 | 500.14 | 0.00174 | 753.9498 | 0.39188 | 753.9498 | 0.26584 | 753.2384 | 6.9993e-05 | 753.9498 | 0.00293 | 500.8601 | 0.16807
| 500.254 | 0 | 500.254 | 0 | 500.9768 | 0 | 500.9768 | 7.5607e-06 | 538.39 | -0.00042159 | 500.254 | 0.59386 | 538.39 | 0.58573 | 538.39 | 0.0009211 | 500.9768 | 3.2369e-05 | 500.9768 | 2.4169e-05 | 500.254 | 0 | 754.1145 | 0.38322 | 754.1145 | 0.26052 | 753.4032 | 0 | 754.1145 | 0.00312 | 500.9768 | 0.16802
| 500.368 | 0.00037433 | 500.368 | 0.00067626 | 501.0935 | 3.2289e-05 | 501.0935 | 3.7076e-06 | 538.62 | -0.0009275 | 500.368 | 0.59554 | 538.62 | 0.5725 | 538.62 | -0.0016797 | 501.0935 | 1.636e-05 | 501.0935 | 1.2408e-05 | 500.368 | 0.00124 | 754.2792 | 0.38009 | 754.2792 | 0.2665 | 753.568 | 6.9993e-05 | 754.2792 | 0.00296 | 501.0935 | 0.16806
| 500.4821 | 0 | 500.4821 | 0 | 501.2102 | 0 | 501.2102 | 7.5159e-06 | 538.85 | -0.00025296 | 500.4821 | 0.60059 | 538.85 | 0.57437 | 538.85 | -0.0019722 | 501.2102 | 3.094e-05 | 501.2102 | 2.6091e-05 | 500.4821 | 0 | 754.4439 | 0.37087 | 754.4439 | 0.27012 | 753.7328 | 0 | 754.4439 | 0.00316 | 501.2102 | 0.1691
| 500.5961 | 0.00035636 | 500.5961 | 0.00158 | 501.3269 | 3.2289e-05 | 501.3269 | 3.8084e-06 | 539.07 | 0.00015177 | 500.5961 | 0.59554 | 539.07 | 0.54964 | 539.07 | -0.0018096 | 501.3269 | 1.4802e-05 | 501.3269 | 1.3682e-05 | 500.5961 | 0.00148 | 754.6086 | 0.36732 | 754.6086 | 0.27254 | 753.8975 | 0.00011 | 754.6086 | 0.00295 | 501.3269 | 0.16951
| 500.7101 | 0 | 500.7101 | 0 | 501.4436 | 0 | 501.4436 | 7.9303e-06 | 539.3 | -5.0592e-05 | 500.7101 | 0.60408 | 539.3 | 0.55551 | 539.3 | -0.0024923 | 501.4436 | 2.9933e-05 | 501.4436 | 2.5454e-05 | 500.7101 | 0 | 754.7734 | 0.35841 | 754.7734 | 0.27318 | 754.0623 | 0 | 754.7734 | 0.00316 | 501.4436 | 0.17008
| 500.8242 | 0.000554 | 500.8242 | 0.00074563 | 501.5603 | 6.7514e-05 | 501.5603 | 4.122e-06 | 539.53 | 0.0011973 | 500.8242 | 0.61041 | 539.53 | 0.53602 | 539.53 | -0.00099695 | 501.5603 | 1.5482e-05 | 501.5603 | 1.2837e-05 | 500.8242 | 0.00048734 | 754.9381 | 0.34695 | 754.9381 | 0.2767 | 754.2271 | 6.9993e-05 | 754.9381 | 0.00296 | 501.5603 | 0.16995
| 500.9382 | 0 | 500.9382 | 0 | 501.6771 | 0 | 501.6771 | 7.3255e-06 | 539.75 | -0.0009275 | 500.9382 | 0.6145 | 539.75 | 0.53366 | 539.75 | 0.00033593 | 501.6771 | 3.0378e-05 | 501.6771 | 2.4597e-05 | 500.9382 | 0 | 755.1028 | 0.34867 | 755.1028 | 0.27687 | 754.3919 | 0 | 755.1028 | 0.00312 | 501.6771 | 0.17028
| 501.0522 | 0 | 501.0522 | 0.00196 | 501.7938 | 3.2289e-05 | 501.7938 | 3.2035e-06 | 539.98 | -0.00038786 | 501.0522 | 0.6246 | 539.98 | 0.52355 | 539.98 | 0.00062851 | 501.7938 | 1.5294e-05 | 501.7938 | 1.2837e-05 | 501.0522 | 0.00156 | 755.2676 | 0.34033 | 755.2676 | 0.28384 | 754.5567 | 6.9993e-05 | 755.2676 | 0.00292 | 501.7938 | 0.17021
| 501.1663 | 0 | 501.1663 | 0 | 501.9105 | 0 | 501.9105 | 6.6982e-06 | 540.21 | -0.0010961 | 501.1663 | 0.62991 | 540.21 | 0.52633 | 540.21 | 0.00036844 | 501.9105 | 3.0237e-05 | 501.9105 | 2.1599e-05 | 501.1663 | 0 | 755.4323 | 0.3284 | 755.4323 | 0.28671 | 754.7215 | 0 | 755.4323 | 0.00308 | 501.9105 | 0.17101
| 501.2803 | 0.00142 | 501.2803 | 0.00184 | 502.0272 | 3.2289e-05 | 502.0272 | 3.4947e-06 | 540.43 | 0.00028669 | 501.2803 | 0.63039 | 540.43 | 0.50754 | 540.43 | 0.0002384 | 502.0272 | 1.5564e-05 | 502.0272 | 1.0047e-05 | 501.2803 | 0.00105 | 755.597 | 0.32515 | 755.597 | 0.28687 | 754.8863 | 6.9993e-05 | 755.597 | 0.00294 | 502.0272 | 0.17171
| 501.3944 | 0 | 501.3944 | 0 | 502.144 | 0 | 502.144 | 6.7766e-06 | 540.66 | -0.0013322 | 501.3944 | 0.63 | 540.66 | 0.50661 | 540.66 | -0.0017446 | 502.144 | 2.9663e-05 | 502.144 | 2.5025e-05 | 501.3944 | 0 | 755.7618 | 0.32447 | 755.7618 | 0.28657 | 755.0511 | 0 | 755.7618 | 0.0031 | 502.144 | 0.17331
| 501.5085 | 0.00219 | 501.5085 | 0.00172 | 502.2607 | 4.9907e-05 | 502.2607 | 3.2819e-06 | 540.89 | 0.00069142 | 501.5085 | 0.64112 | 540.89 | 0.49117 | 540.89 | 4.3346e-05 | 502.2607 | 1.4592e-05 | 502.2607 | 1.5186e-05 | 501.5085 | 0.00221 | 755.9265 | 0.31587 | 755.9265 | 0.2919 | 755.2159 | 6.9993e-05 | 755.9265 | 0.00292 | 502.2607 | 0.17376
| 501.6225 | 0 | 501.6225 | 0 | 502.3774 | 0 | 502.3774 | 6.3846e-06 | 541.11 | -1.6864e-05 | 501.6225 | 0.63451 | 541.11 | 0.49097 | 541.11 | 0.00053099 | 502.3774 | 2.9886e-05 | 502.3774 | 2.6091e-05 | 501.6225 | 0 | 756.0913 | 0.30873 | 756.0913 | 0.29441 | 755.3808 | 0 | 756.0913 | 0.00318 | 502.3774 | 0.17397
| 501.7366 | 8.684e-05 | 501.7366 | 0.00187 | 502.4942 | 4.9907e-05 | 502.4942 | 3.1027e-06 | 541.34 | 0.0010624 | 501.7366 | 0.65545 | 541.34 | 0.47848 | 541.34 | -0.001257 | 502.4942 | 1.581e-05 | 502.4942 | 1.1124e-05 | 501.7366 | 0.00097468 | 756.2561 | 0.31038 | 756.2561 | 0.29928 | 755.5456 | 5.0004e-05 | 756.2561 | 0.00297 | 502.4942 | 0.17278
| 501.8507 | 0 | 501.8507 | 0 | 502.6109 | 0 | 502.6109 | 6.4966e-06 | 541.57 | -0.00075887 | 501.8507 | 0.66271 | 541.57 | 0.47784 | 541.57 | -0.00093193 | 502.6109 | 3.2474e-05 | 502.6109 | 1.914e-05 | 501.8507 | 0 | 756.4208 | 0.30568 | 756.4208 | 0.29884 | 755.7104 | 0 | 756.4208 | 0.00313 | 502.6109 | 0.17261
| 501.9647 | 0.00076961 | 501.9647 | 0.00102 | 502.7277 | 3.2289e-05 | 502.7277 | 3.3939e-06 | 541.79 | 0.00021923 | 501.9647 | 0.68125 | 541.79 | 0.46027 | 541.79 | -0.00089942 | 502.7277 | 1.6957e-05 | 502.7277 | 8.016e-06 | 501.9647 | 0.0001687 | 756.5856 | 0.30375 | 756.5856 | 0.30447 | 755.8752 | 5.0004e-05 | 756.5856 | 0.00289 | 502.7277 | 0.17218
| 502.0788 | 0 | 502.0788 | 0 | 502.8444 | 0 | 502.8444 | 7.7175e-06 | 542.02 | 0.00038786 | 502.0788 | 0.67934 | 542.02 | 0.47299 | 542.02 | 0.00059601 | 502.8444 | 2.9804e-05 | 502.8444 | 2.0424e-05 | 502.0788 | 0 | 756.7504 | 0.29567 | 756.7504 | 0.30389 | 756.0401 | 0 | 756.7504 | 0.00309 | 502.8444 | 0.17379
| 502.1929 | 0.00115 | 502.1929 | 0.00255 | 502.9612 | 4.9907e-05 | 502.9612 | 4.3236e-06 | 542.25 | 0.0009275 | 502.1929 | 0.69082 | 542.25 | 0.44483 | 542.25 | -0.00060684 | 502.9612 | 1.3222e-05 | 502.9612 | 1.2408e-05 | 502.1929 | 0.00191 | 756.9152 | 0.28646 | 756.9152 | 0.30955 | 756.2049 | 5.0004e-05 | 756.9152 | 0.00293 | 502.9612 | 0.17506
| 502.307 | 0 | 502.307 | 0 | 503.0779 | 0 | 503.0779 | 9.4985e-06 | 542.47 | -0.001602 | 502.307 | 0.69337 | 542.47 | 0.44587 | 542.47 | 0.0016038 | 503.0779 | 2.7754e-05 | 503.0779 | 2.6727e-05 | 502.307 | 0 | 757.08 | 0.28515 | 757.08 | 0.31693 | 756.3698 | 0 | 757.08 | 0.00312 | 503.0779 | 0.17752
| 502.4211 | 0.00127 | 502.4211 | 0.0018 | 503.1947 | 3.2289e-05 | 503.1947 | 5.1861e-06 | 542.7 | -0.0016695 | 502.4211 | 0.70192 | 542.7 | 0.43225 | 542.7 | -2.1673e-05 | 503.1947 | 1.4779e-05 | 503.1947 | 1.433e-05 | 502.4211 | 0.00157 | 757.2448 | 0.27806 | 757.2448 | 0.32165 | 756.5346 | 3.0002e-05 | 757.2448 | 0.00301 | 503.1947 | 0.17756
| 502.5351 | 0 | 502.5351 | 0 | 503.3115 | 0 | 503.3115 | 1.0529e-05 | 542.93 | -0.0022766 | 502.5351 | 0.71287 | 542.93 | 0.42843 | 542.93 | -0.0046705 | 503.3115 | 2.9769e-05 | 503.3115 | 2.4806e-05 | 502.5351 | 0 | 757.4096 | 0.27848 | 757.4096 | 0.31922 | 756.6995 | 0 | 757.4096 | 0.00325 | 503.3115 | 0.17785
| 502.6492 | 0.00080555 | 502.6492 | 0.00057222 | 503.4282 | 3.2289e-05 | 503.4282 | 5.3429e-06 | 543.15 | 0.00011805 | 502.6492 | 0.71619 | 543.15 | 0.42259 | 543.15 | -0.0023299 | 503.4282 | 1.5189e-05 | 503.4282 | 1.0476e-05 | 502.6492 | 0.00186 | 757.5744 | 0.2703 | 757.5744 | 0.31852 | 756.8643 | 8.9995e-05 | 757.5744 | 0.00307 | 503.4282 | 0.17693
| 502.7633 | 0 | 502.7633 | 0 | 503.545 | 0 | 503.545 | 9.8009e-06 | 543.38 | -0.0012985 | 502.7633 | 0.72877 | 543.38 | 0.42113 | 543.38 | -0.0024274 | 503.545 | 2.9277e-05 | 503.545 | 2.2884e-05 | 502.7633 | 0 | 757.7392 | 0.26911 | 757.7392 | 0.32716 | 757.0292 | 0 | 757.7392 | 0.0033 | 503.545 | 0.17761
| 502.8774 | 0.00048213 | 502.8774 | 0.0014 | 503.6618 | 4.9907e-05 | 503.6618 | 4.458e-06 | 543.61 | 0.0026476 | 502.8774 | 0.72999 | 543.61 | 0.40344 | 543.61 | 0.0024165 | 503.6618 | 1.4369e-05 | 503.6618 | 1.2617e-05 | 502.8774 | 0.00133 | 757.904 | 0.26963 | 757.904 | 0.32212 | 757.1941 | 1.0001e-05 | 757.904 | 0.00313 | 503.6618 | 0.17738
| 502.9915 | 0 | 502.9915 | 0 | 503.7786 | 0 | 503.7786 | 8.9944e-06 | 543.83 | -0.0012648 | 502.9915 | 0.74779 | 543.83 | 0.39693 | 543.83 | 0.00020589 | 503.7786 | 2.8036e-05 | 503.7786 | 2.3741e-05 | 502.9915 | 0 | 758.0688 | 0.26213 | 758.0688 | 0.33889 | 757.359 | 0 | 758.0688 | 0.00334 | 503.7786 | 0.17876
| 503.1057 | 0.00023058 | 503.1057 | 0.00116 | 503.8954 | 4.9907e-05 | 503.8954 | 4.5364e-06 | 544.06 | -0.0011973 | 503.1057 | 0.75531 | 544.06 | 0.3885 | 544.06 | 0.00098612 | 503.8954 | 1.383e-05 | 503.8954 | 1.1332e-05 | 503.1057 | 0.00126 | 758.2336 | 0.25675 | 758.2336 | 0.34466 | 757.5239 | 5.0004e-05 | 758.2336 | 0.00305 | 503.8954 | 0.17882
| 503.2198 | 0 | 503.2198 | 0 | 504.0121 | 0 | 504.0121 | 8.58e-06 | 544.29 | -0.0024789 | 503.2198 | 0.76082 | 544.29 | 0.38753 | 544.29 | -0.001062 | 504.0121 | 2.9851e-05 | 504.0121 | 2.2236e-05 | 503.2198 | 0 | 758.3985 | 0.25066 | 758.3985 | 0.34564 | 757.6887 | 0 | 758.3985 | 0.00322 | 504.0121 | 0.17983
| 503.3339 | 0.00019465 | 503.3339 | 0.00114 | 504.1289 | 4.9907e-05 | 504.1289 | 4.0436e-06 | 544.51 | 0.0013322 | 503.3339 | 0.75726 | 544.51 | 0.37239 | 544.51 | -0.00063934 | 504.1289 | 1.6325e-05 | 504.1289 | 1.1124e-05 | 503.3339 | 0.00154 | 758.5633 | 0.24944 | 758.5633 | 0.34746 | 757.8536 | 3.0002e-05 | 758.5633 | 0.00304 | 504.1289 | 0.17982
| 503.448 | 0 | 503.448 | 0 | 504.2457 | 0 | 504.2457 | 9.4873e-06 | 544.74 | -0.001231 | 503.448 | 0.77082 | 544.74 | 0.37019 | 544.74 | 0.00010836 | 504.2457 | 3.1631e-05 | 504.2457 | 2.6091e-05 | 503.448 | 0 | 758.7281 | 0.24639 | 758.7281 | 0.34727 | 758.0185 | 0 | 758.7281 | 0.00325 | 504.2457 | 0.18125
| 503.5621 | 0 | 503.5621 | 0.00072829 | 504.3625 | 3.2289e-05 | 504.3625 | 5.4437e-06 | 544.97 | 8.4319e-05 | 503.5621 | 0.78639 | 544.97 | 0.3658 | 544.97 | 0.0011812 | 504.3625 | 1.5482e-05 | 504.3625 | 1.4967e-05 | 503.5621 | 0.00167 | 758.893 | 0.24 | 758.893 | 0.35282 | 758.1834 | 6.9993e-05 | 758.893 | 0.00307 | 504.3625 | 0.18133
| 503.6762 | 0 | 503.6762 | 0 | 504.4793 | 0 | 504.4793 | 1.119e-05 | 545.2 | 0.00038786 | 503.6762 | 0.80372 | 545.2 | 0.35809 | 545.2 | -0.001322 | 504.4793 | 3.0776e-05 | 504.4793 | 2.8012e-05 | 503.6762 | 0 | 759.0578 | 0.23876 | 759.0578 | 0.35452 | 758.3483 | 0 | 759.0578 | 0.00323 | 504.4793 | 0.18188
| 503.7904 | 0.0006079 | 503.7904 | 0.00127 | 504.5962 | 4.9907e-05 | 504.5962 | 5.7573e-06 | 545.42 | -0.001737 | 503.7904 | 0.81613 | 545.42 | 0.34233 | 545.42 | -0.00041178 | 504.5962 | 1.5458e-05 | 504.5962 | 1.3045e-05 | 503.7904 | 0.00238 | 759.2227 | 0.23261 | 759.2227 | 0.36079 | 758.5132 | 5.0004e-05 | 759.2227 | 0.00309 | 504.5962 | 0.18189
| 503.9045 | 0 | 503.9045 | 0 | 504.713 | 0 | 504.713 | 1.1111e-05 | 545.65 | -0.00086005 | 503.9045 | 0.81502 | 545.65 | 0.34558 | 545.65 | -0.0010295 | 504.713 | 3.0015e-05 | 504.713 | 2.4169e-05 | 503.9045 | 0 | 759.3875 | 0.22712 | 759.3875 | 0.36441 | 758.6782 | 0 | 759.3875 | 0.00333 | 504.713 | 0.18297
| 504.0186 | 0.00062587 | 504.0186 | 0.0014 | 504.8298 | 1.4682e-05 | 504.8298 | 5.3653e-06 | 545.88 | 0.0025465 | 504.0186 | 0.82754 | 545.88 | 0.33009 | 545.88 | -0.00037928 | 504.8298 | 1.4662e-05 | 504.8298 | 1.1332e-05 | 504.0186 | 0.00111 | 759.5524 | 0.2234 | 759.5524 | 0.37115 | 758.8431 | 6.9993e-05 | 759.5524 | 0.0032 | 504.8298 | 0.1839
| 504.1328 | 0 | 504.1328 | 0 | 504.9466 | 0 | 504.9466 | 1.0047e-05 | 546.1 | -0.00052277 | 504.1328 | 0.84094 | 546.1 | 0.32813 | 546.1 | -0.00099695 | 504.9466 | 2.9476e-05 | 504.9466 | 2.5662e-05 | 504.1328 | 0 | 759.7172 | 0.21888 | 759.7172 | 0.37104 | 759.008 | 0 | 759.7172 | 0.00339 | 504.9466 | 0.18513
| 504.2469 | 0.00147 | 504.2469 | 0.00166 | 505.0634 | 3.2289e-05 | 505.0634 | 4.6932e-06 | 546.33 | 0.00075887 | 504.2469 | 0.84545 | 546.33 | 0.31847 | 546.33 | -5.4182e-05 | 505.0634 | 1.5002e-05 | 505.0634 | 1.4539e-05 | 504.2469 | 0.00074975 | 759.8821 | 0.22058 | 759.8821 | 0.37834 | 759.1729 | 3.0002e-05 | 759.8821 | 0.00319 | 505.0634 | 0.18619
| 504.361 | 0 | 504.361 | 0 | 505.1803 | 0 | 505.1803 | 1.147e-05 | 546.56 | 0.00032042 | 504.361 | 0.85545 | 546.56 | 0.30746 | 546.56 | -0.001127 | 505.1803 | 2.9991e-05 | 505.1803 | 2.7375e-05 | 504.361 | 0 | 760.047 | 0.21629 | 760.047 | 0.38064 | 759.3379 | 0 | 760.047 | 0.00337 | 505.1803 | 0.18662
| 504.4752 | 0.00169 | 504.4752 | 0.00091902 | 505.2971 | 1.4682e-05 | 505.2971 | 6.7766e-06 | 546.78 | 0.0011636 | 504.4752 | 0.87892 | 546.78 | 0.30017 | 546.78 | 0.0023515 | 505.2971 | 1.5212e-05 | 505.2971 | 1.3254e-05 | 504.4752 | 0.00191 | 760.2118 | 0.21346 | 760.2118 | 0.38124 | 759.5028 | 6.9993e-05 | 760.2118 | 0.00322 | 505.2971 | 0.18647
| 504.5894 | 0 | 504.5894 | 0 | 505.4139 | 0 | 505.4139 | 1.3251e-05 | 547.01 | -0.0019057 | 504.5894 | 0.87594 | 547.01 | 0.29578 | 547.01 | 0.0016688 | 505.4139 | 3.1654e-05 | 505.4139 | 2.4378e-05 | 504.5894 | 0 | 760.3767 | 0.20768 | 760.3767 | 0.38132 | 759.6677 | 0 | 760.3767 | 0.00339 | 505.4139 | 0.18672
| 504.7035 | 0.00084148 | 504.7035 | 0.00123 | 505.5308 | 6.7514e-05 | 505.5308 | 6.4742e-06 | 547.24 | 0.0024115 | 504.7035 | 0.88011 | 547.24 | 0.28376 | 547.24 | 0.0028717 | 505.5308 | 1.6711e-05 | 505.5308 | 1.1332e-05 | 504.7035 | 0.00171 | 760.5416 | 0.21022 | 760.5416 | 0.38984 | 759.8327 | 5.0004e-05 | 760.5416 | 0.00314 | 505.5308 | 0.18724
| 504.8177 | 0 | 504.8177 | 0 | 505.6476 | 0 | 505.6476 | 1.3172e-05 | 547.47 | 0.0005565 | 504.8177 | 0.8766 | 547.47 | 0.28435 | 547.47 | 0.00088859 | 505.6476 | 3.0378e-05 | 505.6476 | 2.3521e-05 | 504.8177 | 0 | 760.7065 | 0.20349 | 760.7065 | 0.39124 | 759.9976 | 0 | 760.7065 | 0.00336 | 505.6476 | 0.18897
| 504.9318 | 0.000554 | 504.9318 | 0.00111 | 505.7644 | 3.2289e-05 | 505.7644 | 6.6982e-06 | 547.69 | -5.0592e-05 | 504.9318 | 0.88306 | 547.69 | 0.26359 | 547.69 | -0.001127 | 505.7644 | 1.4076e-05 | 505.7644 | 1.2617e-05 | 504.9318 | 0.00111 | 760.8714 | 0.20303 | 760.8714 | 0.40158 | 760.1626 | 5.0004e-05 | 760.8714 | 0.00321 | 505.7644 | 0.19008
| 505.046 | 0 | 505.046 | 0 | 505.8813 | 0 | 505.8813 | 1.3307e-05 | 547.92 | 0.00011805 | 505.046 | 0.89528 | 547.92 | 0.26342 | 547.92 | 0.0010186 | 505.8813 | 2.8785e-05 | 505.8813 | 2.5662e-05 | 505.046 | 0 | 761.0363 | 0.20175 | 761.0363 | 0.40383 | 760.3276 | 0 | 761.0363 | 0.00341 | 505.8813 | 0.19199
| 505.1602 | 0.00149 | 505.1602 | 0.00116 | 505.9981 | 4.9907e-05 | 505.9981 | 6.6198e-06 | 548.15 | -0.00035414 | 505.1602 | 0.90151 | 548.15 | 0.25461 | 548.15 | 0.0009536 | 505.9981 | 1.5107e-05 | 505.9981 | 1.3254e-05 | 505.1602 | 0.0012 | 761.2012 | 0.1968 | 761.2012 | 0.40586 | 760.4925 | 5.0004e-05 | 761.2012 | 0.0032 | 505.9981 | 0.19169
| 505.2743 | 0 | 505.2743 | 0 | 506.115 | 0 | 506.115 | 1.2624e-05 | 548.37 | -0.00072515 | 505.2743 | 0.90345 | 548.37 | 0.24925 | 548.37 | -0.00060684 | 506.115 | 2.8902e-05 | 506.115 | 2.1281e-05 | 505.2743 | 0 | 761.3661 | 0.19459 | 761.3661 | 0.40957 | 760.6575 | 0 | 761.3661 | 0.00337 | 506.115 | 0.19238
| 505.3885 | 0.00098522 | 505.3885 | 0.00095371 | 506.2319 | 4.9907e-05 | 506.2319 | 6.0038e-06 | 548.6 | -0.00025296 | 505.3885 | 0.91315 | 548.6 | 0.23791 | 548.6 | -0.0021673 | 506.2319 | 1.4076e-05 | 506.2319 | 8.2356e-06 | 505.3885 | 0.00163 | 761.531 | 0.1934 | 761.531 | 0.40918 | 760.8225 | 5.0004e-05 | 761.531 | 0.00318 | 506.2319 | 0.19167
| 505.5027 | 0 | 505.5027 | 0 | 506.3487 | 0 | 506.3487 | 1.1974e-05 | 548.83 | -0.00059023 | 505.5027 | 0.90618 | 548.83 | 0.23927 | 548.83 | -0.0013546 | 506.3487 | 2.9359e-05 | 506.3487 | 2.1918e-05 | 505.5027 | 0 | 761.6959 | 0.19074 | 761.6959 | 0.41828 | 760.9874 | 0 | 761.6959 | 0.00332 | 506.3487 | 0.19284
| 505.6169 | 0.0005001 | 505.6169 | 0.00154 | 506.4656 | 1.4682e-05 | 506.4656 | 5.9702e-06 | 549.06 | -0.0016695 | 505.6169 | 0.90855 | 549.06 | 0.22323 | 549.06 | -0.00067186 | 506.4656 | 1.5318e-05 | 506.4656 | 1.3682e-05 | 505.6169 | 0.00135 | 761.8609 | 0.19002 | 761.8609 | 0.4214 | 761.1524 | 6.9993e-05 | 761.8609 | 0.00306 | 506.4656 | 0.19312
| 505.7311 | 0 | 505.7311 | 0 | 506.5825 | 0 | 506.5825 | 1.2545e-05 | 549.28 | -0.0010624 | 505.7311 | 0.90959 | 549.28 | 0.22535 | 549.28 | -0.00060684 | 506.5825 | 3.0998e-05 | 506.5825 | 2.8012e-05 | 505.7311 | 0 | 762.0258 | 0.18197 | 762.0258 | 0.42942 | 761.3174 | 0 | 762.0258 | 0.00334 | 506.5825 | 0.19479
| 505.8453 | 0 | 505.8453 | 0.00137 | 506.6993 | 1.4682e-05 | 506.6993 | 6.575e-06 | 549.51 | 0.001366 | 505.8453 | 0.91462 | 549.51 | 0.21644 | 549.51 | 0.00069354 | 506.6993 | 1.5728e-05 | 506.6993 | 1.433e-05 | 505.8453 | 0.00063729 | 762.1907 | 0.18333 | 762.1907 | 0.43327 | 761.4824 | 6.9993e-05 | 762.1907 | 0.00319 | 506.6993 | 0.19501
| 505.9595 | 0 | 505.9595 | 0 | 506.8162 | 0 | 506.8162 | 1.3139e-05 | 549.74 | -0.0016358 | 505.9595 | 0.91589 | 549.74 | 0.215 | 549.74 | 0.0013112 | 506.8162 | 3.1408e-05 | 506.8162 | 2.6091e-05 | 505.9595 | 0 | 762.3557 | 0.17986 | 762.3557 | 0.43121 | 761.6474 | 0 | 762.3557 | 0.00354 | 506.8162 | 0.19638
| 506.0736 | 0.00109 | 506.0736 | 0.00168 | 506.9331 | 4.9907e-05 | 506.9331 | 6.5526e-06 | 549.96 | -0.0020742 | 506.0736 | 0.90846 | 549.96 | 0.20017 | 549.96 | 7.5855e-05 | 506.9331 | 1.5821e-05 | 506.9331 | 1.2617e-05 | 506.0736 | 0.00039362 | 762.5206 | 0.17506 | 762.5206 | 0.43863 | 761.8124 | 6.9993e-05 | 762.5206 | 0.00332 | 506.9331 | 0.19673
| 506.1879 | 0 | 506.1879 | 0 | 507.05 | 0 | 507.05 | 1.4505e-05 | 550.19 | 0.00035414 | 506.1879 | 0.90646 | 550.19 | 0.1992 | 550.19 | -0.0013871 | 507.05 | 3.012e-05 | 507.05 | 2.5662e-05 | 506.1879 | 0 | 762.6855 | 0.1777 | 762.6855 | 0.44155 | 761.9774 | 0 | 762.6855 | 0.00356 | 507.05 | 0.19773
| 506.3021 | 0.00051807 | 506.3021 | 0.00104 | 507.1669 | 3.2289e-05 | 507.1669 | 7.9527e-06 | 550.42 | 0.00015177 | 506.3021 | 0.90849 | 550.42 | 0.19479 | 550.42 | 0.00046596 | 507.1669 | 1.4428e-05 | 507.1669 | 1.3902e-05 | 506.3021 | 0.0012 | 762.8505 | 0.17033 | 762.8505 | 0.45212 | 762.1424 | 3.0002e-05 | 762.8505 | 0.00334 | 507.1669 | 0.1976
| 506.4163 | 0 | 506.4163 | 0 | 507.2838 | 0 | 507.2838 | 1.5491e-05 | 550.65 | -0.00025296 | 506.4163 | 0.92412 | 550.65 | 0.18945 | 550.65 | -0.0016472 | 507.2838 | 2.9394e-05 | 507.2838 | 2.4169e-05 | 506.4163 | 0 | 763.0154 | 0.17237 | 763.0154 | 0.45269 | 762.3075 | 0 | 763.0154 | 0.0036 | 507.2838 | 0.19832
| 506.5305 | 0.00131 | 506.5305 | 0.00065893 | 507.4007 | 4.9907e-05 | 507.4007 | 7.5383e-06 | 550.87 | 0.0016358 | 506.5305 | 0.92223 | 550.87 | 0.181 | 550.87 | 0.0015062 | 507.4007 | 1.5189e-05 | 507.4007 | 1.1124e-05 | 506.5305 | 0.00266 | 763.1804 | 0.17071 | 763.1804 | 0.45875 | 762.4725 | 6.9993e-05 | 763.1804 | 0.00332 | 507.4007 | 0.19933
| 506.6447 | 0 | 506.6447 | 0 | 507.5176 | 0 | 507.5176 | 1.5536e-05 | 551.1 | -0.0026813 | 506.6447 | 0.92844 | 551.1 | 0.18144 | 551.1 | -0.00031426 | 507.5176 | 3.1057e-05 | 507.5176 | 2.4169e-05 | 506.6447 | 0 | 763.3454 | 0.16607 | 763.3454 | 0.46256 | 762.6375 | 0 | 763.3454 | 0.00349 | 507.5176 | 0.20132
| 506.7589 | 0.00024855 | 506.7589 | 0.00248 | 507.6345 | 4.9907e-05 | 507.6345 | 7.9864e-06 | 551.33 | -5.0592e-05 | 506.7589 | 0.92876 | 551.33 | 0.16891 | 551.33 | -0.00060684 | 507.6345 | 1.6173e-05 | 507.6345 | 1.3045e-05 | 506.7589 | 0.00221 | 763.5103 | 0.16101 | 763.5103 | 0.46988 | 762.8025 | 5.0004e-05 | 763.5103 | 0.00329 | 507.6345 | 0.2022
| 506.8731 | 0 | 506.8731 | 0 | 507.7514 | 0 | 507.7514 | 1.5827e-05 | 551.55 | -0.0019731 | 506.8731 | 0.92361 | 551.55 | 0.15697 | 551.55 | -0.00044429 | 507.7514 | 3.2228e-05 | 507.7514 | 2.866e-05 | 506.8731 | 0 | 763.6753 | 0.16248 | 763.6753 | 0.4723 | 762.9676 | 0 | 763.6753 | 0.00362 | 507.7514 | 0.2032
| 506.9874 | 0 | 506.9874 | 0.0018 | 507.8683 | 3.2289e-05 | 507.8683 | 7.8295e-06 | 551.78 | -0.0011636 | 506.9874 | 0.92399 | 551.78 | 0.15681 | 551.78 | -0.00024923 | 507.8683 | 1.6465e-05 | 507.8683 | 1.5615e-05 | 506.9874 | 0.00223 | 763.8403 | 0.16004 | 763.8403 | 0.47647 | 763.1326 | 6.9993e-05 | 763.8403 | 0.00342 | 507.8683 | 0.20342
| 507.1016 | 0 | 507.1016 | 0 | 507.9852 | 0 | 507.9852 | 1.3901e-05 | 552.01 | -0.0010961 | 507.1016 | 0.92094 | 552.01 | 0.15252 | 552.01 | -0.0018096 | 507.9852 | 3.1959e-05 | 507.9852 | 2.6727e-05 | 507.1016 | 0 | 764.0053 | 0.15815 | 764.0053 | 0.48151 | 763.2976 | 0 | 764.0053 | 0.0036 | 507.9852 | 0.20455
| 507.2158 | 0.00064383 | 507.2158 | 0.00104 | 508.1021 | 4.9907e-05 | 508.1021 | 6.071e-06 | 552.24 | 0.0022428 | 507.2158 | 0.92552 | 552.24 | 0.14841 | 552.24 | -0.00047681 | 508.1021 | 1.5891e-05 | 508.1021 | 1.1124e-05 | 507.2158 | 0.00118 | 764.1703 | 0.15657 | 764.1703 | 0.48442 | 763.4627 | 3.0002e-05 | 764.1703 | 0.00332 | 508.1021 | 0.20494
| 507.3301 | 0 | 507.3301 | 0 | 508.2191 | 0 | 508.2191 | 1.3329e-05 | 552.46 | -0.0011299 | 507.3301 | 0.93241 | 552.46 | 0.14183 | 552.46 | -0.0018747 | 508.2191 | 3.2088e-05 | 508.2191 | 2.1599e-05 | 507.3301 | 0 | 764.3352 | 0.15344 | 764.3352 | 0.48525 | 763.6277 | 0 | 764.3352 | 0.00362 | 508.2191 | 0.20594
| 507.4443 | 0.00138 | 507.4443 | 0.00113 | 508.336 | 1.4682e-05 | 508.336 | 7.2695e-06 | 552.69 | -0.00035414 | 507.4443 | 0.93009 | 552.69 | 0.13063 | 552.69 | -0.00044429 | 508.336 | 1.6571e-05 | 508.336 | 1.0476e-05 | 507.4443 | 0.00135 | 764.5003 | 0.15561 | 764.5003 | 0.49098 | 763.7928 | 6.9993e-05 | 764.5003 | 0.00346 | 508.336 | 0.20665
| 507.5585 | 0 | 507.5585 | 0 | 508.4529 | 0 | 508.4529 | 1.4214e-05 | 552.92 | -0.00089378 | 507.5585 | 0.93207 | 552.92 | 0.1323 | 552.92 | -0.0018422 | 508.4529 | 3.3504e-05 | 508.4529 | 2.3521e-05 | 507.5585 | 0 | 764.6653 | 0.14785 | 764.6653 | 0.50186 | 763.9579 | 0 | 764.6653 | 0.00372 | 508.4529 | 0.20862
| 507.6728 | 0.00066181 | 507.6728 | 0.00194 | 508.5698 | 3.2289e-05 | 508.5698 | 6.9558e-06 | 553.15 | 0.0011636 | 507.6728 | 0.91862 | 553.15 | 0.12026 | 553.15 | -5.4182e-05 | 508.5698 | 1.7367e-05 | 508.5698 | 1.3045e-05 | 507.6728 | 0.00171 | 764.8302 | 0.15028 | 764.8302 | 0.50428 | 764.1229 | 8.9995e-05 | 764.8302 | 0.00347 | 508.5698 | 0.2093
| 507.787 | 0 | 507.787 | 0 | 508.6868 | 0 | 508.6868 | 1.5021e-05 | 553.37 | -0.0009275 | 507.787 | 0.92072 | 553.37 | 0.12785 | 553.37 | -0.001127 | 508.6868 | 3.2767e-05 | 508.6868 | 2.3521e-05 | 507.787 | 0 | 764.9953 | 0.14864 | 764.9953 | 0.51137 | 764.288 | 0 | 764.9953 | 0.00365 | 508.6868 | 0.21006
| 507.9013 | 0.00134 | 507.9013 | 0.00114 | 508.8037 | 4.9907e-05 | 508.8037 | 8.0648e-06 | 553.6 | -0.00086005 | 507.9013 | 0.92484 | 553.6 | 0.10447 | 553.6 | -0.00018422 | 508.8037 | 1.5868e-05 | 508.8037 | 1.0476e-05 | 507.9013 | 0.00093719 | 765.1603 | 0.14731 | 765.1603 | 0.51718 | 764.4531 | 6.9993e-05 | 765.1603 | 0.00345 | 508.8037 | 0.21029
| 508.0156 | 0 | 508.0156 | 0 | 508.9207 | 0 | 508.9207 | 1.5155e-05 | 553.83 | -0.0011973 | 508.0156 | 0.93133 | 553.83 | 0.11226 | 553.83 | -0.0019722 | 508.9207 | 3.0893e-05 | 508.9207 | 2.2884e-05 | 508.0156 | 0 | 765.3253 | 0.14608 | 765.3253 | 0.5206 | 764.6182 | 0 | 765.3253 | 0.00372 | 508.9207 | 0.2112
| 508.1298 | 0.00082352 | 508.1298 | 0.00139 | 509.0376 | 4.9907e-05 | 509.0376 | 7.0903e-06 | 554.06 | -8.4319e-05 | 508.1298 | 0.92422 | 554.06 | 0.099084 | 554.06 | -0.0015496 | 509.0376 | 1.5458e-05 | 509.0376 | 1.2408e-05 | 508.1298 | 0.00124 | 765.4903 | 0.14182 | 765.4903 | 0.52801 | 764.7833 | 3.0002e-05 | 765.4903 | 0.00357 | 509.0376 | 0.2117
| 508.2441 | 0 | 508.2441 | 0 | 509.1546 | 0 | 509.1546 | 1.4942e-05 | 554.28 | -1.6864e-05 | 508.2441 | 0.92333 | 554.28 | 0.10241 | 554.28 | -0.00047681 | 509.1546 | 2.9523e-05 | 509.1546 | 2.4806e-05 | 508.2441 | 0 | 765.6553 | 0.13741 | 765.6553 | 0.5325 | 764.9484 | 0 | 765.6553 | 0.0038 | 509.1546 | 0.21258
| 508.3584 | 0.00075165 | 508.3584 | 0.00048552 | 509.2715 | 3.2289e-05 | 509.2715 | 7.8519e-06 | 554.51 | 0.0019057 | 508.3584 | 0.93265 | 554.51 | 0.092142 | 554.51 | 0.00043346 | 509.2715 | 1.4392e-05 | 509.2715 | 1.2617e-05 | 508.3584 | 0.00161 | 765.8204 | 0.14212 | 765.8204 | 0.53424 | 765.1134 | 5.0004e-05 | 765.8204 | 0.00353 | 509.2715 | 0.21298
| 508.4726 | 0 | 508.4726 | 0 | 509.3885 | 0 | 509.3885 | 1.6611e-05 | 554.74 | -0.00069142 | 508.4726 | 0.9386 | 554.74 | 0.08788 | 554.74 | 0.00056349 | 509.3885 | 2.9336e-05 | 509.3885 | 2.2456e-05 | 508.4726 | 0 | 765.9854 | 0.13932 | 765.9854 | 0.54658 | 765.2785 | 0 | 765.9854 | 0.00369 | 509.3885 | 0.21447
| 508.5869 | 0.00156 | 508.5869 | 0.00109 | 509.5055 | 6.7514e-05 | 509.5055 | 8.7592e-06 | 554.97 | 0.00075887 | 508.5869 | 0.92135 | 554.97 | 0.082004 | 554.97 | -0.00021673 | 509.5055 | 1.5435e-05 | 509.5055 | 1.0047e-05 | 508.5869 | 0.00264 | 766.1504 | 0.13498 | 766.1504 | 0.54593 | 765.4437 | 6.9993e-05 | 766.1504 | 0.00349 | 509.5055 | 0.21587
| 508.7012 | 0 | 508.7012 | 0 | 509.6224 | 0 | 509.6224 | 1.753e-05 | 555.19 | 5.0592e-05 | 508.7012 | 0.91975 | 555.19 | 0.085362 | 555.19 | -0.0017446 | 509.6224 | 3.094e-05 | 509.6224 | 2.2884e-05 | 508.7012 | 0 | 766.3155 | 0.13422 | 766.3155 | 0.55304 | 765.6088 | 0 | 766.3155 | 0.00373 | 509.6224 | 0.21788
| 508.8155 | 0.00058994 | 508.8155 | 0.00137 | 509.7394 | 4.9907e-05 | 509.7394 | 8.8152e-06 | 555.42 | 0.00062396 | 508.8155 | 0.92898 | 555.42 | 0.071059 | 555.42 | 0.00040094 | 509.7394 | 1.5915e-05 | 509.7394 | 1.3045e-05 | 508.8155 | 0.00127 | 766.4805 | 0.13324 | 766.4805 | 0.55583 | 765.7739 | 5.0004e-05 | 766.4805 | 0.00363 | 509.7394 | 0.21879
| 508.9298 | 0 | 508.9298 | 0 | 509.8564 | 0 | 509.8564 | 1.7653e-05 | 555.65 | 0.00096123 | 508.9298 | 0.92321 | 555.65 | 0.075805 | 555.65 | 0.00027091 | 509.8564 | 3.1783e-05 | 509.8564 | 2.6091e-05 | 508.9298 | 0 | 766.6456 | 0.12955 | 766.6456 | 0.56339 | 765.939 | 0 | 766.6456 | 0.00381 | 509.8564 | 0.21935
| 509.0441 | 0.00111 | 509.0441 | 0.00118 | 509.9733 | 3.2289e-05 | 509.9733 | 8.8712e-06 | 555.87 | -0.0001855 | 509.0441 | 0.92984 | 555.87 | 0.064054 | 555.87 | -0.0019722 | 509.9733 | 1.6219e-05 | 509.9733 | 1.3045e-05 | 509.0441 | 0.0018 | 766.8107 | 0.13035 | 766.8107 | 0.56719 | 766.1041 | 5.0004e-05 | 766.8107 | 0.00366 | 509.9733 | 0.21923
| 509.1583 | 0 | 509.1583 | 0 | 510.0903 | 0 | 510.0903 | 1.8381e-05 | 556.1 | 0.00065769 | 509.1583 | 0.935 | 556.1 | 0.069639 | 556.1 | -0.00015171 | 510.0903 | 3.1607e-05 | 510.0903 | 2.6727e-05 | 509.1583 | 0 | 766.9757 | 0.12443 | 766.9757 | 0.57833 | 766.2692 | 0 | 766.9757 | 0.00383 | 510.0903 | 0.21976
| 509.2726 | 0.00051807 | 509.2726 | 0.00142 | 510.2073 | 4.9907e-05 | 510.2073 | 9.5433e-06 | 556.33 | 0.00025296 | 509.2726 | 0.94071 | 556.33 | 0.062084 | 556.33 | -0.00028175 | 510.2073 | 1.5435e-05 | 510.2073 | 1.411e-05 | 509.2726 | 0.00126 | 767.1408 | 0.12281 | 767.1408 | 0.58259 | 766.4344 | 6.9993e-05 | 767.1408 | 0.00369 | 510.2073 | 0.22039
| 509.387 | 0 | 509.387 | 0 | 510.3243 | 0 | 510.3243 | 1.8202e-05 | 556.56 | 0.0023104 | 509.387 | 0.93275 | 556.56 | 0.063988 | 556.56 | 0.00085607 | 510.3243 | 3.1115e-05 | 510.3243 | 2.7156e-05 | 509.387 | 0 | 767.3059 | 0.12132 | 767.3059 | 0.58955 | 766.5995 | 0 | 767.3059 | 0.00391 | 510.3243 | 0.22177
| 509.5013 | 0.00124 | 509.5013 | 0.00084967 | 510.4413 | 1.4682e-05 | 510.4413 | 8.6584e-06 | 556.79 | -0.00021923 | 509.5013 | 0.92972 | 556.79 | 0.053882 | 556.79 | 0.00043346 | 510.4413 | 1.5739e-05 | 510.4413 | 1.3474e-05 | 509.5013 | 0.00157 | 767.4709 | 0.12169 | 767.4709 | 0.59501 | 766.7646 | 5.0004e-05 | 767.4709 | 0.00378 | 510.4413 | 0.22298
| 509.6156 | 0 | 509.6156 | 0 | 510.5583 | 0 | 510.5583 | 1.6947e-05 | 557.01 | -0.0026476 | 509.6156 | 0.93344 | 557.01 | 0.054851 | 557.01 | -0.00041178 | 510.5583 | 3.1057e-05 | 510.5583 | 2.4806e-05 | 509.6156 | 0 | 767.636 | 0.11775 | 767.636 | 0.60625 | 766.9298 | 0 | 767.636 | 0.00397 | 510.5583 | 0.22473
| 509.7299 | 0.00098522 | 509.7299 | 0.00213 | 510.6753 | 4.9907e-05 | 510.6753 | 8.2888e-06 | 557.24 | 0.0017032 | 509.7299 | 0.92881 | 557.24 | 0.047071 | 557.24 | 0.0018314 | 510.6753 | 1.5376e-05 | 510.6753 | 1.198e-05 | 509.7299 | 0.00221 | 767.8011 | 0.11844 | 767.8011 | 0.6079 | 767.0949 | 6.9993e-05 | 767.8011 | 0.00376 | 510.6753 | 0.22635
| 509.8442 | 0 | 509.8442 | 0 | 510.7923 | 0 | 510.7923 | 1.651e-05 | 557.47 | -0.0011299 | 509.8442 | 0.93542 | 557.47 | 0.046424 | 557.47 | -0.0001192 | 510.7923 | 3.1279e-05 | 510.7923 | 2.4597e-05 | 509.8442 | 0 | 767.9662 | 0.11421 | 767.9662 | 0.61331 | 767.2601 | 0 | 767.9662 | 0.00392 | 510.7923 | 0.22805
| 509.9585 | 0.00037433 | 509.9585 | 0.00182 | 510.9093 | 3.2289e-05 | 510.9093 | 8.2216e-06 | 557.7 | 0.00052277 | 509.9585 | 0.93588 | 557.7 | 0.038611 | 557.7 | 0.0016363 | 510.9093 | 1.5973e-05 | 510.9093 | 1.2837e-05 | 509.9585 | 0.00109 | 768.1313 | 0.11314 | 768.1313 | 0.6176 | 767.4253 | 5.0004e-05 | 768.1313 | 0.0037 | 510.9093 | 0.22891
| 510.0729 | 0 | 510.0729 | 0 | 511.0263 | 0 | 511.0263 | 1.8022e-05 | 557.92 | -0.00035414 | 510.0729 | 0.93537 | 557.92 | 0.041969 | 557.92 | -0.00076939 | 511.0263 | 3.0788e-05 | 511.0263 | 2.5025e-05 | 510.0729 | 0 | 768.2964 | 0.11056 | 768.2964 | 0.6239 | 767.5904 | 0 | 768.2964 | 0.00383 | 511.0263 | 0.22969
| 510.1872 | 0.001 | 510.1872 | 0.00146 | 511.1433 | 3.2289e-05 | 511.1433 | 9.8009e-06 | 558.15 | 0.0014672 | 510.1872 | 0.94303 | 558.15 | 0.033123 | 558.15 | 0.00043346 | 511.1433 | 1.4826e-05 | 511.1433 | 1.2408e-05 | 510.1872 | 0.00118 | 768.4615 | 0.10929 | 768.4615 | 0.63294 | 767.7556 | 5.0004e-05 | 768.4615 | 0.00374 | 511.1433 | 0.22994
| 510.3015 | 0 | 510.3015 | 0 | 511.2604 | 0 | 511.2604 | 1.9423e-05 | 558.38 | -0.00045532 | 510.3015 | 0.95024 | 558.38 | 0.034544 | 558.38 | -0.00067186 | 511.2604 | 3.0378e-05 | 511.2604 | 2.866e-05 | 510.3015 | 0 | 768.6266 | 0.10864 | 768.6266 | 0.63764 | 767.9208 | 0 | 768.6266 | 0.00403 | 511.2604 | 0.23139
| 510.4158 | 0.00084148 | 510.4158 | 0.00071094 | 511.3774 | 3.2289e-05 | 511.3774 | 9.6217e-06 | 558.61 | 0.00048905 | 510.4158 | 0.95087 | 558.61 | 0.032058 | 558.61 | 0.0013112 | 511.3774 | 1.5575e-05 | 511.3774 | 1.668e-05 | 510.4158 | 0.00086221 | 768.7917 | 0.10698 | 768.7917 | 0.63978 | 768.0859 | 3.0002e-05 | 768.7917 | 0.00391 | 511.3774 | 0.23278
| 510.5302 | 0 | 510.5302 | 0 | 511.4944 | 0 | 511.4944 | 1.9143e-05 | 558.83 | -0.0019731 | 510.5302 | 0.95669 | 558.83 | 0.029862 | 558.83 | -0.00080189 | 511.4944 | 3.0401e-05 | 511.4944 | 2.844e-05 | 510.5302 | 0 | 768.9568 | 0.10317 | 768.9568 | 0.64408 | 768.2511 | 0 | 768.9568 | 0.00409 | 511.4944 | 0.23412
| 510.6445 | 0.00085945 | 510.6445 | 0.00106 | 511.6114 | 4.9907e-05 | 511.6114 | 9.5209e-06 | 559.06 | 0.00021923 | 510.6445 | 0.96373 | 559.06 | 0.026826 | 559.06 | 0.0002384 | 511.6114 | 1.4861e-05 | 511.6114 | 1.2189e-05 | 510.6445 | 0.00107 | 769.1219 | 0.10334 | 769.1219 | 0.65873 | 768.4163 | 5.0004e-05 | 769.1219 | 0.00388 | 511.6114 | 0.23416
| 510.7589 | 0 | 510.7589 | 0 | 511.7285 | 0 | 511.7285 | 1.9243e-05 | 559.29 | -0.00028669 | 510.7589 | 0.9633 | 559.29 | 0.02702 | 559.29 | 0.0015712 | 511.7285 | 3.0155e-05 | 511.7285 | 2.4169e-05 | 510.7589 | 0 | 769.2871 | 0.10338 | 769.2871 | 0.665 | 768.5815 | 0 | 769.2871 | 0.00419 | 511.7285 | 0.23504
| 510.8732 | 0.00023058 | 510.8732 | 0.00104 | 511.8455 | 3.2289e-05 | 511.8455 | 9.7225e-06 | 559.52 | 0.00069142 | 510.8732 | 0.96645 | 559.52 | 0.022113 | 559.52 | -0.0008344 | 511.8455 | 1.5329e-05 | 511.8455 | 1.2408e-05 | 510.8732 | 0.00161 | 769.4522 | 0.09864 | 769.4522 | 0.67241 | 768.7467 | 5.0004e-05 | 769.4522 | 0.00402 | 511.8455 | 0.23568
| 510.9876 | 0 | 510.9876 | 0 | 511.9625 | 0 | 511.9625 | 1.8549e-05 | 559.74 | 0.0013322 | 510.9876 | 0.95751 | 559.74 | 0.023598 | 559.74 | -0.00070437 | 511.9625 | 3.0507e-05 | 511.9625 | 2.4806e-05 | 510.9876 | 0 | 769.6173 | 0.09774 | 769.6173 | 0.67479 | 768.9119 | 0 | 769.6173 | 0.0042 | 511.9625 | 0.23739
| 511.1019 | 0 | 511.1019 | 0.00048552 | 512.0796 | 4.9907e-05 | 512.0796 | 8.8376e-06 | 559.97 | -0.0013997 | 511.1019 | 0.95328 | 559.97 | 0.020273 | 559.97 | 0.0020589 | 512.0796 | 1.5189e-05 | 512.0796 | 1.2408e-05 | 511.1019 | 0.00105 | 769.7825 | 0.09543 | 769.7825 | 0.67955 | 769.0771 | 3.0002e-05 | 769.7825 | 0.00387 | 512.0796 | 0.23817
| 511.2163 | 0 | 511.2163 | 0 | 512.1966 | 0 | 512.1966 | 1.8101e-05 | 560.2 | 0.00035414 | 511.2163 | 0.95433 | 560.2 | 0.019789 | 560.2 | 0.00059601 | 512.1966 | 3.1362e-05 | 512.1966 | 2.4169e-05 | 511.2163 | 0 | 769.9476 | 0.0945 | 769.9476 | 0.68737 | 769.2423 | 0 | 769.9476 | 0.00414 | 512.1966 | 0.23989
| 511.3307 | 0.00131 | 511.3307 | 0.00101 | 512.3137 | 1.4682e-05 | 512.3137 | 9.2633e-06 | 560.43 | 0.00059023 | 511.3307 | 0.97797 | 560.43 | 0.018497 | 560.43 | 1.0836e-05 | 512.3137 | 1.6219e-05 | 512.3137 | 1.1761e-05 | 511.3307 | 0.00054357 | 770.1128 | 0.09355 | 770.1128 | 0.69081 | 769.4075 | 6.9993e-05 | 770.1128 | 0.00401 | 512.3137 | 0.241
| 511.445 | 0 | 511.445 | 0 | 512.4307 | 0 | 512.4307 | 1.8258e-05 | 560.66 | 0.0009275 | 511.445 | 0.97222 | 560.66 | 0.017012 | 560.66 | -0.00096444 | 512.4307 | 3.2439e-05 | 512.4307 | 2.7375e-05 | 511.445 | 0 | 770.2779 | 0.09039 | 770.2779 | 0.70524 | 769.5727 | 0 | 770.2779 | 0.0043 | 512.4307 | 0.24265
| 511.5594 | 0.00124 | 511.5594 | 0.00081498 | 512.5478 | 3.2289e-05 | 512.5478 | 8.9944e-06 | 560.88 | 0.0020742 | 511.5594 | 0.97403 | 560.88 | 0.013525 | 560.88 | 0.002124 | 512.5478 | 1.6336e-05 | 512.5478 | 1.5615e-05 | 511.5594 | 0.00097468 | 770.4431 | 0.08951 | 770.4431 | 0.70697 | 769.738 | 5.0004e-05 | 770.4431 | 0.00403 | 512.5478 | 0.24348
| 511.6738 | 0 | 511.6738 | 0 | 512.6649 | 0 | 512.6649 | 1.7787e-05 | 561.11 | -0.0013997 | 511.6738 | 0.99217 | 561.11 | 0.013881 | 561.11 | -0.0014196 | 512.6649 | 3.1115e-05 | 512.6649 | 2.4806e-05 | 511.6738 | 0 | 770.6082 | 0.08782 | 770.6082 | 0.72076 | 769.9032 | 0 | 770.6082 | 0.00428 | 512.6649 | 0.24507
| 511.7882 | 0.00058994 | 511.7882 | 0.00097105 | 512.7819 | 3.2289e-05 | 512.7819 | 8.7928e-06 | 561.34 | 0.0011973 | 511.7882 | 0.98081 | 561.34 | 0.0084886 | 561.34 | 0.00030341 | 512.7819 | 1.513e-05 | 512.7819 | 9.191e-06 | 511.7882 | 0.00078724 | 770.7734 | 0.08486 | 770.7734 | 0.72701 | 770.0684 | 5.0004e-05 | 770.7734 | 0.00412 | 512.7819 | 0.2458
| 511.9026 | 0 | 511.9026 | 0 | 512.899 | 0 | 512.899 | 1.7765e-05 | 561.57 | -0.001231 | 511.9026 | 0.98562 | 561.57 | 0.01133 | 561.57 | -0.0014846 | 512.899 | 2.9371e-05 | 512.899 | 2.1599e-05 | 511.9026 | 0 | 770.9386 | 0.08397 | 770.9386 | 0.73264 | 770.2337 | 0 | 770.9386 | 0.00433 | 512.899 | 0.24723
| 512.0169 | 0.00062587 | 512.0169 | 0.00104 | 513.0161 | 1.4682e-05 | 513.0161 | 8.972e-06 | 561.79 | 0.00015177 | 512.0169 | 0.98967 | 561.79 | 0.0092311 | 561.79 | 0.0019614 | 513.0161 | 1.4744e-05 | 513.0161 | 1.2408e-05 | 512.0169 | 0.00139 | 771.1037 | 0.08277 | 771.1037 | 0.73582 | 770.3989 | 5.0004e-05 | 771.1037 | 0.00407 | 513.0161 | 0.24685
| 512.1313 | 0 | 512.1313 | 0 | 513.1331 | 0 | 513.1331 | 1.7552e-05 | 562.02 | -0.00089378 | 512.1313 | 0.98454 | 562.02 | 0.010716 | 562.02 | -0.0016472 | 513.1331 | 2.9617e-05 | 513.1331 | 2.5454e-05 | 512.1313 | 0 | 771.2689 | 0.08103 | 771.2689 | 0.74092 | 770.5641 | 0 | 771.2689 | 0.00426 | 513.1331 | 0.2481
| 512.2457 | 0.00058994 | 512.2457 | 0.00213 | 513.2502 | 1.4682e-05 | 513.2502 | 8.58e-06 | 562.25 | 0.0014672 | 512.2457 | 0.98535 | 562.25 | 0.0070357 | 562.25 | -0.00057433 | 513.2502 | 1.5411e-05 | 513.2502 | 1.3045e-05 | 512.2457 | 0.0015 | 771.4341 | 0.08058 | 771.4341 | 0.75073 | 770.7294 | 6.9993e-05 | 771.4341 | 0.0041 | 513.2502 | 0.24865
| 512.3601 | 0 | 512.3601 | 0 | 513.3673 | 0 | 513.3673 | 1.9109e-05 | 562.48 | -0.0022092 | 512.3601 | 0.9813 | 562.48 | 0.0059057 | 562.48 | -0.0022648 | 513.3673 | 3.1034e-05 | 513.3673 | 2.3521e-05 | 512.3601 | 0 | 771.5993 | 0.0801 | 771.5993 | 0.752 | 770.8946 | 0 | 771.5993 | 0.00435 | 513.3673 | 0.25042
| 512.4745 | 0.00085945 | 512.4745 | 0.00213 | 513.4844 | 4.9907e-05 | 513.4844 | 1.0563e-05 | 562.71 | -0.0011636 | 512.4745 | 0.98243 | 562.71 | 0.0096832 | 562.71 | 0.00075855 | 513.4844 | 1.6219e-05 | 513.4844 | 1.0476e-05 | 512.4745 | 0.00050609 | 771.7645 | 0.07785 | 771.7645 | 0.76424 | 771.0599 | 6.9993e-05 | 771.7645 | 0.00417 | 513.4844 | 0.2513
| 512.5889 | 0 | 512.5889 | 0 | 513.6015 | 0 | 513.6015 | 2.0476e-05 | 562.93 | -0.0009275 | 512.5889 | 0.98133 | 562.93 | 0.0077783 | 562.93 | 0.00069354 | 513.6015 | 3.1162e-05 | 513.6015 | 2.4806e-05 | 512.5889 | 0 | 771.9297 | 0.07601 | 771.9297 | 0.77358 | 771.2252 | 0 | 771.9297 | 0.00438 | 513.6015 | 0.25314
| 512.7034 | 0.00073368 | 512.7034 | 0.00222 | 513.7186 | 4.9907e-05 | 513.7186 | 9.9577e-06 | 563.16 | 0.00062396 | 512.7034 | 0.98513 | 563.16 | 0.0088114 | 563.16 | 0.0017338 | 513.7186 | 1.5353e-05 | 513.7186 | 1.433e-05 | 512.7034 | 0.00067477 | 772.0949 | 0.07264 | 772.0949 | 0.78071 | 771.3904 | 5.0004e-05 | 772.0949 | 0.00418 | 513.7186 | 0.25427
| 512.8178 | 0 | 512.8178 | 0 | 513.8357 | 0 | 513.8357 | 2.0028e-05 | 563.39 | -0.001602 | 512.8178 | 0.98749 | 563.39 | 0.0050986 | 563.39 | -0.00044429 | 513.8357 | 3.1244e-05 | 513.8357 | 2.4806e-05 | 512.8178 | 0 | 772.2601 | 0.06927 | 772.2601 | 0.78432 | 771.5557 | 0 | 772.2601 | 0.00445 | 513.8357 | 0.25605
| 512.9322 | 0.00080555 | 512.9322 | 0.00192 | 513.9528 | 1.4682e-05 | 513.9528 | 1.0115e-05 | 563.62 | -0.00062396 | 512.9322 | 1 | 563.62 | 0.0049693 | 563.62 | -0.0010295 | 513.9528 | 1.6196e-05 | 513.9528 | 1.0476e-05 | 512.9322 | 0.00236 | 772.4253 | 0.07032 | 772.4253 | 0.79162 | 771.721 | 8.9995e-05 | 772.4253 | 0.00422 | 513.9528 | 0.25632
| 513.0466 | 0 | 513.0466 | 0 | 514.0699 | 0 | 514.0699 | 1.9748e-05 | 563.84 | -0.00011805 | 513.0466 | 0.99243 | 563.84 | 0.005712 | 563.84 | 0.00017338 | 514.0699 | 3.2252e-05 | 514.0699 | 2.5454e-05 | 513.0466 | 0 | 772.5905 | 0.0692 | 772.5905 | 0.79663 | 771.8863 | 0 | 772.5905 | 0.00457 | 514.0699 | 0.2572
| 513.161 | 0.0006079 | 513.161 | 0.00179 | 514.187 | 3.2289e-05 | 514.187 | 9.6441e-06 | 564.07 | 0.00045532 | 513.161 | 0.99339 | 564.07 | 0.0066806 | 564.07 | -0.00089942 | 514.187 | 1.6079e-05 | 514.187 | 1.4967e-05 | 513.161 | 0.00131 | 772.7557 | 0.06762 | 772.7557 | 0.80727 | 772.0516 | 1.0001e-05 | 772.7557 | 0.00439 | 514.187 | 0.25647
| 513.2755 | 0 | 513.2755 | 0 | 514.3041 | 0 | 514.3041 | 1.8381e-05 | 564.3 | -0.0024453 | 513.2755 | 0.97696 | 564.3 | 0.0036456 | 564.3 | -0.00086692 | 514.3041 | 3.0507e-05 | 514.3041 | 2.9297e-05 | 513.2755 | 0 | 772.921 | 0.06649 | 772.921 | 0.81196 | 772.2168 | 0 | 772.921 | 0.00474 | 514.3041 | 0.25787
| 513.3899 | 0.00032042 | 513.3899 | 0.00161 | 514.4212 | 4.9907e-05 | 514.4212 | 8.7816e-06 | 564.53 | 0.00011805 | 513.3899 | 0.97031 | 564.53 | 0.0051308 | 564.53 | 0.00020589 | 514.4212 | 1.4451e-05 | 514.4212 | 1.433e-05 | 513.3899 | 0.00231 | 773.0862 | 0.06682 | 773.0862 | 0.81303 | 772.3821 | 6.9993e-05 | 773.0862 | 0.00444 | 514.4212 | 0.25839
| 513.5044 | 0 | 513.5044 | 0 | 514.5383 | 1.4682e-05 | 514.5383 | 1.865e-05 | 564.76 | -0.0011636 | 513.5044 | 0.97721 | 564.76 | 0.0038071 | 564.76 | -0.0015822 | 514.5383 | 2.9769e-05 | 514.5383 | 2.3521e-05 | 513.5044 | 0 | 773.2514 | 0.06267 | 773.2514 | 0.81589 | 772.5474 | 0 | 773.2514 | 0.00471 | 514.5383 | 0.26053
| 513.6188 | 0.00039229 | 513.6188 | 0.00224 | 514.6555 | 4.9907e-05 | 514.6555 | 9.9129e-06 | 564.98 | -0.00028669 | 513.6188 | 0.97772 | 564.98 | 0.0016761 | 564.98 | 0.00066102 | 514.6555 | 1.5318e-05 | 514.6555 | 9.191e-06 | 513.6188 | 0.00201 | 773.4167 | 0.06273 | 773.4167 | 0.82402 | 772.7127 | 5.0004e-05 | 773.4167 | 0.00443 | 514.6555 | 0.26194
| 513.7332 | 0 | 513.7332 | 0 | 514.7726 | 0 | 514.7726 | 2.0308e-05 | 565.21 | -0.0013997 | 513.7332 | 0.97409 | 565.21 | 0.0017085 | 565.21 | 1.0836e-05 | 514.7726 | 2.8656e-05 | 514.7726 | 1.903e-05 | 513.7332 | 0 | 773.5819 | 0.05975 | 773.5819 | 0.83135 | 772.8781 | 0 | 773.5819 | 0.00472 | 514.7726 | 0.26531
| 513.8477 | 0.00037433 | 513.8477 | 0.00182 | 514.8897 | 3.2289e-05 | 514.8897 | 1.0428e-05 | 565.44 | -0.00038786 | 513.8477 | 0.96583 | 565.44 | 0.0028707 | 565.44 | -0.001127 | 514.8897 | 1.3339e-05 | 514.8897 | 9.8388e-06 | 513.8477 | 0.00046859 | 773.7471 | 0.06162 | 773.7471 | 0.83893 | 773.0434 | 5.0004e-05 | 773.7471 | 0.00445 | 514.8897 | 0.26769
| 513.9621 | 0 | 513.9621 | 0 | 515.0068 | 0 | 515.0068 | 2.0912e-05 | 565.67 | 0.00015177 | 513.9621 | 0.96353 | 565.67 | 0.0016117 | 565.67 | 0.0014737 | 515.0068 | 2.9277e-05 | 515.0068 | 2.4806e-05 | 513.9621 | 0 | 773.9124 | 0.0571 | 773.9124 | 0.84058 | 773.2087 | 0 | 773.9124 | 0.00472 | 515.0068 | 0.26938
| 514.0766 | 0.00037433 | 514.0766 | 0.00109 | 515.124 | 1.4682e-05 | 515.124 | 1.0484e-05 | 565.9 | -0.00042159 | 514.0766 | 0.95476 | 565.9 | 0.0027416 | 565.9 | 0.0020589 | 515.124 | 1.5927e-05 | 515.124 | 1.4967e-05 | 514.0766 | 0.00176 | 774.0776 | 0.0586 | 774.0776 | 0.85184 | 773.374 | 6.9993e-05 | 774.0776 | 0.00449 | 515.124 | 0.26978
| 514.1911 | 0 | 514.1911 | 0 | 515.2411 | 0 | 515.2411 | 2.089e-05 | 566.12 | 0.0012985 | 514.1911 | 0.96625 | 566.12 | 0.0030968 | 566.12 | 0.00043346 | 515.2411 | 3.1115e-05 | 515.2411 | 2.8012e-05 | 514.1911 | 0 | 774.2429 | 0.05604 | 774.2429 | 0.8565 | 773.5393 | 0 | 774.2429 | 0.00477 | 515.2411 | 0.27068
| 514.3055 | 0.0006079 | 514.3055 | 0.0025 | 515.3583 | 3.2289e-05 | 515.3583 | 1.0406e-05 | 566.35 | -0.0017707 | 514.3055 | 0.94451 | 566.35 | 0.0027094 | 566.35 | 0.0010836 | 515.3583 | 1.5189e-05 | 515.3583 | 1.3045e-05 | 514.3055 | 0.00109 | 774.4082 | 0.05437 | 774.4082 | 0.86547 | 773.7047 | 5.0004e-05 | 774.4082 | 0.0045 | 515.3583 | 0.27144
| 514.42 | 0 | 514.42 | 0 | 515.4754 | 0 | 515.4754 | 2.1226e-05 | 566.58 | -0.00011805 | 514.42 | 0.94627 | 566.58 | 0.00028789 | 566.58 | -2.1673e-05 | 515.4754 | 3.2146e-05 | 515.4754 | 2.5454e-05 | 514.42 | 0 | 774.5734 | 0.05491 | 774.5734 | 0.87007 | 773.87 | 0 | 774.5734 | 0.00472 | 515.4754 | 0.27307
| 514.5345 | 0.00041025 | 514.5345 | 0.00168 | 515.5926 | 4.9907e-05 | 515.5926 | 1.0876e-05 | 566.81 | 0.00052277 | 514.5345 | 0.93926 | 566.81 | 0.00041703 | 566.81 | 0.0032617 | 515.5926 | 1.7203e-05 | 515.5926 | 1.2408e-05 | 514.5345 | 0.00146 | 774.7387 | 0.05524 | 774.7387 | 0.87753 | 774.0353 | 3.0002e-05 | 774.7387 | 0.00443 | 515.5926 | 0.27316
| 514.6489 | 0 | 514.6489 | 0 | 515.7097 | 0 | 515.7097 | 2.0005e-05 | 567.04 | -0.0035246 | 514.6489 | 0.93724 | 567.04 | 0.0031613 | 567.04 | -0.00015171 | 515.7097 | 3.3376e-05 | 515.7097 | 2.4806e-05 | 514.6489 | 0 | 774.904 | 0.05374 | 774.904 | 0.87948 | 774.2007 | 0 | 774.904 | 0.00482 | 515.7097 | 0.27446
| 514.7634 | 0.00041025 | 514.7634 | 0.00217 | 515.8269 | 3.2289e-05 | 515.8269 | 9.1849e-06 | 567.26 | -0.00065769 | 514.7634 | 0.92734 | 567.26 | -0.0012941 | 567.26 | 0.00027091 | 515.8269 | 1.6524e-05 | 515.8269 | 1.2408e-05 | 514.7634 | 0.00014995 | 775.0693 | 0.0512 | 775.0693 | 0.892 | 774.366 | 1.0001e-05 | 775.0693 | 0.0046 | 515.8269 | 0.27542
| 514.8779 | 0 | 514.8779 | 0 | 515.944 | 0 | 515.944 | 1.9904e-05 | 567.49 | -0.0013997 | 514.8779 | 0.92798 | 567.49 | 0.00061074 | 567.49 | -0.00089942 | 515.944 | 2.9991e-05 | 515.944 | 2.4806e-05 | 514.8779 | 0 | 775.2345 | 0.0516 | 775.2345 | 0.89416 | 774.5314 | 0 | 775.2345 | 0.00492 | 515.944 | 0.27805
| 514.9924 | 0 | 514.9924 | 0.00144 | 516.0612 | 4.9907e-05 | 516.0612 | 1.0775e-05 | 567.72 | 0.0009275 | 514.9924 | 0.91985 | 567.72 | 0.0025157 | 567.72 | 0.0009211 | 516.0612 | 1.3912e-05 | 516.0612 | 1.2617e-05 | 514.9924 | 0.00139 | 775.3998 | 0.04772 | 775.3998 | 0.90125 | 774.6967 | 5.0004e-05 | 775.3998 | 0.00466 | 516.0612 | 0.27981
| 515.1069 | 0 | 515.1069 | 0 | 516.1784 | 0 | 516.1784 | 2.0184e-05 | 567.95 | -0.00052277 | 515.1069 | 0.91952 | 567.95 | 0.0020636 | 567.95 | -0.0020698 | 516.1784 | 2.827e-05 | 516.1784 | 2.3949e-05 | 515.1069 | 0 | 775.5651 | 0.0485 | 775.5651 | 0.9069 | 774.8621 | 0 | 775.5651 | 0.00501 | 516.1784 | 0.28149
| 515.2214 | 0.00116 | 515.2214 | 0.0012 | 516.2956 | 3.2289e-05 | 516.2956 | 9.4089e-06 | 568.18 | 0.0012985 | 515.2214 | 0.92793 | 568.18 | 0.0021928 | 568.18 | -0.0015496 | 516.2956 | 1.4557e-05 | 516.2956 | 1.1552e-05 | 515.2214 | 0.00142 | 775.7304 | 0.0464 | 775.7304 | 0.91743 | 775.0275 | 6.9993e-05 | 775.7304 | 0.00479 | 516.2956 | 0.28205
| 515.3359 | 0 | 515.3359 | 0 | 516.4127 | 0 | 516.4127 | 2.1226e-05 | 568.41 | 0.00045532 | 515.3359 | 0.91322 | 568.41 | 0.0014502 | 568.41 | -0.0030776 | 516.4127 | 3.0378e-05 | 516.4127 | 2.6299e-05 | 515.3359 | 0 | 775.8957 | 0.04585 | 775.8957 | 0.92362 | 775.1928 | 0 | 775.8957 | 0.0051 | 516.4127 | 0.28281
| 515.4504 | 0.00176 | 515.4504 | 0.00108 | 516.5299 | 3.2289e-05 | 516.5299 | 1.1862e-05 | 568.63 | 0.00096123 | 515.4504 | 0.91496 | 568.63 | 0.00080447 | 568.63 | -0.0022648 | 516.5299 | 1.5927e-05 | 516.5299 | 1.4967e-05 | 515.4504 | 0.00091845 | 776.061 | 0.04608 | 776.061 | 0.92334 | 775.3582 | 5.0004e-05 | 776.061 | 0.00486 | 516.5299 | 0.283
| 515.5649 | 0 | 515.5649 | 0 | 516.6471 | 0 | 516.6471 | 2.1887e-05 | 568.86 | 0.00079259 | 515.5649 | 0.92341 | 568.86 | -0.00026098 | 568.86 | -0.00080189 | 516.6471 | 3.1982e-05 | 516.6471 | 2.7375e-05 | 515.5649 | 0 | 776.2263 | 0.04584 | 776.2263 | 0.93666 | 775.5236 | 0 | 776.2263 | 0.00512 | 516.6471 | 0.28429
| 515.6794 | 0.00010482 | 515.6794 | 0.00217 | 516.7643 | 3.2289e-05 | 516.7643 | 1.007e-05 | 569.09 | 0.00032042 | 515.6794 | 0.92226 | 569.09 | 0.00038475 | 569.09 | 0.00053099 | 516.7643 | 1.6055e-05 | 516.7643 | 1.2408e-05 | 515.6794 | 0.0005998 | 776.3917 | 0.04138 | 776.3917 | 0.93373 | 775.689 | 3.0002e-05 | 776.3917 | 0.0048 | 516.7643 | 0.28563
| 515.7939 | 0 | 515.7939 | 0 | 516.8815 | 0 | 516.8815 | 2.024e-05 | 569.32 | -0.0020068 | 515.7939 | 0.91862 | 569.32 | -9.9549e-05 | 569.32 | -0.0001192 | 516.8815 | 3.1736e-05 | 516.8815 | 2.1599e-05 | 515.7939 | 0 | 776.557 | 0.03992 | 776.557 | 0.94536 | 775.8544 | 0 | 776.557 | 0.00508 | 516.8815 | 0.28742
| 515.9085 | 0.00098522 | 515.9085 | 0.00208 | 516.9987 | 1.4682e-05 | 516.9987 | 1.0227e-05 | 569.55 | 0.0013997 | 515.9085 | 0.93338 | 569.55 | 0.0009659 | 569.55 | -0.00060684 | 516.9987 | 1.5915e-05 | 516.9987 | 9.191e-06 | 515.9085 | 0.00129 | 776.7223 | 0.04197 | 776.7223 | 0.93925 | 776.0198 | 1.0001e-05 | 776.7223 | 0.00483 | 516.9987 | 0.28939
| 516.023 | 0 | 516.023 | 0 | 517.1159 | 0 | 517.1159 | 2.1204e-05 | 569.77 | -0.00045532 | 516.023 | 0.93332 | 569.77 | 0.0025802 | 569.77 | -0.0019722 | 517.1159 | 2.9827e-05 | 517.1159 | 2.0315e-05 | 516.023 | 0 | 776.8876 | 0.03704 | 776.8876 | 0.94594 | 776.1852 | 0 | 776.8876 | 0.00519 | 517.1159 | 0.29256
| 516.1375 | 0.00142 | 516.1375 | 0.00053755 | 517.2331 | 3.2289e-05 | 517.2331 | 1.0999e-05 | 570 | 0.001737 | 516.1375 | 0.93466 | 570 | -0.00074527 | 570 | -0.00024923 | 517.2331 | 1.4205e-05 | 517.2331 | 1.1124e-05 | 516.1375 | 0.00214 | 777.053 | 0.03821 | 777.053 | 0.95223 | 776.3506 | 5.0004e-05 | 777.053 | 0.00499 | 517.2331 | 0.29519
| 516.252 | 0 | 516.252 | 0 | 517.3503 | 0 | 517.3503 | 2.136e-05 | 570.23 | -0.001602 | 516.252 | 0.94979 | 570.23 | -0.00074527 | 570.23 | -0.0012245 | 517.3503 | 2.8059e-05 | 517.3503 | 2.2884e-05 | 516.252 | 0 | 777.2183 | 0.03445 | 777.2183 | 0.95419 | 776.516 | 0 | 777.2183 | 0.0054 | 517.3503 | 0.29739
| 516.3666 | 0 | 516.3666 | 0.00095371 | 517.4675 | 6.7514e-05 | 517.4675 | 1.0428e-05 | 570.46 | 0.00028669 | 516.3666 | 0.94031 | 570.46 | 0.00083675 | 570.46 | 0.00036844 | 517.4675 | 1.4264e-05 | 517.4675 | 1.2408e-05 | 516.3666 | 0.00116 | 777.3836 | 0.03936 | 777.3836 | 0.96049 | 776.6814 | 5.0004e-05 | 777.3836 | 0.00515 | 517.4675 | 0.29722
| 516.4811 | 0 | 516.4811 | 0 | 517.5847 | 0 | 517.5847 | 2.0285e-05 | 570.69 | -0.00011805 | 516.4811 | 0.93934 | 570.69 | 0.00019102 | 570.69 | 0.0017338 | 517.5847 | 2.9991e-05 | 517.5847 | 2.1599e-05 | 516.4811 | 0 | 777.549 | 0.03387 | 777.549 | 0.96934 | 776.8468 | 0 | 777.549 | 0.00548 | 517.5847 | 0.29733
| 516.5956 | 0.0005001 | 516.5956 | 0.0016 | 517.7019 | 1.4682e-05 | 517.7019 | 9.9913e-06 | 570.92 | 0.0016695 | 516.5956 | 0.94505 | 570.92 | -9.9549e-05 | 570.92 | -0.00037928 | 517.7019 | 1.6055e-05 | 517.7019 | 9.8388e-06 | 516.5956 | 0.00165 | 777.7143 | 0.03449 | 777.7143 | 0.96702 | 777.0122 | 6.9993e-05 | 777.7143 | 0.00517 | 517.7019 | 0.29632
| 516.7102 | 0 | 516.7102 | 0 | 517.8191 | 0 | 517.8191 | 2.0543e-05 | 571.14 | -0.0023104 | 516.7102 | 0.94113 | 571.14 | 0.00038475 | 571.14 | -0.001257 | 517.8191 | 3.1362e-05 | 517.8191 | 2.0962e-05 | 516.7102 | 0 | 777.8797 | 0.03332 | 777.8797 | 0.97541 | 777.1776 | 0 | 777.8797 | 0.00547 | 517.8191 | 0.29618
| 516.8247 | 0.00098522 | 516.8247 | 0.00074563 | 517.9364 | 3.2289e-05 | 517.9364 | 1.0697e-05 | 571.37 | 0.00048905 | 516.8247 | 0.93554 | 571.37 | 0.002096 | 571.37 | 0.0010836 | 517.9364 | 1.5575e-05 | 517.9364 | 1.198e-05 | 516.8247 | 0.00165 | 778.045 | 0.03358 | 778.045 | 0.98274 | 777.3431 | 5.0004e-05 | 778.045 | 0.00521 | 517.9364 | 0.29626
| 516.9393 | 0 | 516.9393 | 0 | 518.0536 | 0 | 518.0536 | 2.2245e-05 | 571.6 | -0.00069142 | 516.9393 | 0.93644 | 571.6 | -0.0028439 | 571.6 | 0.0011162 | 518.0536 | 3.0753e-05 | 518.0536 | 2.6299e-05 | 516.9393 | 0 | 778.2104 | 0.03302 | 778.2104 | 0.9733 | 777.5085 | 0 | 778.2104 | 0.00561 | 518.0536 | 0.29879
| 517.0539 | 0.0006079 | 517.0539 | 0.00154 | 518.1708 | 4.9907e-05 | 518.1708 | 1.184e-05 | 571.83 | -0.0016695 | 517.0539 | 0.93858 | 571.83 | 0.0021605 | 571.83 | 0.0019289 | 518.1708 | 1.5353e-05 | 518.1708 | 1.4539e-05 | 517.0539 | 0.00073101 | 778.3758 | 0.03557 | 778.3758 | 0.97968 | 777.6739 | 8.9995e-05 | 778.3758 | 0.00534 | 518.1708 | 0.30175
| 517.1684 | 0 | 517.1684 | 0 | 518.2881 | 0 | 518.2881 | 2.3007e-05 | 572.06 | -0.0012648 | 517.1684 | 0.94067 | 572.06 | 9.4169e-05 | 572.06 | -0.00096444 | 518.2881 | 2.8949e-05 | 518.2881 | 2.6091e-05 | 517.1684 | 0 | 778.5411 | 0.03373 | 778.5411 | 0.97898 | 777.8394 | 0 | 778.5411 | 0.00568 | 518.2881 | 0.30502
| 517.283 | 0.00062587 | 517.283 | 0.0016 | 518.4053 | 3.2289e-05 | 518.4053 | 1.1369e-05 | 572.29 | 0.00045532 | 517.283 | 0.94386 | 572.29 | 0.00051389 | 572.29 | 0.00049847 | 518.4053 | 1.3713e-05 | 518.4053 | 1.1761e-05 | 517.283 | 0.00112 | 778.7065 | 0.0378 | 778.7065 | 0.98173 | 778.0048 | 5.0004e-05 | 778.7065 | 0.0054 | 518.4053 | 0.30671
| 517.3976 | 0 | 517.3976 | 0 | 518.5225 | 0 | 518.5225 | 2.229e-05 | 572.51 | -0.00086005 | 517.3976 | 0.93326 | 572.51 | -0.0030376 | 572.51 | 4.3346e-05 | 518.5225 | 2.9113e-05 | 518.5225 | 2.4169e-05 | 517.3976 | 0 | 778.8719 | 0.03549 | 778.8719 | 0.98856 | 778.1703 | 0 | 778.8719 | 0.00586 | 518.5225 | 0.30898
| 517.5122 | 0.00021262 | 517.5122 | 0.00144 | 518.6398 | 3.2289e-05 | 518.6398 | 1.1111e-05 | 572.74 | 0.00045532 | 517.5122 | 0.92121 | 572.74 | 0.001773 | 572.74 | 0.0027091 | 518.6398 | 1.5763e-05 | 518.6398 | 1.2408e-05 | 517.5122 | 0.0015 | 779.0373 | 0.0364 | 779.0373 | 0.98571 | 778.3357 | 5.0004e-05 | 779.0373 | 0.00566 | 518.6398 | 0.30991
| 517.6267 | 0 | 517.6267 | 0 | 518.757 | 0 | 518.757 | 2.266e-05 | 572.97 | -0.0015346 | 517.6267 | 0.92685 | 572.97 | -0.0015202 | 572.97 | 0.0016363 | 518.757 | 3.19e-05 | 518.757 | 2.2236e-05 | 517.6267 | 0 | 779.2026 | 0.0369 | 779.2026 | 0.99205 | 778.5012 | 0 | 779.2026 | 0.00601 | 518.757 | 0.31168
| 517.7413 | 0.00075165 | 517.7413 | 0.00098839 | 518.8743 | 3.2289e-05 | 518.8743 | 1.156e-05 | 573.2 | -0.00011805 | 517.7413 | 0.91496 | 573.2 | 0.00061074 | 573.2 | -0.00031426 | 518.8743 | 1.6571e-05 | 518.8743 | 9.8388e-06 | 517.7413 | 0.0024 | 779.3681 | 0.03558 | 779.3681 | 0.99733 | 778.6667 | 3.0002e-05 | 779.3681 | 0.00564 | 518.8743 | 0.31162
| 517.8559 | 0 | 517.8559 | 0 | 518.9915 | 0 | 518.9915 | 2.3813e-05 | 573.43 | 0.00099496 | 517.8559 | 0.92265 | 573.43 | -0.0018108 | 573.43 | 0.0011487 | 518.9915 | 3.053e-05 | 518.9915 | 2.0962e-05 | 517.8559 | 0 | 779.5334 | 0.0373 | 779.5334 | 0.9949 | 778.8321 | 0 | 779.5334 | 0.00586 | 518.9915 | 0.31328
| 517.9705 | 0.00073368 | 517.9705 | 0.0006936 | 519.1088 | 3.2289e-05 | 519.1088 | 1.2276e-05 | 573.66 | 0.00079259 | 517.9705 | 0.91408 | 573.66 | 0.0002556 | 573.66 | -0.00047681 | 519.1088 | 1.458e-05 | 519.1088 | 1.1332e-05 | 517.9705 | 0.00061854 | 779.6988 | 0.03191 | 779.6988 | 0.99396 | 778.9976 | 6.9993e-05 | 779.6988 | 0.00555 | 519.1088 | 0.31346
| 518.0851 | 0 | 518.0851 | 0 | 519.2261 | 0 | 519.2261 | 2.3802e-05 | 573.88 | -0.00052277 | 518.0851 | 0.90323 | 573.88 | -0.0014233 | 573.88 | 0.0014088 | 519.2261 | 2.8926e-05 | 519.2261 | 2.3093e-05 | 518.0851 | 0 | 779.8642 | 0.03723 | 779.8642 | 0.99084 | 779.1631 | 0 | 779.8642 | 0.00591 | 519.2261 | 0.31486
| 518.1997 | 0.00109 | 518.1997 | 0.00121 | 519.3433 | 6.7514e-05 | 519.3433 | 1.1582e-05 | 574.11 | 0.0020405 | 518.1997 | 0.90931 | 574.11 | 0.00044931 | 574.11 | -8.6692e-05 | 519.3433 | 1.4861e-05 | 519.3433 | 1.198e-05 | 518.1997 | 0.00091845 | 780.0296 | 0.02818 | 780.0296 | 0.99496 | 779.3286 | 1.0001e-05 | 780.0296 | 0.00571 | 519.3433 | 0.31547
| 518.3143 | 0 | 518.3143 | 0 | 519.4606 | 0 | 519.4606 | 2.3477e-05 | 574.34 | -0.00075887 | 518.3143 | 0.90925 | 574.34 | 0.0025802 | 574.34 | 0.0020915 | 519.4606 | 2.8551e-05 | 519.4606 | 2.5025e-05 | 518.3143 | 0 | 780.1951 | 0.03835 | 780.1951 | 0.99314 | 779.4941 | 0 | 780.1951 | 0.00595 | 519.4606 | 0.31784
| 518.4289 | 0.00127 | 518.4289 | 0.00057222 | 519.5779 | 6.7514e-05 | 519.5779 | 1.2904e-05 | 574.57 | 0.00048905 | 518.4289 | 0.90716 | 574.57 | 0.0028385 | 574.57 | 0.0039769 | 519.5779 | 1.78e-05 | 519.5779 | 1.8503e-05 | 518.4289 | 0.00172 | 780.3605 | 0.0279 | 780.3605 | 0.99434 | 779.6595 | 1.0001e-05 | 780.3605 | 0.00603 | 519.5779 | 0.31867
| 518.5435 | 0 | 518.5435 | 0 | 519.6951 | 3.2289e-05 | 519.6951 | 1.4864e-05 | 574.8 | 0.0005565 | 518.5435 | 0.90062 | 574.8 | 0.00041703 | 574.8 | -0.0001192 | 519.6951 | 2.1618e-05 | 519.6951 | 2.0962e-05 | 518.5435 | 9.0716e-05 | 780.5259 | 0.02691 | 780.5259 | 0.99801 | 779.8251 | 0 | 780.5259 | 0.00613 | 519.6951 | 0.31873
| 518.6581 | 0.00084148 | 518.6581 | 0.00113 | 519.8124 | 0 | 519.8124 | 4.57e-06 | 575.03 | -0.0014672 | 518.6581 | 0.89566 | 575.03 | 0.00057846 | 575.03 | 0.0015712 | 519.8124 | 1.1781e-05 | 519.8124 | 1.1651e-05 | 518.6581 | 0.00026241 | 780.6913 | 0.02528 | 780.6913 | 0.99877 | 779.9905 | 0 | 780.6913 | 0.00628 | 519.8124 | 0.31907
| 518.7727 | 0.00016197 | 518.7727 | 0 | 519.9297 | 0 | 519.9297 | 6.071e-06 | 575.26 | 0.0010961 | 518.7727 | 0.89514 | 575.26 | 0.00057846 | 575.26 | 0.0025791 | 519.9297 | 1.0715e-05 | 519.9297 | 1.0904e-05 | 518.7727 | 0 | 780.8568 | 0.03002 | 780.8568 | 1 | 780.1561 | 0 | 780.8568 | 0.00599 | 519.9297 | 0.32083
| 518.8874 | 0.00075165 | 518.8874 | 0.00053755 | 520.047 | 0 | 520.047 | 5.7349e-06 | 575.48 | 0.0011973 | 518.8874 | 0.87843 | 575.48 | -0.00097128 | 575.48 | 0.002384 | 520.047 | 9.6731e-06 | 520.047 | 9.8388e-06 | 518.8874 | 0 | 781.0222 | 0.02695 | 781.0222 | 0.99965 | 780.3216 | 0 | 781.0222 | 0.00629 | 520.047 | 0.32447
| 519.002 | 0 | 519.002 | 0 | 520.1643 | 0 | 520.1643 | 6.1606e-06 | 575.71 | -1.6864e-05 | 519.002 | 0.88074 | 575.71 | -0.0006807 | 575.71 | 0.002449 | 520.1643 | 9.1812e-06 | 520.1643 | 9.5204e-06 | 519.002 | 0 | 781.1876 | 0.03145 | 781.1876 | 0.99445 | 780.4871 | 0 | 781.1876 | 0.00613 | 520.1643 | 0.32609
| 519.1166 | 0.00089539 | 519.1166 | 0.00168 | 520.2816 | 0 | 520.2816 | 5.2421e-06 | 575.94 | -0.0017707 | 519.1166 | 0.86864 | 575.94 | -0.0027148 | 575.94 | 0.0011487 | 520.2816 | 9.3803e-06 | 520.2816 | 7.5878e-06 | 519.1166 | 0 | 781.3531 | 0.02595 | 781.3531 | 0.99112 | 780.6526 | 0 | 781.3531 | 0.00653 | 520.2816 | 0.32831
| 519.2313 | 0 | 519.2313 | 0 | 520.3989 | 1.4682e-05 | 520.3989 | 4.7493e-06 | 576.17 | -0.00059023 | 519.2313 | 0.8546 | 576.17 | -2.6905e-06 | 576.17 | 0.0030341 | 520.3989 | 8.6777e-06 | 520.3989 | 1.2408e-05 | 519.2313 | 9.0716e-05 | 781.5185 | 0.028 | 781.5185 | 0.98866 | 780.8181 | 0 | 781.5185 | 0.00635 | 520.3989 | 0.32794
| 519.3459 | 0.00037433 | 519.3459 | 0.00118 | 520.5162 | 0 | 520.5162 | 4.57e-06 | 576.4 | -0.0014672 | 519.3459 | 0.83983 | 576.4 | -2.6905e-06 | 576.4 | 0.0070653 | 520.5162 | 9.2984e-06 | 520.5162 | 1.2617e-05 | 519.3459 | 0 | 781.684 | 0.024 | 781.684 | 0.98128 | 780.9836 | 0 | 781.684 | 0.00669 | 520.5162 | 0.32878
| 519.4606 | 0 | 519.4606 | 0 | 520.6335 | 0 | 520.6335 | 4.458e-06 | 576.63 | -0.0015346 | 519.4606 | 0.83813 | 576.63 | 0.00090132 | 576.63 | 0.0064477 | 520.6335 | 9.2632e-06 | 520.6335 | 1.2189e-05 | 519.4606 | 0 | 781.8494 | 0.03093 | 781.8494 | 0.98066 | 781.1492 | 0 | 781.8494 | 0.00648 | 520.6335 | 0.32781
| 519.5752 | 0.00057197 | 519.5752 | 0.00175 | 520.7508 | 0 | 520.7508 | 4.9061e-06 | 576.85 | -0.00082632 | 519.5752 | 0.83154 | 576.85 | -0.0028439 | 576.85 | 0.0077805 | 520.7508 | 1.0516e-05 | 520.7508 | 6.7313e-06 | 519.5752 | 7.4971e-05 | 782.0149 | 0.02592 | 782.0149 | 0.9829 | 781.3147 | 0 | 782.0149 | 0.00678 | 520.7508 | 0.32953
| 519.6898 | 0 | 519.6898 | 0 | 520.8681 | 0 | 520.8681 | 4.0436e-06 | 577.08 | -0.00065769 | 519.6898 | 0.82462 | 577.08 | -0.0011327 | 577.08 | 0.0080731 | 520.8681 | 9.0524e-06 | 520.8681 | 8.2356e-06 | 519.6898 | 0 | 782.1803 | 0.02962 | 782.1803 | 0.99246 | 781.4802 | 0 | 782.1803 | 0.00654 | 520.8681 | 0.33044
| 519.8045 | 0.00041025 | 519.8045 | 0.00106 | 520.9854 | 0 | 520.9854 | 4.9285e-06 | 577.31 | -0.00011805 | 519.8045 | 0.8171 | 577.31 | -0.00029326 | 577.31 | 0.010479 | 520.9854 | 8.5606e-06 | 520.9854 | 9.191e-06 | 519.8045 | 0 | 782.3458 | 0.02341 | 782.3458 | 0.9805 | 781.6458 | 0 | 782.3458 | 0.00696 | 520.9854 | 0.33214
| 519.9192 | 0 | 519.9192 | 0 | 521.1027 | 1.4682e-05 | 521.1027 | 5.7125e-06 | 577.54 | -0.00052277 | 519.9192 | 0.80213 | 577.54 | -0.0010358 | 577.54 | 0.010121 | 521.1027 | 8.4318e-06 | 521.1027 | 1.2408e-05 | 519.9192 | 0 | 782.5113 | 0.01876 | 782.5113 | 0.98207 | 781.8113 | 0 | 782.5113 | 0.00682 | 521.1027 | 0.33199
| 520.0338 | 0.00118 | 520.0338 | 0.00113 | 521.2201 | 1.4682e-05 | 521.2201 | 7.3591e-06 | 577.77 | -0.00042159 | 520.0338 | 0.80915 | 577.77 | 0.00015874 | 577.77 | 0.014348 | 521.2201 | 8.9939e-06 | 521.2201 | 7.5878e-06 | 520.0338 | 0.00041236 | 782.6768 | 0.01573 | 782.6768 | 0.97846 | 781.9769 | 0 | 782.6768 | 0.00697 | 521.2201 | 0.33316
| 520.1485 | 0 | 520.1485 | 0 | 521.3374 | 3.2289e-05 | 521.3374 | 6.5414e-06 | 578 | 0.0018381 | 520.1485 | 0.79185 | 578 | 0.0014824 | 578 | 0.01555 | 521.3374 | 1.0095e-05 | 521.3374 | 7.9172e-06 | 520.1485 | 0 | 782.8423 | 0.02123 | 782.8423 | 0.97523 | 782.1425 | 0 | 782.8423 | 0.00665 | 521.3374 | 0.3345
| 520.2632 | 0.00073368 | 520.2632 | 0.00163 | 521.4547 | 0 | 521.4547 | 6.2278e-06 | 578.23 | -0.0011636 | 520.2632 | 0.78153 | 578.23 | -0.0032636 | 578.23 | 0.019029 | 521.4547 | 9.0993e-06 | 521.4547 | 9.5204e-06 | 520.2632 | 0 | 783.0077 | 0.01713 | 783.0077 | 0.97124 | 782.308 | 0 | 783.0077 | 0.00702 | 521.4547 | 0.33659
| 520.3778 | 0 | 520.3778 | 0 | 521.572 | 1.4682e-05 | 521.572 | 5.4773e-06 | 578.46 | 0.00059023 | 520.3778 | 0.77896 | 578.46 | -0.0015202 | 578.46 | 0.016948 | 521.572 | 8.2327e-06 | 521.572 | 1.3155e-05 | 520.3778 | 0 | 783.1732 | 0.01794 | 783.1732 | 0.96658 | 782.4736 | 0 | 783.1732 | 0.00688 | 521.572 | 0.3376
| 520.4925 | 0.00015871 | 520.4925 | 0.0016 | 521.6894 | 1.4682e-05 | 521.6894 | 5.4549e-06 | 578.68 | -0.0016358 | 520.4925 | 0.76439 | 578.68 | -0.00048698 | 578.68 | 0.021825 | 521.6894 | 8.5372e-06 | 521.6894 | 1.0267e-05 | 520.4925 | 0 | 783.3387 | 0.01267 | 783.3387 | 0.96658 | 782.6391 | 0 | 783.3387 | 0.00718 | 521.6894 | 0.33862
| 520.6072 | 0 | 520.6072 | 0 | 521.8067 | 1.4682e-05 | 521.8067 | 5.7349e-06 | 578.91 | 0.00096123 | 520.6072 | 0.76119 | 578.91 | 0.001095 | 578.91 | 0.023449 | 521.8067 | 9.2984e-06 | 521.8067 | 7.3791e-06 | 520.6072 | 0 | 783.5042 | 0.01427 | 783.5042 | 0.9673 | 782.8047 | 0 | 783.5042 | 0.00691 | 521.8067 | 0.33969
| 520.7219 | 0.00014075 | 520.7219 | 0.00097105 | 521.9241 | 1.4682e-05 | 521.9241 | 5.1637e-06 | 579.14 | -0.0020068 | 520.7219 | 0.74242 | 579.14 | 0.00035245 | 579.14 | 0.034405 | 521.9241 | 1.0247e-05 | 521.9241 | 5.2379e-06 | 520.7219 | 0 | 783.6697 | 0.01375 | 783.6697 | 0.96686 | 782.9703 | 0 | 783.6697 | 0.00727 | 521.9241 | 0.34138
| 520.8366 | 0 | 520.8366 | 0 | 522.0414 | 0 | 522.0414 | 6.127e-06 | 579.37 | 0.0011299 | 520.8366 | 0.74126 | 579.37 | 0.00028789 | 579.37 | 0.036063 | 522.0414 | 9.6731e-06 | 522.0414 | 8.4443e-06 | 520.8366 | 0 | 783.8352 | 0.01632 | 783.8352 | 0.96656 | 783.1359 | 0 | 783.8352 | 0.00711 | 522.0414 | 0.34211
| 520.9513 | 0.00096726 | 520.9513 | 0.00158 | 522.1588 | 0 | 522.1588 | 5.3205e-06 | 579.6 | -0.0011299 | 520.9513 | 0.74583 | 579.6 | -0.0022951 | 579.6 | 0.042532 | 522.1588 | 1.0177e-05 | 522.1588 | 6.6324e-06 | 520.9513 | 0 | 784.0007 | 0.01253 | 784.0007 | 0.95898 | 783.3015 | 0 | 784.0007 | 0.00743 | 522.1588 | 0.34262
| 521.066 | 0 | 521.066 | 0 | 522.2761 | 1.4682e-05 | 522.2761 | 5.3653e-06 | 579.83 | -0.0013997 | 521.066 | 0.73456 | 579.83 | 0.00083675 | 579.83 | 0.043833 | 522.2761 | 1.0341e-05 | 522.2761 | 5.9846e-06 | 521.066 | 0 | 784.1662 | 0.01441 | 784.1662 | 0.95962 | 783.4671 | 0 | 784.1662 | 0.00745 | 522.2761 | 0.34214
| 521.1807 | 0.00076961 | 521.1807 | 0.00019074 | 522.3935 | 1.4682e-05 | 522.3935 | 5.3429e-06 | 580.06 | -1.6864e-05 | 521.1807 | 0.73141 | 580.06 | -0.00077756 | 580.06 | 0.052026 | 522.3935 | 1.1336e-05 | 522.3935 | 4.8096e-06 | 521.1807 | 0 | 784.3318 | 0.01303 | 784.3318 | 0.94212 | 783.6327 | 0 | 784.3318 | 0.00786 | 522.3935 | 0.34192
| 521.2954 | 0 | 521.2954 | 0 | 522.5108 | 3.2289e-05 | 522.5108 | 4.8053e-06 | 580.28 | 0.00045532 | 521.2954 | 0.73519 | 580.28 | -0.0022305 | 580.28 | 0.054464 | 522.5108 | 1.1149e-05 | 522.5108 | 8.1258e-06 | 521.2954 | 0 | 784.4973 | 0.01404 | 784.4973 | 0.93636 | 783.7983 | 0 | 784.4973 | 0.0078 | 522.5108 | 0.34146
| 521.4101 | 0 | 521.4101 | 0.00081498 | 522.6282 | 0 | 522.6282 | 5.7349e-06 | 580.51 | -0.00011805 | 521.4101 | 0.72616 | 580.51 | -0.0013909 | 580.51 | 0.06607 | 522.6282 | 1.068e-05 | 522.6282 | 9.729e-06 | 521.4101 | 0 | 784.6628 | 0.01739 | 784.6628 | 0.9268 | 783.9639 | 0 | 784.6628 | 0.00807 | 522.6282 | 0.3415
| 521.5249 | 0 | 521.5249 | 0 | 522.7456 | 1.4682e-05 | 522.7456 | 5.0853e-06 | 580.74 | 0.00082632 | 521.5249 | 0.72343 | 580.74 | -0.001165 | 580.74 | 0.067988 | 522.7456 | 1.0879e-05 | 522.7456 | 9.4106e-06 | 521.5249 | 0 | 784.8284 | 0.01672 | 784.8284 | 0.92636 | 784.1295 | 0 | 784.8284 | 0.00803 | 522.7456 | 0.34342
| 521.6396 | 0.0012 | 521.6396 | 0.00205 | 522.8629 | 1.4682e-05 | 522.8629 | 6.4742e-06 | 580.97 | -0.0011973 | 521.6396 | 0.7236 | 580.97 | 0.00022331 | 580.97 | 0.082909 | 522.8629 | 1.1125e-05 | 522.8629 | 7.8074e-06 | 521.6396 | 0 | 784.9939 | 0.01538 | 784.9939 | 0.92568 | 784.2951 | 0 | 784.9939 | 0.00848 | 522.8629 | 0.34616
| 521.7543 | 0 | 521.7543 | 0 | 522.9803 | 1.4682e-05 | 522.9803 | 5.9926e-06 | 581.2 | 0.00032042 | 521.7543 | 0.72445 | 581.2 | -0.0013264 | 581.2 | 0.076831 | 522.9803 | 1.068e-05 | 522.9803 | 7.1595e-06 | 521.7543 | 0 | 785.1594 | 0.01597 | 785.1594 | 0.92471 | 784.4607 | 0 | 785.1594 | 0.0083 | 522.9803 | 0.34892
| 521.869 | 0.00109 | 521.869 | 0.00093636 | 523.0977 | 1.4682e-05 | 523.0977 | 6.519e-06 | 581.43 | -0.0022092 | 521.869 | 0.7198 | 581.43 | -0.00074527 | 581.43 | 0.088436 | 523.0977 | 1.0247e-05 | 523.0977 | 8.7737e-06 | 521.869 | 0 | 785.325 | 0.01629 | 785.325 | 0.91525 | 784.6264 | 0 | 785.325 | 0.00858 | 523.0977 | 0.3503
| 521.9838 | 0 | 521.9838 | 0 | 523.2151 | 0 | 523.2151 | 5.8133e-06 | 581.66 | 5.0592e-05 | 521.9838 | 0.70177 | 581.66 | -9.9549e-05 | 581.66 | 0.091849 | 523.2151 | 9.7668e-06 | 523.2151 | 1.2408e-05 | 521.9838 | 0 | 785.4905 | 0.01717 | 785.4905 | 0.90249 | 784.792 | 0 | 785.4905 | 0.00835 | 523.2151 | 0.3501
| 522.0985 | 8.684e-05 | 522.0985 | 0.00097105 | 523.3324 | 3.2289e-05 | 523.3324 | 5.9478e-06 | 581.89 | -0.00045532 | 522.0985 | 0.70109 | 581.89 | -0.00077756 | 581.89 | 0.10433 | 523.3324 | 1.1184e-05 | 523.3324 | 1.3364e-05 | 522.0985 | 0 | 785.6561 | 0.01772 | 785.6561 | 0.88952 | 784.9576 | 0 | 785.6561 | 0.00873 | 523.3324 | 0.34997
| 522.2133 | 0 | 522.2133 | 0 | 523.4498 | 1.4682e-05 | 523.4498 | 5.7125e-06 | 582.12 | 0.00052277 | 522.2133 | 0.70092 | 582.12 | -0.00074527 | 582.12 | 0.10323 | 523.4498 | 1.1184e-05 | 523.4498 | 1.1222e-05 | 522.2133 | 9.0716e-05 | 785.8216 | 0.01587 | 785.8216 | 0.88772 | 785.1232 | 0 | 785.8216 | 0.00845 | 523.4498 | 0.34988
| 522.328 | 0.000554 | 522.328 | 0.0016 | 523.5672 | 0 | 523.5672 | 5.5781e-06 | 582.34 | -0.0022428 | 522.328 | 0.68035 | 582.34 | -0.00080984 | 582.34 | 0.11669 | 523.5672 | 1.0821e-05 | 523.5672 | 7.3791e-06 | 522.328 | 0 | 785.9872 | 0.01545 | 785.9872 | 0.88138 | 785.2889 | 0 | 785.9872 | 0.00856 | 523.5672 | 0.35058
| 522.4428 | 0 | 522.4428 | 0 | 523.6846 | 1.4682e-05 | 523.6846 | 4.9845e-06 | 582.57 | 0.00079259 | 522.4428 | 0.68051 | 582.57 | -0.0014878 | 582.57 | 0.12345 | 523.6846 | 9.8722e-06 | 523.6846 | 8.016e-06 | 522.4428 | 0 | 786.1527 | 0.01663 | 786.1527 | 0.86283 | 785.4545 | 0 | 786.1527 | 0.00842 | 523.6846 | 0.35023
| 522.5575 | 0.00116 | 522.5575 | 0.00067626 | 523.802 | 1.4682e-05 | 523.802 | 5.2981e-06 | 582.8 | -0.0013997 | 522.5575 | 0.66559 | 582.8 | -0.00061613 | 582.8 | 0.13781 | 523.802 | 9.6263e-06 | 523.802 | 1.1552e-05 | 522.5575 | 0 | 786.3183 | 0.01779 | 786.3183 | 0.85995 | 785.6202 | 0 | 786.3183 | 0.00893 | 523.802 | 0.35095
| 522.6723 | 0.00030594 | 522.6723 | 0 | 523.9194 | 3.2289e-05 | 523.9194 | 6.7766e-06 | 583.03 | 0.00059023 | 522.6723 | 0.65953 | 583.03 | 0.0019991 | 583.03 | 0.13841 | 523.9194 | 1.0329e-05 | 523.9194 | 1.2837e-05 | 522.6723 | 0.00048487 | 786.4839 | 0.01531 | 786.4839 | 0.85656 | 785.7858 | 0 | 786.4839 | 0.00906 | 523.9194 | 0.35099
| 522.787 | 0.00037433 | 522.787 | 0.00057222 | 524.0368 | 3.2289e-05 | 524.0368 | 7.1463e-06 | 583.26 | -0.00072515 | 522.787 | 0.65931 | 583.26 | -0.0019076 | 583.26 | 0.15167 | 524.0368 | 1.0528e-05 | 524.0368 | 1.0904e-05 | 522.787 | 0 | 786.6495 | 0.0166 | 786.6495 | 0.85047 | 785.9515 | 0 | 786.6495 | 0.00942 | 524.0368 | 0.35335
| 522.9018 | 0 | 522.9018 | 0 | 524.1542 | 0 | 524.1542 | 6.2614e-06 | 583.49 | -0.00038786 | 522.9018 | 0.65762 | 583.49 | -0.0010036 | 583.49 | 0.15986 | 524.1542 | 9.3569e-06 | 524.1542 | 6.8411e-06 | 522.9018 | 0 | 786.815 | 0.01559 | 786.815 | 0.84907 | 786.1172 | 0 | 786.815 | 0.00935 | 524.1542 | 0.35464
| 523.0166 | 0.00028449 | 523.0166 | 0.00123 | 524.2717 | 1.4682e-05 | 524.2717 | 5.5221e-06 | 583.72 | -0.00079259 | 523.0166 | 0.65196 | 583.72 | -0.0015202 | 583.72 | 0.17296 | 524.2717 | 1.0036e-05 | 524.2717 | 8.016e-06 | 523.0166 | 0.00014995 | 786.9806 | 0.01666 | 786.9806 | 0.8328 | 786.2828 | 0 | 786.9806 | 0.00974 | 524.2717 | 0.35674
| 523.1313 | 0 | 523.1313 | 0 | 524.3891 | 0 | 524.3891 | 5.2981e-06 | 583.95 | -0.0011636 | 523.1313 | 0.64391 | 583.95 | -0.00035784 | 583.95 | 0.17585 | 524.3891 | 9.7551e-06 | 524.3891 | 6.6324e-06 | 523.1313 | 0 | 787.1462 | 0.01421 | 787.1462 | 0.82727 | 786.4485 | 0 | 787.1462 | 0.00972 | 524.3891 | 0.35685
| 523.2461 | 0.0006079 | 523.2461 | 0.00227 | 524.5065 | 1.4682e-05 | 524.5065 | 6.631e-06 | 584.18 | -0.0012648 | 523.2461 | 0.62843 | 584.18 | 0.00083675 | 584.18 | 0.18957 | 524.5065 | 1.0598e-05 | 524.5065 | 9.6192e-06 | 523.2461 | 0 | 787.3118 | 0.01598 | 787.3118 | 0.821 | 786.6142 | 0 | 787.3118 | 0.00999 | 524.5065 | 0.35729
| 523.3609 | 0 | 523.3609 | 0 | 524.6239 | 1.4682e-05 | 524.6239 | 6.0038e-06 | 584.4 | 0.0023778 | 523.3609 | 0.63605 | 584.4 | 0.00090132 | 584.4 | 0.19536 | 524.6239 | 9.8956e-06 | 524.6239 | 5.9846e-06 | 523.3609 | 0 | 787.4774 | 0.01355 | 787.4774 | 0.8119 | 786.7799 | 0 | 787.4774 | 0.00995 | 524.6239 | 0.35747
| 523.4757 | 0.00066181 | 523.4757 | 0.00057222 | 524.7413 | 0 | 524.7413 | 6.239e-06 | 584.63 | -0.0018044 | 523.4757 | 0.62452 | 584.63 | -0.0015202 | 584.63 | 0.20931 | 524.7413 | 9.6497e-06 | 524.7413 | 8.3454e-06 | 523.4757 | 0 | 787.643 | 0.01624 | 787.643 | 0.80401 | 786.9455 | 0 | 787.643 | 0.01034 | 524.7413 | 0.35843
| 523.5905 | 0 | 523.5905 | 0 | 524.8588 | 0 | 524.8588 | 5.3989e-06 | 584.86 | 0.0015346 | 523.5905 | 0.63014 | 584.86 | 9.4169e-05 | 584.86 | 0.21431 | 524.8588 | 9.9542e-06 | 524.8588 | 5.2379e-06 | 523.5905 | 0 | 787.8086 | 0.01294 | 787.8086 | 0.80449 | 787.1112 | 0 | 787.8086 | 0.01031 | 524.8588 | 0.35855
| 523.7053 | 0.0014 | 523.7053 | 0.00158 | 524.9762 | 0 | 524.9762 | 6.8326e-06 | 585.09 | -8.4319e-05 | 523.7053 | 0.61603 | 585.09 | -0.0010358 | 585.09 | 0.23342 | 524.9762 | 9.8371e-06 | 524.9762 | 7.0607e-06 | 523.7053 | 0 | 787.9742 | 0.0154 | 787.9742 | 0.78977 | 787.2769 | 0 | 787.9742 | 0.0106 | 524.9762 | 0.35897
| 523.8201 | 0 | 523.8201 | 0 | 525.0936 | 0 | 525.0936 | 7.2807e-06 | 585.32 | 0.001231 | 523.8201 | 0.61333 | 585.32 | -0.0009067 | 585.32 | 0.2344 | 525.0936 | 1.0657e-05 | 525.0936 | 5.6661e-06 | 523.8201 | 0.00057872 | 788.1398 | 0.01373 | 788.1398 | 0.78228 | 787.4426 | 0 | 788.1398 | 0.01061 | 525.0936 | 0.35831
| 523.9349 | 0.00015871 | 523.9349 | 0.00125 | 525.2111 | 1.4682e-05 | 525.2111 | 7.5607e-06 | 585.55 | -0.0014334 | 523.9349 | 0.6095 | 585.55 | -0.00087442 | 585.55 | 0.25664 | 525.2111 | 1.0598e-05 | 525.2111 | 6.6324e-06 | 523.9349 | 0 | 788.3055 | 0.01519 | 788.3055 | 0.78177 | 787.6083 | 0 | 788.3055 | 0.01099 | 525.2111 | 0.35878
| 524.0497 | 0 | 524.0497 | 0 | 525.3285 | 1.4682e-05 | 525.3285 | 6.9895e-06 | 585.78 | 0.0013997 | 524.0497 | 0.60266 | 585.78 | 0.0014179 | 585.78 | 0.25329 | 525.3285 | 1.0036e-05 | 525.3285 | 6.7313e-06 | 524.0497 | 0 | 788.4711 | 0.01352 | 788.4711 | 0.77015 | 787.774 | 0 | 788.4711 | 0.01102 | 525.3285 | 0.3587
| 524.1645 | 0.00131 | 524.1645 | 0.00052021 | 525.446 | 0 | 525.446 | 6.6982e-06 | 586.01 | 0.00042159 | 524.1645 | 0.60363 | 586.01 | 0.0018699 | 586.01 | 0.26886 | 525.446 | 1.0598e-05 | 525.446 | 8.4443e-06 | 524.1645 | 0.00011247 | 788.6367 | 0.01538 | 788.6367 | 0.76236 | 787.9397 | 0 | 788.6367 | 0.01122 | 525.446 | 0.36026
| 524.2794 | 0 | 524.2794 | 0 | 525.5634 | 0 | 525.5634 | 7.2807e-06 | 586.24 | -0.0001855 | 524.2794 | 0.59602 | 586.24 | -0.001843 | 586.24 | 0.2794 | 525.5634 | 1.0341e-05 | 525.5634 | 9.191e-06 | 524.2794 | 0 | 788.8023 | 0.0134 | 788.8023 | 0.75512 | 788.1055 | 0 | 788.8023 | 0.01122 | 525.5634 | 0.36104
| 524.3942 | 0 | 524.3942 | 0.00084967 | 525.6809 | 1.4682e-05 | 525.6809 | 6.4966e-06 | 586.47 | -0.0024789 | 524.3942 | 0.59923 | 586.47 | -0.00051927 | 586.47 | 0.30378 | 525.6809 | 1.2343e-05 | 525.6809 | 8.2356e-06 | 524.3942 | 0.00050609 | 788.968 | 0.01526 | 788.968 | 0.73927 | 788.2712 | 0 | 788.968 | 0.01154 | 525.6809 | 0.36175
| 524.509 | 0 | 524.509 | 0 | 525.7983 | 1.4682e-05 | 525.7983 | 6.463e-06 | 586.69 | 0.00025296 | 524.509 | 0.60442 | 586.69 | -0.00035784 | 586.69 | 0.31037 | 525.7983 | 1.0493e-05 | 525.7983 | 8.5541e-06 | 524.509 | 0 | 789.1336 | 0.01378 | 789.1336 | 0.73777 | 788.4369 | 0 | 789.1336 | 0.01157 | 525.7983 | 0.36011
| 524.6238 | 6.8875e-05 | 524.6238 | 0.00031212 | 525.9158 | 0 | 525.9158 | 5.7909e-06 | 586.92 | -0.0012648 | 524.6238 | 0.59727 | 586.92 | -0.0010036 | 586.92 | 0.33044 | 525.9158 | 1.006e-05 | 525.9158 | 7.8074e-06 | 524.6238 | 0.00033739 | 789.2993 | 0.01549 | 789.2993 | 0.7271 | 788.6026 | 0 | 789.2993 | 0.01185 | 525.9158 | 0.3596
| 524.7387 | 0.00052189 | 524.7387 | 0 | 526.0333 | 3.2289e-05 | 526.0333 | 5.7349e-06 | 587.15 | -0.00035414 | 524.7387 | 0.59335 | 587.15 | 0.00054618 | 587.15 | 0.33366 | 526.0333 | 8.7011e-06 | 526.0333 | 7.5878e-06 | 524.7387 | 0 | 789.4649 | 0.01378 | 789.4649 | 0.71575 | 788.7684 | 0 | 789.4649 | 0.0117 | 526.0333 | 0.35961
| 524.8535 | 0 | 524.8535 | 0.0018 | 526.1507 | 0 | 526.1507 | 5.9142e-06 | 587.38 | 0.00015177 | 524.8535 | 0.59071 | 587.38 | -0.0010358 | 587.38 | 0.35326 | 526.1507 | 9.8488e-06 | 526.1507 | 4.4912e-06 | 524.8535 | 0 | 789.6305 | 0.01596 | 789.6305 | 0.70862 | 788.9341 | 0 | 789.6305 | 0.01201 | 526.1507 | 0.3609
| 524.9684 | 0 | 524.9684 | 0 | 526.2682 | 1.4682e-05 | 526.2682 | 6.2838e-06 | 587.61 | 0.00045532 | 524.9684 | 0.57376 | 587.61 | 0.0009659 | 587.61 | 0.35749 | 526.2682 | 1.0247e-05 | 526.2682 | 4.601e-06 | 524.9684 | 0 | 789.7962 | 0.0138 | 789.7962 | 0.70582 | 789.0998 | 0 | 789.7962 | 0.01206 | 526.2682 | 0.36138
| 525.0832 | 0.00069774 | 525.0832 | 0.00076297 | 526.3857 | 4.9907e-05 | 526.3857 | 6.4966e-06 | 587.84 | -0.00011805 | 525.0832 | 0.5753 | 587.84 | 0.0019991 | 587.84 | 0.37982 | 526.3857 | 1.0598e-05 | 526.3857 | 4.0629e-06 | 525.0832 | 0.0005998 | 789.9619 | 0.01598 | 789.9619 | 0.69016 | 789.2656 | 0 | 789.9619 | 0.01237 | 526.3857 | 0.3623
| 525.1981 | 0 | 525.1981 | 0 | 526.5032 | 1.4682e-05 | 526.5032 | 6.3958e-06 | 588.07 | -0.0014334 | 525.1981 | 0.58205 | 588.07 | 0.00038475 | 588.07 | 0.38743 | 526.5032 | 9.5677e-06 | 526.5032 | 5.1281e-06 | 525.1981 | 0 | 790.1275 | 0.01348 | 790.1275 | 0.6846 | 789.4313 | 0 | 790.1275 | 0.0124 | 526.5032 | 0.36223
| 525.3129 | 0.00041025 | 525.3129 | 0.00048552 | 526.6206 | 0 | 526.6206 | 6.6534e-06 | 588.3 | -0.0024115 | 525.3129 | 0.57521 | 588.3 | 0.00015874 | 588.3 | 0.41229 | 526.6206 | 9.9307e-06 | 526.6206 | 6.314e-06 | 525.3129 | 0 | 790.2932 | 0.01559 | 790.2932 | 0.6725 | 789.5971 | 0 | 790.2932 | 0.01267 | 526.6206 | 0.36167
| 525.4278 | 0 | 525.4278 | 0 | 526.7381 | 0 | 526.7381 | 6.8886e-06 | 588.53 | -0.00086005 | 525.4278 | 0.5714 | 588.53 | -0.00055155 | 588.53 | 0.41144 | 526.7381 | 9.2164e-06 | 526.7381 | 6.4128e-06 | 525.4278 | 0 | 790.4589 | 0.01484 | 790.4589 | 0.66125 | 789.7628 | 0 | 790.4589 | 0.01281 | 526.7381 | 0.36014
| 525.5426 | 0.00197 | 525.5426 | 0.00064159 | 526.8556 | 0 | 526.8556 | 8.0648e-06 | 588.76 | -0.0013997 | 525.5426 | 0.57348 | 588.76 | 0.0044205 | 588.76 | 0.44627 | 526.8556 | 9.9542e-06 | 526.8556 | 6.4128e-06 | 525.5426 | 0 | 790.6245 | 0.01554 | 790.6245 | 0.65861 | 789.9286 | 0 | 790.6245 | 0.01305 | 526.8556 | 0.36049
| 525.6575 | 0 | 525.6575 | 0 | 526.9731 | 0 | 526.9731 | 7.5159e-06 | 588.99 | -0.0019393 | 525.6575 | 0.57313 | 588.99 | -0.0013587 | 588.99 | 0.44821 | 526.9731 | 1.006e-05 | 526.9731 | 4.6998e-06 | 525.6575 | 0 | 790.7902 | 0.015 | 790.7902 | 0.64378 | 790.0944 | 0 | 790.7902 | 0.01302 | 526.9731 | 0.3608
| 525.7724 | 0 | 525.7724 | 0.00184 | 527.0906 | 0 | 527.0906 | 7.7399e-06 | 589.21 | -0.0024453 | 525.7724 | 0.57382 | 589.21 | -0.0014233 | 589.21 | 0.46691 | 527.0906 | 1.1336e-05 | 527.0906 | 6.0944e-06 | 525.7724 | 0 | 790.9559 | 0.01565 | 790.9559 | 0.63399 | 790.2601 | 0 | 790.9559 | 0.0132 | 527.0906 | 0.36129
| 525.8873 | 0 | 525.8873 | 0 | 527.2081 | 0 | 527.2081 | 6.8774e-06 | 589.44 | 0.001366 | 525.8873 | 0.57069 | 589.44 | 2.9596e-05 | 589.44 | 0.48251 | 527.2081 | 1.1313e-05 | 527.2081 | 6.6324e-06 | 525.8873 | 0 | 791.1216 | 0.01394 | 791.1216 | 0.62824 | 790.4259 | 0 | 791.1216 | 0.01325 | 527.2081 | 0.36017
| 526.0022 | 0.00010482 | 526.0022 | 0.00065893 | 527.3256 | 0 | 527.3256 | 6.8102e-06 | 589.67 | -0.0012648 | 526.0022 | 0.56471 | 589.67 | -9.9549e-05 | 589.67 | 0.50543 | 527.3256 | 1.0095e-05 | 527.3256 | 7.8074e-06 | 526.0022 | 0 | 791.2873 | 0.01584 | 791.2873 | 0.61525 | 790.5917 | 0 | 791.2873 | 0.01348 | 527.3256 | 0.36134
| 526.117 | 0 | 526.117 | 0 | 527.4431 | 1.4682e-05 | 527.4431 | 7.2023e-06 | 589.9 | 0.0020742 | 526.117 | 0.55814 | 589.9 | 6.1882e-05 | 589.9 | 0.51346 | 527.4431 | 9.2164e-06 | 527.4431 | 8.2356e-06 | 526.117 | 0.00020334 | 791.453 | 0.01491 | 791.453 | 0.61006 | 790.7575 | 0 | 791.453 | 0.01346 | 527.4431 | 0.36163
| 526.2319 | 0.0014 | 526.2319 | 0.00095371 | 527.5606 | 1.4682e-05 | 527.5606 | 6.9895e-06 | 590.13 | -0.00011805 | 526.2319 | 0.55574 | 590.13 | -0.00039012 | 590.13 | 0.53023 | 527.5606 | 1.0223e-05 | 527.5606 | 1.1442e-05 | 526.2319 | 0 | 791.6187 | 0.01558 | 791.6187 | 0.59948 | 790.9233 | 0 | 791.6187 | 0.01357 | 527.5606 | 0.36364
| 526.3468 | 0 | 526.3468 | 0 | 527.6781 | 1.4682e-05 | 527.6781 | 7.1687e-06 | 590.36 | 0.00065769 | 526.3468 | 0.55491 | 590.36 | -0.00029326 | 590.36 | 0.54285 | 527.6781 | 1.1207e-05 | 527.6781 | 1.187e-05 | 526.3468 | 0 | 791.7844 | 0.01418 | 791.7844 | 0.58714 | 791.0891 | 0.00177 | 791.7844 | 0.01364 | 527.6781 | 0.36284
| 526.4617 | 0.00127 | 526.4617 | 0.00079764 | 527.7956 | 1.4682e-05 | 527.7956 | 6.183e-06 | 590.59 | -0.00045532 | 526.4617 | 0.55452 | 590.59 | -0.00039012 | 590.59 | 0.57933 | 527.7956 | 1.1336e-05 | 527.7956 | 9.5204e-06 | 526.4617 | 0.00039362 | 791.9501 | 0.01561 | 791.9501 | 0.58539 | 791.2549 | 0 | 791.9501 | 0.01381 | 527.7956 | 0.36339
| 526.5766 | 0 | 526.5766 | 0 | 527.9132 | 0 | 527.9132 | 6.0486e-06 | 590.82 | 0.0010961 | 526.5766 | 0.5431 | 590.82 | 0.0016439 | 590.82 | 0.5844 | 527.9132 | 9.919e-06 | 527.9132 | 6.8411e-06 | 526.5766 | 0.00042856 | 792.1158 | 0.01465 | 792.1158 | 0.57461 | 791.4207 | 0.00465 | 792.1158 | 0.01392 | 527.9132 | 0.36162
| 526.6916 | 0.00163 | 526.6916 | 0.00118 | 528.0307 | 1.4682e-05 | 528.0307 | 6.1606e-06 | 591.05 | -0.0018381 | 526.6916 | 0.54121 | 591.05 | -0.0028116 | 591.05 | 0.60462 | 528.0307 | 9.6731e-06 | 528.0307 | 4.4912e-06 | 526.6916 | 0 | 792.2815 | 0.01493 | 792.2815 | 0.56724 | 791.5865 | 0.00056998 | 792.2815 | 0.01403 | 528.0307 | 0.36142
| 526.8065 | 0 | 526.8065 | 0 | 528.1482 | 1.4682e-05 | 528.1482 | 6.9671e-06 | 591.28 | 0.00042159 | 526.8065 | 0.53574 | 591.28 | -0.00087442 | 591.28 | 0.61612 | 528.1482 | 9.8488e-06 | 528.1482 | 5.8857e-06 | 526.8065 | 0.0004661 | 792.4472 | 0.01484 | 792.4472 | 0.55381 | 791.7523 | 0.00647 | 792.4472 | 0.01422 | 528.1482 | 0.35981
| 526.9214 | 0.00084148 | 526.9214 | 0.00243 | 528.2657 | 1.4682e-05 | 528.2657 | 8.1096e-06 | 591.51 | -0.0018381 | 526.9214 | 0.53624 | 591.51 | -0.0028761 | 591.51 | 0.64789 | 528.2657 | 1.0516e-05 | 528.2657 | 6.9509e-06 | 526.9214 | 0 | 792.613 | 0.01342 | 792.613 | 0.54127 | 791.9181 | 0.00499 | 792.613 | 0.01427 | 528.2657 | 0.36057
| 527.0363 | 0 | 527.0363 | 0 | 528.3833 | 1.4682e-05 | 528.3833 | 8.524e-06 | 591.74 | -0.0011973 | 527.0363 | 0.53129 | 591.74 | 0.0011273 | 591.74 | 0.66219 | 528.3833 | 9.4272e-06 | 528.3833 | 9.191e-06 | 527.0363 | 0.00025964 | 792.7787 | 0.0147 | 792.7787 | 0.53305 | 792.0839 | 0.00969 | 792.7787 | 0.01441 | 528.3833 | 0.35929
| 527.1512 | 6.8875e-05 | 527.1512 | 0.00102 | 528.5008 | 1.4682e-05 | 528.5008 | 8.5576e-06 | 591.97 | -0.00042159 | 527.1512 | 0.52444 | 591.97 | -0.0018108 | 591.97 | 0.6791 | 528.5008 | 9.7082e-06 | 528.5008 | 1.0695e-05 | 527.1512 | 0 | 792.9444 | 0.01063 | 792.9444 | 0.52031 | 792.2497 | 0.00517 | 792.9444 | 0.01439 | 528.5008 | 0.35948
| 527.2662 | 0 | 527.2662 | 0 | 528.6183 | 0 | 528.6183 | 6.6198e-06 | 592.19 | 0.001231 | 527.2662 | 0.51371 | 592.19 | 0.0011596 | 592.19 | 0.69859 | 528.6183 | 1.0223e-05 | 528.6183 | 1.0695e-05 | 527.2662 | 0 | 793.1102 | 0.01472 | 793.1102 | 0.50895 | 792.4156 | 0.00703 | 793.1102 | 0.01457 | 528.6183 | 0.3589
| 527.3811 | 0.00067977 | 527.3811 | 0.00229 | 528.7359 | 3.2289e-05 | 528.7359 | 6.6534e-06 | 592.42 | -0.00096123 | 527.3811 | 0.51626 | 592.42 | -0.0021013 | 592.42 | 0.72008 | 528.7359 | 1.1722e-05 | 528.7359 | 1.0267e-05 | 527.3811 | 0 | 793.2759 | 0.01136 | 793.2759 | 0.5026 | 792.5814 | 0.00781 | 793.2759 | 0.01449 | 528.7359 | 0.35979
| 527.496 | 0 | 527.496 | 0 | 528.8534 | 0 | 528.8534 | 5.6117e-06 | 592.65 | -0.00038786 | 527.496 | 0.51232 | 592.65 | -0.0004547 | 592.65 | 0.73076 | 528.8534 | 1.1125e-05 | 528.8534 | 8.2356e-06 | 527.496 | 0 | 793.4416 | 0.01495 | 793.4416 | 0.49604 | 792.7472 | 0.01053 | 793.4416 | 0.01464 | 528.8534 | 0.35953
| 527.611 | 0.0016 | 527.611 | 0.00086701 | 528.971 | 1.4682e-05 | 528.971 | 6.8886e-06 | 592.88 | 8.4319e-05 | 527.611 | 0.50939 | 592.88 | -0.0012619 | 592.88 | 0.75845 | 528.971 | 1.0633e-05 | 528.971 | 8.3454e-06 | 527.611 | 0 | 793.6074 | 0.01323 | 793.6074 | 0.48112 | 792.9131 | 0.00915 | 793.6074 | 0.01458 | 528.971 | 0.35965
| 527.7259 | 0 | 527.7259 | 0 | 529.0885 | 0 | 529.0885 | 5.8693e-06 | 593.11 | -0.00045532 | 527.7259 | 0.51261 | 593.11 | -0.0004547 | 593.11 | 0.77096 | 529.0885 | 1.0013e-05 | 529.0885 | 6.5226e-06 | 527.7259 | 0.00065379 | 793.7731 | 0.01275 | 793.7731 | 0.47982 | 793.0789 | 0.01071 | 793.7731 | 0.01485 | 529.0885 | 0.35977
| 527.8409 | 0.0004462 | 527.8409 | 0.00142 | 529.2061 | 0 | 529.2061 | 6.2614e-06 | 593.34 | 0.00069142 | 527.8409 | 0.50076 | 593.34 | -0.002069 | 593.34 | 0.79106 | 529.2061 | 9.9307e-06 | 529.2061 | 7.1595e-06 | 527.8409 | 0 | 793.9389 | 0.01484 | 793.9389 | 0.47282 | 793.2447 | 0.01277 | 793.9389 | 0.01473 | 529.2061 | 0.36074
| 527.9559 | 0 | 527.9559 | 0 | 529.3237 | 0 | 529.3237 | 6.5974e-06 | 593.57 | -0.00011805 | 527.9559 | 0.49972 | 593.57 | -0.00084214 | 593.57 | 0.80862 | 529.3237 | 9.0993e-06 | 529.3237 | 4.9194e-06 | 527.9559 | 0.0001658 | 794.1047 | 0.01397 | 794.1047 | 0.46252 | 793.4106 | 0.01243 | 794.1047 | 0.01497 | 529.3237 | 0.36039
| 528.0708 | 0.00085945 | 528.0708 | 0.00060691 | 529.4412 | 1.4682e-05 | 529.4412 | 6.9895e-06 | 593.8 | -0.0005565 | 528.0708 | 0.49583 | 593.8 | -0.0025855 | 593.8 | 0.83458 | 529.4412 | 9.8488e-06 | 529.4412 | 6.0944e-06 | 528.0708 | 0 | 794.2704 | 0.01246 | 794.2704 | 0.4534 | 793.5765 | 0.01325 | 794.2704 | 0.01476 | 529.4412 | 0.36011
| 528.1858 | 0 | 528.1858 | 0 | 529.5588 | 1.4682e-05 | 529.5588 | 7.0903e-06 | 594.03 | 0.00059023 | 528.1858 | 0.48995 | 594.03 | 0.0004816 | 594.03 | 0.84261 | 529.5588 | 9.0759e-06 | 529.5588 | 7.3791e-06 | 528.1858 | 0 | 794.4362 | 0.01052 | 794.4362 | 0.44106 | 793.7423 | 0.01571 | 794.4362 | 0.01503 | 529.5588 | 0.35999
| 528.3007 | 0.00138 | 528.3007 | 0.00102 | 529.6764 | 0 | 529.6764 | 6.463e-06 | 594.26 | 0.0010287 | 528.3007 | 0.48561 | 594.26 | 2.9596e-05 | 594.26 | 0.86579 | 529.6764 | 9.6731e-06 | 529.6764 | 9.3008e-06 | 528.3007 | 0 | 794.602 | 0.01331 | 794.602 | 0.43153 | 793.9082 | 0.01197 | 794.602 | 0.01477 | 529.6764 | 0.36049
| 528.4157 | 0 | 528.4157 | 0 | 529.7939 | 0 | 529.7939 | 6.6534e-06 | 594.49 | 0.00042159 | 528.4157 | 0.48166 | 594.49 | -0.00097128 | 594.49 | 0.88442 | 529.7939 | 9.2398e-06 | 529.7939 | 9.6192e-06 | 528.4157 | 0 | 794.7677 | 0.012 | 794.7677 | 0.4206 | 794.0741 | 0.01801 | 794.7677 | 0.01504 | 529.7939 | 0.35915
| 528.5307 | 0.00127 | 528.5307 | 0.00146 | 529.9115 | 0 | 529.9115 | 6.7542e-06 | 594.72 | -0.00072515 | 528.5307 | 0.48195 | 594.72 | -0.0015524 | 594.72 | 0.90868 | 529.9115 | 9.1344e-06 | 529.9115 | 1.0377e-05 | 528.5307 | 0 | 794.9335 | 0.01314 | 794.9335 | 0.42346 | 794.2399 | 0.01671 | 794.9335 | 0.01474 | 529.9115 | 0.35767
| 528.6457 | 0 | 528.6457 | 0 | 530.0291 | 1.4682e-05 | 530.0291 | 6.7094e-06 | 594.95 | -0.0018719 | 528.6457 | 0.47874 | 594.95 | 0.0013856 | 594.95 | 0.91524 | 530.0291 | 9.029e-06 | 530.0291 | 9.3008e-06 | 528.6457 | 0 | 795.0993 | 0.01423 | 795.0993 | 0.41332 | 794.4058 | 0.02037 | 795.0993 | 0.01508 | 530.0291 | 0.35556
| 528.7607 | 0.00019465 | 528.7607 | 0.00123 | 530.1467 | 0 | 530.1467 | 6.1046e-06 | 595.18 | -0.00099496 | 528.7607 | 0.47391 | 595.18 | 0.00022331 | 595.18 | 0.94336 | 530.1467 | 9.193e-06 | 530.1467 | 1.0157e-05 | 528.7607 | 0 | 795.2651 | 0.01476 | 795.2651 | 0.40545 | 794.5717 | 0.01747 | 795.2651 | 0.01478 | 530.1467 | 0.35506
| 528.8757 | 0 | 528.8757 | 0 | 530.2643 | 0 | 530.2643 | 5.6789e-06 | 595.41 | 1.6864e-05 | 528.8757 | 0.47769 | 595.41 | 0.0015793 | 595.41 | 0.93576 | 530.2643 | 9.2984e-06 | 530.2643 | 7.8074e-06 | 528.8757 | 0 | 795.4309 | 0.01232 | 795.4309 | 0.39581 | 794.7376 | 0.02165 | 795.4309 | 0.01518 | 530.2643 | 0.35411
| 528.9907 | 0 | 528.9907 | 0.0026 | 530.3819 | 3.2289e-05 | 530.3819 | 6.3846e-06 | 595.64 | -0.001366 | 528.9907 | 0.48172 | 595.64 | -0.0015524 | 595.64 | 0.96872 | 530.3819 | 1.006e-05 | 530.3819 | 8.9823e-06 | 528.9907 | 0 | 795.5967 | 0.01058 | 795.5967 | 0.38768 | 794.9035 | 0.02267 | 795.5967 | 0.01474 | 530.3819 | 0.35461
| 529.1057 | 0 | 529.1057 | 0 | 530.4995 | 1.4682e-05 | 530.4995 | 6.4966e-06 | 595.87 | 0.00089378 | 529.1057 | 0.47275 | 595.87 | -0.00022869 | 595.87 | 0.97217 | 530.4995 | 1.1149e-05 | 530.4995 | 8.2356e-06 | 529.1057 | 0 | 795.7625 | 0.01122 | 795.7625 | 0.38139 | 795.0694 | 0.02283 | 795.7625 | 0.01514 | 530.4995 | 0.35536
| 529.2207 | 0.00026652 | 529.2207 | 0.00053755 | 530.617 | 3.2289e-05 | 530.617 | 7.2695e-06 | 596.1 | 0.00082632 | 529.2207 | 0.46287 | 596.1 | -0.0015202 | 596.1 | 0.97951 | 530.617 | 1.2003e-05 | 530.617 | 8.2356e-06 | 529.2207 | 0 | 795.9283 | 0.0104 | 795.9283 | 0.37535 | 795.2353 | 0.02475 | 795.9283 | 0.01472 | 530.617 | 0.35684
| 529.3357 | 0 | 529.3357 | 0 | 530.7346 | 3.2289e-05 | 530.7346 | 7.6951e-06 | 596.32 | -0.0018381 | 529.3357 | 0.47056 | 596.32 | -0.00093899 | 596.32 | 0.97662 | 530.7346 | 1.1805e-05 | 530.7346 | 6.4128e-06 | 529.3357 | 0 | 796.0941 | 0.01129 | 796.0941 | 0.36483 | 795.4012 | 0.02233 | 796.0941 | 0.01517 | 530.7346 | 0.35723
| 529.4507 | 0 | 529.4507 | 0.00090168 | 530.8523 | 0 | 530.8523 | 9.5769e-06 | 596.55 | 0.0005565 | 529.4507 | 0.46801 | 596.55 | 0.0012565 | 596.55 | 1 | 530.8523 | 1.0493e-05 | 530.8523 | 9.191e-06 | 529.4507 | 0 | 796.2599 | 0.00955 | 796.2599 | 0.35718 | 795.5671 | 0.02611 | 796.2599 | 0.01469 | 530.8523 | 0.35745
| 529.5657 | 0 | 529.5657 | 0 | 530.9699 | 0 | 530.9699 | 9.1849e-06 | 596.78 | -0.00042159 | 529.5657 | 0.47303 | 596.78 | -0.0010681 | 596.78 | 0.99275 | 530.9699 | 9.5092e-06 | 530.9699 | 9.8388e-06 | 529.5657 | 0 | 796.4257 | 0.01366 | 796.4257 | 0.35123 | 795.733 | 0.02597 | 796.4257 | 0.01513 | 530.9699 | 0.35674
| 529.6807 | 0.00134 | 529.6807 | 0.00175 | 531.0875 | 1.4682e-05 | 531.0875 | 8.1096e-06 | 597.01 | -0.0018044 | 529.6807 | 0.46645 | 597.01 | -2.6905e-06 | 597.01 | 0.99024 | 531.0875 | 9.5209e-06 | 531.0875 | 9.9487e-06 | 529.6807 | 0 | 796.5915 | 0.00718 | 796.5915 | 0.34122 | 795.8989 | 0.02551 | 796.5915 | 0.01465 | 531.0875 | 0.35566
| 529.7958 | 0 | 529.7958 | 0 | 531.2051 | 0 | 531.2051 | 6.575e-06 | 597.24 | 0.00062396 | 529.7958 | 0.459 | 597.24 | -0.0015847 | 597.24 | 0.9904 | 531.2051 | 8.7245e-06 | 531.2051 | 1.0695e-05 | 529.7958 | 0 | 796.7574 | 0.01319 | 796.7574 | 0.33599 | 796.0648 | 0.02313 | 796.7574 | 0.01513 | 531.2051 | 0.35512
| 529.9108 | 0.00073368 | 529.9108 | 0.00177 | 531.3227 | 0 | 531.3227 | 6.0822e-06 | 597.47 | -0.00028669 | 529.9108 | 0.45529 | 597.47 | -0.00064841 | 597.47 | 0.98338 | 531.3227 | 9.3803e-06 | 531.3227 | 1.1761e-05 | 529.9108 | 0 | 796.9232 | 0.00962 | 796.9232 | 0.32812 | 796.2307 | 0.02719 | 796.9232 | 0.01458 | 531.3227 | 0.35565
| 530.0258 | 0 | 530.0258 | 0 | 531.4403 | 1.4682e-05 | 531.4403 | 5.8357e-06 | 597.7 | 0.0009275 | 530.0258 | 0.45872 | 597.7 | -2.6905e-06 | 597.7 | 0.98959 | 531.4403 | 9.6848e-06 | 531.4403 | 1.3364e-05 | 530.0258 | 0 | 797.089 | 0.01124 | 797.089 | 0.32736 | 796.3967 | 0.02795 | 797.089 | 0.01506 | 531.4403 | 0.35627
| 530.1409 | 5.091e-05 | 530.1409 | 0 | 531.558 | 1.4682e-05 | 531.558 | 6.519e-06 | 597.93 | -0.00025296 | 530.1409 | 0.45348 | 597.93 | 0.0012242 | 597.93 | 0.9905 | 531.558 | 1.0633e-05 | 531.558 | 9.9487e-06 | 530.1409 | 0 | 797.2549 | 0.00934 | 797.2549 | 0.31938 | 796.5626 | 0.02275 | 797.2549 | 0.01445 | 531.558 | 0.35639
| 530.2559 | 0 | 530.2559 | 0 | 531.6756 | 0 | 531.6756 | 6.7766e-06 | 598.16 | 0.0016695 | 530.2559 | 0.45452 | 598.16 | -0.00016412 | 598.16 | 0.97652 | 531.6756 | 1.0388e-05 | 531.6756 | 9.0921e-06 | 530.2559 | 0 | 797.4207 | 0.00695 | 797.4207 | 0.30572 | 796.7286 | 0.03011 | 797.4207 | 0.01497 | 531.6756 | 0.35367
| 530.371 | 0.00104 | 530.371 | 0.00168 | 531.7932 | 1.4682e-05 | 531.7932 | 6.911e-06 | 598.39 | -0.0009275 | 530.371 | 0.45512 | 598.39 | -0.0037156 | 598.39 | 0.97896 | 531.7932 | 9.6028e-06 | 531.7932 | 7.9172e-06 | 530.371 | 0 | 797.5865 | 0.00941 | 797.5865 | 0.30582 | 796.8945 | 0.02629 | 797.5865 | 0.01439 | 531.7932 | 0.35203
| 530.486 | 0 | 530.486 | 0 | 531.9108 | 1.4682e-05 | 531.9108 | 6.8774e-06 | 598.62 | 0.0013997 | 530.486 | 0.45375 | 598.62 | 0.00022331 | 598.62 | 0.95763 | 531.9108 | 9.5092e-06 | 531.9108 | 8.3454e-06 | 530.486 | 0 | 797.7524 | 0.00951 | 797.7524 | 0.29781 | 797.0604 | 0.02977 | 797.7524 | 0.01498 | 531.9108 | 0.3494
| 530.6011 | 0.00098522 | 530.6011 | 0.0007803 | 532.0285 | 0 | 532.0285 | 7.5831e-06 | 598.85 | 0.0005565 | 530.6011 | 0.45529 | 598.85 | 0.00041703 | 598.85 | 0.94001 | 532.0285 | 1.0938e-05 | 532.0285 | 8.2356e-06 | 530.6011 | 0 | 797.9182 | 0.00849 | 797.9182 | 0.29075 | 797.2264 | 0.02459 | 797.9182 | 0.0144 | 532.0285 | 0.34955
| 530.7162 | 0 | 530.7162 | 0 | 532.1461 | 3.2289e-05 | 532.1461 | 7.3815e-06 | 599.08 | 0.0015346 | 530.7162 | 0.46068 | 599.08 | -0.00077756 | 599.08 | 0.92545 | 532.1461 | 1.1512e-05 | 532.1461 | 6.9509e-06 | 530.7162 | 0 | 798.0841 | 0.00805 | 798.0841 | 0.29185 | 797.3923 | 0.02569 | 798.0841 | 0.01499 | 532.1461 | 0.349
| 530.8312 | 0.00085945 | 530.8312 | 0.00165 | 532.2638 | 0 | 532.2638 | 7.0903e-06 | 599.31 | -0.0015008 | 530.8312 | 0.45379 | 599.31 | -0.0006807 | 599.31 | 0.92314 | 532.2638 | 1.0879e-05 | 532.2638 | 4.4912e-06 | 530.8312 | 0 | 798.25 | 0.00979 | 798.25 | 0.27908 | 797.5583 | 0.02345 | 798.25 | 0.01431 | 532.2638 | 0.35064
| 530.9463 | 0 | 530.9463 | 6.9519e-05 | 532.3814 | 1.4682e-05 | 532.3814 | 5.9926e-06 | 599.54 | -0.00045532 | 530.9463 | 0.45071 | 599.54 | -0.001165 | 599.54 | 0.8958 | 532.3814 | 1.02e-05 | 532.3814 | 3.426e-06 | 530.9463 | 0.0004661 | 798.4158 | 0.00995 | 798.4158 | 0.27814 | 797.7243 | 0.02533 | 798.4158 | 0.01487 | 532.3814 | 0.35068
| 531.0614 | 0.00091335 | 531.0614 | 0.00127 | 532.4991 | 3.2289e-05 | 532.4991 | 5.9926e-06 | 599.77 | -0.0010624 | 531.0614 | 0.452 | 599.77 | -0.00084214 | 599.77 | 0.88134 | 532.4991 | 9.3452e-06 | 532.4991 | 7.4889e-06 | 531.0614 | 0 | 798.5817 | 0.01194 | 798.5817 | 0.26527 | 797.8902 | 0.02705 | 798.5817 | 0.01416 | 532.4991 | 0.35103
| 531.1765 | 0 | 531.1765 | 0 | 532.6167 | 0 | 532.6167 | 5.7909e-06 | 600 | -5.0592e-05 | 531.1765 | 0.44004 | 600 | 0.00022331 | 600 | 0.86394 | 532.6167 | 1.0095e-05 | 532.6167 | 8.016e-06 | 531.1765 | 0.00050364 | 798.7476 | 0.01033 | 798.7476 | 0.2626 | 798.0562 | 0.03995 | 798.7476 | 0.01478 | 532.6167 | 0.34845
| 531.2916 | 0 | 531.2916 | 0.00128 | 532.7344 | 0 | 532.7344 | 7.3031e-06 | 600.23 | -0.0014672 | 531.2916 | 0.44732 | 600.23 | 0.00093361 | 600.23 | 0.84463 | 532.7344 | 9.0173e-06 | 532.7344 | 6.6324e-06 | 531.2916 | 0 | 798.9135 | 0.00687 | 798.9135 | 0.25813 | 798.2222 | 0.02975 | 798.9135 | 0.01409 | 532.7344 | 0.34664
| 531.4067 | 0 | 531.4067 | 0 | 532.852 | 0 | 532.852 | 7.9864e-06 | 600.46 | 0.0024789 | 531.4067 | 0.43998 | 600.46 | 0.0021605 | 600.46 | 0.82045 | 532.852 | 9.2164e-06 | 532.852 | 2.4597e-06 | 531.4067 | 0 | 799.0793 | 0.00854 | 799.0793 | 0.2543 | 798.3882 | 0.03859 | 799.0793 | 0.01477 | 532.852 | 0.34386
| 531.5217 | 0.00169 | 531.5217 | 0.0006936 | 532.9697 | 4.9907e-05 | 532.9697 | 8.188e-06 | 600.69 | -0.00021923 | 531.5217 | 0.44008 | 600.69 | -0.0006807 | 600.69 | 0.79999 | 532.9697 | 9.029e-06 | 532.9697 | 4.2825e-06 | 531.5217 | 0 | 799.2452 | 0.00877 | 799.2452 | 0.24743 | 798.5542 | 0.03313 | 799.2452 | 0.01407 | 532.9697 | 0.34367
| 531.6368 | 0 | 531.6368 | 0 | 533.0874 | 0 | 533.0874 | 7.3255e-06 | 600.92 | 0.0025465 | 531.6368 | 0.43629 | 600.92 | 6.1882e-05 | 600.92 | 0.77507 | 533.0874 | 9.6731e-06 | 533.0874 | 7.0607e-06 | 531.6368 | 0.00074763 | 799.4111 | 0.00991 | 799.4111 | 0.24277 | 798.7201 | 0.03443 | 799.4111 | 0.01476 | 533.0874 | 0.34247
| 531.752 | 0 | 531.752 | 0.00088435 | 533.2051 | 0 | 533.2051 | 7.9079e-06 | 601.15 | 0.00032042 | 531.752 | 0.42816 | 601.15 | -0.0017139 | 601.15 | 0.751 | 533.2051 | 9.6731e-06 | 533.2051 | 8.5541e-06 | 531.752 | 0 | 799.577 | 0.00668 | 799.577 | 0.2342 | 798.8861 | 0.03415 | 799.577 | 0.01402 | 533.2051 | 0.34375
| 531.8671 | 0 | 531.8671 | 0 | 533.3227 | 0 | 533.3227 | 6.8886e-06 | 601.38 | 0.00096123 | 531.8671 | 0.42397 | 601.38 | -0.0020367 | 601.38 | 0.72704 | 533.3227 | 9.2164e-06 | 533.3227 | 8.1258e-06 | 531.8671 | 0 | 799.7429 | 0.00549 | 799.7429 | 0.22835 | 799.0521 | 0.04625 | 799.7429 | 0.01472 | 533.3227 | 0.34346
| 531.9822 | 0.00033839 | 531.9822 | 0.00013872 | 533.4404 | 0 | 533.4404 | 6.9558e-06 | 601.61 | -0.00086005 | 531.9822 | 0.42526 | 601.61 | -0.00019641 | 601.61 | 0.70404 | 533.4404 | 9.5209e-06 | 533.4404 | 5.9846e-06 | 531.9822 | 0 | 799.9088 | 0.0064 | 799.9088 | 0.22358 | 799.2181 | 0.04711 | 799.9088 | 0.01399 | 533.4404 | 0.34454
| 532.0973 | 0 | 532.0973 | 0 | 533.5581 | 1.4682e-05 | 533.5581 | 6.8102e-06 | 601.84 | 0.0016358 | 532.0973 | 0.4192 | 601.84 | 0.00028789 | 601.84 | 0.66746 | 533.5581 | 9.3452e-06 | 533.5581 | 5.5563e-06 | 532.0973 | 0 | 800.0747 | 0.00711 | 800.0747 | 0.21949 | 799.3841 | 0.05385 | 800.0747 | 0.01479 | 533.5581 | 0.34333
| 532.2124 | 0.00062587 | 532.2124 | 0.00184 | 533.6758 | 0 | 533.6758 | 7.7399e-06 | 602.07 | 0.0018044 | 532.2124 | 0.42177 | 602.07 | 0.00093361 | 602.07 | 0.64656 | 533.6758 | 9.7551e-06 | 533.6758 | 7.0607e-06 | 532.2124 | 0.00037488 | 800.2406 | 0.00689 | 800.2406 | 0.21576 | 799.5501 | 0.05361 | 800.2406 | 0.01409 | 533.6758 | 0.3433
| 532.3276 | 0 | 532.3276 | 0 | 533.7935 | 1.4682e-05 | 533.7935 | 8.7032e-06 | 602.3 | -0.00072515 | 532.3276 | 0.42073 | 602.3 | 0.00038475 | 602.3 | 0.62338 | 533.7935 | 9.8956e-06 | 533.7935 | 7.0607e-06 | 532.3276 | 0 | 800.4065 | 0.00852 | 800.4065 | 0.21128 | 799.7162 | 0.05061 | 800.4065 | 0.01486 | 533.7935 | 0.34201
| 532.4427 | 0.00084148 | 532.4427 | 0.0007803 | 533.9112 | 0 | 533.9112 | 7.6391e-06 | 602.53 | 0.00079259 | 532.4427 | 0.41814 | 602.53 | -0.0012296 | 602.53 | 0.60465 | 533.9112 | 1.1184e-05 | 533.9112 | 8.6639e-06 | 532.4427 | 0 | 800.5724 | 0.00515 | 800.5724 | 0.20855 | 799.8822 | 0.05051 | 800.5724 | 0.01413 | 533.9112 | 0.34069
| 532.5578 | 0 | 532.5578 | 0 | 534.0289 | 0 | 534.0289 | 7.4263e-06 | 602.76 | 0.00069142 | 532.5578 | 0.42286 | 602.76 | 0.00061074 | 602.76 | 0.57536 | 534.0289 | 1.1254e-05 | 534.0289 | 8.1258e-06 | 532.5578 | 1.5646e-05 | 800.7383 | 0.00488 | 800.7383 | 0.20673 | 800.0482 | 0.05217 | 800.7383 | 0.01494 | 534.0289 | 0.33844
| 532.673 | 0 | 532.673 | 0.00081498 | 534.1466 | 0 | 534.1466 | 7.3591e-06 | 602.99 | 0.00059023 | 532.673 | 0.41854 | 602.99 | -0.0030053 | 602.99 | 0.56287 | 534.1466 | 1.0715e-05 | 534.1466 | 1.1332e-05 | 532.673 | 0 | 800.9043 | 0.00574 | 800.9043 | 0.19671 | 800.2142 | 0.04921 | 800.9043 | 0.01432 | 534.1466 | 0.3378
| 532.7881 | 0 | 532.7881 | 0 | 534.2642 | 0 | 534.2642 | 7.5159e-06 | 603.22 | -0.001602 | 532.7881 | 0.41937 | 603.22 | -0.0024242 | 603.22 | 0.52961 | 534.2642 | 9.2632e-06 | 534.2642 | 8.9823e-06 | 532.7881 | 5.3176e-05 | 801.0702 | 0.00845 | 801.0702 | 0.1921 | 800.3803 | 0.05589 | 801.0702 | 0.01512 | 534.2642 | 0.33707
| 532.9033 | 0.0007157 | 532.9033 | 0.00067626 | 534.3819 | 1.4682e-05 | 534.3819 | 8.4232e-06 | 603.45 | -0.00035414 | 532.9033 | 0.41698 | 603.45 | -0.00013183 | 603.45 | 0.50829 | 534.3819 | 9.8371e-06 | 534.3819 | 8.7737e-06 | 532.9033 | 0 | 801.2361 | 0.00703 | 801.2361 | 0.18998 | 800.5463 | 0.05033 | 801.2361 | 0.01443 | 534.3819 | 0.33687
| 533.0184 | 0 | 533.0184 | 0 | 534.4997 | 1.4682e-05 | 534.4997 | 7.6615e-06 | 603.68 | 0.0010287 | 533.0184 | 0.41511 | 603.68 | -0.00084214 | 603.68 | 0.48696 | 534.4997 | 1.0633e-05 | 534.4997 | 6.5226e-06 | 533.0184 | 0 | 801.4021 | 0.00626 | 801.4021 | 0.18752 | 800.7123 | 0.05523 | 801.4021 | 0.01526 | 534.4997 | 0.33577
| 533.1336 | 0 | 533.1336 | 0.00111 | 534.6174 | 1.4682e-05 | 534.6174 | 8.6024e-06 | 603.91 | -0.00065769 | 533.1336 | 0.41649 | 603.91 | -0.00013183 | 603.91 | 0.4687 | 534.6174 | 1.0844e-05 | 534.6174 | 7.6976e-06 | 533.1336 | 0 | 801.568 | 0.00837 | 801.568 | 0.18196 | 800.8784 | 0.05649 | 801.568 | 0.01459 | 534.6174 | 0.33546
| 533.2487 | 0 | 533.2487 | 0.00046927 | 534.7351 | 0 | 534.7351 | 7.5159e-06 | 604.14 | 0.0021754 | 533.2487 | 0.40075 | 604.14 | 0.00051389 | 604.14 | 0.43586 | 534.7351 | 9.9542e-06 | 534.7351 | 7.6976e-06 | 533.2487 | 0.00029718 | 801.7339 | 0.00667 | 801.7339 | 0.18316 | 801.0444 | 0.06087 | 801.7339 | 0.01551 | 534.7351 | 0.33376
| 533.3639 | 8.684e-05 | 533.3639 | 0 | 534.8528 | 1.4682e-05 | 534.8528 | 8.1432e-06 | 604.36 | -0.00052277 | 533.3639 | 0.40591 | 604.36 | -0.00071299 | 604.36 | 0.41295 | 534.8528 | 9.193e-06 | 534.8528 | 7.0607e-06 | 533.3639 | 0 | 801.8999 | 0.0067 | 801.8999 | 0.17598 | 801.2105 | 0.06035 | 801.8999 | 0.0148 | 534.8528 | 0.33291
| 533.4791 | 0 | 533.4791 | 0 | 534.9705 | 3.2289e-05 | 534.9705 | 8.0536e-06 | 604.59 | 0.0009275 | 533.4791 | 0.39561 | 604.59 | 0.00028789 | 604.59 | 0.39678 | 534.9705 | 8.947e-06 | 534.9705 | 1.198e-05 | 533.4791 | 0 | 802.0658 | 0.00744 | 802.0658 | 0.16911 | 801.3765 | 0.06331 | 802.0658 | 0.01578 | 534.9705 | 0.33074
| 533.5943 | 0.00152 | 533.5943 | 0.0014 | 535.0883 | 0 | 535.0883 | 8.3448e-06 | 604.82 | -0.00069142 | 533.5943 | 0.38873 | 604.82 | 0.00028789 | 604.82 | 0.38125 | 535.0883 | 9.5209e-06 | 535.0883 | 1.0805e-05 | 533.5943 | 0 | 802.2318 | 0.00617 | 802.2318 | 0.16566 | 801.5426 | 0.06799 | 802.2318 | 0.01521 | 535.0883 | 0.33058
| 533.7095 | 0 | 533.7095 | 0 | 535.206 | 0 | 535.206 | 7.3479e-06 | 605.05 | 0.0010287 | 533.7095 | 0.38105 | 605.05 | 0.00019102 | 605.05 | 0.35319 | 535.206 | 9.6028e-06 | 535.206 | 1.2298e-05 | 533.7095 | 0.00069133 | 802.3977 | 0.00619 | 802.3977 | 0.16232 | 801.7087 | 0.07123 | 802.3977 | 0.0161 | 535.206 | 0.32937
| 533.8247 | 0.000554 | 533.8247 | 0.00114 | 535.3237 | 0 | 535.3237 | 6.1046e-06 | 605.28 | 0.00021923 | 533.8247 | 0.38294 | 605.28 | -0.00087442 | 605.28 | 0.34294 | 535.3237 | 1.0516e-05 | 535.3237 | 6.314e-06 | 533.8247 | 0 | 802.5637 | 0.00602 | 802.5637 | 0.1594 | 801.8747 | 0.07085 | 802.5637 | 0.01554 | 535.3237 | 0.32964
| 533.9398 | 0 | 533.9398 | 0 | 535.4415 | 1.4682e-05 | 535.4415 | 5.6901e-06 | 605.51 | 0.001231 | 533.9398 | 0.38178 | 605.51 | -0.00097128 | 605.51 | 0.32127 | 535.4415 | 1.02e-05 | 535.4415 | 6.6324e-06 | 533.9398 | 0 | 802.7297 | 0.00601 | 802.7297 | 0.15285 | 802.0408 | 0.07253 | 802.7297 | 0.01627 | 535.4415 | 0.3283
| 534.055 | 3.2945e-05 | 534.055 | 0.00101 | 535.5592 | 0 | 535.5592 | 6.071e-06 | 605.74 | -0.0020068 | 534.055 | 0.37253 | 605.74 | -0.0014878 | 605.74 | 0.30179 | 535.5592 | 9.9307e-06 | 535.5592 | 5.2379e-06 | 534.055 | 0 | 802.8956 | 0.00488 | 802.8956 | 0.15221 | 802.2069 | 0.07417 | 802.8956 | 0.01572 | 535.5592 | 0.32714
| 534.1702 | 0 | 534.1702 | 0 | 535.6769 | 1.4682e-05 | 535.6769 | 7.6951e-06 | 605.97 | 0.0022092 | 534.1702 | 0.36994 | 605.97 | 0.00077218 | 605.97 | 0.28336 | 535.6769 | 8.9705e-06 | 535.6769 | 7.5878e-06 | 534.1702 | 0.00091656 | 803.0616 | 0.00593 | 803.0616 | 0.15162 | 802.3729 | 0.07529 | 803.0616 | 0.01636 | 535.6769 | 0.32535
| 534.2854 | 0.0005001 | 534.2854 | 0.00020808 | 535.7947 | 3.2289e-05 | 535.7947 | 9.1737e-06 | 606.2 | -0.00096123 | 534.2854 | 0.3614 | 606.2 | 0.00077218 | 606.2 | 0.27809 | 535.7947 | 9.4857e-06 | 535.7947 | 1.0377e-05 | 534.2854 | 0 | 803.2276 | 0.00551 | 803.2276 | 0.14716 | 802.539 | 0.07481 | 803.2276 | 0.01587 | 535.7947 | 0.32318
| 534.4007 | 0 | 534.4007 | 0 | 535.9124 | 1.4682e-05 | 535.9124 | 1.0092e-05 | 606.43 | 0.00042159 | 534.4007 | 0.35515 | 606.43 | -0.0013587 | 606.43 | 0.25258 | 535.9124 | 9.9307e-06 | 535.9124 | 1.187e-05 | 534.4007 | 0 | 803.3936 | 0.006 | 803.3936 | 0.14617 | 802.7051 | 0.08069 | 803.3936 | 0.01641 | 535.9124 | 0.32134
| 534.5159 | 0.00021262 | 534.5159 | 0.00175 | 536.0302 | 0 | 536.0302 | 9.7561e-06 | 606.66 | -0.0025127 | 534.5159 | 0.35036 | 606.66 | -0.0019076 | 606.66 | 0.24025 | 536.0302 | 1.0551e-05 | 536.0302 | 1.1014e-05 | 534.5159 | 0 | 803.5596 | 0.00454 | 803.5596 | 0.13877 | 802.8712 | 0.07859 | 803.5596 | 0.01607 | 536.0302 | 0.3214
| 534.6311 | 0 | 534.6311 | 0 | 536.1479 | 0 | 536.1479 | 9.0168e-06 | 606.89 | -8.4319e-05 | 534.6311 | 0.34277 | 606.89 | -0.0015524 | 606.89 | 0.21909 | 536.1479 | 9.193e-06 | 536.1479 | 9.9487e-06 | 534.6311 | 0.00031595 | 803.7255 | 0.00551 | 803.7255 | 0.13785 | 803.0373 | 0.08205 | 803.7255 | 0.01642 | 536.1479 | 0.3229
| 534.7463 | 0.000554 | 534.7463 | 0.00111 | 536.2657 | 0 | 536.2657 | 8.7144e-06 | 607.12 | -0.0012648 | 534.7463 | 0.34355 | 607.12 | -0.0010036 | 607.12 | 0.21042 | 536.2657 | 9.2749e-06 | 536.2657 | 9.9487e-06 | 534.7463 | 0 | 803.8915 | 0.00394 | 803.8915 | 0.13526 | 803.2034 | 0.08301 | 803.8915 | 0.01618 | 536.2657 | 0.32374
| 534.8615 | 0 | 534.8615 | 0 | 536.3835 | 0 | 536.3835 | 8.7144e-06 | 607.35 | 0.0030186 | 534.8615 | 0.33857 | 607.35 | 0.0017085 | 607.35 | 0.19309 | 536.3835 | 8.9353e-06 | 536.3835 | 1.1014e-05 | 534.8615 | 0 | 804.0575 | 0.00519 | 804.0575 | 0.13165 | 803.3695 | 0.08695 | 804.0575 | 0.01623 | 536.3835 | 0.32153
| 534.9768 | 0.00019465 | 534.9768 | 0.00114 | 536.5012 | 3.2289e-05 | 536.5012 | 8.6808e-06 | 607.58 | -0.00048905 | 534.9768 | 0.33586 | 607.58 | -0.0015524 | 607.58 | 0.18522 | 536.5012 | 9.8722e-06 | 536.5012 | 8.9823e-06 | 534.9768 | 0 | 804.2235 | 0.00664 | 804.2235 | 0.13211 | 803.5356 | 0.08291 | 804.2235 | 0.01628 | 536.5012 | 0.31856
| 535.092 | 0 | 535.092 | 0 | 536.619 | 0 | 536.619 | 8.0088e-06 | 607.81 | -0.0010287 | 535.092 | 0.33281 | 607.81 | -6.7263e-05 | 607.81 | 0.16513 | 536.619 | 1.0856e-05 | 536.619 | 7.3791e-06 | 535.092 | 5.3176e-05 | 804.3895 | 0.0065 | 804.3895 | 0.13042 | 803.7017 | 0.09089 | 804.3895 | 0.01626 | 536.619 | 0.31605
| 535.2073 | 0.00057197 | 535.2073 | 0.00168 | 536.7368 | 3.2289e-05 | 536.7368 | 8.5016e-06 | 608.05 | -0.0015346 | 535.2073 | 0.33438 | 608.05 | -0.00026098 | 608.05 | 0.15927 | 536.7368 | 1.1805e-05 | 536.7368 | 4.9194e-06 | 535.2073 | 0 | 804.5555 | 0.00567 | 804.5555 | 0.12699 | 803.8679 | 0.08831 | 804.5555 | 0.01647 | 536.7368 | 0.31597
| 535.3225 | 0 | 535.3225 | 0 | 536.8545 | 3.2289e-05 | 536.8545 | 8.5464e-06 | 608.28 | -0.0015684 | 535.3225 | 0.33511 | 608.28 | -0.0022951 | 608.28 | 0.13967 | 536.8545 | 1.1781e-05 | 536.8545 | 4.6998e-06 | 535.3225 | 0 | 804.7216 | 0.00509 | 804.7216 | 0.12203 | 804.034 | 0.09327 | 804.7216 | 0.01583 | 536.8545 | 0.31688
| 535.4378 | 0 | 535.4378 | 0.0006936 | 536.9723 | 3.2289e-05 | 536.9723 | 8.2888e-06 | 608.51 | 0.00062396 | 535.4378 | 0.32987 | 608.51 | 0.0002556 | 608.51 | 0.13876 | 536.9723 | 1.102e-05 | 536.9723 | 5.0292e-06 | 535.4378 | 0 | 804.8876 | 0.00582 | 804.8876 | 0.12026 | 804.2001 | 0.09367 | 804.8876 | 0.01613 | 536.9723 | 0.31876
| 535.553 | 0 | 535.553 | 0 | 537.0901 | 0 | 537.0901 | 8.2888e-06 | 608.74 | 0.00086005 | 535.553 | 0.31822 | 608.74 | -0.0017784 | 608.74 | 0.11591 | 537.0901 | 1.0411e-05 | 537.0901 | 5.9846e-06 | 535.553 | 0.00133 | 805.0536 | 0.00566 | 805.0536 | 0.1201 | 804.3662 | 0.09519 | 805.0536 | 0.01555 | 537.0901 | 0.31838
| 535.6683 | 1.4969e-05 | 535.6683 | 0.00123 | 537.2079 | 1.4682e-05 | 537.2079 | 7.7511e-06 | 608.97 | 0.00028669 | 535.6683 | 0.32078 | 608.97 | 0.00073989 | 608.97 | 0.1124 | 537.2079 | 1.0177e-05 | 537.2079 | 5.2379e-06 | 535.6683 | 0 | 805.2196 | 0.0052 | 805.2196 | 0.11285 | 804.5324 | 0.09581 | 805.2196 | 0.01621 | 537.2079 | 0.31768
| 535.7836 | 0 | 535.7836 | 0 | 537.3257 | 0 | 537.3257 | 8.2888e-06 | 609.2 | -0.00035414 | 535.7836 | 0.32233 | 609.2 | -0.0029085 | 609.2 | 0.094645 | 537.3257 | 1.02e-05 | 537.3257 | 4.6998e-06 | 535.7836 | 0 | 805.3856 | 0.00805 | 805.3856 | 0.11249 | 804.6985 | 0.10115 | 805.3856 | 0.0153 | 537.3257 | 0.31478
| 535.8988 | 0 | 535.8988 | 0.00137 | 537.4434 | 0 | 537.4434 | 7.8295e-06 | 609.43 | -0.0015008 | 535.8988 | 0.31644 | 609.43 | 2.9596e-05 | 609.43 | 0.086713 | 537.4434 | 1.0598e-05 | 537.4434 | 3.9531e-06 | 535.8988 | 0 | 805.5517 | 0.00384 | 805.5517 | 0.10823 | 804.8647 | 0.09989 | 805.5517 | 0.01578 | 537.4434 | 0.31338
| 536.0141 | 0 | 536.0141 | 0 | 537.5612 | 1.4682e-05 | 537.5612 | 7.1687e-06 | 609.66 | 0.00048905 | 536.0141 | 0.31745 | 609.66 | 0.0013533 | 609.66 | 0.07735 | 537.5612 | 1.0223e-05 | 537.5612 | 5.4575e-06 | 536.0141 | 0 | 805.7177 | 0.00601 | 805.7177 | 0.1086 | 805.0308 | 0.10203 | 805.7177 | 0.01501 | 537.5612 | 0.31089
| 536.1294 | 0.00051807 | 536.1294 | 0.00153 | 537.679 | 1.4682e-05 | 537.679 | 7.4039e-06 | 609.89 | -0.0013322 | 536.1294 | 0.31145 | 609.89 | 0.0018699 | 609.89 | 0.074522 | 537.679 | 9.6731e-06 | 537.679 | 6.4128e-06 | 536.1294 | 0 | 805.8837 | 0.00515 | 805.8837 | 0.10783 | 805.197 | 0.10163 | 805.8837 | 0.01569 | 537.679 | 0.30982
| 536.2447 | 0 | 536.2447 | 0 | 537.7968 | 3.2289e-05 | 537.7968 | 7.2247e-06 | 610.12 | 0.00062396 | 536.2447 | 0.31515 | 610.12 | -0.0019399 | 610.12 | 0.054561 | 537.7968 | 9.2749e-06 | 537.7968 | 6.8411e-06 | 536.2447 | 3.4411e-05 | 806.0498 | 0.00556 | 806.0498 | 0.10628 | 805.3631 | 0.10763 | 806.0498 | 0.01478 | 537.7968 | 0.30865
| 536.36 | 0.00039229 | 536.36 | 0.00083232 | 537.9147 | 0 | 537.9147 | 8.188e-06 | 610.35 | -0.00052277 | 536.36 | 0.31755 | 610.35 | 0.00054618 | 610.35 | 0.05222 | 537.9147 | 8.9353e-06 | 537.9147 | 8.5541e-06 | 536.36 | 0 | 806.2158 | 0.00522 | 806.2158 | 0.10186 | 805.5293 | 0.10645 | 806.2158 | 0.01521 | 537.9147 | 0.30914
| 536.4753 | 1.7997e-05 | 536.4753 | 0 | 538.0325 | 3.2289e-05 | 538.0325 | 7.6391e-06 | 610.58 | -0.00065769 | 536.4753 | 0.31143 | 610.58 | -0.0014878 | 610.58 | 0.045166 | 538.0325 | 8.9939e-06 | 538.0325 | 9.191e-06 | 536.4753 | 0 | 806.3819 | 0.00483 | 806.3819 | 0.10099 | 805.6954 | 0.11133 | 806.3819 | 0.01428 | 538.0325 | 0.30972
| 536.5906 | 0.00024855 | 536.5906 | 0.00083232 | 538.1503 | 1.4682e-05 | 538.1503 | 6.5974e-06 | 610.81 | -0.0012985 | 536.5906 | 0.31128 | 610.81 | -0.00071299 | 610.81 | 0.039998 | 538.1503 | 9.2632e-06 | 538.1503 | 9.9487e-06 | 536.5906 | 0 | 806.5479 | 0.00544 | 806.5479 | 0.09782 | 805.8616 | 0.10515 | 806.5479 | 0.01482 | 538.1503 | 0.31088
| 536.7059 | 0 | 536.7059 | 0 | 538.2681 | 1.4682e-05 | 538.2681 | 6.7094e-06 | 611.04 | 0.00069142 | 536.7059 | 0.31211 | 611.04 | 0.0026125 | 611.04 | 0.031415 | 538.2681 | 1.0095e-05 | 538.2681 | 8.4443e-06 | 536.7059 | 0 | 806.714 | 0.00671 | 806.714 | 0.09589 | 806.0278 | 0.11267 | 806.714 | 0.01398 | 538.2681 | 0.31113
| 536.8212 | 5.091e-05 | 536.8212 | 0.00113 | 538.3859 | 1.4682e-05 | 538.3859 | 7.5047e-06 | 611.27 | -0.00075887 | 536.8212 | 0.30659 | 611.27 | -0.0015847 | 611.27 | 0.027384 | 538.3859 | 1.1149e-05 | 538.3859 | 7.6976e-06 | 536.8212 | 0 | 806.88 | 0.00647 | 806.88 | 0.09404 | 806.194 | 0.10995 | 806.88 | 0.01446 | 538.3859 | 0.31122
| 536.9365 | 0 | 536.9365 | 0 | 538.5037 | 0 | 538.5037 | 8.3672e-06 | 611.5 | -0.00075887 | 536.9365 | 0.30558 | 611.5 | 0.00041703 | 611.5 | 0.024263 | 538.5037 | 1.1008e-05 | 538.5037 | 9.0921e-06 | 536.9365 | 5.3176e-05 | 807.0461 | 0.00591 | 807.0461 | 0.09261 | 806.3601 | 0.11545 | 807.0461 | 0.01377 | 538.5037 | 0.30921
| 537.0518 | 0.00035636 | 537.0518 | 0.00064159 | 538.6215 | 0 | 538.6215 | 8.7928e-06 | 611.73 | -0.0010287 | 537.0518 | 0.30009 | 611.73 | 0.00080447 | 611.73 | 0.019158 | 538.6215 | 1.1313e-05 | 538.6215 | 9.729e-06 | 537.0518 | 0 | 807.2122 | 0.00436 | 807.2122 | 0.08913 | 806.5263 | 0.11509 | 807.2122 | 0.01428 | 538.6215 | 0.30681
| 537.1671 | 0 | 537.1671 | 0 | 538.7394 | 0 | 538.7394 | 8.244e-06 | 611.96 | 0.00075887 | 537.1671 | 0.30456 | 611.96 | -0.0023273 | 611.96 | 0.011617 | 538.7394 | 1.0083e-05 | 538.7394 | 1.0267e-05 | 537.1671 | 0.00050364 | 807.3783 | 0.00553 | 807.3783 | 0.08654 | 806.6925 | 0.11819 | 807.3783 | 0.01379 | 538.7394 | 0.30437
| 537.2825 | 5.091e-05 | 537.2825 | 0.00079764 | 538.8572 | 1.4682e-05 | 538.8572 | 8.7592e-06 | 612.19 | -0.00062396 | 537.2825 | 0.30336 | 612.19 | -0.0028761 | 612.19 | 0.013957 | 538.8572 | 1.0305e-05 | 538.8572 | 9.191e-06 | 537.2825 | 0 | 807.5443 | 0.00619 | 807.5443 | 0.08711 | 806.8587 | 0.11995 | 807.5443 | 0.01427 | 538.8572 | 0.30357
| 537.3978 | 0 | 537.3978 | 0 | 538.975 | 1.4682e-05 | 538.975 | 7.8183e-06 | 612.42 | -0.001366 | 537.3978 | 0.29803 | 612.42 | 0.0012242 | 612.42 | 0.010316 | 538.975 | 9.6848e-06 | 538.975 | 7.2693e-06 | 537.3978 | 0 | 807.7104 | 0.00533 | 807.7104 | 0.08557 | 807.0249 | 0.12329 | 807.7104 | 0.0139 | 538.975 | 0.3024
| 537.5131 | 0.00026652 | 537.5131 | 0.00149 | 539.0929 | 0 | 539.0929 | 7.5831e-06 | 612.65 | -0.00011805 | 537.5131 | 0.29964 | 612.65 | 0.001773 | 612.65 | 0.010219 | 539.0929 | 1.0177e-05 | 539.0929 | 8.6639e-06 | 537.5131 | 0 | 807.8765 | 0.00516 | 807.8765 | 0.08249 | 807.1911 | 0.12139 | 807.8765 | 0.01446 | 539.0929 | 0.30183
| 537.6285 | 0 | 537.6285 | 0 | 539.2107 | 0 | 539.2107 | 7.0903e-06 | 612.88 | 0.0026139 | 537.6285 | 0.29281 | 612.88 | -0.0019399 | 612.88 | 0.0040745 | 539.2107 | 9.7902e-06 | 539.2107 | 1.1332e-05 | 537.6285 | 0 | 808.0426 | 0.005 | 808.0426 | 0.08025 | 807.3573 | 0.12523 | 808.0426 | 0.01426 | 539.2107 | 0.30097
| 537.7438 | 6.8875e-05 | 537.7438 | 0.00147 | 539.3286 | 0 | 539.3286 | 7.7959e-06 | 613.11 | -0.0014334 | 537.7438 | 0.29507 | 613.11 | -0.0014878 | 613.11 | 0.0052123 | 539.3286 | 1.0083e-05 | 539.3286 | 1.187e-05 | 537.7438 | 0 | 808.2087 | 0.00556 | 808.2087 | 0.07879 | 807.5235 | 0.12301 | 808.2087 | 0.01488 | 539.3286 | 0.30174
| 537.8592 | 0 | 537.8592 | 0 | 539.4464 | 3.2289e-05 | 539.4464 | 7.9303e-06 | 613.34 | 0.0014334 | 537.8592 | 0.29511 | 613.34 | -0.00058385 | 613.34 | 0.0038469 | 539.4464 | 9.0993e-06 | 539.4464 | 1.0267e-05 | 537.8592 | 0 | 808.3748 | 0.00502 | 808.3748 | 0.08107 | 807.6897 | 0.12981 | 808.3748 | 0.01463 | 539.4464 | 0.30122
| 537.9745 | 0.00084148 | 537.9745 | 0.00010404 | 539.5643 | 0 | 539.5643 | 7.1911e-06 | 613.57 | 0.00075887 | 537.9745 | 0.2886 | 613.57 | -0.00061613 | 613.57 | 0.0029042 | 539.5643 | 9.0759e-06 | 539.5643 | 7.0607e-06 | 537.9745 | 0 | 808.5409 | 0.00497 | 808.5409 | 0.07447 | 807.856 | 0.13203 | 808.5409 | 0.01525 | 539.5643 | 0.301
| 538.0899 | 0 | 538.0899 | 0 | 539.6821 | 3.2289e-05 | 539.6821 | 6.7542e-06 | 613.8 | -0.00079259 | 538.0899 | 0.28 | 613.8 | 0.0016439 | 613.8 | 0.0033268 | 539.6821 | 8.9705e-06 | 539.6821 | 9.5204e-06 | 538.0899 | 1.5646e-05 | 808.707 | 0.00502 | 808.707 | 0.07366 | 808.0222 | 0.13537 | 808.707 | 0.01509 | 539.6821 | 0.29976
| 538.2053 | 0.00026652 | 538.2053 | 0.00067626 | 539.8 | 1.4682e-05 | 539.8 | 7.0119e-06 | 614.03 | -0.00065769 | 538.2053 | 0.28403 | 614.03 | -0.0021982 | 614.03 | 0.00053099 | 539.8 | 9.9776e-06 | 539.8 | 7.8074e-06 | 538.2053 | 0.00046859 | 808.8731 | 0.00475 | 808.8731 | 0.07243 | 808.1884 | 0.13115 | 808.8731 | 0.01615 | 539.8 | 0.29923
| 538.3207 | 0 | 538.3207 | 0 | 539.9178 | 0 | 539.9178 | 7.1127e-06 | 614.26 | -0.0012985 | 538.3207 | 0.28835 | 614.26 | -0.00061613 | 614.26 | 0.0028392 | 539.9178 | 8.8885e-06 | 539.9178 | 7.9172e-06 | 538.3207 | 9.0716e-05 | 809.0392 | 0.00537 | 809.0392 | 0.07313 | 808.3546 | 0.13811 | 809.0392 | 0.01617 | 539.9178 | 0.29813
| 538.436 | 0.00053603 | 538.436 | 0.00172 | 540.0357 | 0 | 540.0357 | 6.3958e-06 | 614.49 | -0.0011973 | 538.436 | 0.28565 | 614.49 | 0.00090132 | 614.49 | 0.0018964 | 540.0357 | 1.006e-05 | 540.0357 | 6.0944e-06 | 538.436 | 0 | 809.2053 | 0.00572 | 809.2053 | 0.07004 | 808.5209 | 0.13721 | 809.2053 | 0.01731 | 540.0357 | 0.2975
| 538.5514 | 0 | 538.5514 | 0 | 540.1536 | 1.4682e-05 | 540.1536 | 6.2278e-06 | 614.72 | 0.0016695 | 538.5514 | 0.27969 | 614.72 | -0.00042241 | 614.72 | 0.0030016 | 540.1536 | 9.1344e-06 | 540.1536 | 8.9823e-06 | 538.5514 | 0 | 809.3714 | 0.0038 | 809.3714 | 0.06977 | 808.6871 | 0.14131 | 809.3714 | 0.0169 | 540.1536 | 0.29702
| 538.6668 | 0.00057197 | 538.6668 | 0.00165 | 540.2714 | 1.4682e-05 | 540.2714 | 6.911e-06 | 614.95 | -0.00079259 | 538.6668 | 0.27151 | 614.95 | -0.0016493 | 614.95 | -0.001257 | 540.2714 | 1.0141e-05 | 540.2714 | 7.6976e-06 | 538.6668 | 0 | 809.5376 | 0.00492 | 809.5376 | 0.06722 | 808.8533 | 0.14071 | 809.5376 | 0.01784 | 540.2714 | 0.2971
| 538.7822 | 0 | 538.7822 | 0 | 540.3893 | 1.4682e-05 | 540.3893 | 7.1687e-06 | 615.18 | -0.00069142 | 538.7822 | 0.27475 | 615.18 | -0.00013183 | 615.18 | 0.00014088 | 540.3893 | 9.6028e-06 | 540.3893 | 7.4889e-06 | 538.7822 | 0 | 809.7037 | 0.00478 | 809.7037 | 0.06696 | 809.0196 | 0.14443 | 809.7037 | 0.01738 | 540.3893 | 0.2953
| 538.8976 | 0.00062587 | 538.8976 | 0.00156 | 540.5072 | 1.4682e-05 | 540.5072 | 7.9303e-06 | 615.41 | -0.0015684 | 538.8976 | 0.27407 | 615.41 | 6.1882e-05 | 615.41 | 0.00079106 | 540.5072 | 9.8371e-06 | 540.5072 | 5.4575e-06 | 538.8976 | 0 | 809.8698 | 0.00448 | 809.8698 | 0.06399 | 809.1858 | 0.14147 | 809.8698 | 0.01886 | 540.5072 | 0.29354
| 539.013 | 0 | 539.013 | 0 | 540.6251 | 1.4682e-05 | 540.6251 | 8.3896e-06 | 615.64 | -0.0005565 | 539.013 | 0.27407 | 615.64 | 0.00041703 | 615.64 | 0.00040094 | 540.6251 | 1.0165e-05 | 540.6251 | 6.5226e-06 | 539.013 | 0 | 810.0359 | 0.00434 | 810.0359 | 0.0639 | 809.3521 | 0.14995 | 810.0359 | 0.01873 | 540.6251 | 0.29146
| 539.1284 | 0 | 539.1284 | 0.00101 | 540.7429 | 1.4682e-05 | 540.7429 | 9.7785e-06 | 615.87 | 0.0011636 | 539.1284 | 0.27452 | 615.87 | 0.0016117 | 615.87 | 0.0020915 | 540.7429 | 1.0095e-05 | 540.7429 | 8.5541e-06 | 539.1284 | 0 | 810.2021 | 0.0032 | 810.2021 | 0.0629 | 809.5184 | 0.15057 | 810.2021 | 0.02094 | 540.7429 | 0.29214
| 539.2438 | 0 | 539.2438 | 0 | 540.8608 | 0 | 540.8608 | 9.2521e-06 | 616.1 | -0.0027488 | 539.2438 | 0.27174 | 616.1 | 0.0015148 | 616.1 | 0.0029691 | 540.8608 | 9.919e-06 | 540.8608 | 1.0047e-05 | 539.2438 | 0 | 810.3682 | 0.00655 | 810.3682 | 0.06256 | 809.6846 | 0.15529 | 810.3682 | 0.02056 | 540.8608 | 0.29081
| 539.3592 | 0.00046416 | 539.3592 | 0.00151 | 540.9787 | 1.4682e-05 | 540.9787 | 7.9527e-06 | 616.34 | 0.00062396 | 539.3592 | 0.2704 | 616.34 | 0.00077218 | 616.34 | 0.00033593 | 540.9787 | 1.0985e-05 | 540.9787 | 1.1761e-05 | 539.3592 | 0 | 810.5344 | 0.00344 | 810.5344 | 0.06188 | 809.8509 | 0.15197 | 810.5344 | 0.0227 | 540.9787 | 0.29078
| 539.4746 | 0 | 539.4746 | 0 | 541.0966 | 0 | 541.0966 | 7.0455e-06 | 616.57 | -0.00089378 | 539.4746 | 0.26592 | 616.57 | 0.00090132 | 616.57 | 0.0010511 | 541.0966 | 1.1758e-05 | 541.0966 | 1.0157e-05 | 539.4746 | 0.00020334 | 810.7005 | 0.00547 | 810.7005 | 0.05768 | 810.0172 | 0.15685 | 810.7005 | 0.0217 | 541.0966 | 0.28962
| 539.5901 | 0.00030245 | 539.5901 | 0.00142 | 541.2145 | 0 | 541.2145 | 6.5526e-06 | 616.8 | 0.0011299 | 539.5901 | 0.26623 | 616.8 | -0.00074527 | 616.8 | -0.00096444 | 541.2145 | 1.1453e-05 | 541.2145 | 9.191e-06 | 539.5901 | 0 | 810.8667 | 0.00421 | 810.8667 | 0.05882 | 810.1834 | 0.16107 | 810.8667 | 0.02388 | 541.2145 | 0.29105
| 539.7055 | 0 | 539.7055 | 0 | 541.3324 | 0 | 541.3324 | 7.3479e-06 | 617.03 | 0.00089378 | 539.7055 | 0.25953 | 617.03 | -0.0017461 | 617.03 | 0.0015062 | 541.3324 | 9.9776e-06 | 541.3324 | 8.6639e-06 | 539.7055 | 0 | 811.0328 | 0.0054 | 811.0328 | 0.05616 | 810.3497 | 0.16257 | 811.0328 | 0.02273 | 541.3324 | 0.29059
| 539.8209 | 0.00026652 | 539.8209 | 0.00010404 | 541.4503 | 1.4682e-05 | 541.4503 | 7.4039e-06 | 617.26 | -0.0005565 | 539.8209 | 0.26146 | 617.26 | 0.0002556 | 617.26 | 0.00056349 | 541.4503 | 1.0141e-05 | 541.4503 | 1.1014e-05 | 539.8209 | 0 | 811.199 | 0.00368 | 811.199 | 0.05398 | 810.516 | 0.16365 | 811.199 | 0.0252 | 541.4503 | 0.2905
| 539.9364 | 0 | 539.9364 | 0 | 541.5682 | 3.2289e-05 | 541.5682 | 8.0872e-06 | 617.49 | 0.0013997 | 539.9364 | 0.25968 | 617.49 | -0.0006807 | 617.49 | 0.00085607 | 541.5682 | 1.0446e-05 | 541.5682 | 9.4106e-06 | 539.9364 | 0 | 811.3651 | 0.00504 | 811.3651 | 0.05397 | 810.6823 | 0.16973 | 811.3651 | 0.02394 | 541.5682 | 0.28839
| 540.0518 | 0.00032042 | 540.0518 | 0.00031212 | 541.6861 | 1.4682e-05 | 541.6861 | 8.2216e-06 | 617.72 | -0.0001855 | 540.0518 | 0.26334 | 617.72 | -0.00032556 | 617.72 | -0.00067186 | 541.6861 | 1.0985e-05 | 541.6861 | 6.7313e-06 | 540.0518 | 9.3714e-05 | 811.5313 | 0.00333 | 811.5313 | 0.05173 | 810.8486 | 0.16541 | 811.5313 | 0.02621 | 541.6861 | 0.28671
| 540.1673 | 0 | 540.1673 | 0 | 541.804 | 1.4682e-05 | 541.804 | 8.972e-06 | 617.95 | 0.00072515 | 540.1673 | 0.25999 | 617.95 | -0.0010358 | 617.95 | -0.0017446 | 541.804 | 1.102e-05 | 541.804 | 4.4912e-06 | 540.1673 | 0 | 811.6975 | 0.00572 | 811.6975 | 0.05221 | 811.0149 | 0.17067 | 811.6975 | 0.02461 | 541.804 | 0.28441
| 540.2827 | 0.00134 | 540.2827 | 0.00081498 | 541.922 | 1.4682e-05 | 541.922 | 8.2216e-06 | 618.18 | -0.00089378 | 540.2827 | 0.25289 | 618.18 | -0.0019076 | 618.18 | -0.00096444 | 541.922 | 1.15e-05 | 541.922 | 8.016e-06 | 540.2827 | 3.7485e-05 | 811.8636 | 0.00273 | 811.8636 | 0.05156 | 811.1812 | 0.1749 | 811.8636 | 0.02681 | 541.922 | 0.28468
| 540.3982 | 0 | 540.3982 | 0 | 542.0399 | 0 | 542.0399 | 8.4008e-06 | 618.41 | -0.0005565 | 540.3982 | 0.25721 | 618.41 | -0.00093899 | 618.41 | 0.00010836 | 542.0399 | 1.2027e-05 | 542.0399 | 8.8725e-06 | 540.3982 | 0 | 812.0298 | 0.00566 | 812.0298 | 0.04964 | 811.3475 | 0.17631 | 812.0298 | 0.02561 | 542.0399 | 0.28443
| 540.5136 | 0.00062587 | 540.5136 | 0.00151 | 542.1578 | 0 | 542.1578 | 8.5464e-06 | 618.64 | -0.0016358 | 540.5136 | 0.25803 | 618.64 | -0.0009067 | 618.64 | -0.001127 | 542.1578 | 1.0001e-05 | 542.1578 | 1.1332e-05 | 540.5136 | 0 | 812.196 | 0.00427 | 812.196 | 0.04966 | 811.5138 | 0.17542 | 812.196 | 0.02772 | 542.1578 | 0.2849
| 540.6291 | 0 | 540.6291 | 0 | 542.2757 | 1.4682e-05 | 542.2757 | 8.524e-06 | 618.87 | 0.00021923 | 540.6291 | 0.25942 | 618.87 | 0.00077218 | 618.87 | -0.00086692 | 542.2757 | 8.8651e-06 | 542.2757 | 1.2189e-05 | 540.6291 | 0 | 812.3622 | 0.00438 | 812.3622 | 0.04861 | 811.6801 | 0.17979 | 812.3622 | 0.02651 | 542.2757 | 0.2835
| 540.7446 | 0.00136 | 540.7446 | 0.00104 | 542.3936 | 0 | 542.3936 | 9.1289e-06 | 619.1 | -0.0034908 | 540.7446 | 0.26118 | 619.1 | -0.0021658 | 619.1 | -0.0020372 | 542.3936 | 8.0453e-06 | 542.3936 | 1.2935e-05 | 540.7446 | 0 | 812.5284 | 0.00332 | 812.5284 | 0.04929 | 811.8464 | 0.1833 | 812.5284 | 0.02807 | 542.3936 | 0.2831
| 540.8601 | 0 | 540.8601 | 0 | 542.5116 | 1.4682e-05 | 542.5116 | 7.9303e-06 | 619.33 | -0.00062396 | 540.8601 | 0.26041 | 619.33 | -9.9549e-05 | 619.33 | 0.00033593 | 542.5116 | 7.9282e-06 | 542.5116 | 1.0805e-05 | 540.8601 | 0.00031595 | 812.6946 | 0.00351 | 812.6946 | 0.04421 | 812.0127 | 0.19055 | 812.6946 | 0.02675 | 542.5116 | 0.28108
| 540.9755 | 0.00116 | 540.9755 | 0.0016 | 542.6295 | 3.2289e-05 | 542.6295 | 8.244e-06 | 619.56 | -0.001366 | 540.9755 | 0.25553 | 619.56 | -0.0022305 | 619.56 | -0.0026224 | 542.6295 | 9.6263e-06 | 542.6295 | 7.5878e-06 | 540.9755 | 0 | 812.8608 | 0.0038 | 812.8608 | 0.04507 | 812.179 | 0.18878 | 812.8608 | 0.02811 | 542.6295 | 0.27972
| 541.091 | 0 | 541.091 | 0 | 542.7474 | 3.2289e-05 | 542.7474 | 7.6391e-06 | 619.79 | 0.00089378 | 541.091 | 0.25905 | 619.79 | -0.00048698 | 619.79 | -0.00015171 | 542.7474 | 1.0095e-05 | 542.7474 | 1.1761e-05 | 541.091 | 0 | 813.027 | 0.00368 | 813.027 | 0.04027 | 812.3454 | 0.19295 | 813.027 | 0.02692 | 542.7474 | 0.27819
| 541.2065 | 0 | 541.2065 | 0.00084967 | 542.8654 | 0 | 542.8654 | 8.6024e-06 | 620.02 | 0.00021923 | 541.2065 | 0.25695 | 620.02 | -0.0022305 | 620.02 | 0.00046596 | 542.8654 | 1.1067e-05 | 542.8654 | 1.0476e-05 | 541.2065 | 0 | 813.1932 | 0.00358 | 813.1932 | 0.03833 | 812.5117 | 0.19628 | 813.1932 | 0.02805 | 542.8654 | 0.27828
| 541.322 | 0 | 541.322 | 0 | 542.9833 | 0 | 542.9833 | 9.0729e-06 | 620.26 | 0.0018381 | 541.322 | 0.26027 | 620.26 | -0.00087442 | 620.26 | 0.0031317 | 542.9833 | 1.1313e-05 | 542.9833 | 1.187e-05 | 541.322 | 0.00029718 | 813.3594 | 0.00504 | 813.3594 | 0.0408 | 812.678 | 0.19811 | 813.3594 | 0.02692 | 542.9833 | 0.2785
| 541.4375 | 0 | 541.4375 | 0.00046818 | 543.1013 | 0 | 543.1013 | 8.8376e-06 | 620.49 | -0.001231 | 541.4375 | 0.25692 | 620.49 | -0.00055155 | 620.49 | 0.00040094 | 543.1013 | 1.0657e-05 | 543.1013 | 8.9823e-06 | 541.4375 | 0 | 813.5256 | 0.00393 | 813.5256 | 0.03515 | 812.8444 | 0.19646 | 813.5256 | 0.02784 | 543.1013 | 0.28066
| 541.553 | 0 | 541.553 | 0 | 543.2192 | 0 | 543.2192 | 8.468e-06 | 620.72 | 0.00075887 | 541.553 | 0.2513 | 620.72 | -0.001843 | 620.72 | 0.0012462 | 543.2192 | 1.0177e-05 | 543.2192 | 9.8388e-06 | 541.553 | 0 | 813.6918 | 0.00511 | 813.6918 | 0.03794 | 813.0107 | 0.20303 | 813.6918 | 0.02684 | 543.2192 | 0.28177
| 541.6685 | 0.00176 | 541.6685 | 0.00182 | 543.3372 | 0 | 543.3372 | 7.3031e-06 | 620.95 | -0.00062396 | 541.6685 | 0.24784 | 620.95 | 0.00093361 | 620.95 | 0.00027091 | 543.3372 | 9.919e-06 | 543.3372 | 9.5204e-06 | 541.6685 | 0.00011247 | 813.858 | 0.00368 | 813.858 | 0.03735 | 813.1771 | 0.20248 | 813.858 | 0.02751 | 543.3372 | 0.28177
| 541.7841 | 0 | 541.7841 | 0 | 543.4552 | 0 | 543.4552 | 6.7094e-06 | 621.18 | -0.00059023 | 541.7841 | 0.25085 | 621.18 | -0.0010036 | 621.18 | 0.00062851 | 543.4552 | 8.947e-06 | 543.4552 | 6.5226e-06 | 541.7841 | 0 | 814.0242 | 0.00452 | 814.0242 | 0.03547 | 813.3434 | 0.20905 | 814.0242 | 0.02672 | 543.4552 | 0.27871
| 541.8996 | 0 | 541.8996 | 0.00149 | 543.5731 | 3.2289e-05 | 543.5731 | 7.0119e-06 | 621.41 | 0.0015346 | 541.8996 | 0.24651 | 621.41 | -0.0006807 | 621.41 | -0.0021998 | 543.5731 | 8.7714e-06 | 543.5731 | 6.314e-06 | 541.8996 | 0.00039362 | 814.1905 | 0.0041 | 814.1905 | 0.03448 | 813.5098 | 0.20754 | 814.1905 | 0.02729 | 543.5731 | 0.27613
| 542.0151 | 0 | 542.0151 | 0 | 543.6911 | 0 | 543.6911 | 8.636e-06 | 621.64 | -0.00072515 | 542.0151 | 0.24602 | 621.64 | -0.0025533 | 621.64 | -0.001192 | 543.6911 | 7.776e-06 | 543.6911 | 5.2379e-06 | 542.0151 | 0 | 814.3567 | 0.00398 | 814.3567 | 0.03379 | 813.6762 | 0.21261 | 814.3567 | 0.02669 | 543.6911 | 0.27384
| 542.1306 | 0.00115 | 542.1306 | 0.00048552 | 543.809 | 3.2289e-05 | 543.809 | 1.0271e-05 | 621.87 | -0.00086005 | 542.1306 | 0.24211 | 621.87 | -0.0013909 | 621.87 | -0.001127 | 543.809 | 8.5372e-06 | 543.809 | 8.1258e-06 | 542.1306 | 0 | 814.5229 | 0.00501 | 814.5229 | 0.03306 | 813.8425 | 0.21748 | 814.5229 | 0.02706 | 543.809 | 0.2737
| 542.2462 | 0 | 542.2462 | 0 | 543.927 | 3.2289e-05 | 543.927 | 9.2857e-06 | 622.1 | 0.00096123 | 542.2462 | 0.24244 | 622.1 | -0.0004547 | 622.1 | -0.00028175 | 543.927 | 9.2749e-06 | 543.927 | 7.1595e-06 | 542.2462 | 0 | 814.6892 | 0.0058 | 814.6892 | 0.03393 | 814.0089 | 0.22169 | 814.6892 | 0.02687 | 543.927 | 0.27319
| 542.3617 | 0.00087741 | 542.3617 | 0.00074563 | 544.045 | 1.4682e-05 | 544.045 | 8.6584e-06 | 622.33 | -0.0025465 | 542.3617 | 0.2437 | 622.33 | -0.0017139 | 622.33 | -0.0020372 | 544.045 | 9.7082e-06 | 544.045 | 8.5541e-06 | 542.3617 | 0.00107 | 814.8554 | 0.00417 | 814.8554 | 0.03534 | 814.1753 | 0.2233 | 814.8554 | 0.02719 | 544.045 | 0.2742
| 542.4773 | 0 | 542.4773 | 0 | 544.163 | 0 | 544.163 | 7.3255e-06 | 622.56 | 0.001366 | 542.4773 | 0.2429 | 622.56 | 6.1882e-05 | 622.56 | -0.00054182 | 544.163 | 9.8956e-06 | 544.163 | 8.5541e-06 | 542.4773 | 0 | 815.0217 | 0.00378 | 815.0217 | 0.03688 | 814.3416 | 0.22739 | 815.0217 | 0.02751 | 544.163 | 0.27371
| 542.5928 | 0.00058994 | 542.5928 | 0.00125 | 544.2809 | 0 | 544.2809 | 7.7399e-06 | 622.79 | 5.0592e-05 | 542.5928 | 0.24489 | 622.79 | 0.00067532 | 622.79 | 0.0011162 | 544.2809 | 1.0388e-05 | 544.2809 | 1.0157e-05 | 542.5928 | 0 | 815.1879 | 0.00347 | 815.1879 | 0.03633 | 814.508 | 0.22782 | 815.1879 | 0.02752 | 544.2809 | 0.27322
| 542.7084 | 0 | 542.7084 | 0 | 544.3989 | 1.4682e-05 | 544.3989 | 7.9864e-06 | 623.02 | -0.0005565 | 542.7084 | 0.2366 | 623.02 | -0.00084214 | 623.02 | -0.00018422 | 544.3989 | 9.8371e-06 | 544.3989 | 1.0267e-05 | 542.7084 | 0 | 815.3542 | 0.00304 | 815.3542 | 0.03808 | 814.6744 | 0.23269 | 815.3542 | 0.02845 | 544.3989 | 0.27114
| 542.8239 | 0.00032042 | 542.8239 | 0.00024276 | 544.5169 | 0 | 544.5169 | 9.3305e-06 | 623.25 | -0.00038786 | 542.8239 | 0.23898 | 623.25 | -0.00029326 | 623.25 | 0.0013438 | 544.5169 | 8.584e-06 | 544.5169 | 8.7737e-06 | 542.8239 | 0 | 815.5204 | 0.00377 | 815.5204 | 0.0386 | 814.8408 | 0.23152 | 815.5204 | 0.02844 | 544.5169 | 0.26998
| 542.9395 | 0 | 542.9395 | 0 | 544.6349 | 1.4682e-05 | 544.6349 | 9.8121e-06 | 623.49 | 5.0592e-05 | 542.9395 | 0.2341 | 623.49 | -0.001843 | 623.49 | 0.0010836 | 544.6349 | 6.7337e-06 | 544.6349 | 7.3791e-06 | 542.9395 | 0.00133 | 815.6867 | 0.00457 | 815.6867 | 0.03004 | 815.0072 | 0.23099 | 815.6867 | 0.02985 | 544.6349 | 0.26852
| 543.0551 | 0.00023058 | 543.0551 | 0.00146 | 544.7529 | 3.2289e-05 | 544.7529 | 9.0281e-06 | 623.72 | 1.6864e-05 | 543.0551 | 0.23529 | 623.72 | -0.00064841 | 623.72 | -0.0015822 | 544.7529 | 8.0687e-06 | 544.7529 | 5.8857e-06 | 543.0551 | 0 | 815.8529 | 0.00394 | 815.8529 | 0.0384 | 815.1736 | 0.23394 | 815.8529 | 0.02931 | 544.7529 | 0.26861
| 543.1707 | 0 | 543.1707 | 0 | 544.8709 | 1.4682e-05 | 544.8709 | 7.7735e-06 | 623.95 | -0.00021923 | 543.1707 | 0.23185 | 623.95 | -0.00064841 | 623.95 | -0.00047681 | 544.8709 | 9.2398e-06 | 544.8709 | 6.5226e-06 | 543.1707 | 0.00020334 | 816.0192 | 0.00499 | 816.0192 | 0.02837 | 815.34 | 0.23825 | 816.0192 | 0.0304 | 544.8709 | 0.26781
| 543.2862 | 0.00118 | 543.2862 | 0.00276 | 544.9889 | 0 | 544.9889 | 7.3031e-06 | 624.18 | -0.0009275 | 543.2862 | 0.23711 | 624.18 | -0.0037479 | 624.18 | -0.00063934 | 544.9889 | 1.0469e-05 | 544.9889 | 7.2693e-06 | 543.2862 | 0 | 816.1855 | 0.00333 | 816.1855 | 0.03628 | 815.5064 | 0.2424 | 816.1855 | 0.02927 | 544.9889 | 0.26844
| 543.4018 | 0 | 543.4018 | 0 | 545.1069 | 1.4682e-05 | 545.1069 | 7.3815e-06 | 624.41 | 0.00035414 | 543.4018 | 0.23069 | 624.41 | -0.0016493 | 624.41 | -0.00015171 | 545.1069 | 1.0083e-05 | 545.1069 | 8.016e-06 | 543.4018 | 0 | 816.3517 | 0.00323 | 816.3517 | 0.02825 | 815.6728 | 0.24965 | 816.3517 | 0.03074 | 545.1069 | 0.26798
| 543.5174 | 0.00151 | 543.5174 | 0.00074563 | 545.2249 | 1.4682e-05 | 545.2249 | 7.3031e-06 | 624.64 | 0.0013997 | 543.5174 | 0.22516 | 624.64 | 0.00038475 | 624.64 | 0.00014088 | 545.2249 | 1.0341e-05 | 545.2249 | 7.4889e-06 | 543.5174 | 0 | 816.518 | 0.00279 | 816.518 | 0.02613 | 815.8392 | 0.24678 | 816.518 | 0.03025 | 545.2249 | 0.26911
| 543.633 | 0 | 543.633 | 0 | 545.3429 | 1.4682e-05 | 545.3429 | 7.1463e-06 | 624.87 | 0.00079259 | 543.633 | 0.22615 | 624.87 | 0.00099818 | 624.87 | 0.00062851 | 545.3429 | 9.5092e-06 | 545.3429 | 8.6639e-06 | 543.633 | 0 | 816.6843 | 0.00333 | 816.6843 | 0.0276 | 816.0056 | 0.25305 | 816.6843 | 0.03258 | 545.3429 | 0.26846
| 543.7486 | 0 | 543.7486 | 0.00109 | 545.4609 | 1.4682e-05 | 545.4609 | 8.636e-06 | 625.1 | -0.0011299 | 543.7486 | 0.22845 | 625.1 | -0.0023596 | 625.1 | -0.0022648 | 545.4609 | 8.9939e-06 | 545.4609 | 7.4889e-06 | 543.7486 | 0 | 816.8506 | 0.00311 | 816.8506 | 0.02536 | 816.1721 | 0.2527 | 816.8506 | 0.03195 | 545.4609 | 0.26804
| 543.8642 | 0 | 543.8642 | 0 | 545.5789 | 1.4682e-05 | 545.5789 | 8.9384e-06 | 625.33 | 0.00052277 | 543.8642 | 0.22842 | 625.33 | -0.00055155 | 625.33 | -0.0021348 | 545.5789 | 8.8651e-06 | 545.5789 | 6.5226e-06 | 543.8642 | 0.0004661 | 817.0169 | 0.0057 | 817.0169 | 0.0289 | 816.3385 | 0.25361 | 817.0169 | 0.03379 | 545.5789 | 0.2661
| 543.9799 | 0.00089539 | 543.9799 | 0.00081498 | 545.6969 | 0 | 545.6969 | 9.3417e-06 | 625.56 | 0.00072515 | 543.9799 | 0.22695 | 625.56 | 0.00090132 | 625.56 | -0.0026224 | 545.6969 | 9.6028e-06 | 545.6969 | 5.5563e-06 | 543.9799 | 0 | 817.1831 | 0.00396 | 817.1831 | 0.02733 | 816.5049 | 0.2529 | 817.1831 | 0.03261 | 545.6969 | 0.26524
| 544.0955 | 0 | 544.0955 | 0 | 545.815 | 0 | 545.815 | 9.2633e-06 | 625.79 | 5.0592e-05 | 544.0955 | 0.22436 | 625.79 | -0.00032556 | 625.79 | 0.00053099 | 545.815 | 1.0341e-05 | 545.815 | 6.7313e-06 | 544.0955 | 0 | 817.3494 | 0.00486 | 817.3494 | 0.03143 | 816.6713 | 0.25673 | 817.3494 | 0.03435 | 545.815 | 0.26443
| 544.2111 | 0 | 544.2111 | 0.00064159 | 545.933 | 0 | 545.933 | 1.0305e-05 | 626.03 | 5.0592e-05 | 544.2111 | 0.22371 | 626.03 | -0.00071299 | 626.03 | -0.0018747 | 545.933 | 1.006e-05 | 545.933 | 8.2356e-06 | 544.2111 | 0 | 817.5157 | 0.00203 | 817.5157 | 0.02618 | 816.8378 | 0.25714 | 817.5157 | 0.03343 | 545.933 | 0.26501
| 544.3267 | 0 | 544.3267 | 0 | 546.051 | 0 | 546.051 | 1.0641e-05 | 626.26 | -0.00075887 | 544.3267 | 0.22396 | 626.26 | -0.00039012 | 626.26 | -0.001192 | 546.051 | 9.7082e-06 | 546.051 | 7.0607e-06 | 544.3267 | 0.00031595 | 817.682 | 0.00417 | 817.682 | 0.03089 | 817.0042 | 0.26453 | 817.682 | 0.03496 | 546.051 | 0.26507
| 544.4424 | 0 | 544.4424 | 0.00224 | 546.169 | 0 | 546.169 | 1.0249e-05 | 626.49 | -0.0005565 | 544.4424 | 0.22119 | 626.49 | -0.001617 | 626.49 | 0.00014088 | 546.169 | 9.919e-06 | 546.169 | 8.3454e-06 | 544.4424 | 0 | 817.8483 | 0.00354 | 817.8483 | 0.02066 | 817.1707 | 0.2633 | 817.8483 | 0.0341 | 546.169 | 0.26585
| 544.558 | 0 | 544.558 | 0 | 546.2871 | 1.4682e-05 | 546.2871 | 9.4201e-06 | 626.72 | -0.00052277 | 544.558 | 0.22195 | 626.72 | -0.0013587 | 626.72 | -0.0001192 | 546.2871 | 1.0095e-05 | 546.2871 | 8.7737e-06 | 544.558 | 0.00031595 | 818.0147 | 0.00476 | 818.0147 | 0.02985 | 817.3371 | 0.26245 | 818.0147 | 0.03512 | 546.2871 | 0.26485
| 544.6736 | 8.684e-05 | 544.6736 | 0.00123 | 546.4051 | 0 | 546.4051 | 9.0505e-06 | 626.95 | 0.00072515 | 544.6736 | 0.2188 | 626.95 | -0.002069 | 626.95 | -0.0022323 | 546.4051 | 9.9307e-06 | 546.4051 | 1.0805e-05 | 544.6736 | 0 | 818.181 | 0.0026 | 818.181 | 0.02001 | 817.5036 | 0.26982 | 818.181 | 0.03474 | 546.4051 | 0.26454
| 544.7893 | 0 | 544.7893 | 0 | 546.5232 | 1.4682e-05 | 546.5232 | 7.7735e-06 | 627.18 | -1.6864e-05 | 544.7893 | 0.2197 | 627.18 | 0.00064304 | 627.18 | 1.0836e-05 | 546.5232 | 9.5911e-06 | 546.5232 | 1.0586e-05 | 544.7893 | 0.00037225 | 818.3473 | 0.00479 | 818.3473 | 0.02115 | 817.67 | 0.27547 | 818.3473 | 0.03543 | 546.5232 | 0.26387
| 544.9049 | 0 | 544.9049 | 0.00029479 | 546.6412 | 3.2289e-05 | 546.6412 | 8.3224e-06 | 627.41 | -0.0024115 | 544.9049 | 0.2173 | 627.41 | -0.00064841 | 627.41 | -0.0025575 | 546.6412 | 1.0633e-05 | 546.6412 | 1.0904e-05 | 544.9049 | 0 | 818.5136 | 0.00372 | 818.5136 | 0.01894 | 817.8365 | 0.27314 | 818.5136 | 0.03514 | 546.6412 | 0.26354
| 545.0206 | 0 | 545.0206 | 0 | 546.7592 | 0 | 546.7592 | 8.3448e-06 | 627.64 | 0.0020068 | 545.0206 | 0.21493 | 627.64 | 0.00028789 | 627.64 | -0.001127 | 546.7592 | 1.0388e-05 | 546.7592 | 7.8074e-06 | 545.0206 | 0 | 818.6799 | 0.0054 | 818.6799 | 0.01944 | 818.003 | 0.27401 | 818.6799 | 0.03514 | 546.7592 | 0.26267
| 545.1363 | 0.0004462 | 545.1363 | 0.00046818 | 546.8773 | 0 | 546.8773 | 8.6248e-06 | 627.87 | 0.0009275 | 545.1363 | 0.22105 | 627.87 | -0.00061613 | 627.87 | -0.00063934 | 546.8773 | 9.919e-06 | 546.8773 | 8.8725e-06 | 545.1363 | 0 | 818.8463 | 0.00394 | 818.8463 | 0.0153 | 818.1694 | 0.27756 | 818.8463 | 0.03478 | 546.8773 | 0.26166
| 545.2519 | 0 | 545.2519 | 0 | 546.9954 | 1.4682e-05 | 546.9954 | 7.7175e-06 | 628.1 | 0.00089378 | 545.2519 | 0.21843 | 628.1 | 0.0014824 | 628.1 | 0.0017663 | 546.9954 | 1.0165e-05 | 546.9954 | 8.6639e-06 | 545.2519 | 0 | 819.0126 | 0.0045 | 819.0126 | 0.01781 | 818.3359 | 0.28007 | 819.0126 | 0.03462 | 546.9954 | 0.26081
| 545.3676 | 0.00035636 | 545.3676 | 0.00132 | 547.1134 | 1.4682e-05 | 547.1134 | 7.8967e-06 | 628.33 | -0.0010287 | 545.3676 | 0.21633 | 628.33 | -0.0028116 | 628.33 | -0.0017446 | 547.1134 | 1.0633e-05 | 547.1134 | 9.4106e-06 | 545.3676 | 0 | 819.1789 | 0.00307 | 819.1789 | 0.01326 | 818.5024 | 0.28302 | 819.1789 | 0.03447 | 547.1134 | 0.26115
| 545.4833 | 0 | 545.4833 | 0 | 547.2315 | 0 | 547.2315 | 7.3591e-06 | 628.57 | -0.00042159 | 545.4833 | 0.21862 | 628.57 | -0.0024242 | 628.57 | 0.00059601 | 547.2315 | 1.0282e-05 | 547.2315 | 7.6976e-06 | 545.4833 | 0.0002221 | 819.3453 | 0.00373 | 819.3453 | 0.01441 | 818.6689 | 0.28695 | 819.3453 | 0.03432 | 547.2315 | 0.26134
| 545.599 | 0.0006079 | 545.599 | 0.00194 | 547.3495 | 1.4682e-05 | 547.3495 | 7.5383e-06 | 628.8 | -0.0019393 | 545.599 | 0.219 | 628.8 | -0.0017461 | 628.8 | 0.00098612 | 547.3495 | 8.5606e-06 | 547.3495 | 6.8411e-06 | 545.599 | 0 | 819.5116 | 0.00394 | 819.5116 | 0.01308 | 818.8353 | 0.28054 | 819.5116 | 0.03435 | 547.3495 | 0.26207
| 545.7147 | 0 | 545.7147 | 0 | 547.4676 | 0 | 547.4676 | 6.9334e-06 | 629.03 | -0.0018381 | 545.7147 | 0.218 | 629.03 | -0.0010681 | 629.03 | 0.00082357 | 547.4676 | 8.3381e-06 | 547.4676 | 1.0377e-05 | 545.7147 | 0 | 819.678 | 0.00509 | 819.678 | 0.01601 | 819.0018 | 0.28949 | 819.678 | 0.03411 | 547.4676 | 0.26179
| 545.8303 | 0.00163 | 545.8303 | 0.00067626 | 547.5857 | 1.4682e-05 | 547.5857 | 7.8519e-06 | 629.26 | -0.00072515 | 545.8303 | 0.21616 | 629.26 | 2.9596e-05 | 629.26 | -0.0013871 | 547.5857 | 9.6731e-06 | 547.5857 | 8.9823e-06 | 545.8303 | 0 | 819.8443 | 0.00206 | 819.8443 | 0.01619 | 819.1683 | 0.29118 | 819.8443 | 0.03401 | 547.5857 | 0.26181
| 545.946 | 0 | 545.946 | 0 | 547.7037 | 1.4682e-05 | 547.7037 | 8.4456e-06 | 629.49 | 0.00048905 | 545.946 | 0.21121 | 629.49 | -0.002521 | 629.49 | 0.00088859 | 547.7037 | 1.0388e-05 | 547.7037 | 1.0586e-05 | 545.946 | 0 | 820.0107 | 0.00342 | 820.0107 | 0.01781 | 819.3348 | 0.29395 | 820.0107 | 0.03369 | 547.7037 | 0.26067
| 546.0617 | 0 | 546.0617 | 0.00041617 | 547.8218 | 1.4682e-05 | 547.8218 | 9.3865e-06 | 629.72 | -0.0013997 | 546.0617 | 0.21174 | 629.72 | -0.0016493 | 629.72 | -0.0012895 | 547.8218 | 1.0516e-05 | 547.8218 | 9.4106e-06 | 546.0617 | 0.00022492 | 820.177 | 0.00379 | 820.177 | 0.01461 | 819.5013 | 0.29362 | 820.177 | 0.0337 | 547.8218 | 0.26001
| 546.1775 | 0 | 546.1775 | 0 | 547.9399 | 0 | 547.9399 | 8.916e-06 | 629.95 | -0.0011299 | 546.1775 | 0.21366 | 629.95 | 6.1882e-05 | 629.95 | -0.0018422 | 547.9399 | 9.8371e-06 | 547.9399 | 1.0267e-05 | 546.1775 | 0 | 820.3434 | 0.0041 | 820.3434 | 0.01677 | 819.6678 | 0.29747 | 820.3434 | 0.03343 | 547.9399 | 0.25849
| 546.2932 | 0.00076961 | 546.2932 | 0.00039883 | 548.058 | 0 | 548.058 | 8.6248e-06 | 630.18 | -5.0592e-05 | 546.2932 | 0.21168 | 630.18 | -2.6905e-06 | 630.18 | -0.00054182 | 548.058 | 1.0903e-05 | 548.058 | 6.2042e-06 | 546.2932 | 0 | 820.5097 | 0.00368 | 820.5097 | 0.01528 | 819.8343 | 0.29898 | 820.5097 | 0.03334 | 548.058 | 0.25839
| 546.4089 | 0 | 546.4089 | 0 | 548.1761 | 3.2289e-05 | 548.1761 | 7.2471e-06 | 630.41 | 0.0001855 | 546.4089 | 0.21377 | 630.41 | 0.00015874 | 630.41 | -0.001127 | 548.1761 | 1.0516e-05 | 548.1761 | 4.2825e-06 | 546.4089 | 9.0716e-05 | 820.6761 | 0.005 | 820.6761 | 0.01784 | 820.0009 | 0.30621 | 820.6761 | 0.03289 | 548.1761 | 0.25824
| 546.5246 | 0.00057197 | 546.5246 | 0.00186 | 548.2941 | 0 | 548.2941 | 7.6727e-06 | 630.65 | -0.00052277 | 546.5246 | 0.21245 | 630.65 | -0.0030376 | 630.65 | -0.00047681 | 548.2941 | 1.0036e-05 | 548.2941 | 7.1595e-06 | 546.5246 | 0 | 820.8425 | 0.00285 | 820.8425 | 0.01732 | 820.1674 | 0.30616 | 820.8425 | 0.03289 | 548.2941 | 0.259
| 546.6403 | 0 | 546.6403 | 0 | 548.4122 | 1.4682e-05 | 548.4122 | 7.2471e-06 | 630.88 | -0.00075887 | 546.6403 | 0.21147 | 630.88 | -0.0012941 | 630.88 | 0.0002384 | 548.4122 | 8.1858e-06 | 548.4122 | 9.4106e-06 | 546.6403 | 0 | 821.0088 | 0.00469 | 821.0088 | 0.01494 | 820.3339 | 0.31381 | 821.0088 | 0.03256 | 548.4122 | 0.25811
| 546.7561 | 0.00073368 | 546.7561 | 0.0012 | 548.5303 | 1.4682e-05 | 548.5303 | 9.0729e-06 | 631.11 | -0.00096123 | 546.7561 | 0.21196 | 631.11 | 0.0004816 | 631.11 | -0.00063934 | 548.5303 | 9.2164e-06 | 548.5303 | 1.0586e-05 | 546.7561 | 0.00029991 | 821.1752 | 0.00325 | 821.1752 | 0.01751 | 820.5004 | 0.30506 | 821.1752 | 0.03283 | 548.5303 | 0.25831
| 546.8718 | 0 | 546.8718 | 0 | 548.6484 | 0 | 548.6484 | 9.2073e-06 | 631.34 | -0.00072515 | 546.8718 | 0.21042 | 631.34 | 0.00051389 | 631.34 | 0.00062851 | 548.6484 | 8.9705e-06 | 548.6484 | 7.0607e-06 | 546.8718 | 0 | 821.3416 | 0.00317 | 821.3416 | 0.01596 | 820.667 | 0.31829 | 821.3416 | 0.03258 | 548.6484 | 0.25729
| 546.9876 | 0.00106 | 546.9876 | 0.00149 | 548.7665 | 1.4682e-05 | 548.7665 | 9.8009e-06 | 631.57 | -0.00059023 | 546.9876 | 0.2104 | 631.57 | 0.00019102 | 631.57 | -0.00073687 | 548.7665 | 1.0598e-05 | 548.7665 | 6.9509e-06 | 546.9876 | 0 | 821.508 | 0.0032 | 821.508 | 0.01762 | 820.8335 | 0.31174 | 821.508 | 0.03293 | 548.7665 | 0.25832
| 547.1033 | 0 | 547.1033 | 0 | 548.8846 | 0 | 548.8846 | 8.6024e-06 | 631.8 | 0.0030523 | 547.1033 | 0.20869 | 631.8 | 0.00041703 | 631.8 | -0.00089942 | 548.8846 | 1.0013e-05 | 548.8846 | 5.2379e-06 | 547.1033 | 0 | 821.6744 | 0.00368 | 821.6744 | 0.0174 | 821 | 0.31941 | 821.6744 | 0.03266 | 548.8846 | 0.25749
| 547.2191 | 0.0005001 | 547.2191 | 0.00060691 | 549.0027 | 1.4682e-05 | 549.0027 | 8.972e-06 | 632.03 | -8.4319e-05 | 547.2191 | 0.20583 | 632.03 | -0.0016493 | 632.03 | -0.00028175 | 549.0027 | 1.1207e-05 | 549.0027 | 5.2379e-06 | 547.2191 | 0 | 821.8408 | 0.00356 | 821.8408 | 0.01734 | 821.1666 | 0.32264 | 821.8408 | 0.03319 | 549.0027 | 0.25847
| 547.3348 | 0 | 547.3348 | 0 | 549.1209 | 3.2289e-05 | 549.1209 | 7.7959e-06 | 632.26 | 0.00011805 | 547.3348 | 0.20679 | 632.26 | 0.00057846 | 632.26 | 0.0002384 | 549.1209 | 8.7245e-06 | 549.1209 | 4.1727e-06 | 547.3348 | 0 | 822.0072 | 0.00443 | 822.0072 | 0.01457 | 821.3331 | 0.32701 | 822.0072 | 0.03289 | 549.1209 | 0.25754
| 547.4506 | 0 | 547.4506 | 0.00132 | 549.239 | 1.4682e-05 | 549.239 | 8.0536e-06 | 632.5 | -0.0014672 | 547.4506 | 0.2018 | 632.5 | -0.0028116 | 632.5 | -0.0015171 | 549.239 | 8.5606e-06 | 549.239 | 3.7445e-06 | 547.4506 | 0 | 822.1735 | 0.00264 | 822.1735 | 0.01649 | 821.4996 | 0.32694 | 822.1735 | 0.03332 | 549.239 | 0.2575
| 547.5664 | 0 | 547.5664 | 0 | 549.3571 | 1.4682e-05 | 549.3571 | 8.5576e-06 | 632.73 | 0.00015177 | 547.5664 | 0.20156 | 632.73 | 0.00093361 | 632.73 | -0.0011595 | 549.3571 | 8.0922e-06 | 549.3571 | 5.1281e-06 | 547.5664 | 0 | 822.34 | 0.00432 | 822.34 | 0.01375 | 821.6662 | 0.33389 | 822.34 | 0.03291 | 549.3571 | 0.25596
| 547.6821 | 0.00102 | 547.6821 | 0.00076297 | 549.4752 | 0 | 549.4752 | 8.916e-06 | 632.96 | -0.00042159 | 547.6821 | 0.20248 | 632.96 | -0.0018108 | 632.96 | -0.00076939 | 549.4752 | 9.7551e-06 | 549.4752 | 6.5226e-06 | 547.6821 | 0.00039362 | 822.5064 | 0.00354 | 822.5064 | 0.01554 | 821.8328 | 0.33736 | 822.5064 | 0.03335 | 549.4752 | 0.25638
| 547.7979 | 0 | 547.7979 | 0 | 549.5933 | 1.4682e-05 | 549.5933 | 9.5993e-06 | 633.19 | 0.00015177 | 547.7979 | 0.19702 | 633.19 | 0.00041703 | 633.19 | 0.00079106 | 549.5933 | 1.0141e-05 | 549.5933 | 7.6976e-06 | 547.7979 | 0 | 822.6728 | 0.00412 | 822.6728 | 0.01406 | 821.9993 | 0.34411 | 822.6728 | 0.03299 | 549.5933 | 0.25648
| 547.9137 | 0.00024855 | 547.9137 | 0.00158 | 549.7115 | 0 | 549.7115 | 5.8693e-06 | 633.42 | -0.0025465 | 547.9137 | 0.2024 | 633.42 | -0.0029085 | 633.42 | -0.00073687 | 549.7115 | 6.9328e-06 | 549.7115 | 4.6998e-06 | 547.9137 | 0 | 822.8392 | 0.00299 | 822.8392 | 0.01554 | 822.1659 | 0.33906 | 822.8392 | 0.03322 | 549.7115 | 0.2572
| 548.0295 | 0 | 548.0295 | 0 | 549.8296 | 0 | 549.8296 | 1.6589e-05 | 633.65 | -0.0012985 | 548.0295 | 0.19969 | 633.65 | -0.0014878 | 633.65 | -0.0018096 | 549.8296 | 1.8901e-05 | 549.8296 | 1.5077e-05 | 548.0295 | 0 | 823.0056 | 0.0033 | 823.0056 | 0.01575 | 822.3325 | 0.34863 | 823.0056 | 0.0338 | 549.8296 | 0.2573
| 548.1453 | 0.00076961 | 548.1453 | 0.00213 | 549.9477 | 3.2289e-05 | 549.9477 | 1.3094e-05 | 633.88 | 0.0017032 | 548.1453 | 0.19533 | 633.88 | 0.0015793 | 633.88 | 0.0017338 | 549.9477 | 1.5657e-05 | 549.9477 | 1.3045e-05 | 548.1453 | 0.00216 | 823.172 | 0.00389 | 823.172 | 0.01375 | 822.499 | 0.35914 | 823.172 | 0.03415 | 549.9477 | 0.25677
| 548.2611 | 0 | 548.2611 | 0 | 550.0658 | 0 | 550.0658 | 2.5639e-05 | 634.11 | -0.00052277 | 548.2611 | 0.19495 | 634.11 | -2.6905e-06 | 634.11 | -0.001192 | 550.0658 | 3.1408e-05 | 550.0658 | 2.6091e-05 | 548.2611 | 0 | 823.3384 | 0.00446 | 823.3384 | 0.01579 | 822.6656 | 0.36333 | 823.3384 | 0.03517 | 550.0658 | 0.25697
| 548.3769 | 0.00042823 | 548.3769 | 0.00142 | 550.184 | 4.9907e-05 | 550.184 | 1.2668e-05 | 634.35 | -0.00035414 | 548.3769 | 0.1905 | 634.35 | -0.00097128 | 634.35 | -0.0010945 | 550.184 | 1.6255e-05 | 550.184 | 1.3045e-05 | 548.3769 | 0.00063729 | 823.5049 | 0.00415 | 823.5049 | 0.01352 | 822.8322 | 0.36674 | 823.5049 | 0.0347 | 550.184 | 0.25628
| 548.4927 | 0 | 548.4927 | 0 | 550.3021 | 0 | 550.3021 | 2.4194e-05 | 634.58 | -0.00079259 | 548.4927 | 0.18955 | 634.58 | -0.00032556 | 634.58 | -0.0018096 | 550.3021 | 3.0834e-05 | 550.3021 | 2.6091e-05 | 548.4927 | 0 | 823.6713 | 0.00465 | 823.6713 | 0.01607 | 822.9988 | 0.37159 | 823.6713 | 0.03569 | 550.3021 | 0.25723
| 548.6085 | 0.00030245 | 548.6085 | 0.00165 | 550.4203 | 3.2289e-05 | 550.4203 | 1.1705e-05 | 634.81 | 0.0015008 | 548.6085 | 0.18869 | 634.81 | 0.00038475 | 634.81 | 0.00033593 | 550.4203 | 1.5107e-05 | 550.4203 | 1.3045e-05 | 548.6085 | 0.0005998 | 823.8377 | 0.00363 | 823.8377 | 0.01366 | 823.1654 | 0.37162 | 823.8377 | 0.03503 | 550.4203 | 0.25728
| 548.7243 | 0 | 548.7243 | 0 | 550.5384 | 0 | 550.5384 | 2.5841e-05 | 635.04 | -0.0014672 | 548.7243 | 0.18739 | 635.04 | -9.9549e-05 | 635.04 | -0.0019722 | 550.5384 | 2.964e-05 | 550.5384 | 2.8012e-05 | 548.7243 | 0 | 824.0042 | 0.00319 | 824.0042 | 0.01586 | 823.332 | 0.37525 | 824.0042 | 0.03611 | 550.5384 | 0.25767
| 548.8402 | 0.00106 | 548.8402 | 0.00125 | 550.6566 | 3.2289e-05 | 550.6566 | 1.4315e-05 | 635.27 | 0.001231 | 548.8402 | 0.18506 | 635.27 | -0.00013183 | 635.27 | 0.00049847 | 550.6566 | 1.5025e-05 | 550.6566 | 1.5186e-05 | 548.8402 | 0.00154 | 824.1706 | 0.00367 | 824.1706 | 0.01498 | 823.4986 | 0.37986 | 824.1706 | 0.03565 | 550.6566 | 0.2561
| 548.956 | 0 | 548.956 | 0 | 550.7747 | 0 | 550.7747 | 2.6726e-05 | 635.5 | -0.0011299 | 548.956 | 0.1818 | 635.5 | -0.00080984 | 635.5 | -0.0014521 | 550.7747 | 3.1362e-05 | 550.7747 | 2.8232e-05 | 548.956 | 0 | 824.337 | 0.00502 | 824.337 | 0.0161 | 823.6652 | 0.38629 | 824.337 | 0.03679 | 550.7747 | 0.25578
| 549.0719 | 0.0006079 | 549.0719 | 0.00101 | 550.8929 | 3.2289e-05 | 550.8929 | 1.2489e-05 | 635.73 | -0.00062396 | 549.0719 | 0.17796 | 635.73 | 0.0022573 | 635.73 | -0.00050931 | 550.8929 | 1.6664e-05 | 550.8929 | 1.3254e-05 | 549.0719 | 0.00129 | 824.5035 | 0.00325 | 824.5035 | 0.01447 | 823.8318 | 0.39304 | 824.5035 | 0.03614 | 550.8929 | 0.25568
| 549.1877 | 0 | 549.1877 | 0 | 551.011 | 0 | 551.011 | 2.3914e-05 | 635.96 | -0.0034908 | 549.1877 | 0.17695 | 635.96 | -0.0011327 | 635.96 | 0.0002384 | 551.011 | 3.0998e-05 | 551.011 | 2.5454e-05 | 549.1877 | 0 | 824.6699 | 0.00432 | 824.6699 | 0.01586 | 823.9984 | 0.39457 | 824.6699 | 0.03705 | 551.011 | 0.25727
| 549.3035 | 0.00075165 | 549.3035 | 0.00135 | 551.1292 | 3.2289e-05 | 551.1292 | 1.1548e-05 | 636.2 | 0.00082632 | 549.3035 | 0.172 | 636.2 | -0.00051927 | 636.2 | 0.00053099 | 551.1292 | 1.4334e-05 | 551.1292 | 1.2408e-05 | 549.3035 | 0.00044985 | 824.8364 | 0.0034 | 824.8364 | 0.01373 | 824.165 | 0.39878 | 824.8364 | 0.03635 | 551.1292 | 0.25758
| 549.4194 | 0 | 549.4194 | 0 | 551.2474 | 0 | 551.2474 | 2.5068e-05 | 636.43 | -0.0005565 | 549.4194 | 0.17138 | 636.43 | -0.00058385 | 636.43 | 0.00036844 | 551.2474 | 3.005e-05 | 551.2474 | 2.6091e-05 | 549.4194 | 0 | 825.0029 | 0.00227 | 825.0029 | 0.01596 | 824.3316 | 0.40541 | 825.0029 | 0.03736 | 551.2474 | 0.25798
| 549.5353 | 0.00106 | 549.5353 | 0.00163 | 551.3655 | 3.2289e-05 | 551.3655 | 1.3643e-05 | 636.66 | 0.0020742 | 549.5353 | 0.16734 | 636.66 | 0.00073989 | 636.66 | 0.00088859 | 551.3655 | 1.581e-05 | 551.3655 | 1.4539e-05 | 549.5353 | 0.00214 | 825.1693 | 0.00427 | 825.1693 | 0.01449 | 824.4982 | 0.41194 | 825.1693 | 0.03705 | 551.3655 | 0.25774
| 549.6511 | 0 | 549.6511 | 0 | 551.4837 | 0 | 551.4837 | 2.8014e-05 | 636.89 | -0.00015177 | 549.6511 | 0.16781 | 636.89 | 0.0007076 | 636.89 | 0.00040094 | 551.4837 | 3.1865e-05 | 551.4837 | 2.8869e-05 | 549.6511 | 0 | 825.3358 | 0.00396 | 825.3358 | 0.01624 | 824.6648 | 0.41227 | 825.3358 | 0.0381 | 551.4837 | 0.25748
| 549.767 | 5.091e-05 | 549.767 | 0.00118 | 551.6019 | 4.9907e-05 | 551.6019 | 1.4573e-05 | 637.12 | 0.00035414 | 549.767 | 0.16632 | 637.12 | -0.0013587 | 637.12 | -0.0017446 | 551.6019 | 1.6219e-05 | 551.6019 | 1.5186e-05 | 549.767 | 0.00189 | 825.5023 | 0.00692 | 825.5023 | 0.01468 | 824.8315 | 0.41752 | 825.5023 | 0.03773 | 551.6019 | 0.25658
| 549.8829 | 0 | 549.8829 | 0 | 551.7201 | 0 | 551.7201 | 2.7252e-05 | 637.35 | -0.0010624 | 549.8829 | 0.16255 | 637.35 | -0.0022627 | 637.35 | -0.00050931 | 551.7201 | 3.0589e-05 | 551.7201 | 2.6091e-05 | 549.8829 | 0 | 825.6687 | 0.00324 | 825.6687 | 0.01612 | 824.9981 | 0.42284 | 825.6687 | 0.0384 | 551.7201 | 0.25604
| 549.9987 | 0.00041025 | 549.9987 | 0.00154 | 551.8382 | 4.9907e-05 | 551.8382 | 1.2825e-05 | 637.58 | -0.00052277 | 549.9987 | 0.16431 | 637.58 | -0.00097128 | 637.58 | -0.00093193 | 551.8382 | 1.4861e-05 | 551.8382 | 1.198e-05 | 549.9987 | 5.6228e-05 | 825.8352 | 0.00478 | 825.8352 | 0.01509 | 825.1647 | 0.43358 | 825.8352 | 0.03811 | 551.8382 | 0.2557
| 550.1146 | 0 | 550.1146 | 0 | 551.9564 | 0 | 551.9564 | 2.5874e-05 | 637.82 | -0.00086005 | 550.1146 | 0.15957 | 637.82 | -0.0013264 | 637.82 | -0.00044429 | 551.9564 | 2.9722e-05 | 551.9564 | 2.5025e-05 | 550.1146 | 0 | 826.0017 | 0.00317 | 826.0017 | 0.01631 | 825.3314 | 0.42946 | 826.0017 | 0.03895 | 551.9564 | 0.25567
| 550.2305 | 0.00149 | 550.2305 | 0.00102 | 552.0746 | 3.2289e-05 | 552.0746 | 1.3195e-05 | 638.05 | 0.0016358 | 550.2305 | 0.15954 | 638.05 | 0.00041703 | 638.05 | -0.00099695 | 552.0746 | 1.5376e-05 | 552.0746 | 1.3254e-05 | 550.2305 | 0.00126 | 826.1682 | 0.00424 | 826.1682 | 0.01463 | 825.498 | 0.44012 | 826.1682 | 0.03896 | 552.0746 | 0.25509
| 550.3464 | 0 | 550.3464 | 0 | 552.1928 | 0 | 552.1928 | 2.6916e-05 | 638.28 | -0.00038786 | 550.3464 | 0.15778 | 638.28 | -0.0014878 | 638.28 | -0.0014196 | 552.1928 | 2.9617e-05 | 552.1928 | 2.4169e-05 | 550.3464 | 0 | 826.3347 | 0.00389 | 826.3347 | 0.01558 | 825.6647 | 0.44136 | 826.3347 | 0.0398 | 552.1928 | 0.25541
| 550.4623 | 0 | 550.4623 | 0.00151 | 552.311 | 3.2289e-05 | 552.311 | 1.3789e-05 | 638.51 | 0.00086005 | 550.4623 | 0.15965 | 638.51 | 0.00073989 | 638.51 | -0.0018096 | 552.311 | 1.4674e-05 | 552.311 | 1.1124e-05 | 550.4623 | 0.00063729 | 826.5011 | 0.00297 | 826.5011 | 0.01489 | 825.8313 | 0.44878 | 826.5011 | 0.03985 | 552.311 | 0.25593
| 550.5782 | 0 | 550.5782 | 0 | 552.4292 | 0 | 552.4292 | 2.8003e-05 | 638.74 | -0.0010624 | 550.5782 | 0.15313 | 638.74 | -0.0018108 | 638.74 | 0.00098612 | 552.4292 | 2.9886e-05 | 552.4292 | 2.4169e-05 | 550.5782 | 0 | 826.6676 | 0.0038 | 826.6676 | 0.01594 | 825.998 | 0.44968 | 826.6676 | 0.04042 | 552.4292 | 0.25692
| 550.6941 | 0.00053603 | 550.6941 | 0.00081498 | 552.5474 | 3.2289e-05 | 552.5474 | 1.4259e-05 | 638.97 | -1.6864e-05 | 550.6941 | 0.15718 | 638.97 | 0.0010628 | 638.97 | -0.0010945 | 552.5474 | 1.5318e-05 | 552.5474 | 1.3045e-05 | 550.6941 | 0.00169 | 826.8341 | 0.00302 | 826.8341 | 0.0151 | 826.1646 | 0.45524 | 826.8341 | 0.04054 | 552.5474 | 0.25645
| 550.81 | 0 | 550.81 | 0 | 552.6656 | 0 | 552.6656 | 2.7431e-05 | 639.21 | -0.0023104 | 550.81 | 0.15585 | 639.21 | -0.0034573 | 639.21 | 0.0016038 | 552.6656 | 3.0998e-05 | 552.6656 | 2.4806e-05 | 550.81 | 0 | 827.0006 | 0.00291 | 827.0006 | 0.01607 | 826.3313 | 0.4619 | 827.0006 | 0.04108 | 552.6656 | 0.25655
| 550.926 | 0 | 550.926 | 0.00184 | 552.7838 | 4.9907e-05 | 552.7838 | 1.3195e-05 | 639.44 | -0.00069142 | 550.926 | 0.15468 | 639.44 | 0.00015874 | 639.44 | 0.00082357 | 552.7838 | 1.5845e-05 | 552.7838 | 1.1761e-05 | 550.926 | 0.00013121 | 827.1671 | 0.00412 | 827.1671 | 0.01482 | 826.498 | 0.46544 | 827.1671 | 0.04131 | 552.7838 | 0.25614
| 551.0419 | 0 | 551.0419 | 0 | 552.902 | 0 | 552.902 | 2.7196e-05 | 639.67 | -0.0013322 | 551.0419 | 0.15301 | 639.67 | -6.7263e-05 | 639.67 | -0.0018422 | 552.902 | 3.005e-05 | 552.902 | 2.2236e-05 | 551.0419 | 0 | 827.3336 | 0.00403 | 827.3336 | 0.01487 | 826.6646 | 0.4683 | 827.3336 | 0.04173 | 552.902 | 0.25744
| 551.1578 | 0.00023058 | 551.1578 | 0.00064159 | 553.0202 | 3.2289e-05 | 553.0202 | 1.4449e-05 | 639.9 | 0.00062396 | 551.1578 | 0.15568 | 639.9 | 0.0009659 | 639.9 | 0.00043346 | 553.0202 | 1.4416e-05 | 553.0202 | 1.0476e-05 | 551.1578 | 0.00127 | 827.5001 | 0.00429 | 827.5001 | 0.01505 | 826.8313 | 0.47208 | 827.5001 | 0.04204 | 553.0202 | 0.25733
| 551.2738 | 0 | 551.2738 | 0 | 553.1385 | 0 | 553.1385 | 2.6681e-05 | 640.13 | -0.0018719 | 551.2738 | 0.15299 | 640.13 | -0.00032556 | 640.13 | 0.00062851 | 553.1385 | 2.9863e-05 | 553.1385 | 2.3521e-05 | 551.2738 | 0 | 827.6667 | 0.00392 | 827.6667 | 0.01587 | 826.998 | 0.48502 | 827.6667 | 0.04245 | 553.1385 | 0.25785
| 551.3897 | 0.000554 | 551.3897 | 0.00029479 | 553.2567 | 1.4682e-05 | 553.2567 | 1.2702e-05 | 640.36 | -0.0011636 | 551.3897 | 0.14515 | 640.36 | -0.001165 | 640.36 | -0.00076939 | 553.2567 | 1.5657e-05 | 553.2567 | 1.3045e-05 | 551.3897 | 0.00118 | 827.8332 | 0.00379 | 827.8332 | 0.01482 | 827.1647 | 0.47874 | 827.8332 | 0.0428 | 553.2567 | 0.25623
| 551.5057 | 0 | 551.5057 | 0 | 553.3749 | 0 | 553.3749 | 2.621e-05 | 640.59 | -0.00045532 | 551.5057 | 0.14586 | 640.59 | -0.00097128 | 640.59 | -0.0026549 | 553.3749 | 3.1303e-05 | 553.3749 | 2.6091e-05 | 551.5057 | 0 | 827.9997 | 0.00356 | 827.9997 | 0.01477 | 827.3314 | 0.48252 | 827.9997 | 0.04321 | 553.3749 | 0.25611
| 551.6216 | 0.00085945 | 551.6216 | 0.0016 | 553.4931 | 4.9907e-05 | 553.4931 | 1.4214e-05 | 640.83 | 0.00045532 | 551.6216 | 0.14671 | 640.83 | -0.00048698 | 640.83 | 0.0019289 | 553.4931 | 1.5891e-05 | 553.4931 | 1.3045e-05 | 551.6216 | 0.00131 | 828.1662 | 0.00462 | 828.1662 | 0.01444 | 827.4981 | 0.48708 | 828.1662 | 0.0437 | 553.4931 | 0.25519
| 551.7376 | 0 | 551.7376 | 0 | 553.6113 | 0 | 553.6113 | 2.723e-05 | 641.06 | -1.6864e-05 | 551.7376 | 0.14401 | 641.06 | -0.0016815 | 641.06 | -0.0001192 | 553.6113 | 3.0998e-05 | 553.6113 | 2.6091e-05 | 551.7376 | 0 | 828.3328 | 0.00358 | 828.3328 | 0.01487 | 827.6648 | 0.48658 | 828.3328 | 0.044 | 553.6113 | 0.25533
| 551.8535 | 0.00058994 | 551.8535 | 0.00074563 | 553.7296 | 3.2289e-05 | 553.7296 | 1.3296e-05 | 641.29 | -0.00048905 | 551.8535 | 0.1393 | 641.29 | -0.00064841 | 641.29 | 0.00027091 | 553.7296 | 1.5318e-05 | 553.7296 | 1.3045e-05 | 551.8535 | 0.00058106 | 828.4993 | 0.00372 | 828.4993 | 0.01257 | 827.8315 | 0.49284 | 828.4993 | 0.04432 | 553.7296 | 0.25478
| 551.9695 | 0 | 551.9695 | 0 | 553.8478 | 0 | 553.8478 | 2.714e-05 | 641.52 | -8.4319e-05 | 551.9695 | 0.14302 | 641.52 | 0.0018376 | 641.52 | 0.00062851 | 553.8478 | 2.9781e-05 | 553.8478 | 2.9945e-05 | 551.9695 | 0 | 828.6658 | 0.00239 | 828.6658 | 0.01457 | 827.9982 | 0.49818 | 828.6658 | 0.0446 | 553.8478 | 0.25574
| 552.0855 | 0.00028449 | 552.0855 | 0.00158 | 553.966 | 3.2289e-05 | 553.966 | 1.4236e-05 | 641.75 | -5.0592e-05 | 552.0855 | 0.14231 | 641.75 | 0.00061074 | 641.75 | -0.00076939 | 553.966 | 1.4802e-05 | 553.966 | 1.6899e-05 | 552.0855 | 0.00084347 | 828.8324 | 0.00299 | 828.8324 | 0.01449 | 828.1649 | 0.50217 | 828.8324 | 0.04557 | 553.966 | 0.25572
| 552.2015 | 0 | 552.2015 | 0 | 554.0843 | 0 | 554.0843 | 2.7532e-05 | 641.98 | -0.0010624 | 552.2015 | 0.14149 | 641.98 | -0.002069 | 641.98 | 0.0026441 | 554.0843 | 2.9066e-05 | 554.0843 | 3.0582e-05 | 552.2015 | 0 | 828.9989 | 0.00412 | 828.9989 | 0.01526 | 828.3316 | 0.49954 | 828.9989 | 0.04637 | 554.0843 | 0.25635
| 552.3174 | 0.00131 | 552.3174 | 0.00161 | 554.2025 | 3.2289e-05 | 554.2025 | 1.3453e-05 | 642.22 | -0.00075887 | 552.3174 | 0.14149 | 642.22 | 0.0022251 | 642.22 | 0.00069354 | 554.2025 | 1.4428e-05 | 554.2025 | 1.3682e-05 | 552.3174 | 0.00056231 | 829.1654 | 0.0049 | 829.1654 | 0.01226 | 828.4983 | 0.50523 | 829.1654 | 0.04745 | 554.2025 | 0.25639
| 552.4334 | 0 | 552.4334 | 0 | 554.3208 | 0 | 554.3208 | 2.658e-05 | 642.45 | -0.00079259 | 552.4334 | 0.13658 | 642.45 | -0.0030376 | 642.45 | -0.0018096 | 554.3208 | 3.012e-05 | 554.3208 | 2.6091e-05 | 552.4334 | 0 | 829.332 | 0.00459 | 829.332 | 0.01445 | 828.665 | 0.50808 | 829.332 | 0.04787 | 554.3208 | 0.25759
| 552.5494 | 0.00094928 | 552.5494 | 0.00106 | 554.439 | 4.9907e-05 | 554.439 | 1.3307e-05 | 642.68 | -1.6864e-05 | 552.5494 | 0.1313 | 642.68 | 0.0013211 | 642.68 | 0.00017338 | 554.439 | 1.6032e-05 | 554.439 | 1.2408e-05 | 552.5494 | 0.00099342 | 829.4985 | 0.00466 | 829.4985 | 0.01456 | 828.8317 | 0.51567 | 829.4985 | 0.0483 | 554.439 | 0.25772
| 552.6654 | 0 | 552.6654 | 0 | 554.5573 | 0 | 554.5573 | 2.8014e-05 | 642.91 | 0.00086005 | 552.6654 | 0.13195 | 642.91 | -0.0019721 | 642.91 | -0.0013546 | 554.5573 | 3.1596e-05 | 554.5573 | 2.6727e-05 | 552.6654 | 0 | 829.6651 | 0.00255 | 829.6651 | 0.01324 | 828.9985 | 0.5099 | 829.6651 | 0.04826 | 554.5573 | 0.25781
| 552.7814 | 0.00041025 | 552.7814 | 0.00058956 | 554.6755 | 1.4682e-05 | 554.6755 | 1.4886e-05 | 643.14 | -0.00052277 | 552.7814 | 0.13203 | 643.14 | 0.001773 | 643.14 | -0.0017121 | 554.6755 | 1.5786e-05 | 554.6755 | 1.433e-05 | 552.7814 | 0.00172 | 829.8316 | 0.00421 | 829.8316 | 0.01222 | 829.1652 | 0.51751 | 829.8316 | 0.04841 | 554.6755 | 0.25698
| 552.8975 | 0 | 552.8975 | 0 | 554.7938 | 0 | 554.7938 | 2.7846e-05 | 643.37 | -0.00028669 | 552.8975 | 0.12917 | 643.37 | -0.0024887 | 643.37 | -0.00015171 | 554.7938 | 3.2767e-05 | 554.7938 | 2.8012e-05 | 552.8975 | 0 | 829.9982 | 0.00283 | 829.9982 | 0.01181 | 829.3319 | 0.5226 | 829.9982 | 0.04832 | 554.7938 | 0.25746
| 553.0135 | 0.00113 | 553.0135 | 0.00137 | 554.9121 | 4.9907e-05 | 554.9121 | 1.3251e-05 | 643.61 | -0.00086005 | 553.0135 | 0.12661 | 643.61 | 0.00012645 | 643.61 | 0.00072604 | 554.9121 | 1.7285e-05 | 554.9121 | 1.3682e-05 | 553.0135 | 0.00182 | 830.1648 | 0.00427 | 830.1648 | 0.01264 | 829.4986 | 0.52507 | 830.1648 | 0.04857 | 554.9121 | 0.25719
| 553.1295 | 0 | 553.1295 | 0 | 555.0303 | 0 | 555.0303 | 2.5818e-05 | 643.84 | -0.00089378 | 553.1295 | 0.12479 | 643.84 | 0.0002556 | 643.84 | -0.00089942 | 555.0303 | 3.2474e-05 | 555.0303 | 2.6091e-05 | 553.1295 | 0 | 830.3314 | 0.00311 | 830.3314 | 0.01178 | 829.6654 | 0.51826 | 830.3314 | 0.04895 | 555.0303 | 0.25794
| 553.2455 | 0.00037433 | 553.2455 | 0.0012 | 555.1486 | 3.2289e-05 | 555.1486 | 1.2904e-05 | 644.07 | -0.00062396 | 553.2455 | 0.13039 | 644.07 | -0.0027148 | 644.07 | -0.0011595 | 555.1486 | 1.5329e-05 | 555.1486 | 1.2408e-05 | 553.2455 | 0.00118 | 830.4979 | 0.0044 | 830.4979 | 0.01004 | 829.8321 | 0.52657 | 830.4979 | 0.04955 | 555.1486 | 0.2581
| 553.3615 | 0 | 553.3615 | 0 | 555.2669 | 0 | 555.2669 | 2.6423e-05 | 644.3 | -0.00062396 | 553.3615 | 0.12724 | 644.3 | -0.001843 | 644.3 | -0.00037928 | 555.2669 | 3.053e-05 | 555.2669 | 2.7375e-05 | 553.3615 | 0 | 830.6645 | 0.0027 | 830.6645 | 0.01259 | 829.9989 | 0.52058 | 830.6645 | 0.04984 | 555.2669 | 0.2583
| 553.4776 | 0.00053603 | 553.4776 | 0.00191 | 555.3851 | 3.2289e-05 | 555.3851 | 1.3744e-05 | 644.53 | 0.00089378 | 553.4776 | 0.13045 | 644.53 | -0.0012296 | 644.53 | 0.0010186 | 555.3851 | 1.554e-05 | 555.3851 | 1.4967e-05 | 553.4776 | 0.00229 | 830.8311 | 0.00499 | 830.8311 | 0.01352 | 830.1656 | 0.53017 | 830.8311 | 0.04986 | 555.3851 | 0.25803
| 553.5936 | 0 | 553.5936 | 0 | 555.5034 | 0 | 555.5034 | 2.8271e-05 | 644.76 | -5.0592e-05 | 553.5936 | 0.12423 | 644.76 | -6.7263e-05 | 644.76 | 0.00079106 | 555.5034 | 2.9523e-05 | 555.5034 | 2.6727e-05 | 553.5936 | 0 | 830.9977 | 0.003 | 830.9977 | 0.00937 | 830.3324 | 0.5262 | 830.9977 | 0.04984 | 555.5034 | 0.25835
| 553.7097 | 0.0005001 | 553.7097 | 0.00032946 | 555.6217 | 6.7514e-05 | 555.6217 | 1.4741e-05 | 645 | 0.00045532 | 553.7097 | 0.1248 | 645 | -0.00058385 | 645 | 0.0023191 | 555.6217 | 1.4311e-05 | 555.6217 | 1.198e-05 | 553.7097 | 0 | 831.1642 | 0.00542 | 831.1642 | 0.01053 | 830.4992 | 0.52385 | 831.1642 | 0.04989 | 555.6217 | 0.25898
| 553.8257 | 0 | 553.8257 | 0 | 555.74 | 0 | 555.74 | 2.6804e-05 | 645.23 | -0.0015346 | 553.8257 | 0.12292 | 645.23 | -0.00029326 | 645.23 | 0.0009536 | 555.74 | 2.9418e-05 | 555.74 | 2.4378e-05 | 553.8257 | 0 | 831.3308 | 0.00424 | 831.3308 | 0.00819 | 830.6659 | 0.53182 | 831.3308 | 0.05014 | 555.74 | 0.26122
| 553.9418 | 0.00131 | 553.9418 | 0.0006936 | 555.8583 | 4.9907e-05 | 555.8583 | 1.2209e-05 | 645.46 | 0.00035414 | 553.9418 | 0.12446 | 645.46 | -0.00061613 | 645.46 | 0.00066102 | 555.8583 | 1.5482e-05 | 555.8583 | 1.2837e-05 | 553.9418 | 0.00131 | 831.4974 | 0.00415 | 831.4974 | 0.0089 | 830.8327 | 0.53105 | 831.4974 | 0.05046 | 555.8583 | 0.26185
| 554.0579 | 0 | 554.0579 | 0 | 555.9765 | 0 | 555.9765 | 2.658e-05 | 645.69 | -0.00082632 | 554.0579 | 0.1209 | 645.69 | -0.0026501 | 645.69 | -2.1673e-05 | 555.9765 | 2.9581e-05 | 555.9765 | 2.3741e-05 | 554.0579 | 0 | 831.664 | 0.00342 | 831.664 | 0.01051 | 830.9995 | 0.53036 | 831.664 | 0.0509 | 555.9765 | 0.26357
| 554.1739 | 0.00205 | 554.1739 | 0.00060691 | 556.0948 | 6.7514e-05 | 556.0948 | 1.4494e-05 | 645.92 | 0.0005565 | 554.1739 | 0.11901 | 645.92 | -0.0011004 | 645.92 | -0.00063934 | 556.0948 | 1.4369e-05 | 556.0948 | 1.1651e-05 | 554.1739 | 0.00182 | 831.8306 | 0.00306 | 831.8306 | 0.00993 | 831.1662 | 0.53247 | 831.8306 | 0.05114 | 556.0948 | 0.26284
| 554.29 | 0 | 554.29 | 0 | 556.2131 | 0 | 556.2131 | 2.7902e-05 | 646.16 | -0.00075887 | 554.29 | 0.12337 | 646.16 | 0.00090132 | 646.16 | -0.0018096 | 556.2131 | 2.9769e-05 | 556.2131 | 2.3203e-05 | 554.29 | 0 | 831.9972 | 0.00399 | 831.9972 | 0.01074 | 831.333 | 0.53004 | 831.9972 | 0.05148 | 556.2131 | 0.26273
| 554.4061 | 0.00035636 | 554.4061 | 0.00039883 | 556.3314 | 4.9907e-05 | 556.3314 | 1.3408e-05 | 646.39 | -0.00086005 | 554.4061 | 0.1204 | 646.39 | -0.00087442 | 646.39 | -0.00018422 | 556.3314 | 1.5646e-05 | 556.3314 | 1.2079e-05 | 554.4061 | 0.00131 | 832.1638 | 0.00391 | 832.1638 | 0.01046 | 831.4998 | 0.53431 | 832.1638 | 0.05161 | 556.3314 | 0.26084
| 554.5222 | 0 | 554.5222 | 0 | 556.4497 | 0 | 556.4497 | 2.8473e-05 | 646.62 | 0.00069142 | 554.5222 | 0.11875 | 646.62 | -0.0011973 | 646.62 | -0.0023949 | 556.4497 | 2.9991e-05 | 556.4497 | 2.2884e-05 | 554.5222 | 0 | 832.3304 | 0.00218 | 832.3304 | 0.00828 | 831.6666 | 0.53584 | 832.3304 | 0.05193 | 556.4497 | 0.26026
| 554.6383 | 0.00176 | 554.6383 | 0.0016 | 556.568 | 1.4682e-05 | 556.568 | 1.5133e-05 | 646.85 | -0.0021416 | 554.6383 | 0.11932 | 646.85 | -0.001165 | 646.85 | -0.0022648 | 556.568 | 1.4533e-05 | 556.568 | 1.1332e-05 | 554.6383 | 0.00146 | 832.497 | 0.00445 | 832.497 | 0.00964 | 831.8334 | 0.53847 | 832.497 | 0.05198 | 556.568 | 0.26013
| 554.7544 | 0 | 554.7544 | 0 | 556.6863 | 0 | 556.6863 | 2.8899e-05 | 647.08 | -0.001366 | 554.7544 | 0.11347 | 647.08 | -0.0033282 | 647.08 | -0.0024598 | 556.6863 | 2.841e-05 | 556.6863 | 2.3093e-05 | 554.7544 | 0 | 832.6636 | 0.00378 | 832.6636 | 0.00812 | 832.0002 | 0.53826 | 832.6636 | 0.05243 | 556.6863 | 0.26013
| 554.8705 | 0.00032042 | 554.8705 | 0.00125 | 556.8047 | 4.9907e-05 | 556.8047 | 1.3844e-05 | 647.31 | -0.0010961 | 554.8705 | 0.11424 | 647.31 | 0.00077218 | 647.31 | 0.0010836 | 556.8047 | 1.3959e-05 | 556.8047 | 1.198e-05 | 554.8705 | 0.00065603 | 832.8303 | 0.00389 | 832.8303 | 0.00754 | 832.167 | 0.53909 | 832.8303 | 0.05273 | 556.8047 | 0.25978
| 554.9866 | 0 | 554.9866 | 0 | 556.923 | 0 | 556.923 | 2.7409e-05 | 647.55 | -0.0019057 | 554.9866 | 0.11599 | 647.55 | -0.0012296 | 647.55 | -0.0022973 | 556.923 | 2.9523e-05 | 556.923 | 2.4169e-05 | 554.9866 | 0 | 832.9969 | 0.00375 | 832.9969 | 0.0099 | 832.3338 | 0.54312 | 832.9969 | 0.0533 | 556.923 | 0.25966
| 555.1027 | 0.00098522 | 555.1027 | 0.00036414 | 557.0413 | 1.4682e-05 | 557.0413 | 1.3844e-05 | 647.78 | 0.001366 | 555.1027 | 0.11214 | 647.78 | -0.0014233 | 647.78 | 0.0030668 | 557.0413 | 1.5599e-05 | 557.0413 | 1.2408e-05 | 555.1027 | 0.00156 | 833.1635 | 0.0045 | 833.1635 | 0.01187 | 832.5006 | 0.54621 | 833.1635 | 0.05335 | 557.0413 | 0.25981
| 555.2188 | 0 | 555.2188 | 0 | 557.1596 | 0 | 557.1596 | 2.6502e-05 | 648.01 | -0.0023281 | 555.2188 | 0.11577 | 648.01 | -0.00035539 | 648.01 | -0.00063499 | 557.1596 | 3.005e-05 | 557.1596 | 2.4169e-05 | 555.2188 | 0 | 833.3302 | 0.00215 | 833.3302 | 0.00897 | 832.6674 | 0.54554 | 833.3302 | 0.05359 | 557.1596 | 0.26096
| 555.335 | 0 | 555.335 | 0.00149 | 557.2779 | 6.7514e-05 | 557.2779 | 1.3116e-05 | 648.24 | 0.00025536 | 555.335 | 0.1133 | 648.24 | -0.00058939 | 648.24 | 0.00024068 | 557.2779 | 1.4533e-05 | 557.2779 | 1.1761e-05 | 555.335 | 0.00146 | 833.4968 | 0.00325 | 833.4968 | 0.00904 | 832.8342 | 0.55501 | 833.4968 | 0.05339 | 557.2779 | 0.26131
| 555.4511 | 0 | 555.4511 | 0 | 557.3963 | 0 | 557.3963 | 2.6569e-05 | 648.47 | -0.0015092 | 555.4511 | 0.10944 | 648.47 | -0.0023402 | 648.47 | -0.0014274 | 557.3963 | 2.9441e-05 | 557.3963 | 2.6091e-05 | 555.4511 | 0 | 833.6634 | 0.00342 | 833.6634 | 0.00812 | 833.001 | 0.553 | 833.6634 | 0.05353 | 557.3963 | 0.26219
| 555.5672 | 0.00073368 | 555.5672 | 0.0018 | 557.5146 | 4.9907e-05 | 557.5146 | 1.3901e-05 | 648.71 | -0.00018528 | 555.5672 | 0.11129 | 648.71 | 0.0016419 | 648.71 | 0.00023813 | 557.5146 | 1.499e-05 | 557.5146 | 1.433e-05 | 555.5672 | 0.00037488 | 833.8301 | 0.00316 | 833.8301 | 0.01025 | 833.1679 | 0.55153 | 833.8301 | 0.05336 | 557.5146 | 0.26297
| 555.6834 | 0 | 555.6834 | 0 | 557.6329 | 0 | 557.6329 | 2.7543e-05 | 648.94 | -0.0019468 | 555.6834 | 0.10986 | 648.94 | -0.0012991 | 648.94 | 0.00014142 | 557.6329 | 2.9312e-05 | 557.6329 | 2.9945e-05 | 555.6834 | 0 | 833.9967 | 0.00297 | 833.9967 | 0.00733 | 833.3347 | 0.548 | 833.9967 | 0.05373 | 557.6329 | 0.26404
| 555.7995 | 0.00032042 | 555.7995 | 0.00192 | 557.7513 | 4.9907e-05 | 557.7513 | 1.3901e-05 | 649.17 | -8.468e-05 | 555.7995 | 0.1078 | 649.17 | -0.0009106 | 649.17 | 0.00017412 | 557.7513 | 1.4451e-05 | 557.7513 | 1.5615e-05 | 555.7995 | 0.00137 | 834.1633 | 0.00476 | 834.1633 | 0.00774 | 833.5015 | 0.55291 | 834.1633 | 0.05387 | 557.7513 | 0.26456
| 555.9157 | 0 | 555.9157 | 0 | 557.8696 | 0 | 557.8696 | 2.6726e-05 | 649.4 | 1.6807e-05 | 555.9157 | 0.10191 | 649.4 | -0.0020298 | 649.4 | -0.00011879 | 557.8696 | 2.7427e-05 | 557.8696 | 2.6727e-05 | 555.9157 | 0 | 834.33 | 0.00399 | 834.33 | 0.00782 | 833.6684 | 0.55474 | 834.33 | 0.05432 | 557.8696 | 0.26483
| 556.0318 | 0.00075165 | 556.0318 | 0.00081498 | 557.9879 | 4.9907e-05 | 557.9879 | 1.2825e-05 | 649.63 | -0.00099422 | 556.0318 | 0.10368 | 649.63 | 0.00096517 | 649.63 | 0.0025446 | 557.9879 | 1.3057e-05 | 557.9879 | 1.1124e-05 | 556.0318 | 0.00095593 | 834.4966 | 0.00417 | 834.4966 | 0.00746 | 833.8352 | 0.55789 | 834.4966 | 0.05445 | 557.9879 | 0.26424
| 556.148 | 0 | 556.148 | 0 | 558.1063 | 0 | 558.1063 | 2.6703e-05 | 649.87 | -0.00018682 | 556.148 | 0.10313 | 649.87 | -0.00036038 | 649.87 | -0.0024773 | 558.1063 | 2.6935e-05 | 558.1063 | 2.1599e-05 | 556.148 | 0 | 834.6633 | 0.00331 | 834.6633 | 0.00529 | 834.002 | 0.5574 | 834.6633 | 0.05485 | 558.1063 | 0.26417
| 556.2642 | 0.00094928 | 556.2642 | 0.00127 | 558.2246 | 4.9907e-05 | 558.2246 | 1.408e-05 | 650.1 | -0.00025241 | 556.2642 | 0.10178 | 650.1 | -0.00045371 | 650.1 | -0.00034601 | 558.2246 | 1.3994e-05 | 558.2246 | 1.0476e-05 | 556.2642 | 0.00184 | 834.83 | 0.00306 | 834.83 | 0.00679 | 834.1689 | 0.56507 | 834.83 | 0.05496 | 558.2246 | 0.26222
| 556.3803 | 0 | 556.3803 | 0 | 558.343 | 0 | 558.343 | 2.7723e-05 | 650.33 | -0.00073813 | 556.3803 | 0.10183 | 650.33 | -0.0006935 | 650.33 | -0.0006535 | 558.343 | 2.8984e-05 | 558.343 | 2.2236e-05 | 556.3803 | 0 | 834.9966 | 0.00316 | 834.9966 | 0.00705 | 834.3357 | 0.55534 | 834.9966 | 0.05535 | 558.343 | 0.26186
| 556.4965 | 0.00094928 | 556.4965 | 0.00196 | 558.4613 | 4.9907e-05 | 558.4613 | 1.3901e-05 | 650.56 | 0.00090859 | 556.4965 | 0.10138 | 650.56 | 0.0011992 | 650.56 | 0.0015074 | 558.4613 | 1.5166e-05 | 558.4613 | 1.1761e-05 | 556.4965 | 0.00080598 | 835.1633 | 0.0036 | 835.1633 | 0.00856 | 834.5026 | 0.56853 | 835.1633 | 0.05548 | 558.4613 | 0.26198
| 556.6127 | 0 | 556.6127 | 0 | 558.5797 | 0 | 558.5797 | 2.6255e-05 | 650.79 | 0.00060879 | 556.6127 | 0.10038 | 650.79 | -0.0018612 | 650.79 | 0.0019137 | 558.5797 | 2.9581e-05 | 558.5797 | 2.8012e-05 | 556.6127 | 0 | 835.33 | 0.00309 | 835.33 | 0.00722 | 834.6694 | 0.56712 | 835.33 | 0.05585 | 558.5797 | 0.26402
| 556.7289 | 0.00094928 | 556.7289 | 0.00088435 | 558.698 | 4.9907e-05 | 558.698 | 1.2624e-05 | 651.03 | 0.0038956 | 556.7289 | 0.10493 | 651.03 | 0.00065439 | 651.03 | 0.0015329 | 558.698 | 1.4615e-05 | 558.698 | 1.6252e-05 | 556.7289 | 0.0015 | 835.4966 | 0.00473 | 835.4966 | 0.0064 | 834.8363 | 0.56971 | 835.4966 | 0.05578 | 558.698 | 0.26628
| 556.8451 | 0 | 556.8451 | 0 | 558.8164 | 0 | 558.8164 | 2.4564e-05 | 651.26 | -0.00048303 | 556.8451 | 0.10208 | 651.26 | -0.0020922 | 651.26 | 0.00014945 | 558.8164 | 3.0647e-05 | 558.8164 | 2.8012e-05 | 556.8451 | 0 | 835.6633 | 0.00387 | 835.6633 | 0.00642 | 835.0032 | 0.57304 | 835.6633 | 0.05593 | 558.8164 | 0.26794
| 556.9613 | 0.00080555 | 556.9613 | 0.0017 | 558.9348 | 1.4682e-05 | 558.9348 | 1.2075e-05 | 651.49 | 0.0019238 | 556.9613 | 0.10036 | 651.49 | 0.00053341 | 651.49 | -0.00052809 | 558.9348 | 1.6301e-05 | 558.9348 | 1.1761e-05 | 556.9613 | 0.00169 | 835.83 | 0.00379 | 835.83 | 0.00717 | 835.17 | 0.57229 | 835.83 | 0.05576 | 558.9348 | 0.26771
| 557.0775 | 0 | 557.0775 | 0 | 559.0531 | 0 | 559.0531 | 2.4777e-05 | 651.72 | 0.0013799 | 557.0775 | 0.10072 | 651.72 | -0.00011158 | 651.72 | -0.0030123 | 559.0531 | 3.135e-05 | 559.0531 | 2.4806e-05 | 557.0775 | 0 | 835.9967 | 0.00342 | 835.9967 | 0.00809 | 835.3369 | 0.5684 | 835.9967 | 0.05625 | 559.0531 | 0.26715
| 557.1937 | 0.0012 | 557.1937 | 0.00156 | 559.1715 | 4.9907e-05 | 559.1715 | 1.278e-05 | 651.95 | -0.00090196 | 557.1937 | 0.09721 | 651.95 | 0.0022525 | 651.95 | 0.0021409 | 559.1715 | 1.5166e-05 | 559.1715 | 1.3045e-05 | 557.1937 | 0.00131 | 836.1634 | 0.00264 | 836.1634 | 0.00795 | 835.5038 | 0.58139 | 836.1634 | 0.05637 | 559.1715 | 0.26566
| 557.3099 | 0 | 557.3099 | 0 | 559.2899 | 0 | 559.2899 | 2.6882e-05 | 652.19 | -0.0019296 | 557.3099 | 0.0964 | 652.19 | -0.0012113 | 652.19 | -0.0030129 | 559.2899 | 3.0507e-05 | 559.2899 | 2.3741e-05 | 557.3099 | 0 | 836.33 | 0.00331 | 836.33 | 0.0077 | 835.6707 | 0.57368 | 836.33 | 0.05687 | 559.2899 | 0.26559
| 557.4262 | 0 | 557.4262 | 0.00187 | 559.4083 | 1.4682e-05 | 559.4083 | 1.4192e-05 | 652.42 | -0.00059931 | 557.4262 | 0.09619 | 652.42 | -0.00048967 | 652.42 | 0.00099193 | 559.4083 | 1.5681e-05 | 559.4083 | 1.0695e-05 | 557.4262 | 0.00223 | 836.4967 | 0.00452 | 836.4967 | 0.0064 | 835.8375 | 0.57701 | 836.4967 | 0.05683 | 559.4083 | 0.26538
| 557.5424 | 0 | 557.5424 | 0 | 559.5266 | 0 | 559.5266 | 2.7611e-05 | 652.65 | -0.0021427 | 557.5424 | 0.0978 | 652.65 | -0.0027952 | 652.65 | -0.0011339 | 559.5266 | 3.1244e-05 | 559.5266 | 2.4378e-05 | 557.5424 | 0 | 836.6634 | 0.00253 | 836.6634 | 0.00652 | 836.0044 | 0.57576 | 836.6634 | 0.05728 | 559.5266 | 0.26641
| 557.6586 | 0.00127 | 557.6586 | 0.00144 | 559.645 | 6.7514e-05 | 559.645 | 1.3553e-05 | 652.88 | -0.0014237 | 557.6586 | 0.09587 | 652.88 | 0.00016963 | 652.88 | -0.00085692 | 559.645 | 1.581e-05 | 559.645 | 1.5186e-05 | 557.6586 | 0.00103 | 836.8301 | 0.00363 | 836.8301 | 0.00663 | 836.1713 | 0.58569 | 836.8301 | 0.05748 | 559.645 | 0.26865
| 557.7749 | 0 | 557.7749 | 0 | 559.7634 | 0 | 559.7634 | 2.7073e-05 | 653.12 | -0.00055668 | 557.7749 | 0.0943 | 653.12 | 0.0014411 | 653.12 | 0.0021924 | 559.7634 | 2.9663e-05 | 559.7634 | 2.6947e-05 | 557.7749 | 0 | 836.9968 | 0.00293 | 836.9968 | 0.00686 | 836.3382 | 0.5826 | 836.9968 | 0.05808 | 559.7634 | 0.27103
| 557.8911 | 0 | 557.8911 | 0.00111 | 559.8818 | 3.2289e-05 | 559.8818 | 1.3688e-05 | 653.35 | 0.00016076 | 557.8911 | 0.09196 | 653.35 | -0.00075524 | 653.35 | -0.0022613 | 559.8818 | 1.41e-05 | 559.8818 | 1.3474e-05 | 557.8911 | 0.00171 | 837.1635 | 0.00487 | 837.1635 | 0.00707 | 836.5051 | 0.59055 | 837.1635 | 0.05825 | 559.8818 | 0.27179
| 558.0074 | 0 | 558.0074 | 0 | 560.0002 | 0 | 560.0002 | 2.7353e-05 | 653.58 | 0.0019665 | 558.0074 | 0.09141 | 653.58 | 0.0016591 | 653.58 | -0.00077412 | 560.0002 | 2.9172e-05 | 560.0002 | 2.6947e-05 | 558.0074 | 0 | 837.3302 | 0.00342 | 837.3302 | 0.0065 | 836.672 | 0.58538 | 837.3302 | 0.05864 | 560.0002 | 0.27096
| 558.1236 | 0.000554 | 558.1236 | 0.00095371 | 560.1186 | 4.9907e-05 | 560.1186 | 1.3789e-05 | 653.81 | 0.0010791 | 558.1236 | 0.09077 | 653.81 | 0.0010133 | 653.81 | 0.00025009 | 560.1186 | 1.5072e-05 | 560.1186 | 1.5505e-05 | 558.1236 | 0.00148 | 837.4969 | 0.00358 | 837.4969 | 0.00631 | 836.8389 | 0.58767 | 837.4969 | 0.0587 | 560.1186 | 0.26807
| 558.2399 | 0 | 558.2399 | 0 | 560.237 | 0 | 560.237 | 2.6603e-05 | 654.04 | -0.00080375 | 558.2399 | 0.0905 | 654.04 | 0.00013393 | 654.04 | 0.0014232 | 560.237 | 3.0261e-05 | 560.237 | 3.0263e-05 | 558.2399 | 0 | 837.6637 | 0.00366 | 837.6637 | 0.00624 | 837.0058 | 0.59276 | 837.6637 | 0.05915 | 560.237 | 0.26621
| 558.3561 | 0.00127 | 558.3561 | 0.00095371 | 560.3554 | 1.4682e-05 | 560.3554 | 1.2937e-05 | 654.28 | -0.0017015 | 558.3561 | 0.08957 | 654.28 | -0.0014773 | 654.28 | -0.0010934 | 560.3554 | 1.5247e-05 | 560.3554 | 1.5285e-05 | 558.3561 | 0.00184 | 837.8304 | 0.00445 | 837.8304 | 0.00499 | 837.1727 | 0.59521 | 837.8304 | 0.05927 | 560.3554 | 0.26445
| 558.4724 | 0 | 558.4724 | 0 | 560.4738 | 0 | 560.4738 | 2.6815e-05 | 654.51 | -0.00080166 | 558.4724 | 0.0899 | 654.51 | -0.0002757 | 654.51 | -0.0021178 | 560.4738 | 3.0202e-05 | 560.4738 | 3.0582e-05 | 558.4724 | 0 | 837.9971 | 0.00225 | 837.9971 | 0.00731 | 837.3397 | 0.59596 | 837.9971 | 0.05966 | 560.4738 | 0.26577
| 558.5887 | 0.00058994 | 558.5887 | 0.0016 | 560.5922 | 3.2289e-05 | 560.5922 | 1.4024e-05 | 654.74 | 0.0011298 | 558.5887 | 0.09139 | 654.74 | -0.0013761 | 654.74 | -0.00036875 | 560.5922 | 1.5002e-05 | 560.5922 | 1.5823e-05 | 558.5887 | 0.00086221 | 838.1638 | 0.00335 | 838.1638 | 0.0052 | 837.5066 | 0.59945 | 838.1638 | 0.05973 | 560.5922 | 0.26733
| 558.705 | 0 | 558.705 | 0 | 560.7106 | 0 | 560.7106 | 2.6625e-05 | 654.97 | 0.0016814 | 558.705 | 0.08695 | 654.97 | 0.00013271 | 654.97 | -0.0017968 | 560.7106 | 2.9769e-05 | 560.7106 | 2.6947e-05 | 558.705 | 0 | 838.3306 | 0.00389 | 838.3306 | 0.00538 | 837.6735 | 0.59762 | 838.3306 | 0.06034 | 560.7106 | 0.27042
| 558.8213 | 0.00138 | 558.8213 | 0.00102 | 560.829 | 3.2289e-05 | 560.829 | 1.2747e-05 | 655.2 | -0.0010193 | 558.8213 | 0.08923 | 655.2 | -0.00037945 | 655.2 | 0.00063201 | 560.829 | 1.4826e-05 | 560.829 | 1.1552e-05 | 558.8213 | 0.00041236 | 838.4973 | 0.00389 | 838.4973 | 0.0079 | 837.8405 | 0.60407 | 838.4973 | 0.06058 | 560.829 | 0.2721
| 558.9376 | 0 | 558.9376 | 0 | 560.9474 | 0 | 560.9474 | 2.5662e-05 | 655.44 | -0.0015747 | 558.9376 | 0.0859 | 655.44 | -0.00034156 | 655.44 | 0.0013757 | 560.9474 | 2.8902e-05 | 560.9474 | 2.5662e-05 | 558.9376 | 0 | 838.664 | 0.00283 | 838.664 | 0.00466 | 838.0074 | 0.6029 | 838.664 | 0.06129 | 560.9474 | 0.2734
| 559.0539 | 0.00187 | 559.0539 | 0.00071094 | 561.0659 | 4.9907e-05 | 561.0659 | 1.3016e-05 | 655.67 | 0.00040733 | 559.0539 | 0.08549 | 655.67 | -0.0018337 | 655.67 | -0.0018663 | 561.0659 | 1.417e-05 | 561.0659 | 1.4758e-05 | 559.0539 | 0.00133 | 838.8308 | 0.00353 | 838.8308 | 0.00615 | 838.1743 | 0.60899 | 838.8308 | 0.06137 | 561.0659 | 0.27238
| 559.1702 | 0 | 559.1702 | 0 | 561.1843 | 0 | 561.1843 | 2.4306e-05 | 655.9 | -0.0010374 | 559.1702 | 0.08567 | 655.9 | -0.0005751 | 655.9 | -0.00056496 | 561.1843 | 2.923e-05 | 561.1843 | 2.7584e-05 | 559.1702 | 0 | 838.9975 | 0.00333 | 838.9975 | 0.00439 | 838.3413 | 0.6064 | 838.9975 | 0.062 | 561.1843 | 0.27168
| 559.2865 | 0.00125 | 559.2865 | 0.00147 | 561.3027 | 4.9907e-05 | 561.3027 | 1.156e-05 | 656.13 | 0.0010798 | 559.2865 | 0.0827 | 656.13 | 0.0022286 | 656.13 | -0.00018722 | 561.3027 | 1.5166e-05 | 561.3027 | 1.3254e-05 | 559.2865 | 0.00161 | 839.1642 | 0.00398 | 839.1642 | 0.00586 | 838.5082 | 0.61431 | 839.1642 | 0.0621 | 561.3027 | 0.27081
| 559.4028 | 0 | 559.4028 | 0 | 561.4211 | 0 | 561.4211 | 2.5583e-05 | 656.37 | -0.0014106 | 559.4028 | 0.08442 | 656.37 | -0.0032242 | 656.37 | 0.00056793 | 561.4211 | 2.9289e-05 | 561.4211 | 2.5454e-05 | 559.4028 | 0 | 839.331 | 0.00368 | 839.331 | 0.00471 | 838.6752 | 0.60778 | 839.331 | 0.06278 | 561.4211 | 0.27123
| 559.5191 | 0.00051807 | 559.5191 | 0.00123 | 561.5396 | 1.4682e-05 | 561.5396 | 1.4348e-05 | 656.6 | 0.00028428 | 559.5191 | 0.08458 | 656.6 | -6.6701e-05 | 656.6 | 0.00084893 | 561.5396 | 1.4311e-05 | 561.5396 | 1.2408e-05 | 559.5191 | 0.00195 | 839.4977 | 0.00323 | 839.4977 | 0.0052 | 838.8421 | 0.61541 | 839.4977 | 0.06298 | 561.5396 | 0.27137
| 559.6355 | 0 | 559.6355 | 0 | 561.658 | 0 | 561.658 | 2.7308e-05 | 656.83 | -0.00074274 | 559.6355 | 0.08184 | 656.83 | 0.002083 | 656.83 | -0.0017394 | 561.658 | 2.9359e-05 | 561.658 | 2.6727e-05 | 559.6355 | 0 | 839.6645 | 0.00347 | 839.6645 | 0.00459 | 839.0091 | 0.61412 | 839.6645 | 0.06353 | 561.658 | 0.27259
| 559.7518 | 0.00089539 | 559.7518 | 0.00088435 | 561.7764 | 6.7514e-05 | 561.7764 | 1.3251e-05 | 657.06 | 0.0015423 | 559.7518 | 0.08407 | 657.06 | -0.00095512 | 657.06 | -0.00046887 | 561.7764 | 1.5166e-05 | 561.7764 | 1.433e-05 | 559.7518 | 0.0021 | 839.8312 | 0.00356 | 839.8312 | 0.00679 | 839.176 | 0.62651 | 839.8312 | 0.06354 | 561.7764 | 0.27487
| 559.8682 | 0 | 559.8682 | 0 | 561.8949 | 0 | 561.8949 | 2.6603e-05 | 657.3 | -0.00111 | 559.8682 | 0.08025 | 657.3 | -0.0010493 | 657.3 | 0.00077712 | 561.8949 | 2.9535e-05 | 561.8949 | 2.5454e-05 | 559.8682 | 0 | 839.998 | 0.00274 | 839.998 | 0.0051 | 839.343 | 0.62168 | 839.998 | 0.0639 | 561.8949 | 0.2769
| 559.9845 | 0.00057197 | 559.9845 | 0.00019074 | 562.0133 | 4.9907e-05 | 562.0133 | 1.3464e-05 | 657.53 | -0.00022045 | 559.9845 | 0.07845 | 657.53 | -0.0015936 | 657.53 | -0.00015255 | 562.0133 | 1.4475e-05 | 562.0133 | 1.1124e-05 | 559.9845 | 0.00127 | 840.1648 | 0.00414 | 840.1648 | 0.00408 | 839.51 | 0.62719 | 840.1648 | 0.06399 | 562.0133 | 0.27703
| 560.1009 | 0 | 560.1009 | 0 | 562.1318 | 0 | 562.1318 | 2.6524e-05 | 657.76 | -0.0024601 | 560.1009 | 0.07974 | 657.76 | -0.002374 | 657.76 | -0.0024749 | 562.1318 | 2.964e-05 | 562.1318 | 2.2884e-05 | 560.1009 | 0 | 840.3315 | 0.00264 | 840.3315 | 0.00468 | 839.6769 | 0.6239 | 840.3315 | 0.06439 | 562.1318 | 0.27652
| 560.2172 | 0.00106 | 560.2172 | 0.0016 | 562.2502 | 4.9907e-05 | 562.2502 | 1.3116e-05 | 657.99 | -0.00018621 | 560.2172 | 0.07765 | 657.99 | -0.0013316 | 657.99 | 0.0011857 | 562.2502 | 1.5353e-05 | 562.2502 | 1.2408e-05 | 560.2172 | 0.00131 | 840.4983 | 0.00492 | 840.4983 | 0.00526 | 839.8439 | 0.62893 | 840.4983 | 0.06438 | 562.2502 | 0.27505
| 560.3336 | 0 | 560.3336 | 0 | 562.3687 | 0 | 562.3687 | 2.7073e-05 | 658.22 | -0.0030066 | 560.3336 | 0.07454 | 658.22 | 0.0022737 | 658.22 | -0.0002183 | 562.3687 | 3.0542e-05 | 562.3687 | 2.6091e-05 | 560.3336 | 0 | 840.6651 | 0.00382 | 840.6651 | 0.0054 | 840.0109 | 0.63224 | 840.6651 | 0.06455 | 562.3687 | 0.2755
| 560.4499 | 0.00087741 | 560.4499 | 0.00095371 | 562.4871 | 3.2289e-05 | 562.4871 | 1.4057e-05 | 658.46 | 0.0023764 | 560.4499 | 0.07731 | 658.46 | -3.4956e-05 | 658.46 | 0.0012454 | 562.4871 | 1.5353e-05 | 562.4871 | 1.433e-05 | 560.4499 | 0.00089971 | 840.8319 | 0.00394 | 840.8319 | 0.00649 | 840.1779 | 0.63461 | 840.8319 | 0.06458 | 562.4871 | 0.2752
| 560.5663 | 0 | 560.5663 | 0 | 562.6056 | 0 | 562.6056 | 2.6423e-05 | 658.69 | -0.0025465 | 560.5663 | 0.07386 | 658.69 | 0.0013533 | 658.69 | 7.5855e-05 | 562.6056 | 3.1362e-05 | 562.6056 | 2.6299e-05 | 560.5663 | 0 | 840.9986 | 0.00333 | 840.9986 | 0.00599 | 840.3448 | 0.63102 | 840.9986 | 0.06506 | 562.6056 | 0.27688
| 560.6827 | 0.00033839 | 560.6827 | 0.00172 | 562.724 | 3.2289e-05 | 562.724 | 1.2433e-05 | 658.92 | 5.0592e-05 | 560.6827 | 0.07555 | 658.92 | 0.0014502 | 658.92 | 0.0020589 | 562.724 | 1.6173e-05 | 562.724 | 1.2617e-05 | 560.6827 | 0.00195 | 841.1654 | 0.00278 | 841.1654 | 0.0063 | 840.5118 | 0.64017 | 841.1654 | 0.06538 | 562.724 | 0.27783
| 560.7991 | 0 | 560.7991 | 0 | 562.8425 | 0 | 562.8425 | 2.4754e-05 | 659.15 | -5.0592e-05 | 560.7991 | 0.07446 | 659.15 | -0.0022627 | 659.15 | -0.001127 | 562.8425 | 3.2474e-05 | 562.8425 | 2.1808e-05 | 560.7991 | 0 | 841.3322 | 0.00305 | 841.3322 | 0.00452 | 840.6788 | 0.63462 | 841.3322 | 0.06589 | 562.8425 | 0.27989
| 560.9155 | 0.00124 | 560.9155 | 0.00088435 | 562.961 | 3.2289e-05 | 562.961 | 1.2433e-05 | 659.39 | -0.0027826 | 560.9155 | 0.07243 | 659.39 | -0.0027148 | 659.39 | 0.00030341 | 562.961 | 1.6325e-05 | 562.961 | 9.4106e-06 | 560.9155 | 0.00078724 | 841.499 | 0.00391 | 841.499 | 0.00489 | 840.8458 | 0.64675 | 841.499 | 0.06604 | 562.961 | 0.27973
| 561.0319 | 0 | 561.0319 | 0 | 563.0794 | 0 | 563.0794 | 2.5482e-05 | 659.62 | -0.0011973 | 561.0319 | 0.07165 | 659.62 | -0.00080984 | 659.62 | -0.0025248 | 563.0794 | 3.1385e-05 | 563.0794 | 2.3093e-05 | 561.0319 | 0 | 841.6658 | 0.00302 | 841.6658 | 0.00548 | 841.0128 | 0.64502 | 841.6658 | 0.06636 | 563.0794 | 0.27975
| 561.1483 | 0.00174 | 561.1483 | 0.00123 | 563.1979 | 1.4682e-05 | 563.1979 | 1.3139e-05 | 659.85 | -0.0017707 | 561.1483 | 0.06919 | 659.85 | 0.0013856 | 659.85 | 0.0014413 | 563.1979 | 1.5084e-05 | 563.1979 | 1.3902e-05 | 561.1483 | 0.00131 | 841.8326 | 0.0029 | 841.8326 | 0.0048 | 841.1798 | 0.64475 | 841.8326 | 0.06645 | 563.1979 | 0.27764
| 561.2647 | 0 | 561.2647 | 0 | 563.3164 | 0 | 563.3164 | 2.6412e-05 | 660.08 | -0.00028669 | 561.2647 | 0.07102 | 660.08 | -0.0006807 | 660.08 | -0.0032725 | 563.3164 | 2.9148e-05 | 563.3164 | 2.4806e-05 | 561.2647 | 0 | 841.9994 | 0.00243 | 841.9994 | 0.00524 | 841.3468 | 0.65002 | 841.9994 | 0.0668 | 563.3164 | 0.27797
| 561.3811 | 0.00084148 | 561.3811 | 0.00057222 | 563.4349 | 3.2289e-05 | 563.4349 | 1.3374e-05 | 660.32 | -0.00072515 | 561.3811 | 0.07226 | 660.32 | -0.0019399 | 660.32 | -0.0012895 | 563.4349 | 1.4076e-05 | 563.4349 | 1.1124e-05 | 561.3811 | 0.00142 | 842.1662 | 0.00464 | 842.1662 | 0.00519 | 841.5139 | 0.65685 | 842.1662 | 0.06685 | 563.4349 | 0.27775
| 561.4975 | 0 | 561.4975 | 0 | 563.5534 | 0 | 563.5534 | 2.77e-05 | 660.55 | -0.0016358 | 561.4975 | 0.07202 | 660.55 | -0.00097128 | 660.55 | 0.0020589 | 563.5534 | 2.8785e-05 | 563.5534 | 2.2236e-05 | 561.4975 | 0 | 842.333 | 0.00363 | 842.333 | 0.0054 | 841.6809 | 0.65842 | 842.333 | 0.0674 | 563.5534 | 0.27964
| 561.614 | 0.00125 | 561.614 | 0.00114 | 563.6718 | 6.7514e-05 | 563.6718 | 1.4416e-05 | 660.78 | 0.0011299 | 561.614 | 0.06783 | 660.78 | 0.00057846 | 660.78 | 0.00098612 | 563.6718 | 1.4697e-05 | 563.6718 | 1.1124e-05 | 561.614 | 0.00122 | 842.4998 | 0.00375 | 842.4998 | 0.00512 | 841.8479 | 0.65265 | 842.4998 | 0.06761 | 563.6718 | 0.28017
| 561.7304 | 0 | 561.7304 | 0 | 563.7903 | 0 | 563.7903 | 2.6054e-05 | 661.01 | -0.00035414 | 561.7304 | 0.06662 | 661.01 | -0.0029085 | 661.01 | 0.00020589 | 563.7903 | 2.8785e-05 | 563.7903 | 2.2236e-05 | 561.7304 | 0 | 842.6666 | 0.00257 | 842.6666 | 0.00457 | 842.0149 | 0.66496 | 842.6666 | 0.06838 | 563.7903 | 0.28151
| 561.8468 | 0.00073368 | 561.8468 | 0.00137 | 563.9088 | 4.9907e-05 | 563.9088 | 1.1683e-05 | 661.25 | -0.0005565 | 561.8468 | 0.06848 | 661.25 | -9.9549e-05 | 661.25 | 0.0009536 | 563.9088 | 1.4076e-05 | 563.9088 | 1.1124e-05 | 561.8468 | 0.00154 | 842.8334 | 0.00492 | 842.8334 | 0.00563 | 842.1819 | 0.66385 | 842.8334 | 0.06868 | 563.9088 | 0.28104
| 561.9633 | 0 | 561.9633 | 0 | 564.0273 | 0 | 564.0273 | 2.5662e-05 | 661.48 | -0.0005565 | 561.9633 | 0.06847 | 661.48 | -0.00097128 | 661.48 | -5.4182e-05 | 564.0273 | 2.8539e-05 | 564.0273 | 1.9776e-05 | 561.9633 | 0 | 843.0002 | 0.0027 | 843.0002 | 0.00617 | 842.349 | 0.66498 | 843.0002 | 0.06952 | 564.0273 | 0.28004
| 562.0797 | 0.00033839 | 562.0797 | 0.00168 | 564.1458 | 6.7514e-05 | 564.1458 | 1.4001e-05 | 661.71 | -0.00086005 | 562.0797 | 0.0688 | 661.71 | -0.00055155 | 661.71 | 0.00082357 | 564.1458 | 1.4533e-05 | 564.1458 | 8.6639e-06 | 562.0797 | 0.00114 | 843.1671 | 0.00412 | 843.1671 | 0.00477 | 842.516 | 0.67271 | 843.1671 | 0.06985 | 564.1458 | 0.27841
| 562.1962 | 0 | 562.1962 | 0 | 564.2643 | 0 | 564.2643 | 2.7062e-05 | 661.94 | -0.00011805 | 562.1962 | 0.06728 | 661.94 | -0.00077756 | 661.94 | 1.0836e-05 | 564.2643 | 2.8492e-05 | 564.2643 | 2.0424e-05 | 562.1962 | 0 | 843.3339 | 0.00305 | 843.3339 | 0.00369 | 842.683 | 0.6696 | 843.3339 | 0.07048 | 564.2643 | 0.27764
| 562.3126 | 0.00111 | 562.3126 | 0.00156 | 564.3828 | 1.4682e-05 | 564.3828 | 1.3094e-05 | 662.18 | 0.0017032 | 562.3126 | 0.06641 | 662.18 | -0.00035784 | 662.18 | 0.00046596 | 564.3828 | 1.4065e-05 | 564.3828 | 1.1761e-05 | 562.3126 | 0.0021 | 843.5007 | 0.00499 | 843.5007 | 0.00464 | 842.8501 | 0.66779 | 843.5007 | 0.07051 | 564.3828 | 0.27824
| 562.4291 | 0 | 562.4291 | 0 | 564.5013 | 0 | 564.5013 | 2.7219e-05 | 662.41 | -0.0019731 | 562.4291 | 0.06779 | 662.41 | -0.0033282 | 662.41 | -0.0014521 | 564.5013 | 2.9535e-05 | 564.5013 | 2.0962e-05 | 562.4291 | 0 | 843.6675 | 0.00316 | 843.6675 | 0.00563 | 843.0171 | 0.67418 | 843.6675 | 0.07067 | 564.5013 | 0.27975
| 562.5456 | 0.00057197 | 562.5456 | 0.00109 | 564.6198 | 1.4682e-05 | 564.6198 | 1.4158e-05 | 662.64 | 0.0010961 | 562.5456 | 0.06445 | 662.64 | -0.0010036 | 662.64 | 0.00059601 | 564.6198 | 1.5575e-05 | 564.6198 | 9.191e-06 | 562.5456 | 0.00217 | 843.8344 | 0.00393 | 843.8344 | 0.00563 | 843.1842 | 0.68239 | 843.8344 | 0.07058 | 564.6198 | 0.28176
| 562.6621 | 0 | 562.6621 | 0 | 564.7383 | 1.4682e-05 | 564.7383 | 2.7297e-05 | 662.87 | 0.0018381 | 562.6621 | 0.06509 | 662.87 | -0.00019641 | 662.87 | 0.00085607 | 564.7383 | 2.964e-05 | 564.7383 | 2.2884e-05 | 562.6621 | 0 | 844.0012 | 0.00427 | 844.0012 | 0.00443 | 843.3512 | 0.6824 | 844.0012 | 0.07099 | 564.7383 | 0.28363
| 562.7785 | 0.00094928 | 562.7785 | 0.00137 | 564.8569 | 4.9907e-05 | 564.8569 | 1.3172e-05 | 663.11 | -0.0011299 | 562.7785 | 0.06664 | 663.11 | -0.0015202 | 663.11 | -0.0001192 | 564.8569 | 1.41e-05 | 564.8569 | 1.3682e-05 | 562.7785 | 0.00191 | 844.168 | 0.00421 | 844.168 | 0.00666 | 843.5183 | 0.68809 | 844.168 | 0.07128 | 564.8569 | 0.28358
| 562.895 | 0 | 562.895 | 0 | 564.9754 | 0 | 564.9754 | 2.4821e-05 | 663.34 | -0.00045532 | 562.895 | 0.06296 | 663.34 | 0.0012888 | 663.34 | -0.00057433 | 564.9754 | 2.8633e-05 | 564.9754 | 2.4806e-05 | 562.895 | 0 | 844.3349 | 0.00227 | 844.3349 | 0.0054 | 843.6853 | 0.69326 | 844.3349 | 0.07178 | 564.9754 | 0.28279
| 563.0115 | 0 | 563.0115 | 0.00139 | 565.0939 | 6.7514e-05 | 565.0939 | 1.184e-05 | 663.57 | -0.0016358 | 563.0115 | 0.06556 | 663.57 | 0.00054618 | 663.57 | 0.00056349 | 565.0939 | 1.4639e-05 | 565.0939 | 1.1124e-05 | 563.0115 | 0.00048734 | 844.5017 | 0.00354 | 844.5017 | 0.00477 | 843.8524 | 0.69873 | 844.5017 | 0.07196 | 565.0939 | 0.28057
| 563.128 | 0 | 563.128 | 0 | 565.2124 | 0 | 565.2124 | 2.4273e-05 | 663.8 | -0.00089378 | 563.128 | 0.06452 | 663.8 | 0.00093361 | 663.8 | 7.5855e-05 | 565.2124 | 2.9254e-05 | 565.2124 | 2.2236e-05 | 563.128 | 0 | 844.6686 | 0.00276 | 844.6686 | 0.00381 | 844.0195 | 0.70286 | 844.6686 | 0.0724 | 565.2124 | 0.27963
| 563.2445 | 0.00096726 | 563.2445 | 0.00182 | 565.3309 | 3.2289e-05 | 565.3309 | 1.2624e-05 | 664.04 | -0.00038786 | 563.2445 | 0.05994 | 664.04 | -0.00022869 | 664.04 | 0.0010836 | 565.3309 | 1.4756e-05 | 565.3309 | 1.1124e-05 | 563.2445 | 0.00126 | 844.8355 | 0.00398 | 844.8355 | 0.00573 | 844.1866 | 0.71195 | 844.8355 | 0.07267 | 565.3309 | 0.27915
| 563.361 | 0 | 563.361 | 0 | 565.4495 | 0 | 565.4495 | 2.3881e-05 | 664.27 | -0.0011299 | 563.361 | 0.06157 | 664.27 | -0.0012296 | 664.27 | -0.0024274 | 565.4495 | 2.9745e-05 | 565.4495 | 2.1599e-05 | 563.361 | 0 | 845.0023 | 0.00345 | 845.0023 | 0.00413 | 844.3536 | 0.70442 | 845.0023 | 0.07306 | 565.4495 | 0.27983
| 563.4776 | 0.00080555 | 563.4776 | 0.00225 | 565.568 | 1.4682e-05 | 565.568 | 1.1481e-05 | 664.5 | 0.0016358 | 563.4776 | 0.06286 | 664.5 | -0.0010681 | 664.5 | 0.0017663 | 565.568 | 1.5107e-05 | 565.568 | 1.0476e-05 | 563.4776 | 0.00139 | 845.1692 | 0.00321 | 845.1692 | 0.0035 | 844.5207 | 0.71547 | 845.1692 | 0.07321 | 565.568 | 0.28079
| 563.5941 | 0 | 563.5941 | 0 | 565.6865 | 0 | 565.6865 | 2.3858e-05 | 664.73 | 0.00096123 | 563.5941 | 0.06217 | 664.73 | -0.00016412 | 664.73 | 0.0002384 | 565.6865 | 2.8656e-05 | 565.6865 | 2.1599e-05 | 563.5941 | 0 | 845.336 | 0.00213 | 845.336 | 0.00432 | 844.6878 | 0.71458 | 845.336 | 0.07353 | 565.6865 | 0.28294
| 563.7106 | 0.00023058 | 563.7106 | 0.00147 | 565.8051 | 6.7514e-05 | 565.8051 | 1.2433e-05 | 664.97 | 0.00042159 | 563.7106 | 0.06017 | 664.97 | 0.00064304 | 664.97 | 0.0011812 | 565.8051 | 1.3608e-05 | 565.8051 | 1.1124e-05 | 563.7106 | 0.00078724 | 845.5029 | 0.00346 | 845.5029 | 0.00686 | 844.8549 | 0.72345 | 845.5029 | 0.07385 | 565.8051 | 0.28487
| 563.8271 | 0 | 563.8271 | 0 | 565.9236 | 0 | 565.9236 | 2.5068e-05 | 665.2 | -0.003592 | 563.8271 | 0.0633 | 665.2 | -0.00039012 | 665.2 | -0.0029475 | 565.9236 | 2.7813e-05 | 565.9236 | 2.3521e-05 | 563.8271 | 0 | 845.6698 | 0.00366 | 845.6698 | 0.00439 | 845.022 | 0.72186 | 845.6698 | 0.07439 | 565.9236 | 0.28591
| 563.9437 | 0.00058994 | 563.9437 | 0.00104 | 566.0421 | 1.4682e-05 | 566.0421 | 1.2724e-05 | 665.43 | -0.0020405 | 563.9437 | 0.05767 | 665.43 | 0.0034842 | 665.43 | 0.00010836 | 566.0421 | 1.4229e-05 | 566.0421 | 1.2408e-05 | 563.9437 | 0.00167 | 845.8366 | 0.00323 | 845.8366 | 0.00485 | 845.1891 | 0.72727 | 845.8366 | 0.07475 | 566.0421 | 0.28494
| 564.0602 | 0 | 564.0602 | 0 | 566.1607 | 0 | 566.1607 | 2.6345e-05 | 665.67 | -0.0023441 | 564.0602 | 0.06083 | 665.67 | -0.0024564 | 665.67 | 0.0012462 | 566.1607 | 2.6396e-05 | 566.1607 | 2.6091e-05 | 564.0602 | 0 | 846.0035 | 0.00368 | 846.0035 | 0.0048 | 845.3562 | 0.7311 | 846.0035 | 0.07527 | 566.1607 | 0.28286
| 564.1768 | 0.00037433 | 564.1768 | 0.00137 | 566.2792 | 4.9907e-05 | 566.2792 | 1.371e-05 | 665.9 | 0.00082632 | 564.1768 | 0.06051 | 665.9 | 0.0002556 | 665.9 | 0.0013763 | 566.2792 | 1.2191e-05 | 566.2792 | 1.3682e-05 | 564.1768 | 0.00052483 | 846.1704 | 0.00469 | 846.1704 | 0.00533 | 845.5233 | 0.73579 | 846.1704 | 0.07554 | 566.2792 | 0.281
| 564.2934 | 0 | 564.2934 | 0 | 566.3978 | 0 | 566.3978 | 2.658e-05 | 666.13 | -0.0017707 | 564.2934 | 0.05856 | 666.13 | -0.00077756 | 666.13 | -0.0016472 | 566.3978 | 2.7052e-05 | 566.3978 | 2.6727e-05 | 564.2934 | 0 | 846.3373 | 0.00264 | 846.3373 | 0.00401 | 845.6904 | 0.7431 | 846.3373 | 0.07605 | 566.3978 | 0.2806
| 564.4099 | 0.00048213 | 564.4099 | 0.00127 | 566.5163 | 3.2289e-05 | 566.5163 | 1.3228e-05 | 666.36 | -0.0011973 | 564.4099 | 0.05588 | 666.36 | -0.0017139 | 666.36 | -0.00070437 | 566.5163 | 1.4861e-05 | 566.5163 | 1.3045e-05 | 564.4099 | 0.00091845 | 846.5041 | 0.00391 | 846.5041 | 0.00468 | 845.8575 | 0.74985 | 846.5041 | 0.07635 | 566.5163 | 0.28083
| 564.5265 | 0 | 564.5265 | 0 | 566.6349 | 0 | 566.6349 | 2.649e-05 | 666.6 | -0.0025465 | 564.5265 | 0.05791 | 666.6 | -0.00084214 | 666.6 | -0.0024274 | 566.6349 | 2.8211e-05 | 566.6349 | 2.2236e-05 | 564.5265 | 0 | 846.671 | 0.00399 | 846.671 | 0.00497 | 846.0246 | 0.7543 | 846.671 | 0.07712 | 566.6349 | 0.28264
| 564.6431 | 0.00058994 | 564.6431 | 0.00036414 | 566.7535 | 4.9907e-05 | 566.7535 | 1.3587e-05 | 666.83 | -0.00035414 | 564.6431 | 0.05441 | 666.83 | 0.0017085 | 666.83 | 4.3346e-05 | 566.7535 | 1.3421e-05 | 566.7535 | 9.191e-06 | 564.6431 | 0.00011247 | 846.8379 | 0.00483 | 846.8379 | 0.00422 | 846.1917 | 0.76455 | 846.8379 | 0.07759 | 566.7535 | 0.28302
| 564.7596 | 0 | 564.7596 | 0 | 566.872 | 0 | 566.872 | 2.4833e-05 | 667.06 | 0.00099496 | 564.7596 | 0.05518 | 667.06 | -0.0019076 | 667.06 | -0.00034676 | 566.872 | 2.7298e-05 | 566.872 | 2.0315e-05 | 564.7596 | 0 | 847.0048 | 0.003 | 847.0048 | 0.00439 | 846.3588 | 0.76568 | 847.0048 | 0.07832 | 566.872 | 0.28479
| 564.8762 | 0.00156 | 564.8762 | 0.00146 | 566.9906 | 4.9907e-05 | 566.9906 | 1.1582e-05 | 667.29 | 0.001231 | 564.8762 | 0.0571 | 667.29 | -0.0010358 | 667.29 | 0.00010836 | 566.9906 | 1.3994e-05 | 566.9906 | 1.1124e-05 | 564.8762 | 0.00126 | 847.1717 | 0.00445 | 847.1717 | 0.00445 | 846.526 | 0.77919 | 847.1717 | 0.07858 | 566.9906 | 0.28496
| 564.9928 | 0 | 564.9928 | 0 | 567.1092 | 0 | 567.1092 | 2.3466e-05 | 667.53 | 0.00045532 | 564.9928 | 0.0528 | 667.53 | 0.00032017 | 667.53 | -0.00067186 | 567.1092 | 2.827e-05 | 567.1092 | 2.4169e-05 | 564.9928 | 0 | 847.3386 | 0.00396 | 847.3386 | 0.00394 | 846.6931 | 0.7815 | 847.3386 | 0.0791 | 567.1092 | 0.28601
| 565.1094 | 0.00030245 | 565.1094 | 0.00192 | 567.2277 | 3.2289e-05 | 567.2277 | 1.1963e-05 | 667.76 | 0.0024453 | 565.1094 | 0.05398 | 667.76 | 0.0014824 | 667.76 | 0.0010836 | 567.2277 | 1.4533e-05 | 567.2277 | 1.3045e-05 | 565.1094 | 0.00191 | 847.5055 | 0.00438 | 847.5055 | 0.00452 | 846.8602 | 0.78731 | 847.5055 | 0.07942 | 567.2277 | 0.28644
| 565.226 | 0 | 565.226 | 0 | 567.3463 | 0 | 567.3463 | 2.4855e-05 | 667.99 | -0.0009275 | 565.226 | 0.05464 | 667.99 | -0.00087442 | 667.99 | 0.0010511 | 567.3463 | 2.8211e-05 | 567.3463 | 2.4806e-05 | 565.226 | 0 | 847.6724 | 0.00253 | 847.6724 | 0.00515 | 847.0273 | 0.79188 | 847.6724 | 0.07988 | 567.3463 | 0.28751
| 565.3426 | 0 | 565.3426 | 0.00153 | 567.4649 | 3.2289e-05 | 567.4649 | 1.3094e-05 | 668.23 | 0.0029174 | 565.3426 | 0.05619 | 668.23 | 0.00019102 | 668.23 | 0.00036844 | 567.4649 | 1.3854e-05 | 567.4649 | 1.1761e-05 | 565.3426 | 0.00137 | 847.8393 | 0.00273 | 847.8393 | 0.00434 | 847.1945 | 0.80245 | 847.8393 | 0.08027 | 567.4649 | 0.28708
| 565.4593 | 0 | 565.4593 | 0 | 567.5835 | 0 | 567.5835 | 2.6703e-05 | 668.46 | 8.4319e-05 | 565.4593 | 0.05098 | 668.46 | 0.0013533 | 668.46 | -0.0015822 | 567.5835 | 2.8785e-05 | 567.5835 | 2.6091e-05 | 565.4593 | 0 | 848.0062 | 0.00286 | 848.0062 | 0.0041 | 847.3616 | 0.80708 | 848.0062 | 0.08068 | 567.5835 | 0.28719
| 565.5759 | 0.00158 | 565.5759 | 0.00158 | 567.7021 | 4.9907e-05 | 567.7021 | 1.38e-05 | 668.69 | -0.00045532 | 565.5759 | 0.05143 | 668.69 | -0.0004547 | 668.69 | 0.0014088 | 567.7021 | 1.5107e-05 | 567.7021 | 1.433e-05 | 565.5759 | 0.00184 | 848.1731 | 0.00273 | 848.1731 | 0.00434 | 847.5288 | 0.81689 | 848.1731 | 0.08076 | 567.7021 | 0.28624
| 565.6925 | 0 | 565.6925 | 0 | 567.8207 | 0 | 567.8207 | 2.6625e-05 | 668.92 | -0.0012648 | 565.6925 | 0.05257 | 668.92 | 9.4169e-05 | 668.92 | 0.0032292 | 567.8207 | 2.7134e-05 | 567.8207 | 2.3521e-05 | 565.6925 | 0 | 848.3401 | 0.00446 | 848.3401 | 0.00619 | 847.6959 | 0.82128 | 848.3401 | 0.08099 | 567.8207 | 0.28662
| 565.8091 | 0.00066181 | 565.8091 | 0.00111 | 567.9392 | 3.2289e-05 | 567.9392 | 1.2982e-05 | 669.16 | -0.00079259 | 565.8091 | 0.0535 | 669.16 | -0.00093899 | 669.16 | -0.00050931 | 567.9392 | 1.2074e-05 | 567.9392 | 1.0047e-05 | 565.8091 | 0.00091845 | 848.507 | 0.00241 | 848.507 | 0.00496 | 847.8631 | 0.82801 | 848.507 | 0.08116 | 567.9392 | 0.28684
| 565.9258 | 0 | 565.9258 | 0 | 568.0578 | 0 | 568.0578 | 2.5762e-05 | 669.39 | -0.0018381 | 565.9258 | 0.05212 | 669.39 | -0.001843 | 669.39 | 0.00062851 | 568.0578 | 2.5682e-05 | 568.0578 | 1.9249e-05 | 565.9258 | 0 | 848.6739 | 0.00338 | 848.6739 | 0.00559 | 848.0302 | 0.83706 | 848.6739 | 0.0818 | 568.0578 | 0.28754
| 566.0424 | 0.00124 | 566.0424 | 0.0007803 | 568.1764 | 4.9907e-05 | 568.1764 | 1.2904e-05 | 669.62 | 0.0015346 | 566.0424 | 0.05092 | 669.62 | 0.0011919 | 669.62 | -0.00050931 | 568.1764 | 1.3713e-05 | 568.1764 | 1.0904e-05 | 566.0424 | 0.00127 | 848.8408 | 0.00363 | 848.8408 | 0.00403 | 848.1974 | 0.84912 | 848.8408 | 0.08223 | 568.1764 | 0.28806
| 566.1591 | 0 | 566.1591 | 0 | 568.295 | 0 | 568.295 | 2.5684e-05 | 669.86 | -0.0018044 | 566.1591 | 0.04763 | 669.86 | -2.6905e-06 | 669.86 | -0.00060684 | 568.295 | 2.6724e-05 | 568.295 | 2.2456e-05 | 566.1591 | 0 | 849.0078 | 0.00302 | 849.0078 | 0.00555 | 848.3646 | 0.8482 | 849.0078 | 0.08302 | 568.295 | 0.28882
| 566.2757 | 0 | 566.2757 | 0.00224 | 568.4136 | 4.9907e-05 | 568.4136 | 1.2993e-05 | 670.09 | -0.00079259 | 566.2757 | 0.04779 | 670.09 | -0.0013587 | 670.09 | 0.0011162 | 568.4136 | 1.3081e-05 | 568.4136 | 1.3254e-05 | 566.2757 | 0.00093719 | 849.1747 | 0.00379 | 849.1747 | 0.00339 | 848.5317 | 0.85928 | 849.1747 | 0.08355 | 568.4136 | 0.28979
| 566.3924 | 0 | 566.3924 | 0 | 568.5322 | 0 | 568.5322 | 2.6233e-05 | 670.32 | -0.0022092 | 566.3924 | 0.04536 | 670.32 | 0.00090132 | 670.32 | -0.00054182 | 568.5322 | 2.7895e-05 | 568.5322 | 2.2236e-05 | 566.3924 | 0 | 849.3416 | 0.00364 | 849.3416 | 0.00519 | 848.6989 | 0.85984 | 849.3416 | 0.0843 | 568.5322 | 0.29127
| 566.5091 | 0.00046416 | 566.5091 | 0.0018 | 568.6508 | 4.9907e-05 | 568.6508 | 1.3453e-05 | 670.55 | 0.00045532 | 566.5091 | 0.04864 | 670.55 | -0.00013183 | 670.55 | -0.0021673 | 568.6508 | 1.4884e-05 | 568.6508 | 9.8388e-06 | 566.5091 | 0.00142 | 849.5086 | 0.00316 | 849.5086 | 0.0057 | 848.8661 | 0.87136 | 849.5086 | 0.0846 | 568.6508 | 0.29086
| 566.6258 | 0 | 566.6258 | 0 | 568.7695 | 0 | 568.7695 | 2.6311e-05 | 670.79 | -0.0010624 | 566.6258 | 0.04556 | 670.79 | -0.0015524 | 670.79 | -0.0024274 | 568.7695 | 2.9453e-05 | 568.7695 | 2.2884e-05 | 566.6258 | 0 | 849.6755 | 0.00302 | 849.6755 | 0.00443 | 849.0333 | 0.8803 | 849.6755 | 0.08527 | 568.7695 | 0.29099
| 566.7424 | 0.00062587 | 566.7424 | 0.00024276 | 568.8881 | 1.4682e-05 | 568.8881 | 1.3016e-05 | 671.02 | 0.001737 | 566.7424 | 0.04683 | 671.02 | -6.7263e-05 | 671.02 | 0.00059601 | 568.8881 | 1.4592e-05 | 568.8881 | 1.3364e-05 | 566.7424 | 0.0012 | 849.8425 | 0.00379 | 849.8425 | 0.00498 | 849.2004 | 0.88452 | 849.8425 | 0.08578 | 568.8881 | 0.29039
| 566.8591 | 0 | 566.8591 | 0 | 569.0067 | 0 | 569.0067 | 2.6681e-05 | 671.25 | -0.0016695 | 566.8591 | 0.04692 | 671.25 | -0.0026824 | 671.25 | -0.00298 | 569.0067 | 2.8305e-05 | 569.0067 | 2.4487e-05 | 566.8591 | 0 | 850.0094 | 0.00399 | 850.0094 | 0.00338 | 849.3676 | 0.88854 | 850.0094 | 0.08644 | 569.0067 | 0.29105
| 566.9758 | 0.00147 | 566.9758 | 0.0016 | 569.1253 | 1.4682e-05 | 569.1253 | 1.3688e-05 | 671.49 | -0.0001855 | 566.9758 | 0.04632 | 671.49 | 0.0019345 | 671.49 | -0.00063934 | 569.1253 | 1.3749e-05 | 569.1253 | 1.1651e-05 | 566.9758 | 0.00112 | 850.1764 | 0.00353 | 850.1764 | 0.00531 | 849.5348 | 0.90236 | 850.1764 | 0.08675 | 569.1253 | 0.29047
| 567.0925 | 0 | 567.0925 | 0 | 569.2439 | 0 | 569.2439 | 2.6255e-05 | 671.72 | -0.0023104 | 567.0925 | 0.04482 | 671.72 | -0.00019641 | 671.72 | -0.0012895 | 569.2439 | 2.6584e-05 | 569.2439 | 2.3741e-05 | 567.0925 | 0 | 850.3433 | 0.00307 | 850.3433 | 0.00438 | 849.702 | 0.90352 | 850.3433 | 0.08714 | 569.2439 | 0.2906
| 567.2092 | 0 | 567.2092 | 0.00173 | 569.3625 | 1.4682e-05 | 569.3625 | 1.2646e-05 | 671.95 | -0.0001855 | 567.2092 | 0.0451 | 671.95 | -0.00061613 | 671.95 | 0.0014413 | 569.3625 | 1.287e-05 | 569.3625 | 1.2617e-05 | 567.2092 | 0.00199 | 850.5103 | 0.00488 | 850.5103 | 0.0058 | 849.8692 | 0.91398 | 850.5103 | 0.08744 | 569.3625 | 0.29013
| 567.3259 | 0 | 567.3259 | 0 | 569.4812 | 0 | 569.4812 | 2.537e-05 | 672.18 | 0.0009275 | 567.3259 | 0.0461 | 672.18 | -0.0023596 | 672.18 | 0.00062851 | 569.4812 | 2.7919e-05 | 569.4812 | 2.2236e-05 | 567.3259 | 0 | 850.6772 | 0.00405 | 850.6772 | 0.00436 | 850.0364 | 0.92067 | 850.6772 | 0.08814 | 569.4812 | 0.29047
| 567.4426 | 0.00085945 | 567.4426 | 0.0012 | 569.5998 | 3.2289e-05 | 569.5998 | 1.2825e-05 | 672.42 | 0.0019393 | 567.4426 | 0.04166 | 672.42 | -0.00019641 | 672.42 | 0.00072604 | 569.5998 | 1.5318e-05 | 569.5998 | 1.0476e-05 | 567.4426 | 0.00112 | 850.8442 | 0.00349 | 850.8442 | 0.0058 | 850.2036 | 0.9269 | 850.8442 | 0.08837 | 569.5998 | 0.29004
| 567.5594 | 0 | 567.5594 | 0 | 569.7184 | 0 | 569.7184 | 2.5303e-05 | 672.65 | 0.0013322 | 567.5594 | 0.04198 | 672.65 | -0.0021013 | 672.65 | -0.00028175 | 569.7184 | 2.8785e-05 | 569.7184 | 2.0315e-05 | 567.5594 | 0 | 851.0112 | 0.0021 | 851.0112 | 0.00297 | 850.3708 | 0.93585 | 851.0112 | 0.08869 | 569.7184 | 0.29075
| 567.6761 | 0.0016 | 567.6761 | 0.00189 | 569.8371 | 4.9907e-05 | 569.8371 | 1.2624e-05 | 672.88 | 0.0011636 | 567.6761 | 0.04192 | 672.88 | -0.00019641 | 672.88 | 0.0010186 | 569.8371 | 1.3737e-05 | 569.8371 | 1.0476e-05 | 567.6761 | 0.00141 | 851.1781 | 0.00335 | 851.1781 | 0.00524 | 850.538 | 0.93966 | 851.1781 | 0.08859 | 569.8371 | 0.29071
| 567.7928 | 0 | 567.7928 | 0 | 569.9557 | 0 | 569.9557 | 2.611e-05 | 673.12 | -0.001231 | 567.7928 | 0.03971 | 673.12 | -0.001617 | 673.12 | -0.00047681 | 569.9557 | 2.6584e-05 | 569.9557 | 2.3521e-05 | 567.7928 | 0 | 851.3451 | 0.00412 | 851.3451 | 0.00492 | 850.7052 | 0.94515 | 851.3451 | 0.08908 | 569.9557 | 0.29155
| 567.9096 | 0.00073368 | 567.9096 | 0.0018 | 570.0743 | 3.2289e-05 | 570.0743 | 1.3587e-05 | 673.35 | 0.00072515 | 567.9096 | 0.0409 | 673.35 | 0.0030968 | 673.35 | 0.00072604 | 570.0743 | 1.3116e-05 | 570.0743 | 1.3682e-05 | 567.9096 | 0.00131 | 851.5121 | 0.00382 | 851.5121 | 0.0039 | 850.8725 | 0.95194 | 851.5121 | 0.08941 | 570.0743 | 0.29143
| 568.0263 | 0 | 568.0263 | 0 | 570.193 | 0 | 570.193 | 2.6255e-05 | 673.58 | 0.00086005 | 568.0263 | 0.03923 | 673.58 | 0.00054618 | 673.58 | 0.0019939 | 570.193 | 2.6806e-05 | 570.193 | 2.6091e-05 | 568.0263 | 0 | 851.6791 | 0.00291 | 851.6791 | 0.00343 | 851.0397 | 0.95555 | 851.6791 | 0.09006 | 570.193 | 0.29277
| 568.1431 | 0.00058994 | 568.1431 | 0.00132 | 570.3116 | 6.7514e-05 | 570.3116 | 1.2758e-05 | 673.82 | -0.0009275 | 568.1431 | 0.04149 | 673.82 | -0.001165 | 673.82 | -0.0015822 | 570.3116 | 1.3901e-05 | 570.3116 | 1.2408e-05 | 568.1431 | 0.00086221 | 851.8461 | 0.00238 | 851.8461 | 0.00244 | 851.2069 | 0.95888 | 851.8461 | 0.09052 | 570.3116 | 0.29251
| 568.2598 | 0 | 568.2598 | 0 | 570.4303 | 0 | 570.4303 | 2.6804e-05 | 674.05 | -0.00052277 | 568.2598 | 0.03897 | 674.05 | 0.0014179 | 674.05 | -0.0034026 | 570.4303 | 2.6993e-05 | 570.4303 | 2.5344e-05 | 568.2598 | 0 | 852.013 | 0.00272 | 852.013 | 0.00439 | 851.3741 | 0.96213 | 852.013 | 0.09112 | 570.4303 | 0.29256
| 568.3766 | 0.00111 | 568.3766 | 0.0013 | 570.5489 | 4.9907e-05 | 570.5489 | 1.4113e-05 | 674.28 | 0.00075887 | 568.3766 | 0.03953 | 674.28 | -0.0009067 | 674.28 | -0.0019072 | 570.5489 | 1.328e-05 | 570.5489 | 1.2935e-05 | 568.3766 | 0.00217 | 852.18 | 0.0033 | 852.18 | 0.00447 | 851.5414 | 0.96914 | 852.18 | 0.09132 | 570.5489 | 0.29063
| 568.4934 | 0 | 568.4934 | 0 | 570.6676 | 0 | 570.6676 | 2.6782e-05 | 674.51 | 0.00082632 | 568.4934 | 0.03781 | 674.51 | -0.0043613 | 674.51 | -0.0034351 | 570.6676 | 2.7204e-05 | 570.6676 | 2.4059e-05 | 568.4934 | 0 | 852.347 | 0.00356 | 852.347 | 0.00415 | 851.7086 | 0.96827 | 852.347 | 0.09141 | 570.6676 | 0.29098
| 568.6101 | 0 | 568.6101 | 0.00186 | 570.7863 | 4.9907e-05 | 570.7863 | 1.3072e-05 | 674.75 | -1.6864e-05 | 568.6101 | 0.03837 | 674.75 | 0.00044931 | 674.75 | 0.00010836 | 570.7863 | 1.4229e-05 | 570.7863 | 1.1124e-05 | 568.6101 | 0.00050609 | 852.514 | 0.00403 | 852.514 | 0.0045 | 851.8759 | 0.98164 | 852.514 | 0.09129 | 570.7863 | 0.29079
| 568.7269 | 0 | 568.7269 | 0 | 570.9049 | 0 | 570.9049 | 2.6737e-05 | 674.98 | 0.00045532 | 568.7269 | 0.03741 | 674.98 | -0.0011327 | 674.98 | -0.00050931 | 570.9049 | 2.6771e-05 | 570.9049 | 2.4806e-05 | 568.7269 | 0 | 852.681 | 0.00337 | 852.681 | 0.00381 | 852.0431 | 0.97629 | 852.681 | 0.09165 | 570.9049 | 0.29264
| 568.8437 | 0.00113 | 568.8437 | 0.00128 | 571.0236 | 3.2289e-05 | 571.0236 | 1.4035e-05 | 675.21 | 0.0010624 | 568.8437 | 0.03794 | 675.21 | -0.00084214 | 675.21 | -0.0019722 | 571.0236 | 1.2671e-05 | 571.0236 | 1.3682e-05 | 568.8437 | 0.00161 | 852.848 | 0.0041 | 852.848 | 0.00515 | 852.2104 | 0.98368 | 852.848 | 0.09189 | 571.0236 | 0.2927
| 568.9605 | 0 | 568.9605 | 0 | 571.1422 | 1.4682e-05 | 571.1422 | 2.6625e-05 | 675.45 | -0.00052277 | 568.9605 | 0.0403 | 675.45 | 0.0016439 | 675.45 | 0.0023515 | 571.1422 | 2.4042e-05 | 571.1422 | 2.6727e-05 | 568.9605 | 0 | 853.015 | 0.00321 | 853.015 | 0.00411 | 852.3776 | 0.98855 | 853.015 | 0.09262 | 571.1422 | 0.29308
| 569.0773 | 0.00058994 | 569.0773 | 0.00098839 | 571.2609 | 1.4682e-05 | 571.2609 | 1.2937e-05 | 675.68 | -0.00052277 | 569.0773 | 0.03542 | 675.68 | -0.0021336 | 675.68 | -0.00054182 | 571.2609 | 1.164e-05 | 571.2609 | 1.3045e-05 | 569.0773 | 0.00165 | 853.182 | 0.00387 | 853.182 | 0.00338 | 852.5449 | 0.9891 | 853.182 | 0.09297 | 571.2609 | 0.29224
| 569.1941 | 0 | 569.1941 | 0 | 571.3796 | 0 | 571.3796 | 2.602e-05 | 675.91 | -0.00011805 | 569.1941 | 0.035 | 675.91 | -0.0036188 | 675.91 | -0.00047681 | 571.3796 | 2.4675e-05 | 571.3796 | 2.2774e-05 | 569.1941 | 0 | 853.349 | 0.00237 | 853.349 | 0.00431 | 852.7121 | 0.99259 | 853.349 | 0.09388 | 571.3796 | 0.29188
| 569.3109 | 0.00129 | 569.3109 | 0.0014 | 571.4983 | 4.9907e-05 | 571.4983 | 1.3139e-05 | 676.15 | -8.4319e-05 | 569.3109 | 0.03542 | 676.15 | -0.00029326 | 676.15 | -0.00054182 | 571.4983 | 1.3222e-05 | 571.4983 | 9.729e-06 | 569.3109 | 0.00169 | 853.516 | 0.00313 | 853.516 | 0.0042 | 852.8794 | 0.9943 | 853.516 | 0.09462 | 571.4983 | 0.29117
| 569.4277 | 0 | 569.4277 | 0 | 571.6169 | 0 | 571.6169 | 2.5975e-05 | 676.38 | -0.0011636 | 569.4277 | 0.03758 | 676.38 | -0.00071299 | 676.38 | 0.00072604 | 571.6169 | 2.5248e-05 | 571.6169 | 2.2774e-05 | 569.4277 | 0 | 853.6831 | 0.00439 | 853.6831 | 0.00413 | 853.0467 | 0.98749 | 853.6831 | 0.09569 | 571.6169 | 0.29131
| 569.5446 | 0.0016 | 569.5446 | 0.00127 | 571.7356 | 3.2289e-05 | 571.7356 | 1.2904e-05 | 676.61 | 0.0012985 | 569.5446 | 0.03383 | 676.61 | -0.00093899 | 676.61 | 0.0010511 | 571.7356 | 1.2214e-05 | 571.7356 | 1.3045e-05 | 569.5446 | 0.00191 | 853.8501 | 0.00288 | 853.8501 | 0.00517 | 853.2139 | 1 | 853.8501 | 0.09605 | 571.7356 | 0.29128
| 569.6614 | 0.00010798 | 569.6614 | 0 | 571.8543 | 0 | 571.8543 | 2.4833e-05 | 676.85 | -0.0012985 | 569.6614 | 0.03693 | 676.85 | -0.0019399 | 676.85 | -0.0015171 | 571.8543 | 2.4616e-05 | 571.8543 | 2.4169e-05 | 569.6614 | 0 | 854.0171 | 0.00199 | 854.0171 | 0.00538 | 853.3812 | 0.98749 | 854.0171 | 0.09655 | 571.8543 | 0.29187
| 569.7782 | 0.00019465 | 569.7782 | 0.00123 | 571.973 | 8.5132e-05 | 571.973 | 1.2176e-05 | 677.08 | 0.0010961 | 569.7782 | 0.03394 | 677.08 | -0.00022869 | 677.08 | 0.00066102 | 571.973 | 1.2484e-05 | 571.973 | 1.1124e-05 | 569.7782 | 0.00124 | 854.1841 | 0.00337 | 854.1841 | 0.00478 | 853.5485 | 0.99604 | 854.1841 | 0.09673 | 571.973 | 0.29114
| 569.8951 | 0 | 569.8951 | 0 | 572.0917 | 0 | 572.0917 | 2.3813e-05 | 677.31 | -0.00038786 | 569.8951 | 0.03236 | 677.31 | -0.00084214 | 677.31 | -0.0014196 | 572.0917 | 2.334e-05 | 572.0917 | 2.2884e-05 | 569.8951 | 0 | 854.3511 | 0.00354 | 854.3511 | 0.00394 | 853.7158 | 0.99737 | 854.3511 | 0.09747 | 572.0917 | 0.29104
| 570.0119 | 0.00127 | 570.0119 | 0.00010404 | 572.2104 | 3.2289e-05 | 572.2104 | 1.1817e-05 | 677.54 | 0.00042159 | 570.0119 | 0.03488 | 677.54 | -0.00077756 | 677.54 | 1.0836e-05 | 572.2104 | 1.0903e-05 | 572.2104 | 1.1761e-05 | 570.0119 | 0.0012 | 854.5182 | 0.00363 | 854.5182 | 0.00503 | 853.8831 | 0.99932 | 854.5182 | 0.09815 | 572.2104 | 0.28935
| 570.1288 | 0 | 570.1288 | 0 | 572.3291 | 0 | 572.3291 | 2.4486e-05 | 677.78 | -0.0025465 | 570.1288 | 0.03358 | 677.78 | 0.00090132 | 677.78 | 0.00082357 | 572.3291 | 2.2602e-05 | 572.3291 | 2.2884e-05 | 570.1288 | 0 | 854.6852 | 0.00124 | 854.6852 | 0.00383 | 854.0503 | 0.99373 | 854.6852 | 0.09936 | 572.3291 | 0.28859
| 570.2456 | 0.00019465 | 570.2456 | 0.00097105 | 572.4478 | 3.2289e-05 | 572.4478 | 1.2836e-05 | 678.01 | 0.0012985 | 570.2456 | 0.03275 | 678.01 | 0.0022573 | 678.01 | 0.0030668 | 572.4478 | 1.1746e-05 | 572.4478 | 1.1124e-05 | 570.2456 | 0.0012 | 854.8523 | 0.00454 | 854.8523 | 0.00607 | 854.2176 | 0.99946 | 854.8523 | 0.10012 | 572.4478 | 0.28689
| 570.3625 | 0 | 570.3625 | 0 | 572.5665 | 0 | 572.5665 | 2.6255e-05 | 678.24 | -0.0035582 | 570.3625 | 0.03227 | 678.24 | -0.003425 | 678.24 | -0.001062 | 572.5665 | 2.375e-05 | 572.5665 | 2.5772e-05 | 570.3625 | 0 | 855.0193 | 0.00373 | 855.0193 | 0.00371 | 854.3849 | 0.99519 | 855.0193 | 0.1009 | 572.5665 | 0.28636
| 570.4794 | 0.00084148 | 570.4794 | 0.00243 | 572.6852 | 4.9907e-05 | 572.6852 | 1.3632e-05 | 678.48 | -0.0010624 | 570.4794 | 0.03366 | 678.48 | -0.00048698 | 678.48 | 0.00079106 | 572.6852 | 1.2003e-05 | 572.6852 | 1.4648e-05 | 570.4794 | 0.00274 | 855.1863 | 0.00408 | 855.1863 | 0.00489 | 854.5522 | 0.9904 | 855.1863 | 0.10113 | 572.6852 | 0.28542
| 570.5962 | 0 | 570.5962 | 0 | 572.8039 | 0 | 572.8039 | 2.602e-05 | 678.71 | 0.001231 | 570.5962 | 0.03156 | 678.71 | -0.0022627 | 678.71 | -0.001062 | 572.8039 | 2.3305e-05 | 572.8039 | 2.6409e-05 | 570.5962 | 0 | 855.3534 | 0.00297 | 855.3534 | 0.00388 | 854.7195 | 0.98943 | 855.3534 | 0.1016 | 572.8039 | 0.28512
| 570.7131 | 0.00080555 | 570.7131 | 0.00076297 | 572.9226 | 6.7514e-05 | 572.9226 | 1.2624e-05 | 678.94 | 0.0017707 | 570.7131 | 0.03465 | 678.94 | -0.00087442 | 678.94 | -0.00086692 | 572.9226 | 1.1313e-05 | 572.9226 | 1.1761e-05 | 570.7131 | 0.00131 | 855.5204 | 0.0038 | 855.5204 | 0.00506 | 854.8868 | 0.99016 | 855.5204 | 0.10169 | 572.9226 | 0.28437
| 570.83 | 0 | 570.83 | 0 | 573.0413 | 0 | 573.0413 | 2.5191e-05 | 679.18 | 0.0020068 | 570.83 | 0.03113 | 679.18 | -0.00051927 | 679.18 | 0.0016038 | 573.0413 | 2.3223e-05 | 573.0413 | 2.2236e-05 | 570.83 | 0 | 855.6875 | 0.00384 | 855.6875 | 0.00348 | 855.0541 | 0.98371 | 855.6875 | 0.10187 | 573.0413 | 0.28399
| 570.9469 | 0.00206 | 570.9469 | 0.00101 | 573.16 | 1.4682e-05 | 573.16 | 1.2803e-05 | 679.41 | 0.0011299 | 570.9469 | 0.03332 | 679.41 | 0.00077218 | 679.41 | -0.00015171 | 573.16 | 1.1922e-05 | 573.16 | 1.0695e-05 | 570.9469 | 0.00163 | 855.8545 | 0.00281 | 855.8545 | 0.00513 | 855.2215 | 0.98182 | 855.8545 | 0.10188 | 573.16 | 0.28432
| 571.0638 | 0 | 571.0638 | 0 | 573.2787 | 0 | 573.2787 | 2.5606e-05 | 679.64 | -0.00069142 | 571.0638 | 0.03074 | 679.64 | 0.0011273 | 679.64 | -0.0008344 | 573.2787 | 2.3937e-05 | 573.2787 | 2.0534e-05 | 571.0638 | 0 | 856.0216 | 0.0029 | 856.0216 | 0.00366 | 855.3888 | 0.97403 | 856.0216 | 0.10237 | 573.2787 | 0.28578
| 571.1807 | 0.00156 | 571.1807 | 0.00111 | 573.3975 | 1.4682e-05 | 573.3975 | 1.2825e-05 | 679.88 | 0.00089378 | 571.1807 | 0.03054 | 679.88 | -0.00016412 | 679.88 | 0.0019939 | 573.3975 | 1.2027e-05 | 573.3975 | 1.0047e-05 | 571.1807 | 0.00195 | 856.1887 | 0.00367 | 856.1887 | 0.00545 | 855.5561 | 0.97484 | 856.1887 | 0.10287 | 573.3975 | 0.28658
| 571.2976 | 0 | 571.2976 | 0 | 573.5162 | 0 | 573.5162 | 2.6188e-05 | 680.11 | -0.002108 | 571.2976 | 0.0325 | 680.11 | -0.0015524 | 680.11 | -0.0021998 | 573.5162 | 2.4464e-05 | 573.5162 | 1.9678e-05 | 571.2976 | 0 | 856.3557 | 0.00314 | 856.3557 | 0.00388 | 855.7234 | 0.97075 | 856.3557 | 0.10364 | 573.5162 | 0.28682
| 571.4145 | 0.00046416 | 571.4145 | 0.00158 | 573.6349 | 1.4682e-05 | 573.6349 | 1.3374e-05 | 680.34 | -0.0005565 | 571.4145 | 0.03065 | 680.34 | -0.00061613 | 680.34 | -0.0014196 | 573.6349 | 1.2437e-05 | 573.6349 | 9.8388e-06 | 571.4145 | 0.00061854 | 856.5228 | 0.00342 | 856.5228 | 0.00513 | 855.8908 | 0.97376 | 856.5228 | 0.10398 | 573.6349 | 0.28576
| 571.5315 | 0 | 571.5315 | 0 | 573.7537 | 0 | 573.7537 | 2.6703e-05 | 680.58 | -5.0592e-05 | 571.5315 | 0.02983 | 680.58 | 0.00012645 | 680.58 | 0.0014088 | 573.7537 | 2.1969e-05 | 573.7537 | 2.2884e-05 | 571.5315 | 0 | 856.6898 | 0.00338 | 856.6898 | 0.00473 | 856.0581 | 0.96157 | 856.6898 | 0.10454 | 573.7537 | 0.28642
| 571.6484 | 0.00158 | 571.6484 | 0.0014 | 573.8724 | 4.9907e-05 | 573.8724 | 1.3352e-05 | 680.81 | -0.0014334 | 571.6484 | 0.03093 | 680.81 | -0.0017461 | 680.81 | -0.00076939 | 573.8724 | 9.5209e-06 | 573.8724 | 1.3045e-05 | 571.6484 | 0.00159 | 856.8569 | 0.00436 | 856.8569 | 0.00475 | 856.2254 | 0.95188 | 856.8569 | 0.10491 | 573.8724 | 0.28621
| 571.7654 | 0 | 571.7654 | 0 | 573.9911 | 0 | 573.9911 | 2.5482e-05 | 681.04 | -0.00032042 | 571.7654 | 0.02946 | 681.04 | -0.0029407 | 681.04 | -0.0014521 | 573.9911 | 2.1267e-05 | 573.9911 | 2.2884e-05 | 571.7654 | 0 | 857.024 | 0.00262 | 857.024 | 0.00482 | 856.3927 | 0.94765 | 857.024 | 0.10567 | 573.9911 | 0.28692
| 571.8823 | 0 | 571.8823 | 0.0018 | 574.1099 | 4.9907e-05 | 574.1099 | 1.2153e-05 | 681.28 | -0.0010624 | 571.8823 | 0.02985 | 681.28 | -0.0006807 | 681.28 | -0.0014521 | 574.1099 | 1.1781e-05 | 574.1099 | 1.0047e-05 | 571.8823 | 0.00116 | 857.1911 | 0.004 | 857.1911 | 0.00571 | 856.5601 | 0.94398 | 857.1911 | 0.10608 | 574.1099 | 0.28631
| 571.9992 | 0 | 571.9992 | 0 | 574.2286 | 0 | 574.2286 | 2.4306e-05 | 681.51 | -0.0014334 | 571.9992 | 0.02767 | 681.51 | 0.00012645 | 681.51 | 0.0010511 | 574.2286 | 2.2684e-05 | 574.2286 | 1.9886e-05 | 571.9992 | 0 | 857.3582 | 0.00269 | 857.3582 | 0.00563 | 856.7274 | 0.93235 | 857.3582 | 0.10675 | 574.2286 | 0.2859
| 572.1162 | 0.00069774 | 572.1162 | 0.0007803 | 574.3474 | 3.2289e-05 | 574.3474 | 1.2176e-05 | 681.74 | 8.4319e-05 | 572.1162 | 0.0273 | 681.74 | -0.00080984 | 681.74 | 7.5855e-05 | 574.3474 | 1.0938e-05 | 574.3474 | 1.0047e-05 | 572.1162 | 0.00191 | 857.5252 | 0.00309 | 857.5252 | 0.00577 | 856.8948 | 0.9317 | 857.5252 | 0.10706 | 574.3474 | 0.28492
| 572.2332 | 0 | 572.2332 | 0 | 574.4661 | 0 | 574.4661 | 2.5225e-05 | 681.98 | -0.0013997 | 572.2332 | 0.02776 | 681.98 | -0.0041031 | 681.98 | 4.3346e-05 | 574.4661 | 2.1923e-05 | 574.4661 | 2.2236e-05 | 572.2332 | 0 | 857.6923 | 0.00359 | 857.6923 | 0.0039 | 857.0621 | 0.92715 | 857.6923 | 0.10775 | 574.4661 | 0.28414
| 572.3501 | 0 | 572.3501 | 0.00208 | 574.5848 | 4.9907e-05 | 574.5848 | 1.3116e-05 | 682.21 | -0.0001855 | 572.3501 | 0.02988 | 682.21 | -0.0019721 | 682.21 | -0.00063934 | 574.5848 | 1.102e-05 | 574.5848 | 1.2408e-05 | 572.3501 | 0.00176 | 857.8594 | 0.00332 | 857.8594 | 0.00466 | 857.2295 | 0.91324 | 857.8594 | 0.10808 | 574.5848 | 0.28365
| 572.4671 | 0 | 572.4671 | 0 | 574.7036 | 0 | 574.7036 | 2.5348e-05 | 682.44 | -0.00015177 | 572.4671 | 0.02776 | 682.44 | -0.0013264 | 682.44 | -0.00067186 | 574.7036 | 2.3258e-05 | 574.7036 | 2.2884e-05 | 572.4671 | 0 | 858.0265 | 0.00363 | 858.0265 | 0.00397 | 857.3969 | 0.90116 | 858.0265 | 0.10904 | 574.7036 | 0.28463
| 572.5841 | 0.00046416 | 572.5841 | 0.00192 | 574.8224 | 3.2289e-05 | 574.8224 | 1.2288e-05 | 682.68 | 0.0016695 | 572.5841 | 0.02815 | 682.68 | 0.0016761 | 682.68 | 0.0015062 | 574.8224 | 1.2238e-05 | 574.8224 | 1.0476e-05 | 572.5841 | 0.00176 | 858.1936 | 0.00426 | 858.1936 | 0.00475 | 857.5642 | 0.9024 | 858.1936 | 0.10972 | 574.8224 | 0.28469
| 572.7011 | 0 | 572.7011 | 0 | 574.9411 | 0 | 574.9411 | 2.3399e-05 | 682.91 | -0.00072515 | 572.7011 | 0.0256 | 682.91 | -0.0016493 | 682.91 | -0.0027524 | 574.9411 | 2.3726e-05 | 574.9411 | 2.1808e-05 | 572.7011 | 0 | 858.3607 | 0.00288 | 858.3607 | 0.0039 | 857.7316 | 0.88704 | 858.3607 | 0.1106 | 574.9411 | 0.28444
| 572.8181 | 0 | 572.8181 | 0.00139 | 575.0599 | 3.2289e-05 | 575.0599 | 1.1324e-05 | 683.14 | -0.00045532 | 572.8181 | 0.02696 | 683.14 | 0.0022896 | 683.14 | 0.0028392 | 575.0599 | 1.15e-05 | 575.0599 | 1.1332e-05 | 572.8181 | 0.00161 | 858.5278 | 0.00393 | 858.5278 | 0.00455 | 857.899 | 0.87472 | 858.5278 | 0.11081 | 575.0599 | 0.28252
| 572.9351 | 0 | 572.9351 | 0 | 575.1786 | 0 | 575.1786 | 2.238e-05 | 683.38 | 0.00052277 | 572.9351 | 0.02588 | 683.38 | -0.0030053 | 683.38 | -0.001127 | 575.1786 | 1.9826e-05 | 575.1786 | 2.3741e-05 | 572.9351 | 0 | 858.6949 | 0.00345 | 858.6949 | 0.00308 | 858.0663 | 0.86726 | 858.6949 | 0.11141 | 575.1786 | 0.28146
| 573.0521 | 0.00026652 | 573.0521 | 0.00088435 | 575.2974 | 6.7514e-05 | 575.2974 | 1.1246e-05 | 683.61 | 0.00079259 | 573.0521 | 0.02616 | 683.61 | -0.0013909 | 683.61 | 0.00027091 | 575.2974 | 8.3381e-06 | 575.2974 | 1.2617e-05 | 573.0521 | 0.00063729 | 858.862 | 0.00142 | 858.862 | 0.00209 | 858.2337 | 0.8528 | 858.862 | 0.11194 | 575.2974 | 0.28062
| 573.1691 | 0 | 573.1691 | 0 | 575.4162 | 0 | 575.4162 | 2.3701e-05 | 683.84 | -0.0013997 | 573.1691 | 0.02631 | 683.84 | -3.4977e-05 | 683.84 | 1.0836e-05 | 575.4162 | 1.8234e-05 | 575.4162 | 2.5662e-05 | 573.1691 | 0 | 859.0291 | 0.00187 | 859.0291 | 0.00294 | 858.4011 | 0.84916 | 859.0291 | 0.11287 | 575.4162 | 0.28032
| 573.2861 | 0.00151 | 573.2861 | 0.00123 | 575.5349 | 3.2289e-05 | 575.5349 | 1.2668e-05 | 684.08 | 0.00025296 | 573.2861 | 0.02438 | 684.08 | -0.0010036 | 684.08 | -0.00021673 | 575.5349 | 9.8956e-06 | 575.5349 | 1.3254e-05 | 573.2861 | 0.0007685 | 859.1962 | 0.00342 | 859.1962 | 0.00478 | 858.5685 | 0.83794 | 859.1962 | 0.11339 | 575.5349 | 0.2793
| 573.4031 | 0 | 573.4031 | 0 | 575.6537 | 0 | 575.6537 | 2.5684e-05 | 684.31 | 0.00048905 | 573.4031 | 0.02523 | 684.31 | 0.00012645 | 684.31 | -0.0012895 | 575.6537 | 1.9112e-05 | 575.6537 | 2.1599e-05 | 573.4031 | 0 | 859.3633 | 0.00309 | 859.3633 | 0.00381 | 858.7359 | 0.81722 | 859.3633 | 0.11404 | 575.6537 | 0.27823
| 573.5202 | 0.00113 | 573.5202 | 0.00081498 | 575.7725 | 3.2289e-05 | 575.7725 | 1.3072e-05 | 684.54 | 0.00015177 | 573.5202 | 0.02469 | 684.54 | -0.0010358 | 684.54 | 0.0022214 | 575.7725 | 9.2164e-06 | 575.7725 | 8.5541e-06 | 573.5202 | 0.00169 | 859.5305 | 0.00246 | 859.5305 | 0.00366 | 858.9033 | 0.82021 | 859.5305 | 0.11449 | 575.7725 | 0.2755
| 573.6372 | 0 | 573.6372 | 0 | 575.8913 | 0 | 575.8913 | 2.6972e-05 | 684.78 | -1.6864e-05 | 573.6372 | 0.0246 | 684.78 | -0.00029326 | 684.78 | -0.00099695 | 575.8913 | 1.9791e-05 | 575.8913 | 1.9249e-05 | 573.6372 | 0 | 859.6976 | 0.00398 | 859.6976 | 0.00323 | 859.0707 | 0.79742 | 859.6976 | 0.11537 | 575.8913 | 0.27385
| 573.7542 | 0.00134 | 573.7542 | 0.00153 | 576.0101 | 6.7514e-05 | 576.0101 | 1.3945e-05 | 685.01 | 0.0011299 | 573.7542 | 0.02307 | 685.01 | 0.0012242 | 685.01 | -0.0015822 | 576.0101 | 1.061e-05 | 576.0101 | 1.0695e-05 | 573.7542 | 0.00274 | 859.8647 | 0.00515 | 859.8647 | 0.00622 | 859.2381 | 0.78829 | 859.8647 | 0.11589 | 576.0101 | 0.27194
| 573.8713 | 0 | 573.8713 | 0 | 576.1289 | 0 | 576.1289 | 2.6076e-05 | 685.25 | 0.00075887 | 573.8713 | 0.02571 | 685.25 | -0.0004547 | 685.25 | -0.00054182 | 576.1289 | 1.9405e-05 | 576.1289 | 2.1171e-05 | 573.8713 | 0 | 860.0318 | 0.00291 | 860.0318 | 0.0042 | 859.4055 | 0.77262 | 860.0318 | 0.11655 | 576.1289 | 0.27244
| 573.9883 | 0.00024855 | 573.9883 | 0.00142 | 576.2476 | 6.7514e-05 | 576.2476 | 1.2153e-05 | 685.48 | -0.0014334 | 573.9883 | 0.02174 | 685.48 | -0.0021982 | 685.48 | -0.001127 | 576.2476 | 8.8299e-06 | 576.2476 | 1.0476e-05 | 573.9883 | 0 | 860.199 | 0.0041 | 860.199 | 0.00538 | 859.5729 | 0.76811 | 860.199 | 0.11674 | 576.2476 | 0.27221
| 574.1054 | 0 | 574.1054 | 0 | 576.3664 | 0 | 576.3664 | 2.6188e-05 | 685.71 | -0.00035414 | 574.1054 | 0.02333 | 685.71 | 0.00019102 | 685.71 | -0.00063934 | 576.3664 | 1.9252e-05 | 576.3664 | 2.2236e-05 | 574.1054 | 0 | 860.3661 | 0.00169 | 860.3661 | 0.00345 | 859.7403 | 0.74248 | 860.3661 | 0.11767 | 576.3664 | 0.2735
| 574.2225 | 0.00032042 | 574.2225 | 0.00116 | 576.4852 | 3.2289e-05 | 576.4852 | 1.4102e-05 | 685.95 | 0.00096123 | 574.2225 | 0.02367 | 685.95 | 0.00073989 | 685.95 | -0.00063934 | 576.4852 | 1.0469e-05 | 576.4852 | 1.1761e-05 | 574.2225 | 3.7485e-05 | 860.5332 | 0.00332 | 860.5332 | 0.00248 | 859.9077 | 0.73797 | 860.5332 | 0.11832 | 576.4852 | 0.27358
| 574.3395 | 0 | 574.3395 | 0 | 576.604 | 0 | 576.604 | 2.8092e-05 | 686.18 | -0.0019393 | 574.3395 | 0.02117 | 686.18 | 2.9596e-05 | 686.18 | -0.0023624 | 576.604 | 2.0798e-05 | 576.604 | 2.3203e-05 | 574.3395 | 0 | 860.7004 | 0.0026 | 860.7004 | 0.00411 | 860.0751 | 0.71924 | 860.7004 | 0.11939 | 576.604 | 0.27455
| 574.4566 | 0.00035636 | 574.4566 | 0.0002601 | 576.7228 | 4.9907e-05 | 576.7228 | 1.408e-05 | 686.41 | 0.00096123 | 574.4566 | 0.02333 | 686.41 | -0.0006807 | 686.41 | -0.00018422 | 576.7228 | 1.0329e-05 | 576.7228 | 1.1442e-05 | 574.4566 | 0.0015 | 860.8675 | 0.00224 | 860.8675 | 0.00464 | 860.2425 | 0.71429 | 860.8675 | 0.11995 | 576.7228 | 0.27414
| 574.5737 | 0 | 574.5737 | 0 | 576.8416 | 0 | 576.8416 | 2.5628e-05 | 686.65 | -0.0022092 | 574.5737 | 0.02009 | 686.65 | -3.4977e-05 | 686.65 | -0.00080189 | 576.8416 | 1.9979e-05 | 576.8416 | 2.2566e-05 | 574.5737 | 0 | 861.0347 | 0.00246 | 861.0347 | 0.00371 | 860.41 | 0.70052 | 861.0347 | 0.12086 | 576.8416 | 0.27464
| 574.6908 | 0.00161 | 574.6908 | 0.00102 | 576.9604 | 4.9907e-05 | 576.9604 | 1.1817e-05 | 686.88 | 0.00072515 | 574.6908 | 0.02168 | 686.88 | 0.0012888 | 686.88 | -0.0030125 | 576.9604 | 9.6731e-06 | 576.9604 | 1.1124e-05 | 574.6908 | 0.00148 | 861.2018 | 0.00405 | 861.2018 | 0.00614 | 860.5774 | 0.68885 | 861.2018 | 0.12166 | 576.9604 | 0.27454
| 574.8079 | 0 | 574.8079 | 0 | 577.0792 | 0 | 577.0792 | 2.4934e-05 | 687.11 | -0.0012648 | 574.8079 | 0.02194 | 687.11 | -0.002069 | 687.11 | -0.0032725 | 577.0792 | 1.6992e-05 | 577.0792 | 2.0534e-05 | 574.8079 | 0 | 861.369 | 0.00331 | 861.369 | 0.00571 | 860.7448 | 0.66786 | 861.369 | 0.12285 | 577.0792 | 0.2746
| 574.925 | 0.00136 | 574.925 | 0.00175 | 577.198 | 4.9907e-05 | 577.198 | 1.3352e-05 | 687.35 | -0.0019057 | 574.925 | 0.02191 | 687.35 | -0.0004547 | 687.35 | 0.0011162 | 577.198 | 7.3544e-06 | 577.198 | 9.4106e-06 | 574.925 | 0.00157 | 861.5361 | 0.00462 | 861.5361 | 0.0038 | 860.9123 | 0.65977 | 861.5361 | 0.12359 | 577.198 | 0.27383
| 575.0421 | 0 | 575.0421 | 0 | 577.3169 | 0 | 577.3169 | 2.5628e-05 | 687.58 | -0.0012648 | 575.0421 | 0.02287 | 687.58 | 9.4169e-05 | 687.58 | -5.4182e-05 | 577.3169 | 1.6161e-05 | 577.3169 | 2.3093e-05 | 575.0421 | 0 | 861.7033 | 0.00488 | 861.7033 | 0.00496 | 861.0797 | 0.64346 | 861.7033 | 0.12446 | 577.3169 | 0.27351
| 575.1592 | 0.00109 | 575.1592 | 0.00194 | 577.4357 | 1.4682e-05 | 577.4357 | 1.2467e-05 | 687.81 | 0.00285 | 575.1592 | 0.02213 | 687.81 | -0.00019641 | 687.81 | 0.00046596 | 577.4357 | 8.8299e-06 | 577.4357 | 1.3682e-05 | 575.1592 | 0.00048734 | 861.8704 | 0.00344 | 861.8704 | 0.00515 | 861.2471 | 0.63259 | 861.8704 | 0.12481 | 577.4357 | 0.27262
| 575.2763 | 0 | 575.2763 | 0 | 577.5545 | 0 | 577.5545 | 2.6367e-05 | 688.05 | -0.00069142 | 575.2763 | 0.02094 | 688.05 | -0.0016815 | 688.05 | -0.0013871 | 577.5545 | 1.6383e-05 | 577.5545 | 2.4806e-05 | 575.2763 | 0 | 862.0376 | 0.00378 | 862.0376 | 0.00339 | 861.4146 | 0.61478 | 862.0376 | 0.12586 | 577.5545 | 0.27275
| 575.3935 | 0.00087741 | 575.3935 | 0.00098839 | 577.6733 | 3.2289e-05 | 577.6733 | 1.3956e-05 | 688.28 | -1.6864e-05 | 575.3935 | 0.02089 | 688.28 | 2.9596e-05 | 688.28 | -0.001127 | 577.6733 | 7.5534e-06 | 577.6733 | 1.1124e-05 | 575.3935 | 0.00146 | 862.2047 | 0.00401 | 862.2047 | 0.0058 | 861.582 | 0.60939 | 862.2047 | 0.12629 | 577.6733 | 0.27232
| 575.5106 | 0 | 575.5106 | 0 | 577.7921 | 0 | 577.7921 | 2.7017e-05 | 688.52 | -0.0020405 | 575.5106 | 0.0202 | 688.52 | -0.0024887 | 688.52 | -0.00060684 | 577.7921 | 1.6664e-05 | 577.7921 | 2.0315e-05 | 575.5106 | 0 | 862.3719 | 0.00366 | 862.3719 | 0.00475 | 861.7495 | 0.59508 | 862.3719 | 0.12732 | 577.7921 | 0.27185
| 575.6278 | 0.00085945 | 575.6278 | 0.00083232 | 577.911 | 3.2289e-05 | 577.911 | 1.3116e-05 | 688.75 | 0.0023441 | 575.6278 | 0.02421 | 688.75 | 0.0018699 | 688.75 | -0.0001192 | 577.911 | 9.111e-06 | 577.911 | 9.191e-06 | 575.6278 | 0.00187 | 862.5391 | 0.00368 | 862.5391 | 0.00529 | 861.9169 | 0.57817 | 862.5391 | 0.12801 | 577.911 | 0.27013
| 575.7449 | 0 | 575.7449 | 0 | 578.0298 | 0 | 578.0298 | 2.5505e-05 | 688.98 | 0.00038786 | 575.7449 | 0.02157 | 688.98 | 6.1882e-05 | 688.98 | 0.0019939 | 578.0298 | 1.54e-05 | 578.0298 | 2.0315e-05 | 575.7449 | 0 | 862.7062 | 0.00283 | 862.7062 | 0.00434 | 862.0844 | 0.56298 | 862.7062 | 0.12917 | 578.0298 | 0.26795
| 575.8621 | 0.00015871 | 575.8621 | 0.00153 | 578.1486 | 6.7514e-05 | 578.1486 | 1.2444e-05 | 689.22 | 0.00086005 | 575.8621 | 0.02174 | 689.22 | -0.00077756 | 689.22 | 0.0011812 | 578.1486 | 6.277e-06 | 578.1486 | 1.1124e-05 | 575.8621 | 0.00189 | 862.8734 | 0.00403 | 862.8734 | 0.00464 | 862.2519 | 0.54893 | 862.8734 | 0.12978 | 578.1486 | 0.2664
| 575.9792 | 0 | 575.9792 | 0 | 578.2675 | 0 | 578.2675 | 2.5034e-05 | 689.45 | -0.0010624 | 575.9792 | 0.02225 | 689.45 | -0.00055155 | 689.45 | -2.1673e-05 | 578.2675 | 1.3795e-05 | 578.2675 | 1.7646e-05 | 575.9792 | 0 | 863.0406 | 0.00293 | 863.0406 | 0.00541 | 862.4193 | 0.53288 | 863.0406 | 0.13046 | 578.2675 | 0.26624
| 576.0964 | 0 | 576.0964 | 0.00203 | 578.3863 | 3.2289e-05 | 578.3863 | 1.2646e-05 | 689.68 | 0.00089378 | 576.0964 | 0.02103 | 689.68 | 0.00041703 | 689.68 | 0.0023191 | 578.3863 | 7.5183e-06 | 578.3863 | 6.7313e-06 | 576.0964 | 0.00172 | 863.2078 | 0.00401 | 863.2078 | 0.00373 | 862.5868 | 0.52295 | 863.2078 | 0.13081 | 578.3863 | 0.26604
| 576.2136 | 0 | 576.2136 | 0 | 578.5051 | 0 | 578.5051 | 2.499e-05 | 689.92 | -0.00069142 | 576.2136 | 0.01984 | 689.92 | -0.00093899 | 689.92 | 0.0013763 | 578.5051 | 1.4392e-05 | 578.5051 | 1.7855e-05 | 576.2136 | 0 | 863.375 | 0.00328 | 863.375 | 0.00425 | 862.7543 | 0.50628 | 863.375 | 0.13161 | 578.5051 | 0.26653
| 576.3307 | 0.00091335 | 576.3307 | 0.00083232 | 578.624 | 1.4682e-05 | 578.624 | 1.2411e-05 | 690.15 | 0.00028669 | 576.3307 | 0.01981 | 690.15 | -0.0033604 | 690.15 | -0.00086692 | 578.624 | 6.8742e-06 | 578.624 | 1.1332e-05 | 576.3307 | 0.00144 | 863.5422 | 0.00462 | 863.5422 | 0.00469 | 862.9217 | 0.49798 | 863.5422 | 0.13177 | 578.624 | 0.2657
| 576.4479 | 0 | 576.4479 | 0.00015642 | 578.7428 | 0 | 578.7428 | 2.4116e-05 | 690.38 | -0.00032042 | 576.4479 | 0.01836 | 690.38 | -0.00080984 | 690.38 | -0.00037928 | 578.7428 | 1.2894e-05 | 578.7428 | 2.2236e-05 | 576.4479 | 0 | 863.7093 | 0.00192 | 863.7093 | 0.00341 | 863.0892 | 0.48026 | 863.7093 | 0.13229 | 578.7428 | 0.26489
| 576.5651 | 0.0016 | 576.5651 | 0.00065893 | 578.8617 | 4.9907e-05 | 578.8617 | 1.1761e-05 | 690.62 | 0.00096123 | 576.5651 | 0.02009 | 690.62 | 0.00028789 | 690.62 | 0.0015387 | 578.8617 | 6.0193e-06 | 578.8617 | 1.1124e-05 | 576.5651 | 0.00069352 | 863.8765 | 0.00454 | 863.8765 | 0.00501 | 863.2567 | 0.47548 | 863.8765 | 0.13223 | 578.8617 | 0.26275
| 576.6823 | 0 | 576.6823 | 0 | 578.9805 | 0 | 578.9805 | 2.3321e-05 | 690.85 | 0.0013322 | 576.6823 | 0.01779 | 690.85 | -0.0019399 | 690.85 | -0.00047681 | 578.9805 | 1.232e-05 | 578.9805 | 1.9678e-05 | 576.6823 | 0 | 864.0437 | 0.00394 | 864.0437 | 0.00494 | 863.4242 | 0.45902 | 864.0437 | 0.1328 | 578.9805 | 0.26175
| 576.7995 | 0.00239 | 576.7995 | 0.00137 | 579.0994 | 4.9907e-05 | 579.0994 | 1.1604e-05 | 691.09 | -0.00028669 | 576.7995 | 0.01998 | 691.09 | 0.0007076 | 691.09 | 0.0010836 | 579.0994 | 6.3004e-06 | 579.0994 | 8.5541e-06 | 576.7995 | 0.00253 | 864.2109 | 0.0044 | 864.2109 | 0.00461 | 863.5917 | 0.4556 | 864.2109 | 0.13307 | 579.0994 | 0.26098
| 576.9167 | 0 | 576.9167 | 0 | 579.2183 | 0 | 579.2183 | 2.49e-05 | 691.32 | 8.4319e-05 | 576.9167 | 0.01768 | 691.32 | -0.00087442 | 691.32 | -0.00028175 | 579.2183 | 1.2085e-05 | 579.2183 | 1.8393e-05 | 576.9167 | 0 | 864.3781 | 0.00253 | 864.3781 | 0.00429 | 863.7592 | 0.4305 | 864.3781 | 0.13375 | 579.2183 | 0.26102
| 577.0339 | 0.00023058 | 577.0339 | 0.00213 | 579.3371 | 4.9907e-05 | 579.3371 | 1.3352e-05 | 691.55 | -0.00038786 | 577.0339 | 0.02018 | 691.55 | 0.002451 | 691.55 | 0.00040094 | 579.3371 | 5.7851e-06 | 579.3371 | 9.8388e-06 | 577.0339 | 0.00154 | 864.5453 | 0.00441 | 864.5453 | 0.00506 | 863.9267 | 0.42748 | 864.5453 | 0.13434 | 579.3371 | 0.26082
| 577.1512 | 0 | 577.1512 | 0 | 579.456 | 0 | 579.456 | 2.6132e-05 | 691.79 | -0.0013322 | 577.1512 | 0.01813 | 691.79 | -0.0034897 | 691.79 | -0.0015496 | 579.456 | 1.2074e-05 | 579.456 | 2.0853e-05 | 577.1512 | 0 | 864.7125 | 0.00304 | 864.7125 | 0.00397 | 864.0942 | 0.40851 | 864.7125 | 0.13559 | 579.456 | 0.26039
| 577.2684 | 0 | 577.2684 | 0.00154 | 579.5748 | 1.4682e-05 | 579.5748 | 1.2836e-05 | 692.02 | 0.0005565 | 577.2684 | 0.01927 | 692.02 | 0.00090132 | 692.02 | 0.00098612 | 579.5748 | 6.277e-06 | 579.5748 | 1.1014e-05 | 577.2684 | 0.00156 | 864.8797 | 0.00391 | 864.8797 | 0.00494 | 864.2617 | 0.39932 | 864.8797 | 0.13679 | 579.5748 | 0.25918
| 577.3856 | 0 | 577.3856 | 0 | 579.6937 | 0 | 579.6937 | 2.5583e-05 | 692.25 | -0.00062396 | 577.3856 | 0.01805 | 692.25 | 0.00032017 | 692.25 | -0.0012895 | 579.6937 | 1.1266e-05 | 579.6937 | 2.149e-05 | 577.3856 | 0 | 865.047 | 0.00246 | 865.047 | 0.00473 | 864.4292 | 0.38791 | 865.047 | 0.13852 | 579.6937 | 0.25822
| 577.5029 | 0.00041025 | 577.5029 | 0.00095371 | 579.8126 | 3.2289e-05 | 579.8126 | 1.2758e-05 | 692.49 | 0.00096123 | 577.5029 | 0.02057 | 692.49 | -0.0014878 | 692.49 | -0.0013546 | 579.8126 | 4.9888e-06 | 579.8126 | 1.0476e-05 | 577.5029 | 0.00152 | 865.2142 | 0.00412 | 865.2142 | 0.00301 | 864.5967 | 0.37574 | 865.2142 | 0.13968 | 579.8126 | 0.25734
| 577.6201 | 0 | 577.6201 | 0 | 579.9315 | 0 | 579.9315 | 2.6782e-05 | 692.72 | -0.00079259 | 577.6201 | 0.01873 | 692.72 | -0.00084214 | 692.72 | -0.0027199 | 579.9315 | 1.15e-05 | 579.9315 | 1.9678e-05 | 577.6201 | 0 | 865.3814 | 0.00279 | 865.3814 | 0.00408 | 864.7642 | 0.36413 | 865.3814 | 0.14108 | 579.9315 | 0.25872
| 577.7374 | 0.00066181 | 577.7374 | 0.0012 | 580.0503 | 0.00010274 | 580.0503 | 1.5939e-05 | 692.96 | 0.00099496 | 577.7374 | 0.01935 | 692.96 | 0.00022331 | 692.96 | 0.0016363 | 580.0503 | 6.6751e-06 | 580.0503 | 1.0047e-05 | 577.7374 | 0.00161 | 865.5486 | 0.00475 | 865.5486 | 0.00413 | 864.9318 | 0.35798 | 865.5486 | 0.14222 | 580.0503 | 0.25774
| 577.8546 | 0 | 577.8546 | 0 | 580.1692 | 3.2289e-05 | 580.1692 | 1.7922e-05 | 693.19 | -5.0592e-05 | 577.8546 | 0.01782 | 693.19 | -0.0023919 | 693.19 | 0.0016363 | 580.1692 | 6.8391e-06 | 580.1692 | 1.2617e-05 | 577.8546 | 0 | 865.7158 | 0.00417 | 865.7158 | 0.00533 | 865.0993 | 0.33793 | 865.7158 | 0.14339 | 580.1692 | 0.25669
| 577.9719 | 6.8875e-05 | 577.9719 | 0.0014 | 580.2881 | 1.4682e-05 | 580.2881 | 6.7318e-06 | 693.42 | -0.001602 | 577.9719 | 0.01864 | 693.42 | -0.0015524 | 693.42 | -0.00050931 | 580.2881 | 7.1436e-07 | 580.2881 | 5.8857e-06 | 577.9719 | 0 | 865.8831 | 0.00229 | 865.8831 | 0.00327 | 865.2668 | 0.32422 | 865.8831 | 0.14443 | 580.2881 | 0.25352
| 578.0892 | 0 | 578.0892 | 0 | 580.407 | 0 | 580.407 | 7.6167e-06 | 693.66 | 0.00021923 | 578.0892 | 0.01683 | 693.66 | -0.00039012 | 693.66 | 0.0038469 | 580.407 | 5.5041e-07 | 580.407 | 5.3477e-06 | 578.0892 | 0 | 866.0503 | 0.00422 | 866.0503 | 0.00445 | 865.4343 | 0.32105 | 866.0503 | 0.14475 | 580.407 | 0.25224
| 578.2065 | 0.00026652 | 578.2065 | 0.00182 | 580.5259 | 1.4682e-05 | 580.5259 | 8.3224e-06 | 693.89 | -0.0020068 | 578.2065 | 0.01791 | 693.89 | -0.0020367 | 693.89 | -0.0012895 | 580.5259 | 4.6843e-07 | 580.5259 | 4.601e-06 | 578.2065 | 0 | 866.2175 | 0.0022 | 866.2175 | 0.0032 | 865.6019 | 0.30574 | 866.2175 | 0.14499 | 580.5259 | 0.2528
| 578.3237 | 0 | 578.3237 | 0 | 580.6448 | 1.4682e-05 | 580.6448 | 8.6808e-06 | 694.12 | 0.0013322 | 578.3237 | 0.01751 | 694.12 | -0.0004547 | 694.12 | -0.0016472 | 580.6448 | 1.6395e-07 | 580.6448 | 2.5695e-06 | 578.3237 | 0 | 866.3848 | 0.00432 | 866.3848 | 0.0049 | 865.7694 | 0.29341 | 866.3848 | 0.14518 | 580.6448 | 0.25225
| 578.441 | 0.00127 | 578.441 | 0.00166 | 580.7637 | 0 | 580.7637 | 9.3081e-06 | 694.36 | 0.00021923 | 578.441 | 0.01751 | 694.36 | -0.0027792 | 694.36 | -0.0034351 | 580.7637 | 5.1527e-07 | 580.7637 | 3.3162e-06 | 578.441 | 0 | 866.552 | 0.00349 | 866.552 | 0.00429 | 865.937 | 0.2901 | 866.552 | 0.14612 | 580.7637 | 0.25203
| 578.5583 | 0 | 578.5583 | 0 | 580.8826 | 1.4682e-05 | 580.8826 | 8.6024e-06 | 694.59 | 0.0015346 | 578.5583 | 0.01904 | 694.59 | -0.00061613 | 694.59 | 0.0014737 | 580.8826 | 4.333e-07 | 580.8826 | 3.7445e-06 | 578.5583 | 0 | 866.7192 | 0.00277 | 866.7192 | 0.0041 | 866.1045 | 0.28181 | 866.7192 | 0.14713 | 580.8826 | 0.25004
| 578.6756 | 0.00057197 | 578.6756 | 0.00163 | 581.0015 | 1.4682e-05 | 581.0015 | 7.5047e-06 | 694.83 | 0.00035414 | 578.6756 | 0.02018 | 694.83 | -0.0014556 | 694.83 | -0.00054182 | 581.0015 | 3.8646e-07 | 581.0015 | 3.5248e-06 | 578.6756 | 0 | 866.8865 | 0.00234 | 866.8865 | 0.00396 | 866.272 | 0.27476 | 866.8865 | 0.14823 | 581.0015 | 0.25059
| 578.7929 | 0 | 578.7929 | 0 | 581.1204 | 0 | 581.1204 | 5.7685e-06 | 695.06 | 0.00069142 | 578.7929 | 0.01646 | 695.06 | 0.0004816 | 695.06 | -0.0017771 | 581.1204 | 4.6843e-08 | 581.1204 | 3.5248e-06 | 578.7929 | 0.00057872 | 867.0537 | 0.00375 | 867.0537 | 0.00533 | 866.4396 | 0.26509 | 867.0537 | 0.14835 | 581.1204 | 0.25017
| 578.9103 | 0 | 578.9103 | 0.0006936 | 581.2393 | 0 | 581.2393 | 6.8774e-06 | 695.29 | -0.0020742 | 578.9103 | 0.01683 | 695.29 | -0.00013183 | 695.29 | -0.00021673 | 581.2393 | 4.6843e-08 | 581.2393 | 2.6684e-06 | 578.9103 | 9.3714e-05 | 867.221 | 0.00325 | 867.221 | 0.00515 | 866.6071 | 0.2515 | 867.221 | 0.14858 | 581.2393 | 0.25043
| 579.0276 | 0 | 579.0276 | 8.6901e-05 | 581.3582 | 1.4682e-05 | 581.3582 | 7.9527e-06 | 695.53 | 0.00052277 | 579.0276 | 0.01671 | 695.53 | -3.4977e-05 | 695.53 | 0.00027091 | 581.3582 | 0 | 581.3582 | 4.601e-06 | 579.0276 | 0 | 867.3882 | 0.00438 | 867.3882 | 0.00513 | 866.7747 | 0.24723 | 867.3882 | 0.1487 | 581.3582 | 0.2488
| 579.1449 | 0.00048213 | 579.1449 | 0.0014 | 581.4771 | 1.4682e-05 | 581.4771 | 8.8152e-06 | 695.76 | -0.00052277 | 579.1449 | 0.01623 | 695.76 | -0.0022627 | 695.76 | -0.0022323 | 581.4771 | 1.4053e-07 | 581.4771 | 5.0292e-06 | 579.1449 | 0 | 867.5555 | 0.00311 | 867.5555 | 0.00513 | 866.9423 | 0.24194 | 867.5555 | 0.14985 | 581.4771 | 0.24797
| 579.2622 | 0 | 579.2622 | 0 | 581.596 | 0 | 581.596 | 7.5607e-06 | 696 | 0.00052277 | 579.2622 | 0.01725 | 696 | -3.4977e-05 | 696 | -0.00073687 | 581.596 | 1.4053e-07 | 581.596 | 4.0629e-06 | 579.2622 | 0 | 867.7227 | 0.00398 | 867.7227 | 0.00311 | 867.1098 | 0.23397 | 867.7227 | 0.15055 | 581.596 | 0.24631
| 579.3796 | 0.00066181 | 579.3796 | 0.00097105 | 581.7149 | 0 | 581.7149 | 6.3622e-06 | 696.23 | 0.00045532 | 579.3796 | 0.01612 | 696.23 | 0.0007076 | 696.23 | -0.0020047 | 581.7149 | 1.4053e-07 | 581.7149 | 2.4597e-06 | 579.3796 | 0 | 867.89 | 0.00346 | 867.89 | 0.00348 | 867.2774 | 0.22318 | 867.89 | 0.15098 | 581.7149 | 0.24547
| 579.4969 | 0 | 579.4969 | 0 | 581.8338 | 0 | 581.8338 | 5.4997e-06 | 696.46 | 0.0011973 | 579.4969 | 0.0162 | 696.46 | 0.0028707 | 696.46 | -0.00028175 | 581.8338 | 0 | 581.8338 | 2.5695e-06 | 579.4969 | 0 | 868.0573 | 0.00291 | 868.0573 | 0.00561 | 867.445 | 0.22131 | 868.0573 | 0.15085 | 581.8338 | 0.24405
| 579.6143 | 0.00118 | 579.6143 | 0.00168 | 581.9528 | 1.4682e-05 | 581.9528 | 6.519e-06 | 696.7 | -0.00089378 | 579.6143 | 0.01813 | 696.7 | 0.00032017 | 696.7 | 4.3346e-05 | 581.9528 | 0 | 581.9528 | 4.4912e-06 | 579.6143 | 0 | 868.2245 | 0.00337 | 868.2245 | 0.0042 | 867.6125 | 0.2137 | 868.2245 | 0.15169 | 581.9528 | 0.24392
| 579.7317 | 0 | 579.7317 | 0 | 582.0717 | 3.2289e-05 | 582.0717 | 6.911e-06 | 696.93 | 0.0001855 | 579.7317 | 0.01521 | 696.93 | -0.0014556 | 696.93 | -0.00093193 | 582.0717 | 0 | 582.0717 | 4.2825e-06 | 579.7317 | 7.1951e-05 | 868.3918 | 0.00347 | 868.3918 | 0.00397 | 867.7801 | 0.20441 | 868.3918 | 0.15306 | 582.0717 | 0.24279
| 579.849 | 0.00115 | 579.849 | 0.00079764 | 582.1906 | 3.2289e-05 | 582.1906 | 7.2247e-06 | 697.17 | -0.0017707 | 579.849 | 0.01569 | 697.17 | -0.0028116 | 697.17 | -0.00067186 | 582.1906 | 4.6843e-08 | 582.1906 | 3.2064e-06 | 579.849 | 0 | 868.5591 | 0.00264 | 868.5591 | 0.00273 | 867.9477 | 0.19448 | 868.5591 | 0.15523 | 582.1906 | 0.2425
| 579.9664 | 8.9983e-05 | 579.9664 | 0 | 582.3095 | 0 | 582.3095 | 6.631e-06 | 697.4 | -0.0015346 | 579.9664 | 0.01691 | 697.4 | -0.00087442 | 697.4 | 0.0031642 | 582.3095 | 4.6843e-08 | 582.3095 | 2.2401e-06 | 579.9664 | 0 | 868.7263 | 0.00361 | 868.7263 | 0.00563 | 868.1153 | 0.19013 | 868.7263 | 0.15665 | 582.3095 | 0.24125
| 580.0838 | 0.00057197 | 580.0838 | 0.00154 | 582.4285 | 0 | 582.4285 | 7.3479e-06 | 697.63 | 0.0012985 | 580.0838 | 0.01515 | 697.63 | -0.0009067 | 697.63 | -0.0013546 | 582.4285 | 5.8554e-08 | 582.4285 | 2.3499e-06 | 580.0838 | 0 | 868.8936 | 0.0032 | 868.8936 | 0.00362 | 868.2829 | 0.1838 | 868.8936 | 0.15814 | 582.4285 | 0.24181
| 580.2012 | 0 | 580.2012 | 0 | 582.5474 | 0 | 582.5474 | 7.0679e-06 | 697.87 | -0.00032042 | 580.2012 | 0.01697 | 697.87 | -0.0011004 | 697.87 | 1.0836e-05 | 582.5474 | 2.3422e-08 | 582.5474 | 2.9978e-06 | 580.2012 | 0 | 869.0609 | 0.00392 | 869.0609 | 0.00408 | 868.4505 | 0.18113 | 869.0609 | 0.15893 | 582.5474 | 0.24136
| 580.3186 | 0.00134 | 580.3186 | 0.00168 | 582.6663 | 0 | 582.6663 | 6.799e-06 | 698.1 | -0.0018044 | 580.3186 | 0.01546 | 698.1 | 0.00086903 | 698.1 | -0.00060684 | 582.6663 | 1.8737e-07 | 582.6663 | 2.6684e-06 | 580.3186 | 0 | 869.2282 | 0.00262 | 869.2282 | 0.00357 | 868.6181 | 0.17004 | 869.2282 | 0.16048 | 582.6663 | 0.24106
| 580.436 | 0 | 580.436 | 0 | 582.7853 | 0 | 582.7853 | 6.0262e-06 | 698.34 | -0.00015177 | 580.436 | 0.01441 | 698.34 | -0.0014556 | 698.34 | 0.0015712 | 582.7853 | 1.6395e-07 | 582.7853 | 2.7781e-06 | 580.436 | 0 | 869.3955 | 0.00476 | 869.3955 | 0.00432 | 868.7857 | 0.17197 | 869.3955 | 0.16138 | 582.7853 | 0.23884
| 580.5534 | 0.00037433 | 580.5534 | 0.00186 | 582.9042 | 0 | 582.9042 | 6.5414e-06 | 698.57 | -0.0014672 | 580.5534 | 0.01737 | 698.57 | -0.00032556 | 698.57 | -0.00037928 | 582.9042 | 1.6395e-07 | 582.9042 | 2.3499e-06 | 580.5534 | 0.00056231 | 869.5627 | 0.00205 | 869.5627 | 0.00364 | 868.9533 | 0.16435 | 869.5627 | 0.16259 | 582.9042 | 0.23818
| 580.6708 | 0 | 580.6708 | 0 | 583.0232 | 0 | 583.0232 | 6.3398e-06 | 698.8 | 0.00025296 | 580.6708 | 0.01649 | 698.8 | -0.001617 | 698.8 | -0.0030125 | 583.0232 | 0 | 583.0232 | 2.5695e-06 | 580.6708 | 0 | 869.73 | 0.00387 | 869.73 | 0.00545 | 869.1209 | 0.15933 | 869.73 | 0.16301 | 583.0232 | 0.23595
| 580.7882 | 0.00194 | 580.7882 | 0.00109 | 583.1421 | 1.4682e-05 | 583.1421 | 6.3398e-06 | 699.04 | 5.0592e-05 | 580.7882 | 0.01833 | 699.04 | -0.0031667 | 699.04 | -0.00086692 | 583.1421 | 1.4053e-07 | 583.1421 | 2.5695e-06 | 580.7882 | 0.00035613 | 869.8973 | 0.00342 | 869.8973 | 0.00306 | 869.2885 | 0.15307 | 869.8973 | 0.16461 | 583.1421 | 0.23514
| 580.9056 | 0 | 580.9056 | 0 | 583.261 | 3.2289e-05 | 583.261 | 6.2614e-06 | 699.27 | 0.00045532 | 580.9056 | 0.01617 | 699.27 | 0.00019102 | 699.27 | -2.1673e-05 | 583.261 | 1.4053e-07 | 583.261 | 2.9978e-06 | 580.9056 | 0 | 870.0646 | 0.00384 | 870.0646 | 0.00438 | 869.4561 | 0.14671 | 870.0646 | 0.16604 | 583.261 | 0.23292
| 581.0231 | 0.00122 | 581.0231 | 0.0016 | 583.38 | 3.2289e-05 | 583.38 | 7.7511e-06 | 699.51 | 0.001231 | 581.0231 | 0.0141 | 699.51 | -0.0004547 | 699.51 | 0.0014088 | 583.38 | 3.0448e-07 | 583.38 | 1.9217e-06 | 581.0231 | 0 | 870.2319 | 0.00231 | 870.2319 | 0.00327 | 869.6237 | 0.13989 | 870.2319 | 0.16771 | 583.38 | 0.23274
| 581.1405 | 0 | 581.1405 | 0 | 583.499 | 0 | 583.499 | 7.5047e-06 | 699.74 | 0.0015008 | 581.1405 | 0.01464 | 699.74 | 0.001773 | 699.74 | 0.0019614 | 583.499 | 1.6395e-07 | 583.499 | 1.6032e-06 | 581.1405 | 0.00071011 | 870.3992 | 0.00418 | 870.3992 | 0.00403 | 869.7913 | 0.14103 | 870.3992 | 0.16805 | 583.499 | 0.23163
| 581.2579 | 0.00023058 | 581.2579 | 0.00154 | 583.6179 | 0 | 583.6179 | 7.2023e-06 | 699.97 | 0.0013322 | 581.2579 | 0.01467 | 699.97 | -0.0017139 | 699.97 | -0.00086692 | 583.6179 | 2.1079e-07 | 583.6179 | 1.0651e-06 | 581.2579 | 0 | 870.5665 | 0.00314 | 870.5665 | 0.00295 | 869.959 | 0.13013 | 870.5665 | 0.16839 | 583.6179 | 0.23147
| 581.3754 | 0 | 581.3754 | 0 | 583.7369 | 1.4682e-05 | 583.7369 | 5.5781e-06 | 700.21 | 0.0027488 | 581.3754 | 0.01521 | 700.21 | 0.0024188 | 700.21 | 0.00079106 | 583.7369 | 4.6843e-08 | 583.7369 | 1.0651e-06 | 581.3754 | 0.00018456 | 870.7338 | 0.0026 | 870.7338 | 0.00506 | 870.1266 | 0.12689 | 870.7338 | 0.16847 | 583.7369 | 0.2302
| 581.4928 | 0.00127 | 581.4928 | 0.00090168 | 583.8559 | 1.4682e-05 | 583.8559 | 5.4997e-06 | 700.44 | 0.00032042 | 581.4928 | 0.01544 | 700.44 | -2.6905e-06 | 700.44 | -0.0010945 | 583.8559 | 1.4053e-07 | 583.8559 | 1.6032e-06 | 581.4928 | 0 | 870.9011 | 0.0036 | 870.9011 | 0.00336 | 870.2942 | 0.12339 | 870.9011 | 0.16916 | 583.8559 | 0.22966
| 581.6103 | 0 | 581.6103 | 0 | 583.9748 | 4.9907e-05 | 583.9748 | 5.7573e-06 | 700.68 | -0.00032042 | 581.6103 | 0.01475 | 700.68 | -0.0011004 | 700.68 | 0.0016688 | 583.9748 | 1.054e-07 | 583.9748 | 1.4934e-06 | 581.6103 | 0 | 871.0684 | 0.00563 | 871.0684 | 0.00536 | 870.4619 | 0.12269 | 871.0684 | 0.16994 | 583.9748 | 0.22765
| 581.7278 | 0.00116 | 581.7278 | 0.00121 | 584.0938 | 0 | 584.0938 | 5.8469e-06 | 700.91 | -0.0010624 | 581.7278 | 0.01447 | 700.91 | 0.00077218 | 700.91 | 0.00010836 | 584.0938 | 1.4053e-07 | 584.0938 | 2.4597e-06 | 581.7278 | 0 | 871.2358 | 0.00271 | 871.2358 | 0.00452 | 870.6295 | 0.11559 | 871.2358 | 0.17103 | 584.0938 | 0.22702
| 581.8453 | 0 | 581.8453 | 0 | 584.2128 | 0 | 584.2128 | 6.0038e-06 | 701.14 | 0.0017707 | 581.8453 | 0.01311 | 701.14 | 0.00038475 | 701.14 | 0.0016038 | 584.2128 | 4.6843e-08 | 584.2128 | 1.8228e-06 | 581.8453 | 0 | 871.4031 | 0.0046 | 871.4031 | 0.00468 | 870.7971 | 0.11117 | 871.4031 | 0.17219 | 584.2128 | 0.2255
| 581.9628 | 0.00087741 | 581.9628 | 0.00055488 | 584.3317 | 1.4682e-05 | 584.3317 | 7.4375e-06 | 701.38 | -0.00052277 | 581.9628 | 0.01305 | 701.38 | -0.00013183 | 701.38 | 0.00069354 | 584.3317 | 3.7475e-07 | 584.3317 | 1.4934e-06 | 581.9628 | 0 | 871.5704 | 0.00205 | 871.5704 | 0.00399 | 870.9648 | 0.10473 | 871.5704 | 0.17344 | 584.3317 | 0.22592
| 582.0802 | 0 | 582.0802 | 0 | 584.4507 | 3.2289e-05 | 584.4507 | 8.916e-06 | 701.61 | -8.4319e-05 | 582.0802 | 0.01498 | 701.61 | 0.0010628 | 701.61 | 0.00014088 | 584.4507 | 3.279e-07 | 584.4507 | 7.467e-07 | 582.0802 | 0 | 871.7377 | 0.00267 | 871.7377 | 0.00406 | 871.1324 | 0.10555 | 871.7377 | 0.17467 | 584.4507 | 0.22489
| 582.1977 | 0 | 582.1977 | 0.00208 | 584.5697 | 1.4682e-05 | 584.5697 | 9.0505e-06 | 701.85 | -0.0014334 | 582.1977 | 0.01441 | 701.85 | 0.00041703 | 701.85 | -0.00080189 | 584.5697 | 5.7383e-07 | 584.5697 | 1.4934e-06 | 582.1977 | 0 | 871.905 | 0.00353 | 871.905 | 0.00392 | 871.3001 | 0.09903 | 871.905 | 0.17627 | 584.5697 | 0.22453
| 582.3152 | 0 | 582.3152 | 0 | 584.6887 | 1.4682e-05 | 584.6887 | 8.3672e-06 | 702.08 | -0.00011805 | 582.3152 | 0.01311 | 702.08 | -0.0011004 | 702.08 | 0.002384 | 584.6887 | 2.4593e-07 | 584.6887 | 1.2848e-06 | 582.3152 | 0.00031595 | 872.0724 | 0.00396 | 872.0724 | 0.00538 | 871.4677 | 0.10055 | 872.0724 | 0.17766 | 584.6887 | 0.22246
| 582.4328 | 0.00037433 | 582.4328 | 0.00086701 | 584.8077 | 1.4682e-05 | 584.8077 | 7.1127e-06 | 702.32 | 0.00042159 | 582.4328 | 0.01422 | 702.32 | -0.00035784 | 702.32 | -0.0010945 | 584.8077 | 1.0891e-06 | 584.8077 | 8.5651e-07 | 582.4328 | 0 | 872.2397 | 0.00422 | 872.2397 | 0.00399 | 871.6354 | 0.08985 | 872.2397 | 0.17899 | 584.8077 | 0.22193
| 582.5503 | 0 | 582.5503 | 0 | 584.9266 | 1.4682e-05 | 584.9266 | 6.519e-06 | 702.55 | 0.00021923 | 582.5503 | 0.01322 | 702.55 | -0.00084214 | 702.55 | 0.00027091 | 584.9266 | 8.4318e-07 | 584.9266 | 2.0864e-07 | 582.5503 | 0 | 872.407 | 0.00338 | 872.407 | 0.00599 | 871.803 | 0.09115 | 872.407 | 0.17965 | 584.9266 | 0.22131
| 582.6678 | 0.00091335 | 582.6678 | 0.00062425 | 585.0456 | 3.2289e-05 | 585.0456 | 6.6534e-06 | 702.78 | -0.0010624 | 582.6678 | 0.01419 | 702.78 | 0.00015874 | 702.78 | -0.001257 | 585.0456 | 4.169e-06 | 585.0456 | 6.3689e-07 | 582.6678 | 0.00037488 | 872.5744 | 0.00253 | 872.5744 | 0.00287 | 871.9707 | 0.08273 | 872.5744 | 0.1806 | 585.0456 | 0.22133
| 582.7853 | 0 | 582.7853 | 0 | 585.1646 | 0 | 585.1646 | 7.3815e-06 | 703.02 | -0.0010624 | 582.7853 | 0.01492 | 703.02 | 0.0007076 | 703.02 | -0.001062 | 585.1646 | 3.3259e-06 | 585.1646 | 1.175e-06 | 582.7853 | 0 | 872.7417 | 0.00443 | 872.7417 | 0.00457 | 872.1384 | 0.08479 | 872.7417 | 0.18168 | 585.1646 | 0.21959
| 582.9028 | 0.00019465 | 582.9028 | 0.00168 | 585.2836 | 0 | 585.2836 | 8.1656e-06 | 703.25 | -0.00065769 | 582.9028 | 0.01308 | 703.25 | -0.0012619 | 703.25 | -0.0016147 | 585.2836 | 2.6747e-05 | 585.2836 | 9.6631e-07 | 582.9028 | 0 | 872.909 | 0.00267 | 872.909 | 0.00317 | 872.3061 | 0.07919 | 872.909 | 0.18282 | 585.2836 | 0.21813
| 583.0204 | 0 | 583.0204 | 0 | 585.4026 | 0 | 585.4026 | 8.5016e-06 | 703.49 | 0.0010624 | 583.0204 | 0.01424 | 703.49 | 9.4169e-05 | 703.49 | -0.00024923 | 585.4026 | 2.3422e-05 | 585.4026 | 1.3946e-06 | 583.0204 | 0 | 873.0764 | 0.00312 | 873.0764 | 0.00494 | 872.4737 | 0.07843 | 873.0764 | 0.18369 | 585.4026 | 0.21574
| 583.1379 | 0.00096726 | 583.1379 | 0.00199 | 585.5216 | 0 | 585.5216 | 8.7592e-06 | 703.72 | -0.00035414 | 583.1379 | 0.01353 | 703.72 | -0.0014233 | 703.72 | -0.0019397 | 585.5216 | 3.9992e-05 | 585.5216 | 1.0651e-06 | 583.1379 | 0 | 873.2437 | 0.00393 | 873.2437 | 0.00343 | 872.6414 | 0.07247 | 873.2437 | 0.18472 | 585.5216 | 0.21472
| 583.2555 | 0 | 583.2555 | 0 | 585.6406 | 0 | 585.6406 | 8.9496e-06 | 703.96 | -0.00099496 | 583.2555 | 0.01316 | 703.96 | 0.0002556 | 703.96 | 0.00098612 | 585.6406 | 1.6571e-05 | 585.6406 | 1.0651e-06 | 583.2555 | 0 | 873.4111 | 0.00452 | 873.4111 | 0.00448 | 872.8091 | 0.07333 | 873.4111 | 0.18554 | 585.6406 | 0.21389
| 583.3731 | 0.00149 | 583.3731 | 0.00064159 | 585.7596 | 0 | 585.7596 | 8.3896e-06 | 704.19 | -0.0010961 | 583.3731 | 0.01263 | 704.19 | -0.002747 | 704.19 | -0.00057433 | 585.7596 | 0.00014651 | 585.7596 | 1.9217e-06 | 583.3731 | 0 | 873.5784 | 0.00109 | 873.5784 | 0.00299 | 872.9768 | 0.06813 | 873.5784 | 0.18692 | 585.7596 | 0.21526
| 583.4906 | 0 | 583.4906 | 0 | 585.8786 | 0 | 585.8786 | 7.7399e-06 | 704.42 | 0.00052277 | 583.4906 | 0.01271 | 704.42 | -0.00058385 | 704.42 | 0.00088859 | 585.8786 | 0.00013042 | 585.8786 | 1.8228e-06 | 583.4906 | 0 | 873.7458 | 0.0037 | 873.7458 | 0.00429 | 873.1445 | 0.06191 | 873.7458 | 0.18785 | 585.8786 | 0.21566
| 583.6082 | 0.00084148 | 583.6082 | 0.00109 | 585.9977 | 1.4682e-05 | 585.9977 | 7.0119e-06 | 704.66 | 0.0020742 | 583.6082 | 0.01299 | 704.66 | 0.0002556 | 704.66 | 0.0013763 | 585.9977 | 0.00045595 | 585.9977 | 2.3499e-06 | 583.6082 | 0 | 873.9131 | 0.0033 | 873.9131 | 0.00366 | 873.3121 | 0.06473 | 873.9131 | 0.18974 | 585.9977 | 0.21656
| 583.7258 | 0 | 583.7258 | 0 | 586.1167 | 1.4682e-05 | 586.1167 | 6.4182e-06 | 704.89 | 0.0011973 | 583.7258 | 0.01166 | 704.89 | -0.0012619 | 704.89 | 4.3346e-05 | 586.1167 | 0.00045541 | 586.1167 | 6.3689e-07 | 583.7258 | 0.00024087 | 874.0805 | 0.0045 | 874.0805 | 0.00563 | 873.4799 | 0.05967 | 874.0805 | 0.19099 | 586.1167 | 0.21545
| 583.8434 | 0.00010482 | 583.8434 | 0.00095371 | 586.2357 | 0 | 586.2357 | 6.4742e-06 | 705.13 | -0.0011636 | 583.8434 | 0.01339 | 705.13 | 0.00035245 | 705.13 | -8.6692e-05 | 586.2357 | 0.00111 | 586.2357 | 5.3806e-07 | 583.8434 | 0 | 874.2479 | 0.00374 | 874.2479 | 0.00338 | 873.6476 | 0.05043 | 874.2479 | 0.19252 | 586.2357 | 0.21497
| 583.961 | 0 | 583.961 | 0 | 586.3547 | 0 | 586.3547 | 7.4599e-06 | 705.36 | -0.00025296 | 583.961 | 0.01384 | 705.36 | -0.00077756 | 705.36 | -0.00021673 | 586.3547 | 0.00085516 | 586.3547 | 4.2825e-07 | 583.961 | 5.3176e-05 | 874.4152 | 0.00422 | 874.4152 | 0.00526 | 873.8152 | 0.05521 | 874.4152 | 0.1931 | 586.3547 | 0.21223
| 584.0786 | 0.00115 | 584.0786 | 0.00125 | 586.4737 | 0 | 586.4737 | 7.9079e-06 | 705.6 | -0.0014672 | 584.0786 | 0.01243 | 705.6 | -0.0014878 | 705.6 | -0.0012245 | 586.4737 | 0.00155 | 586.4737 | 4.2825e-07 | 584.0786 | 0 | 874.5826 | 0.00231 | 874.5826 | 0.00309 | 873.9829 | 0.04877 | 874.5826 | 0.19426 | 586.4737 | 0.21071
| 584.1962 | 0 | 584.1962 | 0 | 586.5928 | 1.4682e-05 | 586.5928 | 7.6167e-06 | 705.83 | -0.00038786 | 584.1962 | 0.01174 | 705.83 | -0.00013183 | 705.83 | -0.00060684 | 586.5928 | 0.00128 | 586.5928 | 4.2825e-07 | 584.1962 | 0.0002221 | 874.75 | 0.00286 | 874.75 | 0.00527 | 874.1507 | 0.05205 | 874.75 | 0.19454 | 586.5928 | 0.20904
| 584.3138 | 0.0014 | 584.3138 | 0.00031212 | 586.7118 | 0 | 586.7118 | 7.7399e-06 | 706.06 | 0.00028669 | 584.3138 | 0.01229 | 706.06 | -0.00064841 | 706.06 | -0.0020047 | 586.7118 | 0.00216 | 586.7118 | 2.0864e-07 | 584.3138 | 0 | 874.9173 | 0.00335 | 874.9173 | 0.00376 | 874.3184 | 0.05361 | 874.9173 | 0.19533 | 586.7118 | 0.20862
| 584.4314 | 0 | 584.4314 | 0 | 586.8308 | 0 | 586.8308 | 7.2695e-06 | 706.3 | 0.0025801 | 584.4314 | 0.01035 | 706.3 | 2.9596e-05 | 706.3 | 0.00066102 | 586.8308 | 0.00249 | 586.8308 | 2.0864e-07 | 584.4314 | 0 | 875.0847 | 0.00364 | 875.0847 | 0.00401 | 874.4861 | 0.05351 | 875.0847 | 0.19547 | 586.8308 | 0.20824
| 584.549 | 0.00066181 | 584.549 | 0.00109 | 586.9498 | 0 | 586.9498 | 7.5943e-06 | 706.53 | -0.0010287 | 584.549 | 0.01251 | 706.53 | -0.00077756 | 706.53 | -0.00067186 | 586.9498 | 0.00319 | 586.9498 | 1.713e-06 | 584.549 | 0.00069352 | 875.2521 | 0.00344 | 875.2521 | 0.00424 | 874.6538 | 0.05151 | 875.2521 | 0.19672 | 586.9498 | 0.2069
| 584.6667 | 0 | 584.6667 | 0 | 587.0689 | 1.4682e-05 | 587.0689 | 7.5159e-06 | 706.77 | -0.0014334 | 584.6667 | 0.01129 | 706.77 | -0.00039012 | 706.77 | -0.00073687 | 587.0689 | 0.00297 | 587.0689 | 1.4934e-06 | 584.6667 | 0 | 875.4195 | 0.0041 | 875.4195 | 0.00483 | 874.8215 | 0.04715 | 875.4195 | 0.19779 | 587.0689 | 0.2055
| 584.7843 | 0.00037433 | 584.7843 | 0.00144 | 587.1879 | 1.4682e-05 | 587.1879 | 7.5831e-06 | 707 | 0.00052277 | 584.7843 | 0.01214 | 707 | -0.00077756 | 707 | -0.00054182 | 587.1879 | 0.00305 | 587.1879 | 1.4934e-06 | 584.7843 | 0 | 875.5869 | 0.00393 | 875.5869 | 0.00306 | 874.9893 | 0.04089 | 875.5869 | 0.19921 | 587.1879 | 0.20418
| 584.902 | 0 | 584.902 | 0 | 587.307 | 1.4682e-05 | 587.307 | 7.7735e-06 | 707.24 | 5.0592e-05 | 584.902 | 0.01294 | 707.24 | -9.9549e-05 | 707.24 | 0.0002384 | 587.307 | 0.00291 | 587.307 | 0 | 584.902 | 5.3176e-05 | 875.7542 | 0.00354 | 875.7542 | 0.0045 | 875.157 | 0.03479 | 875.7542 | 0.19991 | 587.307 | 0.20351
| 585.0196 | 6.8875e-05 | 585.0196 | 0 | 587.426 | 1.4682e-05 | 587.426 | 8.2104e-06 | 707.47 | -0.0018719 | 585.0196 | 0.01021 | 707.47 | -0.0013264 | 707.47 | -0.0012895 | 587.426 | 0.00369 | 587.426 | 0 | 585.0196 | 0 | 875.9216 | 0.003 | 875.9216 | 0.00441 | 875.3247 | 0.02869 | 875.9216 | 0.20068 | 587.426 | 0.20316
| 585.1373 | 0 | 585.1373 | 0 | 587.5451 | 1.4682e-05 | 587.5451 | 8.1096e-06 | 707.7 | 0.0014672 | 585.1373 | 0.01084 | 707.7 | 0.00019102 | 707.7 | 0.0023515 | 587.5451 | 0.00352 | 587.5451 | 0 | 585.1373 | 0.00059748 | 876.089 | 0.00243 | 876.089 | 0.00413 | 875.4925 | 0.04089 | 876.089 | 0.20088 | 587.5451 | 0.20204
| 585.2549 | 1.4969e-05 | 585.2549 | 0.00058956 | 587.6641 | 0 | 587.6641 | 7.4263e-06 | 707.94 | -0.0012985 | 585.2549 | 0.01209 | 707.94 | -0.0020367 | 707.94 | -0.0021673 | 587.6641 | 0.00428 | 587.6641 | 6.3689e-07 | 585.2549 | 0.00063729 | 876.2564 | 0.00219 | 876.2564 | 0.00345 | 875.6602 | 0.02605 | 876.2564 | 0.20176 | 587.6641 | 0.20141
| 585.3726 | 0 | 585.3726 | 0 | 587.7832 | 1.4682e-05 | 587.7832 | 6.6198e-06 | 708.17 | 0.00025296 | 585.3726 | 0.01183 | 708.17 | 0.00093361 | 708.17 | -0.0011595 | 587.7832 | 0.00406 | 587.7832 | 7.467e-07 | 585.3726 | 0 | 876.4238 | 0.00453 | 876.4238 | 0.00599 | 875.8279 | 0.02687 | 876.4238 | 0.20265 | 587.7832 | 0.20023
| 585.4903 | 0.00039229 | 585.4903 | 0.0014 | 587.9022 | 3.2289e-05 | 587.9022 | 6.127e-06 | 708.41 | -0.0012985 | 585.4903 | 0.00931 | 708.41 | -0.001843 | 708.41 | -0.0024274 | 587.9022 | 0.00483 | 587.9022 | 7.467e-07 | 585.4903 | 0 | 876.5912 | 0.00243 | 876.5912 | 0.00334 | 875.9957 | 0.02287 | 876.5912 | 0.20406 | 587.9022 | 0.19983
| 585.608 | 0 | 585.608 | 0 | 588.0213 | 1.4682e-05 | 588.0213 | 7.0343e-06 | 708.64 | 0.00032042 | 585.608 | 0.01027 | 708.64 | 0.00057846 | 708.64 | -0.00050931 | 588.0213 | 0.00465 | 588.0213 | 2.0864e-07 | 585.608 | 0 | 876.7586 | 0.00344 | 876.7586 | 0.00483 | 876.1634 | 0.02835 | 876.7586 | 0.20553 | 588.0213 | 0.19903
| 585.7257 | 0 | 585.7257 | 0.00060691 | 588.1403 | 0 | 588.1403 | 6.9671e-06 | 708.88 | -1.6864e-05 | 585.7257 | 0.01282 | 708.88 | -0.00077756 | 708.88 | 0.0009211 | 588.1403 | 0.00549 | 588.1403 | 1.0981e-07 | 585.7257 | 7.4971e-05 | 876.926 | 0.003 | 876.926 | 0.00371 | 876.3312 | 0.02905 | 876.926 | 0.2072 | 588.1403 | 0.19882
| 585.8434 | 0 | 585.8434 | 0 | 588.2594 | 1.4682e-05 | 588.2594 | 7.0343e-06 | 709.11 | -0.0010287 | 585.8434 | 0.01163 | 709.11 | 0.0015148 | 709.11 | -0.0011595 | 588.2594 | 0.00534 | 588.2594 | 1.0981e-07 | 585.8434 | 3.4411e-05 | 877.0934 | 0.00389 | 877.0934 | 0.00524 | 876.4989 | 0.03025 | 877.0934 | 0.2085 | 588.2594 | 0.19685
| 585.9611 | 0.00041025 | 585.9611 | 0.00128 | 588.3785 | 1.4682e-05 | 588.3785 | 6.911e-06 | 709.35 | -0.00072515 | 585.9611 | 0.01115 | 709.35 | -0.00093899 | 709.35 | -0.0010295 | 588.3785 | 0.00636 | 588.3785 | 2.0864e-07 | 585.9611 | 0 | 877.2608 | 0.00318 | 877.2608 | 0.00424 | 876.6667 | 0.02787 | 877.2608 | 0.20949 | 588.3785 | 0.19524
| 586.0788 | 0 | 586.0788 | 0 | 588.4975 | 0 | 588.4975 | 6.799e-06 | 709.58 | 0.0022092 | 586.0788 | 0.01052 | 709.58 | 0.00032017 | 709.58 | -0.0010945 | 588.4975 | 0.0061 | 588.4975 | 2.0864e-07 | 586.0788 | 0 | 877.4282 | 0.00429 | 877.4282 | 0.00643 | 876.8345 | 0.02389 | 877.4282 | 0.21001 | 588.4975 | 0.19254
| 586.1965 | 0.00046416 | 586.1965 | 0.00158 | 588.6166 | 1.4682e-05 | 588.6166 | 8.2888e-06 | 709.81 | -0.0018044 | 586.1965 | 0.01101 | 709.81 | 0.00028789 | 709.81 | -0.00018422 | 588.6166 | 0.00701 | 588.6166 | 2.0864e-07 | 586.1965 | 1.8743e-05 | 877.5956 | 0.00232 | 877.5956 | 0.00322 | 877.0022 | 0.02953 | 877.5956 | 0.211 | 588.6166 | 0.19181
| 586.3142 | 0 | 586.3142 | 0 | 588.7357 | 1.4682e-05 | 588.7357 | 7.8967e-06 | 710.05 | 0.00075887 | 586.3142 | 0.00913 | 710.05 | -0.0006807 | 710.05 | 0.00027091 | 588.7357 | 0.00676 | 588.7357 | 0 | 586.3142 | 0 | 877.7631 | 0.00502 | 877.7631 | 0.00392 | 877.17 | 0.02297 | 877.7631 | 0.21205 | 588.7357 | 0.19115
| 586.432 | 0.00064383 | 586.432 | 0.00111 | 588.8547 | 0 | 588.8547 | 7.6391e-06 | 710.28 | -0.00052277 | 586.432 | 0.00996 | 710.28 | -0.002069 | 710.28 | -2.1673e-05 | 588.8547 | 0.00796 | 588.8547 | 0 | 586.432 | 0 | 877.9305 | 0.0032 | 877.9305 | 0.00378 | 877.3378 | 0.02297 | 877.9305 | 0.21378 | 588.8547 | 0.19234
| 586.5497 | 0 | 586.5497 | 0 | 588.9738 | 1.4682e-05 | 588.9738 | 6.183e-06 | 710.52 | 0.0001855 | 586.5497 | 0.0093 | 710.52 | -0.0017461 | 710.52 | -0.001322 | 588.9738 | 0.00785 | 588.9738 | 0 | 586.5497 | 0 | 878.0979 | 0.00413 | 878.0979 | 0.00408 | 877.5055 | 0.02179 | 878.0979 | 0.21535 | 588.9738 | 0.19254
| 586.6675 | 0.00093132 | 586.6675 | 0.00173 | 589.0929 | 3.2289e-05 | 589.0929 | 6.8326e-06 | 710.75 | 0.00045532 | 586.6675 | 0.01078 | 710.75 | 0.00093361 | 710.75 | 0.0017663 | 589.0929 | 0.00882 | 589.0929 | 2.0864e-07 | 586.6675 | 0 | 878.2653 | 0.00243 | 878.2653 | 0.00702 | 877.6733 | 0.01829 | 878.2653 | 0.2167 | 589.0929 | 0.1929
| 586.7852 | 0 | 586.7852 | 0 | 589.212 | 0 | 589.212 | 7.1463e-06 | 710.99 | -0.00011805 | 586.7852 | 0.00936 | 710.99 | 0.00028789 | 710.99 | 0.0009211 | 589.212 | 0.00854 | 589.212 | 2.0864e-07 | 586.7852 | 0.00087902 | 878.4328 | 0.00319 | 878.4328 | 0.00295 | 877.8411 | 0.01735 | 878.4328 | 0.21753 | 589.212 | 0.19169
| 586.903 | 0.00032042 | 586.903 | 0.00091902 | 589.3311 | 0 | 589.3311 | 8.2104e-06 | 711.22 | -0.0024789 | 586.903 | 0.00973 | 711.22 | -0.0021336 | 711.22 | -0.00024923 | 589.3311 | 0.00964 | 589.3311 | 2.0864e-07 | 586.903 | 0 | 878.6002 | 0.00401 | 878.6002 | 0.00294 | 878.0089 | 0.01431 | 878.6002 | 0.21865 | 589.3311 | 0.19098
| 587.0207 | 0 | 587.0207 | 0 | 589.4502 | 0 | 589.4502 | 8.2888e-06 | 711.46 | 0.0024789 | 587.0207 | 0.008 | 711.46 | -0.00022869 | 711.46 | -0.00037928 | 589.4502 | 0.0095 | 589.4502 | 0 | 587.0207 | 0.00076641 | 878.7676 | 0.00382 | 878.7676 | 0.00448 | 878.1767 | 0.01475 | 878.7676 | 0.22004 | 589.4502 | 0.18899
| 587.1385 | 0.00106 | 587.1385 | 0.00153 | 589.5693 | 0 | 589.5693 | 8.8712e-06 | 711.69 | -0.0018044 | 587.1385 | 0.00882 | 711.69 | -0.00051927 | 711.69 | 0.0011162 | 589.5693 | 0.01059 | 589.5693 | 0 | 587.1385 | 0.00056231 | 878.9351 | 0.00231 | 878.9351 | 0.00383 | 878.3445 | 0.01027 | 878.9351 | 0.22227 | 589.5693 | 0.18831
| 587.2563 | 0 | 587.2563 | 0 | 589.6884 | 3.2289e-05 | 589.6884 | 8.7144e-06 | 711.92 | 0.00048905 | 587.2563 | 0.00916 | 711.92 | -0.00022869 | 711.92 | 0.0010186 | 589.6884 | 0.01031 | 589.6884 | 0 | 587.2563 | 0.00033471 | 879.1025 | 0.00364 | 879.1025 | 0.00441 | 878.5123 | 0.01073 | 879.1025 | 0.22374 | 589.6884 | 0.1866
| 587.3741 | 0.00089539 | 587.3741 | 0.00038148 | 589.8075 | 1.4682e-05 | 589.8075 | 7.6391e-06 | 712.16 | -0.00086005 | 587.3741 | 0.01075 | 712.16 | -0.0010036 | 712.16 | -0.00050931 | 589.8075 | 0.01157 | 589.8075 | 6.3689e-07 | 587.3741 | 0 | 879.2699 | 0.00307 | 879.2699 | 0.00309 | 878.6801 | 0.01109 | 879.2699 | 0.22534 | 589.8075 | 0.18733
| 587.4918 | 0 | 587.4918 | 0 | 589.9266 | 0 | 589.9266 | 6.7094e-06 | 712.39 | 0.001231 | 587.4918 | 0.00891 | 712.39 | -0.0021982 | 712.39 | -0.0023949 | 589.9266 | 0.01136 | 589.9266 | 6.3689e-07 | 587.4918 | 0 | 879.4374 | 0.00338 | 879.4374 | 0.00515 | 878.8479 | 0.01123 | 879.4374 | 0.22559 | 589.9266 | 0.18675
| 587.6096 | 0.00064383 | 587.6096 | 0.00036414 | 590.0457 | 1.4682e-05 | 590.0457 | 6.2614e-06 | 712.63 | -0.0029849 | 587.6096 | 0.01203 | 712.63 | -0.0011327 | 712.63 | 0.00040094 | 590.0457 | 0.0124 | 590.0457 | 6.3689e-07 | 587.6096 | 0.00018744 | 879.6048 | 0.00245 | 879.6048 | 0.00246 | 879.0157 | 0.00547 | 879.6048 | 0.22651 | 590.0457 | 0.18701
| 587.7275 | 0 | 587.7275 | 0 | 590.1648 | 1.4682e-05 | 590.1648 | 6.071e-06 | 712.86 | -0.0030861 | 587.7275 | 0.01098 | 712.86 | -0.0004547 | 712.86 | -0.001322 | 590.1648 | 0.01176 | 590.1648 | 0 | 587.7275 | 0 | 879.7723 | 0.00377 | 879.7723 | 0.00441 | 879.1835 | 0.00715 | 879.7723 | 0.22678 | 590.1648 | 0.185
| 587.8453 | 1.4969e-05 | 587.8453 | 0.00090168 | 590.2839 | 1.4682e-05 | 590.2839 | 6.6534e-06 | 713.1 | 0.0015008 | 587.8453 | 0.00996 | 713.1 | -0.0014878 | 713.1 | 0.00040094 | 590.2839 | 0.01278 | 590.2839 | 0 | 587.8453 | 0 | 879.9397 | 0.00266 | 879.9397 | 0.00389 | 879.3513 | 0.00459 | 879.9397 | 0.22788 | 590.2839 | 0.18364
| 587.9631 | 0 | 587.9631 | 0 | 590.403 | 3.2289e-05 | 590.403 | 7.2807e-06 | 713.33 | -0.0024789 | 587.9631 | 0.01049 | 713.33 | -0.0022305 | 713.33 | -0.0028825 | 590.403 | 0.01267 | 590.403 | 0 | 587.9631 | 0 | 880.1072 | 0.00358 | 880.1072 | 0.00464 | 879.5191 | 0.00643 | 880.1072 | 0.22862 | 590.403 | 0.18191
| 588.0809 | 0.00098522 | 588.0809 | 0.0012 | 590.5221 | 1.4682e-05 | 590.5221 | 8.1432e-06 | 713.57 | -1.6864e-05 | 588.0809 | 0.00874 | 713.57 | -0.0024887 | 713.57 | 0.00040094 | 590.5221 | 0.0141 | 590.5221 | 0 | 588.0809 | 0 | 880.2746 | 0.00306 | 880.2746 | 0.00329 | 879.687 | 0.00287 | 880.2746 | 0.23017 | 590.5221 | 0.18088
| 588.1988 | 0.00043191 | 588.1988 | 0 | 590.6412 | 1.4682e-05 | 590.6412 | 8.188e-06 | 713.8 | 0.0019731 | 588.1988 | 0.0093 | 713.8 | -0.00058385 | 713.8 | 0.0014088 | 590.6412 | 0.01383 | 590.6412 | 0 | 588.1988 | 0.00027841 | 880.4421 | 0.00331 | 880.4421 | 0.0054 | 879.8548 | 0.00365 | 880.4421 | 0.23101 | 590.6412 | 0.17972
| 588.3166 | 0.00066181 | 588.3166 | 0.00114 | 590.7603 | 0 | 590.7603 | 7.6727e-06 | 714.04 | -0.0032884 | 588.3166 | 0.01024 | 714.04 | -0.0021336 | 714.04 | -0.0020372 | 590.7603 | 0.01513 | 590.7603 | 0 | 588.3166 | 0 | 880.6096 | 0.00243 | 880.6096 | 0.00255 | 880.0226 | 0 | 880.6096 | 0.23216 | 590.7603 | 0.1796
| 588.4344 | 0 | 588.4344 | 0 | 590.8794 | 0 | 590.8794 | 8.6024e-06 | 714.27 | -0.0013322 | 588.4344 | 0.00834 | 714.27 | 0.00012645 | 714.27 | 0.0014088 | 590.8794 | 0.0151 | 590.8794 | 0 | 588.4344 | 5.3176e-05 | 880.777 | 0.00441 | 880.777 | 0.00657 | 880.1904 | 0.00353 | 880.777 | 0.23273 | 590.8794 | 0.17915
| 588.5523 | 0.00163 | 588.5523 | 0.00125 | 590.9986 | 3.2289e-05 | 590.9986 | 7.6391e-06 | 714.51 | -0.0015684 | 588.5523 | 0.00874 | 714.51 | -0.00022869 | 714.51 | 0.00059601 | 590.9986 | 0.01643 | 590.9986 | 0 | 588.5523 | 0 | 880.9445 | 0.00328 | 880.9445 | 0.00426 | 880.3583 | 0.00034999 | 880.9445 | 0.23431 | 590.9986 | 0.17926
| 588.6701 | 0 | 588.6701 | 0 | 591.1177 | 1.4682e-05 | 591.1177 | 6.9558e-06 | 714.74 | -0.00065769 | 588.6701 | 0.00967 | 714.74 | -0.00042241 | 714.74 | 0.0016688 | 591.1177 | 0.01605 | 591.1177 | 0 | 588.6701 | 0.00027841 | 881.1119 | 0.00453 | 881.1119 | 0.00457 | 880.5261 | 2.6669e-05 | 881.1119 | 0.23573 | 591.1177 | 0.17755
| 588.788 | 0 | 588.788 | 0.00163 | 591.2368 | 4.9907e-05 | 591.2368 | 5.3989e-06 | 714.97 | -0.0011299 | 588.788 | 0.00879 | 714.97 | 2.9596e-05 | 714.97 | -0.0001192 | 591.2368 | 0.01769 | 591.2368 | 0 | 588.788 | 0 | 881.2794 | 0.00295 | 881.2794 | 0.00301 | 880.6939 | 0 | 881.2794 | 0.23756 | 591.2368 | 0.1769
| 588.9059 | 0 | 588.9059 | 0 | 591.3559 | 0 | 591.3559 | 7.1239e-06 | 715.21 | 0.00021923 | 588.9059 | 0.00834 | 715.21 | -0.00039012 | 715.21 | 0.00017338 | 591.3559 | 0.01755 | 591.3559 | 0 | 588.9059 | 0.00035349 | 881.4469 | 0.00373 | 881.4469 | 0.00506 | 880.8618 | 0 | 881.4469 | 0.23882 | 591.3559 | 0.17508
| 589.0238 | 0.0004462 | 589.0238 | 0.00050287 | 591.4751 | 1.4682e-05 | 591.4751 | 7.6615e-06 | 715.44 | -0.00086005 | 589.0238 | 0.00868 | 715.44 | -0.0024242 | 715.44 | -0.00099695 | 591.4751 | 0.01935 | 591.4751 | 0 | 589.0238 | 0 | 881.6144 | 0.00347 | 881.6144 | 0.0045 | 881.0296 | 0 | 881.6144 | 0.24024 | 591.4751 | 0.17491
| 589.1417 | 0 | 589.1417 | 0 | 591.5942 | 0 | 591.5942 | 7.6951e-06 | 715.68 | 0.00096123 | 589.1417 | 0.00902 | 715.68 | 0.00054618 | 715.68 | 0.0024165 | 591.5942 | 0.01919 | 591.5942 | 0 | 589.1417 | 0.0001658 | 881.7818 | 0.00417 | 881.7818 | 0.00406 | 881.1975 | 0 | 881.7818 | 0.24093 | 591.5942 | 0.17364
| 589.2595 | 0.001 | 589.2595 | 0.00065893 | 591.7133 | 0 | 591.7133 | 6.3846e-06 | 715.91 | -0.0010961 | 589.2595 | 0.00783 | 715.91 | -0.0010036 | 715.91 | -0.0027849 | 591.7133 | 0.02106 | 591.7133 | 0 | 589.2595 | 0 | 881.9493 | 0.00307 | 881.9493 | 0.00338 | 881.3653 | 0 | 881.9493 | 0.24192 | 591.7133 | 0.17361
| 589.3774 | 0 | 589.3774 | 0 | 591.8325 | 1.4682e-05 | 591.8325 | 7.2023e-06 | 716.15 | 0.00072515 | 589.3774 | 0.00817 | 716.15 | 0.0002556 | 716.15 | 0.00072604 | 591.8325 | 0.02143 | 591.8325 | 0 | 589.3774 | 0.00039103 | 882.1168 | 0.0022 | 882.1168 | 0.00605 | 881.5332 | 0 | 882.1168 | 0.24285 | 591.8325 | 0.17236
| 589.4954 | 0.00131 | 589.4954 | 0.00067626 | 591.9516 | 0 | 591.9516 | 8.468e-06 | 716.38 | -0.0010961 | 589.4954 | 0.008 | 716.38 | -0.0020045 | 716.38 | 0.00033593 | 591.9516 | 0.02273 | 591.9516 | 0 | 589.4954 | 0 | 882.2843 | 0.00276 | 882.2843 | 0.0035 | 881.7011 | 0 | 882.2843 | 0.245 | 591.9516 | 0.17236
| 589.6133 | 0 | 589.6133 | 0 | 592.0708 | 1.4682e-05 | 592.0708 | 7.9303e-06 | 716.62 | 0.0022428 | 589.6133 | 0.00663 | 716.62 | -0.00061613 | 716.62 | -0.0011595 | 592.0708 | 0.02295 | 592.0708 | 0 | 589.6133 | 0.00020334 | 882.4518 | 0.00274 | 882.4518 | 0.00519 | 881.8689 | 0 | 882.4518 | 0.24709 | 592.0708 | 0.17134
| 589.7312 | 0.00075165 | 589.7312 | 0.00139 | 592.1899 | 1.4682e-05 | 592.1899 | 7.3479e-06 | 716.85 | -0.0019731 | 589.7312 | 0.00755 | 716.85 | -0.0018752 | 716.85 | -0.00099695 | 592.1899 | 0.02365 | 592.1899 | 0 | 589.7312 | 0 | 882.6193 | 0.00187 | 882.6193 | 0.00295 | 882.0368 | 0 | 882.6193 | 0.25 | 592.1899 | 0.1709
| 589.8491 | 0 | 589.8491 | 0 | 592.3091 | 3.2289e-05 | 592.3091 | 7.5159e-06 | 717.09 | 0.0015346 | 589.8491 | 0.00899 | 717.09 | -6.7263e-05 | 717.09 | 0.002384 | 592.3091 | 0.02375 | 592.3091 | 0 | 589.8491 | 0.00057872 | 882.7868 | 0.00225 | 882.7868 | 0.00436 | 882.2047 | 0 | 882.7868 | 0.25224 | 592.3091 | 0.16963
| 589.967 | 0.00091335 | 589.967 | 0.00113 | 592.4282 | 0 | 592.4282 | 9.2633e-06 | 717.32 | 0.00069142 | 589.967 | 0.00896 | 717.32 | -0.0010358 | 717.32 | -0.0016472 | 592.4282 | 0.02409 | 592.4282 | 0 | 589.967 | 0 | 882.9543 | 0.003 | 882.9543 | 0.00535 | 882.3725 | 0 | 882.9543 | 0.25437 | 592.4282 | 0.16933
| 590.085 | 0 | 590.085 | 0 | 592.5474 | 3.2289e-05 | 592.5474 | 9.4873e-06 | 717.56 | -0.0025465 | 590.085 | 0.00902 | 717.56 | -0.002521 | 717.56 | -0.0014521 | 592.5474 | 0.02433 | 592.5474 | 0 | 590.085 | 0 | 883.1218 | 0.00363 | 883.1218 | 0.0045 | 882.5404 | 0 | 883.1218 | 0.25528 | 592.5474 | 0.16842
| 590.2029 | 0.00124 | 590.2029 | 0.00083232 | 592.6666 | 0 | 592.6666 | 9.7785e-06 | 717.79 | 0.0001855 | 590.2029 | 0.00942 | 717.79 | 0.00073989 | 717.79 | 0.00040094 | 592.6666 | 0.02432 | 592.6666 | 0 | 590.2029 | 0 | 883.2893 | 0.00316 | 883.2893 | 0.00306 | 882.7083 | 0 | 883.2893 | 0.25627 | 592.6666 | 0.16742
| 590.3209 | 0 | 590.3209 | 0 | 592.7857 | 0 | 592.7857 | 8.7816e-06 | 718.03 | 0.00086005 | 590.3209 | 0.00885 | 718.03 | -0.0031022 | 718.03 | 0.00053099 | 592.7857 | 0.02456 | 592.7857 | 0 | 590.3209 | 0 | 883.4568 | 0.00586 | 883.4568 | 0.00555 | 882.8762 | 0 | 883.4568 | 0.25695 | 592.7857 | 0.16598
| 590.4388 | 0.00051807 | 590.4388 | 0.00165 | 592.9049 | 0 | 592.9049 | 8.916e-06 | 718.26 | -0.001737 | 590.4388 | 0.00806 | 718.26 | -0.0033928 | 718.26 | 0.0015062 | 592.9049 | 0.02385 | 592.9049 | 0 | 590.4388 | 0 | 883.6243 | 0.00309 | 883.6243 | 0.00498 | 883.044 | 0 | 883.6243 | 0.25832 | 592.9049 | 0.16557
| 590.5568 | 0 | 590.5568 | 0 | 593.024 | 1.4682e-05 | 593.024 | 7.4263e-06 | 718.5 | 0.00062396 | 590.5568 | 0.00581 | 718.5 | 6.1882e-05 | 718.5 | 0.0009211 | 593.024 | 0.0244 | 593.024 | 0 | 590.5568 | 0.00014702 | 883.7918 | 0.00391 | 883.7918 | 0.00541 | 883.2119 | 0 | 883.7918 | 0.25922 | 593.024 | 0.16487
| 590.6748 | 0 | 590.6748 | 0.00142 | 593.1432 | 0 | 593.1432 | 7.5159e-06 | 718.73 | -0.0018044 | 590.6748 | 0.00669 | 718.73 | -0.00064841 | 718.73 | -0.00070437 | 593.1432 | 0.02358 | 593.1432 | 0 | 590.6748 | 7.4971e-05 | 883.9593 | 0.00297 | 883.9593 | 0.00411 | 883.3798 | 0 | 883.9593 | 0.26082 | 593.1432 | 0.16491
| 590.7928 | 0 | 590.7928 | 0 | 593.2624 | 0 | 593.2624 | 6.911e-06 | 718.97 | 0.00015177 | 590.7928 | 0.0076 | 718.97 | 0.00044931 | 718.97 | 0.00010836 | 593.2624 | 0.02477 | 593.2624 | 0 | 590.7928 | 0 | 884.1268 | 0.00361 | 884.1268 | 0.0049 | 883.5477 | 0 | 884.1268 | 0.26181 | 593.2624 | 0.16455
| 590.9108 | 0.00057197 | 590.9108 | 0.00097105 | 593.3815 | 1.4682e-05 | 593.3815 | 7.9079e-06 | 719.2 | 8.4319e-05 | 590.9108 | 0.00772 | 719.2 | -0.00064841 | 719.2 | -0.00015171 | 593.3815 | 0.02371 | 593.3815 | 0 | 590.9108 | 0.00029991 | 884.2943 | 0.00389 | 884.2943 | 0.00382 | 883.7156 | 0 | 884.2943 | 0.26393 | 593.3815 | 0.16465
| 591.0287 | 0 | 591.0287 | 0 | 593.5007 | 0 | 593.5007 | 8.3672e-06 | 719.44 | 5.0592e-05 | 591.0287 | 0.00891 | 719.44 | -0.0004547 | 719.44 | -0.0020372 | 593.5007 | 0.02529 | 593.5007 | 0 | 591.0287 | 0 | 884.4618 | 0.00347 | 884.4618 | 0.00388 | 883.8835 | 0 | 884.4618 | 0.2654 | 593.5007 | 0.16366
| 591.1467 | 0 | 591.1467 | 0.00091902 | 593.6199 | 0 | 593.6199 | 1.0148e-05 | 719.67 | 0.00059023 | 591.1467 | 0.00854 | 719.67 | -0.00064841 | 719.67 | -0.00054182 | 593.6199 | 0.02455 | 593.6199 | 0 | 591.1467 | 0 | 884.6294 | 0.00279 | 884.6294 | 0.00389 | 884.0514 | 0 | 884.6294 | 0.2676 | 593.6199 | 0.16323
| 591.2648 | 0 | 591.2648 | 0 | 593.7391 | 1.4682e-05 | 593.7391 | 1.0305e-05 | 719.91 | -0.0015346 | 591.2648 | 0.00692 | 719.91 | -0.0021013 | 719.91 | -0.00060684 | 593.7391 | 0.02614 | 593.7391 | 0 | 591.2648 | 0.00024087 | 884.7969 | 0.00279 | 884.7969 | 0.00512 | 884.2193 | 0 | 884.7969 | 0.26883 | 593.7391 | 0.16294
| 591.3828 | 0.00199 | 591.3828 | 0.00208 | 593.8583 | 1.4682e-05 | 593.8583 | 9.7785e-06 | 720.14 | -0.0009275 | 591.3828 | 0.00885 | 720.14 | 0.0002556 | 720.14 | -0.0012245 | 593.8583 | 0.02553 | 593.8583 | 0 | 591.3828 | 0 | 884.9644 | 0.00286 | 884.9644 | 0.00672 | 884.3873 | 0 | 884.9644 | 0.27015 | 593.8583 | 0.163
| 591.5008 | 0 | 591.5008 | 0 | 593.9775 | 0 | 593.9775 | 7.9864e-06 | 720.37 | -0.0014334 | 591.5008 | 0.00961 | 720.37 | -0.00055155 | 720.37 | 0.0017988 | 593.9775 | 0.02633 | 593.9775 | 0 | 591.5008 | 0.00044733 | 885.1319 | 0.00469 | 885.1319 | 0.00636 | 884.5552 | 0 | 885.1319 | 0.27048 | 593.9775 | 0.16167
| 591.6188 | 0 | 591.6188 | 0.00182 | 594.0966 | 1.4682e-05 | 594.0966 | 6.6982e-06 | 720.61 | 0.0018719 | 591.6188 | 0.00808 | 720.61 | 0.0014502 | 720.61 | 0.00056349 | 594.0966 | 0.02599 | 594.0966 | 0 | 591.6188 | 0 | 885.2994 | 0.00367 | 885.2994 | 0.00324 | 884.7231 | 0 | 885.2994 | 0.27151 | 594.0966 | 0.16084
| 591.7369 | 0 | 591.7369 | 0 | 594.2159 | 1.4682e-05 | 594.2159 | 6.4742e-06 | 720.84 | -0.00011805 | 591.7369 | 0.00709 | 720.84 | -2.6905e-06 | 720.84 | -0.00028175 | 594.2159 | 0.02609 | 594.2159 | 0 | 591.7369 | 0 | 885.467 | 0.00391 | 885.467 | 0.00499 | 884.891 | 0 | 885.467 | 0.27206 | 594.2159 | 0.15941
| 591.8549 | 0.00109 | 591.8549 | 0.0003468 | 594.335 | 1.4682e-05 | 594.335 | 7.3479e-06 | 721.08 | -0.0012648 | 591.8549 | 0.00763 | 721.08 | -0.0019721 | 721.08 | -0.0011595 | 594.335 | 0.02628 | 594.335 | 0 | 591.8549 | 0 | 885.6345 | 0.00271 | 885.6345 | 0.00368 | 885.0589 | 0 | 885.6345 | 0.27357 | 594.335 | 0.15948
| 591.9729 | 0 | 591.9729 | 0 | 594.4542 | 0 | 594.4542 | 8.5576e-06 | 721.31 | 0.0020068 | 591.9729 | 0.00766 | 721.31 | 0.0015148 | 721.31 | 0.0018639 | 594.4542 | 0.02518 | 594.4542 | 0 | 591.9729 | 0.00039103 | 885.8021 | 0.00417 | 885.8021 | 0.00499 | 885.2269 | 0 | 885.8021 | 0.27457 | 594.4542 | 0.15893
| 592.091 | 0.00098522 | 592.091 | 0.00109 | 594.5734 | 1.4682e-05 | 594.5734 | 9.7785e-06 | 721.55 | -0.0022092 | 592.091 | 0.00874 | 721.55 | -0.00019641 | 721.55 | -0.0012895 | 594.5734 | 0.02504 | 594.5734 | 0 | 592.091 | 0 | 885.9696 | 0.00283 | 885.9696 | 0.00218 | 885.3948 | 0 | 885.9696 | 0.27648 | 594.5734 | 0.15889
| 592.2091 | 0 | 592.2091 | 0 | 594.6926 | 1.4682e-05 | 594.6926 | 8.8936e-06 | 721.78 | -0.00021923 | 592.2091 | 0.00732 | 721.78 | 0.00090132 | 721.78 | 0.0011162 | 594.6926 | 0.02353 | 594.6926 | 0 | 592.2091 | 0 | 886.1371 | 0.00445 | 886.1371 | 0.00455 | 885.5627 | 0 | 886.1371 | 0.27815 | 594.6926 | 0.15767
| 592.3271 | 0.0007157 | 592.3271 | 0.00058956 | 594.8118 | 0 | 594.8118 | 8.9944e-06 | 722.02 | -0.00025296 | 592.3271 | 0.0078 | 722.02 | -0.0010036 | 722.02 | -0.0001192 | 594.8118 | 0.02401 | 594.8118 | 6.3689e-07 | 592.3271 | 0 | 886.3047 | 0.00215 | 886.3047 | 0.00575 | 885.7307 | 0 | 886.3047 | 0.28005 | 594.8118 | 0.15661
| 592.4452 | 0 | 592.4452 | 0 | 594.9311 | 0 | 594.9311 | 7.7511e-06 | 722.25 | 0.00048905 | 592.4452 | 0.00959 | 722.25 | -3.4977e-05 | 722.25 | -0.0010945 | 594.9311 | 0.02335 | 594.9311 | 9.6631e-07 | 592.4452 | 0 | 886.4722 | 0.00305 | 886.4722 | 0.00571 | 885.8986 | 0 | 886.4722 | 0.28169 | 594.9311 | 0.15546
| 592.5633 | 0.00089539 | 592.5633 | 0.00177 | 595.0503 | 0 | 595.0503 | 7.5159e-06 | 722.49 | -0.0021416 | 592.5633 | 0.0074 | 722.49 | -0.0016815 | 722.49 | -0.0014196 | 595.0503 | 0.02436 | 595.0503 | 3.9454e-05 | 592.5633 | 0 | 886.6398 | 0.0034 | 886.6398 | 0.00295 | 886.0666 | 0 | 886.6398 | 0.28331 | 595.0503 | 0.15455
| 592.6814 | 0 | 592.6814 | 0 | 595.1695 | 1.4682e-05 | 595.1695 | 7.0343e-06 | 722.72 | 0.0017707 | 592.6814 | 0.00737 | 722.72 | 0.0019022 | 722.72 | 0.0014088 | 595.1695 | 0.02426 | 595.1695 | 3.8817e-05 | 592.6814 | 0 | 886.8073 | 0.00302 | 886.8073 | 0.00494 | 886.2345 | 0 | 886.8073 | 0.2851 | 595.1695 | 0.15323
| 592.7995 | 0.00152 | 592.7995 | 0.00125 | 595.2887 | 3.2289e-05 | 595.2887 | 6.7766e-06 | 722.96 | 0.00015177 | 592.7995 | 0.00596 | 722.96 | -0.0004547 | 722.96 | 0.00079106 | 595.2887 | 0.02655 | 595.2887 | 7.4209e-05 | 592.7995 | 0 | 886.9749 | 0.00316 | 886.9749 | 0.00338 | 886.4025 | 0 | 886.9749 | 0.28742 | 595.2887 | 0.15253
| 592.9176 | 0 | 592.9176 | 0 | 595.4079 | 0 | 595.4079 | 7.3591e-06 | 723.19 | -0.00028669 | 592.9176 | 0.00814 | 723.19 | 0.0030968 | 723.19 | -0.00076939 | 595.4079 | 0.02728 | 595.4079 | 3.571e-05 | 592.9176 | 0 | 887.1424 | 0.00455 | 887.1424 | 0.00563 | 886.5704 | 0 | 887.1424 | 0.28979 | 595.4079 | 0.15219
| 593.0357 | 0.00102 | 593.0357 | 0.0003468 | 595.5271 | 1.4682e-05 | 595.5271 | 6.8774e-06 | 723.43 | -0.0018719 | 593.0357 | 0.00743 | 723.43 | 0.00012645 | 723.43 | -0.0014846 | 595.5271 | 0.03036 | 595.5271 | 0.00024776 | 593.0357 | 0 | 887.31 | 0.00274 | 887.31 | 0.00431 | 886.7384 | 0 | 887.31 | 0.29213 | 595.5271 | 0.1526
| 593.1538 | 0 | 593.1538 | 0 | 595.6463 | 0 | 595.6463 | 7.8295e-06 | 723.66 | -0.00021923 | 593.1538 | 0.00584 | 723.66 | -0.0022305 | 723.66 | 0.00069354 | 595.6463 | 0.03005 | 595.6463 | 0.00023503 | 593.1538 | 9.0716e-05 | 887.4776 | 0.00378 | 887.4776 | 0.00496 | 886.9063 | 0 | 887.4776 | 0.29344 | 595.6463 | 0.15184
| 593.2719 | 0.00033839 | 593.2719 | 0.0013 | 595.7656 | 0 | 595.7656 | 6.7542e-06 | 723.9 | 0.00096123 | 593.2719 | 0.0084 | 723.9 | 0.00090132 | 723.9 | 7.5855e-05 | 595.7656 | 0.03368 | 595.7656 | 0.00094881 | 593.2719 | 0.00054357 | 887.6451 | 0.00377 | 887.6451 | 0.00468 | 887.0743 | 0 | 887.6451 | 0.29494 | 595.7656 | 0.15113
| 593.3901 | 0 | 593.3901 | 0 | 595.8848 | 0 | 595.8848 | 7.6727e-06 | 724.13 | 0.0005565 | 593.3901 | 0.00768 | 724.13 | 0.001095 | 724.13 | 0.00098612 | 595.8848 | 0.03332 | 595.8848 | 0.001 | 593.3901 | 0 | 887.8127 | 0.00368 | 887.8127 | 0.00552 | 887.2423 | 0 | 887.8127 | 0.29585 | 595.8848 | 0.1503
| 593.5082 | 6.8875e-05 | 593.5082 | 0.00156 | 596.004 | 0 | 596.004 | 6.9671e-06 | 724.37 | -0.0019393 | 593.5082 | 0.00803 | 724.37 | -0.0036188 | 724.37 | -0.00063934 | 596.004 | 0.03685 | 596.004 | 0.002 | 593.5082 | 0 | 887.9803 | 0.00314 | 887.9803 | 0.00313 | 887.4103 | 0 | 887.9803 | 0.29746 | 596.004 | 0.15062
| 593.6264 | 0 | 593.6264 | 0 | 596.1233 | 0 | 596.1233 | 7.5047e-06 | 724.6 | 0.00048905 | 593.6264 | 0.0059 | 724.6 | 0.00022331 | 724.6 | -0.0015171 | 596.1233 | 0.03537 | 596.1233 | 0.00179 | 593.6264 | 5.3176e-05 | 888.1478 | 0.00542 | 888.1478 | 0.00589 | 887.5782 | 0 | 888.1478 | 0.29818 | 596.1233 | 0.15033
| 593.7445 | 0.00076961 | 593.7445 | 0.00106 | 596.2425 | 0 | 596.2425 | 6.9671e-06 | 724.84 | -0.0018719 | 593.7445 | 0.00718 | 724.84 | -0.0010681 | 724.84 | 0.0009536 | 596.2425 | 0.03765 | 596.2425 | 0.00247 | 593.7445 | 0 | 888.3154 | 0.0025 | 888.3154 | 0.00436 | 887.7462 | 0 | 888.3154 | 0.29992 | 596.2425 | 0.15006
| 593.8627 | 0 | 593.8627 | 0 | 596.3617 | 3.2289e-05 | 596.3617 | 7.3815e-06 | 725.07 | -0.00021923 | 593.8627 | 0.00675 | 725.07 | 0.00012645 | 725.07 | -0.001127 | 596.3617 | 0.03697 | 596.3617 | 0.00205 | 593.8627 | 0.00031595 | 888.483 | 0.00441 | 888.483 | 0.00466 | 887.9142 | 0 | 888.483 | 0.30107 | 596.3617 | 0.14885
| 593.9808 | 0 | 593.9808 | 0.00123 | 596.481 | 0 | 596.481 | 8.5464e-06 | 725.31 | -0.0016358 | 593.9808 | 0.00692 | 725.31 | -0.0014556 | 725.31 | 0.0010186 | 596.481 | 0.03837 | 596.481 | 0.00273 | 593.9808 | 0 | 888.6506 | 0.003 | 888.6506 | 0.00306 | 888.0822 | 0 | 888.6506 | 0.30358 | 596.481 | 0.14874
| 594.099 | 0.00019796 | 594.099 | 0 | 596.6002 | 0 | 596.6002 | 7.8183e-06 | 725.54 | 0.0016358 | 594.099 | 0.00672 | 725.54 | 0.00038475 | 725.54 | -8.6692e-05 | 596.6002 | 0.03913 | 596.6002 | 0.003 | 594.099 | 0 | 888.8181 | 0.00351 | 888.8181 | 0.00438 | 888.2502 | 0 | 888.8181 | 0.30572 | 596.6002 | 0.14815
| 594.2172 | 0.00024855 | 594.2172 | 0.00031212 | 596.7195 | 1.4682e-05 | 596.7195 | 9.0281e-06 | 725.78 | -0.0010961 | 594.2172 | 0.00706 | 725.78 | -0.00019641 | 725.78 | 0.00075855 | 596.7195 | 0.04001 | 596.7195 | 0.00376 | 594.2172 | 0 | 888.9857 | 0.00311 | 888.9857 | 0.00297 | 888.4181 | 0 | 888.9857 | 0.30884 | 596.7195 | 0.14841
| 594.3354 | 0 | 594.3354 | 0 | 596.8387 | 1.4682e-05 | 596.8387 | 9.0505e-06 | 726.01 | 0.00028669 | 594.3354 | 0.00737 | 726.01 | 0.00032017 | 726.01 | -0.0016472 | 596.8387 | 0.04262 | 596.8387 | 0.00368 | 594.3354 | 0 | 889.1533 | 0.00384 | 889.1533 | 0.00592 | 888.5861 | 0 | 889.1533 | 0.31155 | 596.8387 | 0.14693
| 594.4536 | 0 | 594.4536 | 0.00156 | 596.958 | 1.4682e-05 | 596.958 | 9.3641e-06 | 726.25 | 0.00075887 | 594.4536 | 0.00505 | 726.25 | -6.7263e-05 | 726.25 | -0.0010295 | 596.958 | 0.04353 | 596.958 | 0.00419 | 594.4536 | 0 | 889.3209 | 0.00266 | 889.3209 | 0.00318 | 888.7541 | 0 | 889.3209 | 0.3149 | 596.958 | 0.14593
| 594.5718 | 0 | 594.5718 | 0 | 597.0772 | 1.4682e-05 | 597.0772 | 7.1463e-06 | 726.48 | 0.0025127 | 594.5718 | 0.00717 | 726.48 | 0.00077218 | 726.48 | 0.00014088 | 597.0772 | 0.04602 | 597.0772 | 0.0039 | 594.5718 | 0 | 889.4885 | 0.00504 | 889.4885 | 0.00652 | 888.9221 | 0 | 889.4885 | 0.31744 | 597.0772 | 0.14455
| 594.69 | 0.00037433 | 594.69 | 0.00128 | 597.1965 | 0 | 597.1965 | 6.9558e-06 | 726.72 | -0.0017707 | 594.69 | 0.00939 | 726.72 | -0.0010358 | 726.72 | -0.0022323 | 597.1965 | 0.04673 | 597.1965 | 0.00494 | 594.69 | 0 | 889.6561 | 0.00525 | 889.6561 | 0.00297 | 889.0901 | 0 | 889.6561 | 0.31971 | 597.1965 | 0.14483
| 594.8082 | 0 | 594.8082 | 0 | 597.3157 | 0 | 597.3157 | 7.3031e-06 | 726.96 | 0.0031535 | 594.8082 | 0.00817 | 726.96 | -0.0015847 | 726.96 | 0.00053099 | 597.3157 | 0.04862 | 597.3157 | 0.00481 | 594.8082 | 0 | 889.8237 | 0.00429 | 889.8237 | 0.00422 | 889.2582 | 0 | 889.8237 | 0.32039 | 597.3157 | 0.14456
| 594.9264 | 0.00089539 | 594.9264 | 0.00116 | 597.435 | 3.2289e-05 | 597.435 | 9.5769e-06 | 727.19 | -0.00011805 | 594.9264 | 0.00678 | 727.19 | -0.0020045 | 727.19 | -0.0034351 | 597.435 | 0.04904 | 597.435 | 0.00621 | 594.9264 | 0 | 889.9913 | 0.00194 | 889.9913 | 0.0036 | 889.4262 | 0 | 889.9913 | 0.32112 | 597.435 | 0.14501
| 595.0446 | 0 | 595.0446 | 0 | 597.5543 | 0 | 597.5543 | 1.0294e-05 | 727.43 | -8.4319e-05 | 595.0446 | 0.00763 | 727.43 | -0.00071299 | 727.43 | 0.00079106 | 597.5543 | 0.0495 | 597.5543 | 0.00584 | 595.0446 | 0.00080395 | 890.1589 | 0.00253 | 890.1589 | 0.00471 | 889.5942 | 0 | 890.1589 | 0.32137 | 597.5543 | 0.14431
| 595.1629 | 0.00124 | 595.1629 | 0.00093636 | 597.6735 | 1.4682e-05 | 597.6735 | 1.0249e-05 | 727.66 | -5.0592e-05 | 595.1629 | 0.00868 | 727.66 | 0.0011596 | 727.66 | 0.00072604 | 597.6735 | 0.04894 | 597.6735 | 0.0069 | 595.1629 | 0.0004311 | 890.3265 | 0.00339 | 890.3265 | 0.00376 | 889.7622 | 0 | 890.3265 | 0.32224 | 597.6735 | 0.14462
| 595.2811 | 0 | 595.2811 | 0 | 597.7928 | 0 | 597.7928 | 1.0798e-05 | 727.9 | 0.0005565 | 595.2811 | 0.00598 | 727.9 | 0.00032017 | 727.9 | -0.0016797 | 597.7928 | 0.04843 | 597.7928 | 0.00673 | 595.2811 | 0 | 890.4941 | 0.00373 | 890.4941 | 0.00629 | 889.9302 | 0 | 890.4941 | 0.32238 | 597.7928 | 0.14338
| 595.3994 | 0.00075165 | 595.3994 | 0.00039883 | 597.9121 | 0 | 597.9121 | 9.8569e-06 | 728.13 | 0.0018044 | 595.3994 | 0.0057 | 728.13 | 0.0084562 | 728.13 | 0.0065452 | 597.9121 | 0.04783 | 597.9121 | 0.00781 | 595.3994 | 0 | 890.6617 | 0.00337 | 890.6617 | 0.00404 | 890.0982 | 0 | 890.6617 | 0.3232 | 597.9121 | 0.14309
| 595.5176 | 0 | 595.5176 | 0 | 598.0313 | 1.4682e-05 | 598.0313 | 8.7592e-06 | 728.37 | 0.0011973 | 595.5176 | 0.00697 | 728.37 | -0.0010358 | 728.37 | -0.00073687 | 598.0313 | 0.0474 | 598.0313 | 0.00776 | 595.5176 | 0 | 890.8293 | 0.00459 | 890.8293 | 0.00369 | 890.2663 | 0 | 890.8293 | 0.32371 | 598.0313 | 0.14177
| 595.6359 | 0.00048213 | 595.6359 | 0.00091902 | 598.1506 | 0 | 598.1506 | 7.4375e-06 | 728.6 | 0.00038786 | 595.6359 | 0.0065 | 728.6 | -0.0032636 | 728.6 | -0.0025575 | 598.1506 | 0.04803 | 598.1506 | 0.00844 | 595.6359 | 0 | 890.9969 | 0.00271 | 890.9969 | 0.00318 | 890.4343 | 0 | 890.9969 | 0.32586 | 598.1506 | 0.14193
| 595.7541 | 0 | 595.7541 | 0 | 598.2699 | 0 | 598.2699 | 7.4823e-06 | 728.84 | 0.00035414 | 595.7541 | 0.00465 | 728.84 | 0.0013856 | 728.84 | 0.00030341 | 598.2699 | 0.04786 | 598.2699 | 0.00839 | 595.7541 | 3.4411e-05 | 891.1645 | 0.00392 | 891.1645 | 0.00482 | 890.6023 | 0 | 891.1645 | 0.32774 | 598.2699 | 0.14118
| 595.8724 | 8.684e-05 | 595.8724 | 0.00091902 | 598.3892 | 1.4682e-05 | 598.3892 | 1.0843e-05 | 729.07 | -0.00079259 | 595.8724 | 0.0057 | 729.07 | -0.00084214 | 729.07 | 0.00066102 | 598.3892 | 0.04911 | 598.3892 | 0.00926 | 595.8724 | 0 | 891.3321 | 0.00387 | 891.3321 | 0.0061 | 890.7704 | 0 | 891.3321 | 0.33114 | 598.3892 | 0.14099
| 595.9907 | 0 | 595.9907 | 0 | 598.5085 | 1.4682e-05 | 598.5085 | 9.5433e-06 | 729.31 | 0.00052277 | 595.9907 | 0.00604 | 729.31 | 6.1882e-05 | 729.31 | -0.0010945 | 598.5085 | 0.04884 | 598.5085 | 0.00938 | 595.9907 | 0 | 891.4998 | 0.00401 | 891.4998 | 0.00431 | 890.9384 | 0 | 891.4998 | 0.33394 | 598.5085 | 0.14007
| 596.109 | 0.00023058 | 596.109 | 0.00165 | 598.6277 | 1.4682e-05 | 598.6277 | 1.0619e-05 | 729.54 | -0.0037607 | 596.109 | 0.008 | 729.54 | -0.002069 | 729.54 | 0.00075855 | 598.6277 | 0.05053 | 598.6277 | 0.01036 | 596.109 | 0 | 891.6674 | 0.00328 | 891.6674 | 0.00383 | 891.1064 | 0 | 891.6674 | 0.33781 | 598.6277 | 0.14021
| 596.2273 | 0 | 596.2273 | 0 | 598.747 | 1.4682e-05 | 598.747 | 7.7511e-06 | 729.78 | 0.0018044 | 596.2273 | 0.00629 | 729.78 | 0.0011596 | 729.78 | 4.3346e-05 | 598.747 | 0.05094 | 598.747 | 0.01029 | 596.2273 | 0 | 891.835 | 0.00326 | 891.835 | 0.00578 | 891.2745 | 0 | 891.835 | 0.34038 | 598.747 | 0.13942
| 596.3456 | 0.001 | 596.3456 | 0.00091902 | 598.8663 | 1.4682e-05 | 598.8663 | 9.3305e-06 | 730.01 | -0.00069142 | 596.3456 | 0.00797 | 730.01 | 0.00015874 | 730.01 | -0.00054182 | 598.8663 | 0.05325 | 598.8663 | 0.0112 | 596.3456 | 0 | 892.0026 | 0.00368 | 892.0026 | 0.00461 | 891.4425 | 0 | 892.0026 | 0.34329 | 598.8663 | 0.13937
| 596.4639 | 0 | 596.4639 | 0 | 598.9856 | 3.2289e-05 | 598.9856 | 7.9303e-06 | 730.25 | 0.0013322 | 596.4639 | 0.0068 | 730.25 | -0.0028761 | 730.25 | 0.00088859 | 598.9856 | 0.05437 | 598.9856 | 0.01113 | 596.4639 | 9.0716e-05 | 892.1703 | 0.00436 | 892.1703 | 0.00466 | 891.6106 | 0 | 892.1703 | 0.3447 | 598.9856 | 0.13803
| 596.5822 | 0.00116 | 596.5822 | 0.00083232 | 599.1049 | 1.4682e-05 | 599.1049 | 7.5607e-06 | 730.48 | -0.00089378 | 596.5822 | 0.00556 | 730.48 | -0.0013264 | 730.48 | -5.4182e-05 | 599.1049 | 0.05672 | 599.1049 | 0.01217 | 596.5822 | 0 | 892.3379 | 0.00323 | 892.3379 | 0.00315 | 891.7786 | 0 | 892.3379 | 0.34653 | 599.1049 | 0.13828
| 596.7006 | 0 | 596.7006 | 0 | 599.2242 | 1.4682e-05 | 599.2242 | 6.6198e-06 | 730.72 | 0.0018044 | 596.7006 | 0.00802 | 730.72 | -0.00055155 | 730.72 | 0.002449 | 599.2242 | 0.05804 | 599.2242 | 0.01235 | 596.7006 | 0 | 892.5055 | 0.00331 | 892.5055 | 0.00346 | 891.9467 | 0 | 892.5055 | 0.34759 | 599.2242 | 0.13766
| 596.8189 | 0.00066181 | 596.8189 | 0.00088435 | 599.3435 | 1.4682e-05 | 599.3435 | 7.9751e-06 | 730.95 | -0.0018381 | 596.8189 | 0.00627 | 730.95 | -0.002521 | 730.95 | -0.00080189 | 599.3435 | 0.0599 | 599.3435 | 0.01345 | 596.8189 | 0 | 892.6732 | 0.0017 | 892.6732 | 0.00489 | 892.1148 | 1.0001e-05 | 892.6732 | 0.34957 | 599.3435 | 0.13834
| 596.9372 | 0 | 596.9372 | 0 | 599.4628 | 0 | 599.4628 | 8.9944e-06 | 731.19 | 0.0010961 | 596.9372 | 0.00661 | 731.19 | -0.002069 | 731.19 | 0.00072604 | 599.4628 | 0.06086 | 599.4628 | 0.01348 | 596.9372 | 0 | 892.8408 | 0.00528 | 892.8408 | 0.00508 | 892.2828 | 0 | 892.8408 | 0.35108 | 599.4628 | 0.13739
| 597.0556 | 0.00030245 | 597.0556 | 0.00065893 | 599.5821 | 3.2289e-05 | 599.5821 | 9.9353e-06 | 731.42 | -1.6864e-05 | 597.0556 | 0.00618 | 731.42 | 0.00028789 | 731.42 | 0.0009536 | 599.5821 | 0.06237 | 599.5821 | 0.0148 | 597.0556 | 0 | 893.0084 | 0.00241 | 893.0084 | 0.0036 | 892.4509 | 1.0001e-05 | 893.0084 | 0.35306 | 599.5821 | 0.13752
| 597.1739 | 0 | 597.1739 | 0 | 599.7014 | 1.4682e-05 | 599.7014 | 8.636e-06 | 731.66 | -0.00042159 | 597.1739 | 0.00791 | 731.66 | -0.001617 | 731.66 | 0.00059601 | 599.7014 | 0.06341 | 599.7014 | 0.01473 | 597.1739 | 0 | 893.1761 | 0.00565 | 893.1761 | 0.00545 | 892.619 | 0 | 893.1761 | 0.35447 | 599.7014 | 0.13689
| 597.2923 | 0.00163 | 597.2923 | 0.00104 | 599.8207 | 0 | 599.8207 | 8.4008e-06 | 731.89 | 0.00285 | 597.2923 | 0.00601 | 731.89 | -0.0021336 | 731.89 | -0.001127 | 599.8207 | 0.06515 | 599.8207 | 0.01601 | 597.2923 | 0 | 893.3437 | 0.00354 | 893.3437 | 0.00311 | 892.7871 | 0 | 893.3437 | 0.3568 | 599.8207 | 0.13682
| 597.4107 | 0 | 597.4107 | 0 | 599.9401 | 0 | 599.9401 | 8.6248e-06 | 732.13 | 0.0015008 | 597.4107 | 0.00609 | 732.13 | -0.00058385 | 732.13 | -0.00057433 | 599.9401 | 0.06605 | 599.9401 | 0.01582 | 597.4107 | 0.00080395 | 893.5114 | 0.00396 | 893.5114 | 0.00483 | 892.9551 | 0 | 893.5114 | 0.35903 | 599.9401 | 0.13561
| 597.529 | 0.00185 | 597.529 | 0.00076297 | 600.0594 | 0 | 600.0594 | 8.7592e-06 | 732.37 | -0.00059023 | 597.529 | 0.00536 | 732.37 | -0.0019721 | 732.37 | -0.00073687 | 600.0594 | 0.06752 | 600.0594 | 0.01755 | 597.529 | 0 | 893.679 | 0.00278 | 893.679 | 0.0038 | 893.1232 | 0 | 893.679 | 0.36208 | 600.0594 | 0.13456
| 597.6474 | 0 | 597.6474 | 0 | 600.1787 | 3.2289e-05 | 600.1787 | 8.636e-06 | 732.6 | 0.00042159 | 597.6474 | 0.00567 | 732.6 | -0.00039012 | 732.6 | -0.00080189 | 600.1787 | 0.06808 | 600.1787 | 0.01802 | 597.6474 | 0 | 893.8467 | 0.00486 | 893.8467 | 0.00601 | 893.2913 | 0 | 893.8467 | 0.36434 | 600.1787 | 0.13356
| 597.7658 | 0.00106 | 597.7658 | 0.00108 | 600.298 | 1.4682e-05 | 600.298 | 8.636e-06 | 732.84 | -0.0035246 | 597.7658 | 0.00479 | 732.84 | -0.0024887 | 732.84 | -0.0020698 | 600.298 | 0.0695 | 600.298 | 0.01964 | 597.7658 | 0 | 894.0143 | 0.00367 | 894.0143 | 0.00397 | 893.4594 | 1.0001e-05 | 894.0143 | 0.36658 | 600.298 | 0.13333
| 597.8842 | 0 | 597.8842 | 0 | 600.4173 | 3.2289e-05 | 600.4173 | 9.3417e-06 | 733.07 | -5.0592e-05 | 597.8842 | 0.00607 | 733.07 | -0.00055155 | 733.07 | 0.0015387 | 600.4173 | 0.07015 | 600.4173 | 0.02041 | 597.8842 | 0 | 894.182 | 0.00479 | 894.182 | 0.00578 | 893.6275 | 0 | 894.182 | 0.36797 | 600.4173 | 0.13285
| 598.0026 | 0.00085945 | 598.0026 | 0.00090168 | 600.5367 | 1.4682e-05 | 600.5367 | 1.1246e-05 | 733.31 | 1.6864e-05 | 598.0026 | 0.00562 | 733.31 | -0.0017139 | 733.31 | 0.00030341 | 600.5367 | 0.07161 | 600.5367 | 0.02151 | 598.0026 | 0 | 894.3496 | 0.00326 | 894.3496 | 0.00441 | 893.7956 | 0 | 894.3496 | 0.37043 | 600.5367 | 0.13245
| 598.121 | 5.399e-05 | 598.121 | 0 | 600.656 | 1.4682e-05 | 600.656 | 1.0059e-05 | 733.54 | -0.00086005 | 598.121 | 0.0049 | 733.54 | 0.00064304 | 733.54 | 1.0836e-05 | 600.656 | 0.07225 | 600.656 | 0.0221 | 598.121 | 0 | 894.5173 | 0.00351 | 894.5173 | 0.00483 | 893.9637 | 0 | 894.5173 | 0.37288 | 600.656 | 0.13144
| 598.2394 | 0.00048213 | 598.2394 | 0.00081498 | 600.7753 | 0 | 600.7753 | 9.5657e-06 | 733.78 | -0.0010961 | 598.2394 | 0.00573 | 733.78 | -0.0028439 | 733.78 | -0.00028175 | 600.7753 | 0.07385 | 600.7753 | 0.02215 | 598.2394 | 0.00011247 | 894.685 | 0.00279 | 894.685 | 0.00454 | 894.1318 | 0 | 894.685 | 0.37563 | 600.7753 | 0.13106
| 598.3579 | 0 | 598.3579 | 0 | 600.8946 | 1.4682e-05 | 600.8946 | 7.5383e-06 | 734.01 | -0.00021923 | 598.3579 | 0.00541 | 734.01 | -0.0032636 | 734.01 | 0.00085607 | 600.8946 | 0.07448 | 600.8946 | 0.02256 | 598.3579 | 5.3176e-05 | 894.8526 | 0.00412 | 894.8526 | 0.00568 | 894.2999 | 0 | 894.8526 | 0.37641 | 600.8946 | 0.13041
| 598.4763 | 0.00037433 | 598.4763 | 0.00074563 | 601.014 | 1.4682e-05 | 601.014 | 8.1656e-06 | 734.25 | -0.0012985 | 598.4763 | 0.00604 | 734.25 | -0.0004547 | 734.25 | -0.00096444 | 601.014 | 0.07577 | 601.014 | 0.02222 | 598.4763 | 0 | 895.0203 | 0.0022 | 895.0203 | 0.00492 | 894.468 | 3.0002e-05 | 895.0203 | 0.37731 | 601.014 | 0.1309
| 598.5947 | 0 | 598.5947 | 0 | 601.1333 | 3.2289e-05 | 601.1333 | 7.4599e-06 | 734.48 | -0.0020742 | 598.5947 | 0.00663 | 734.48 | 0.00061074 | 734.48 | -0.0017121 | 601.1333 | 0.07633 | 601.1333 | 0.02274 | 598.5947 | 0.00048487 | 895.188 | 0.00417 | 895.188 | 0.00526 | 894.6361 | 0 | 895.188 | 0.37712 | 601.1333 | 0.13067
| 598.7132 | 0.00078757 | 598.7132 | 0.00074563 | 601.2527 | 0 | 601.2527 | 7.4599e-06 | 734.72 | 0.00096123 | 598.7132 | 0.0057 | 734.72 | -0.00061613 | 734.72 | -0.001192 | 601.2527 | 0.0781 | 601.2527 | 0.02212 | 598.7132 | 0 | 895.3556 | 0.0026 | 895.3556 | 0.00297 | 894.8042 | 0 | 895.3556 | 0.37816 | 601.2527 | 0.13063
| 598.8316 | 0 | 598.8316 | 0 | 601.372 | 0 | 601.372 | 7.8295e-06 | 734.95 | -0.003221 | 598.8316 | 0.00641 | 734.95 | 0.0029031 | 734.95 | -0.00086692 | 601.372 | 0.07914 | 601.372 | 0.02293 | 598.8316 | 0 | 895.5233 | 0.00382 | 895.5233 | 0.00461 | 894.9723 | 0 | 895.5233 | 0.37903 | 601.372 | 0.12927
| 598.9501 | 0.000554 | 598.9501 | 0.00149 | 601.4913 | 3.2289e-05 | 601.4913 | 9.2073e-06 | 735.19 | -0.0022766 | 598.9501 | 0.00457 | 735.19 | -0.00055155 | 735.19 | -0.001257 | 601.4913 | 0.08078 | 601.4913 | 0.02198 | 598.9501 | 0 | 895.691 | 0.00387 | 895.691 | 0.00341 | 895.1404 | 0 | 895.691 | 0.38159 | 601.4913 | 0.12847
| 599.0686 | 0 | 599.0686 | 0 | 601.6107 | 0 | 601.6107 | 9.8569e-06 | 735.43 | -0.00011805 | 599.0686 | 0.0076 | 735.43 | -0.0018108 | 735.43 | -0.00099695 | 601.6107 | 0.08175 | 601.6107 | 0.02329 | 599.0686 | 0 | 895.8587 | 0.00319 | 895.8587 | 0.00482 | 895.3085 | 0 | 895.8587 | 0.38401 | 601.6107 | 0.12777
| 599.187 | 0.0007157 | 599.187 | 0.0014 | 601.73 | 0 | 601.73 | 9.8121e-06 | 735.66 | -0.00059023 | 599.187 | 0.00598 | 735.66 | 0.0013533 | 735.66 | -8.6692e-05 | 601.73 | 0.08356 | 601.73 | 0.02263 | 599.187 | 0 | 896.0263 | 0.00323 | 896.0263 | 0.00355 | 895.4767 | 0 | 896.0263 | 0.38694 | 601.73 | 0.12824
| 599.3055 | 0 | 599.3055 | 0 | 601.8494 | 1.4682e-05 | 601.8494 | 1.0227e-05 | 735.9 | 0.0013997 | 599.3055 | 0.00601 | 735.9 | -0.00071299 | 735.9 | 0.0018964 | 601.8494 | 0.0846 | 601.8494 | 0.02414 | 599.3055 | 0 | 896.194 | 0.00326 | 896.194 | 0.00761 | 895.6448 | 0 | 896.194 | 0.38881 | 601.8494 | 0.12821
| 599.424 | 0.00118 | 599.424 | 0.00097105 | 601.9688 | 0 | 601.9688 | 1.0876e-05 | 736.13 | -0.0021416 | 599.424 | 0.00681 | 736.13 | -0.0010358 | 736.13 | -0.0012895 | 601.9688 | 0.08598 | 601.9688 | 0.02343 | 599.424 | 0 | 896.3617 | 0.0034 | 896.3617 | 0.00408 | 895.8129 | 0 | 896.3617 | 0.39147 | 601.9688 | 0.12836
| 599.5425 | 0 | 599.5425 | 0 | 602.0881 | 0 | 602.0881 | 9.7561e-06 | 736.37 | -0.00025296 | 599.5425 | 0.00456 | 736.37 | 0.00090132 | 736.37 | 0.0016038 | 602.0881 | 0.08698 | 602.0881 | 0.02425 | 599.5425 | 0.00033471 | 896.5294 | 0.00305 | 896.5294 | 0.0052 | 895.9811 | 0 | 896.5294 | 0.39398 | 602.0881 | 0.12753
| 599.661 | 0.00111 | 599.661 | 0.00168 | 602.2075 | 3.2289e-05 | 602.2075 | 8.7592e-06 | 736.6 | -0.00075887 | 599.661 | 0.00533 | 736.6 | -0.0016815 | 736.6 | -0.00021673 | 602.2075 | 0.08859 | 602.2075 | 0.02433 | 599.661 | 0 | 896.6971 | 0.00321 | 896.6971 | 0.00506 | 896.1492 | 0 | 896.6971 | 0.39744 | 602.2075 | 0.12745
| 599.7795 | 0 | 599.7795 | 0 | 602.3268 | 1.4682e-05 | 602.3268 | 8.468e-06 | 736.84 | 0.0009275 | 599.7795 | 0.00527 | 736.84 | -0.0011327 | 736.84 | -5.4182e-05 | 602.3268 | 0.08989 | 602.3268 | 0.02413 | 599.7795 | 0 | 896.8648 | 0.00412 | 896.8648 | 0.00499 | 896.3174 | 6.6672e-06 | 896.8648 | 0.40043 | 602.3268 | 0.12685
| 599.898 | 0.00030245 | 599.898 | 0.00053755 | 602.4462 | 0 | 602.4462 | 1.0059e-05 | 737.07 | -0.00015177 | 599.898 | 0.00533 | 737.07 | -0.00077756 | 737.07 | -0.0013871 | 602.4462 | 0.09175 | 602.4462 | 0.02435 | 599.898 | 0 | 897.0325 | 0.00292 | 897.0325 | 0.00477 | 896.4855 | 1.0001e-05 | 897.0325 | 0.40337 | 602.4462 | 0.12691
| 600.0166 | 0 | 600.0166 | 0 | 602.5656 | 3.2289e-05 | 602.5656 | 1.0294e-05 | 737.31 | 0.0023104 | 600.0166 | 0.00658 | 737.31 | -0.0012941 | 737.31 | -5.4182e-05 | 602.5656 | 0.09326 | 602.5656 | 0.0231 | 600.0166 | 0 | 897.2002 | 0.00493 | 897.2002 | 0.00552 | 896.6536 | 6.6672e-06 | 897.2002 | 0.40515 | 602.5656 | 0.12644
| 600.1351 | 0.00093132 | 600.1351 | 0.0016 | 602.6849 | 0 | 602.6849 | 1.1235e-05 | 737.55 | 0.00072515 | 600.1351 | 0.00579 | 737.55 | -0.00035784 | 737.55 | -0.00298 | 602.6849 | 0.09525 | 602.6849 | 0.02359 | 600.1351 | 0 | 897.3679 | 0.00358 | 897.3679 | 0.00292 | 896.8218 | 0 | 897.3679 | 0.40705 | 602.6849 | 0.12668
| 600.2536 | 0 | 600.2536 | 0 | 602.8043 | 0 | 602.8043 | 9.4649e-06 | 737.78 | -0.00069142 | 600.2536 | 0.00564 | 737.78 | 6.1882e-05 | 737.78 | 0.00040094 | 602.8043 | 0.09652 | 602.8043 | 0.02213 | 600.2536 | 0.00091656 | 897.5356 | 0.00443 | 897.5356 | 0.00455 | 896.99 | 6.6672e-06 | 897.5356 | 0.40813 | 602.8043 | 0.12556
| 600.3722 | 0 | 600.3722 | 0.00147 | 602.9237 | 0 | 602.9237 | 9.2073e-06 | 738.02 | 0.0019731 | 600.3722 | 0.00479 | 738.02 | -0.00071299 | 738.02 | -0.00024923 | 602.9237 | 0.09835 | 602.9237 | 0.02282 | 600.3722 | 0 | 897.7033 | 0.00333 | 897.7033 | 0.00389 | 897.1581 | 0 | 897.7033 | 0.41063 | 602.9237 | 0.12515
| 600.4907 | 0 | 600.4907 | 0 | 603.043 | 1.4682e-05 | 603.043 | 7.0679e-06 | 738.25 | 0.00035414 | 600.4907 | 0.00655 | 738.25 | -0.00013183 | 738.25 | -0.0008344 | 603.043 | 0.0998 | 603.043 | 0.02231 | 600.4907 | 0 | 897.871 | 0.00502 | 897.871 | 0.00534 | 897.3263 | 6.6672e-06 | 897.871 | 0.41233 | 603.043 | 0.12397
| 600.6093 | 0.00147 | 600.6093 | 0.00116 | 603.1624 | 0 | 603.1624 | 7.5383e-06 | 738.49 | -0.0013322 | 600.6093 | 0.00567 | 738.49 | -0.0012619 | 738.49 | -0.001322 | 603.1624 | 0.10177 | 603.1624 | 0.02316 | 600.6093 | 0.00078724 | 898.0387 | 0.00407 | 898.0387 | 0.00415 | 897.4944 | 0 | 898.0387 | 0.41503 | 603.1624 | 0.12413
| 600.7278 | 0 | 600.7278 | 0 | 603.2818 | 0 | 603.2818 | 6.3174e-06 | 738.72 | 0.001366 | 600.7278 | 0.0047 | 738.72 | 0.00086903 | 738.72 | -0.00037928 | 603.2818 | 0.10307 | 603.2818 | 0.02276 | 600.7278 | 0 | 898.2064 | 0.00392 | 898.2064 | 0.00559 | 897.6626 | 6.6672e-06 | 898.2064 | 0.41706 | 603.2818 | 0.12342
| 600.8464 | 0 | 600.8464 | 0.00139 | 603.4012 | 0 | 603.4012 | 8.0648e-06 | 738.96 | -0.0022092 | 600.8464 | 0.00579 | 738.96 | -3.4977e-05 | 738.96 | -0.0014196 | 603.4012 | 0.10517 | 603.4012 | 0.02557 | 600.8464 | 0 | 898.3741 | 0.003 | 898.3741 | 0.00317 | 897.8308 | 1.0001e-05 | 898.3741 | 0.4209 | 603.4012 | 0.12359
| 600.965 | 0 | 600.965 | 0 | 603.5206 | 0 | 603.5206 | 9.4649e-06 | 739.19 | 0.00096123 | 600.965 | 0.00649 | 739.19 | 0.0002556 | 739.19 | 0.00040094 | 603.5206 | 0.10675 | 603.5206 | 0.02645 | 600.965 | 0 | 898.5418 | 0.005 | 898.5418 | 0.00557 | 897.9989 | 0 | 898.5418 | 0.42417 | 603.5206 | 0.12299
| 601.0836 | 0.00037433 | 601.0836 | 0.00104 | 603.64 | 3.2289e-05 | 603.64 | 9.9577e-06 | 739.43 | -0.0010624 | 601.0836 | 0.00439 | 739.43 | -0.0021336 | 739.43 | -0.00067186 | 603.64 | 0.10872 | 603.64 | 0.02984 | 601.0836 | 0 | 898.7096 | 0.00276 | 898.7096 | 0.00362 | 898.1671 | 0 | 898.7096 | 0.42816 | 603.64 | 0.12312
| 601.2022 | 0 | 601.2022 | 0 | 603.7594 | 0 | 603.7594 | 9.3305e-06 | 739.67 | -0.00086005 | 601.2022 | 0.00652 | 739.67 | 0.0009659 | 739.67 | -0.00028175 | 603.7594 | 0.10973 | 603.7594 | 0.02934 | 601.2022 | 0 | 898.8773 | 0.00364 | 898.8773 | 0.00636 | 898.3353 | 0 | 898.8773 | 0.43083 | 603.7594 | 0.12238
| 601.3208 | 0 | 601.3208 | 0.00088435 | 603.8788 | 4.9907e-05 | 603.8788 | 7.8743e-06 | 739.9 | -0.0020405 | 601.3208 | 0.00539 | 739.9 | 0.001095 | 739.9 | 0.0033593 | 603.8788 | 0.11156 | 603.8788 | 0.03288 | 601.3208 | 0 | 899.045 | 0.00318 | 899.045 | 0.00419 | 898.5035 | 1.0001e-05 | 899.045 | 0.43391 | 603.8788 | 0.12209
| 601.4394 | 0 | 601.4394 | 0 | 603.9982 | 0 | 603.9982 | 7.2807e-06 | 740.14 | -0.00042159 | 601.4394 | 0.00541 | 740.14 | 0.00061074 | 740.14 | 0.0020915 | 603.9982 | 0.11346 | 603.9982 | 0.03344 | 601.4394 | 0.00065379 | 899.2127 | 0.00314 | 899.2127 | 0.00497 | 898.6717 | 0 | 899.2127 | 0.4358 | 603.9982 | 0.12183
| 601.558 | 0.00073368 | 601.558 | 0.00161 | 604.1176 | 1.4682e-05 | 604.1176 | 5.7573e-06 | 740.37 | -0.0012648 | 601.558 | 0.00559 | 740.37 | -0.0023273 | 740.37 | -0.0017771 | 604.1176 | 0.1157 | 604.1176 | 0.03603 | 601.558 | 0 | 899.3804 | 0.00274 | 899.3804 | 0.00343 | 898.8398 | 1.0001e-05 | 899.3804 | 0.43818 | 604.1176 | 0.12181
| 601.6766 | 0 | 601.6766 | 0 | 604.237 | 1.4682e-05 | 604.237 | 6.3846e-06 | 740.61 | 0.0013997 | 601.6766 | 0.00428 | 740.61 | -0.0017139 | 740.61 | -0.00028175 | 604.237 | 0.11675 | 604.237 | 0.03521 | 601.6766 | 0 | 899.5482 | 0.00413 | 899.5482 | 0.00621 | 899.008 | 0 | 899.5482 | 0.44009 | 604.237 | 0.12102
| 601.7953 | 0.00064383 | 601.7953 | 0.00134 | 604.3564 | 0 | 604.3564 | 8.3448e-06 | 740.84 | -0.00075887 | 601.7953 | 0.0051 | 740.84 | -0.00013183 | 740.84 | -8.6692e-05 | 604.3564 | 0.11837 | 604.3564 | 0.03573 | 601.7953 | 0 | 899.7159 | 0.00346 | 899.7159 | 0.00373 | 899.1762 | 0 | 899.7159 | 0.44259 | 604.3564 | 0.12023
| 601.9139 | 0 | 601.9139 | 0 | 604.4758 | 0 | 604.4758 | 1.0663e-05 | 741.08 | 0.00086005 | 601.9139 | 0.00385 | 741.08 | 0.0013533 | 741.08 | 0.00075855 | 604.4758 | 0.11967 | 604.4758 | 0.03663 | 601.9139 | 0.00042856 | 899.8836 | 0.0042 | 899.8836 | 0.00306 | 899.3444 | 0 | 899.8836 | 0.44397 | 604.4758 | 0.11913
| 602.0326 | 0.00131 | 602.0326 | 0.00027745 | 604.5952 | 3.2289e-05 | 604.5952 | 1.0563e-05 | 741.31 | -0.0021754 | 602.0326 | 0.00647 | 741.31 | -0.00064841 | 741.31 | -0.0019397 | 604.5952 | 0.12204 | 604.5952 | 0.0373 | 602.0326 | 0 | 900.0514 | 0.00414 | 900.0514 | 0.00475 | 899.5126 | 0 | 900.0514 | 0.44625 | 604.5952 | 0.11914
| 602.1512 | 0 | 602.1512 | 0 | 604.7146 | 3.2289e-05 | 604.7146 | 9.4873e-06 | 741.55 | 0.00089378 | 602.1512 | 0.00467 | 741.55 | -0.0020367 | 741.55 | 0.0009211 | 604.7146 | 0.12326 | 604.7146 | 0.03921 | 602.1512 | 0 | 900.2191 | 0.00363 | 900.2191 | 0.00403 | 899.6808 | 2.6669e-05 | 900.2191 | 0.44827 | 604.7146 | 0.11882
| 602.2699 | 0 | 602.2699 | 0.00156 | 604.834 | 1.4682e-05 | 604.834 | 7.5047e-06 | 741.79 | -0.0005565 | 602.2699 | 0.0038 | 741.79 | -0.0012296 | 741.79 | -0.0012895 | 604.834 | 0.12562 | 604.834 | 0.04044 | 602.2699 | 0.00028115 | 900.3868 | 0.00313 | 900.3868 | 0.00543 | 899.8491 | 3.0002e-05 | 900.3868 | 0.45133 | 604.834 | 0.11913
| 602.3885 | 0 | 602.3885 | 0 | 604.9534 | 1.4682e-05 | 604.9534 | 6.5974e-06 | 742.02 | 0.0015684 | 602.3885 | 0.00476 | 742.02 | 0.0012888 | 742.02 | 0.0017338 | 604.9534 | 0.127 | 604.9534 | 0.04381 | 602.3885 | 0 | 900.5546 | 0.00351 | 900.5546 | 0.00591 | 900.0173 | 0 | 900.5546 | 0.45423 | 604.9534 | 0.11951
| 602.5072 | 0.00026652 | 602.5072 | 0.00081498 | 605.0728 | 3.2289e-05 | 605.0728 | 7.2807e-06 | 742.26 | -0.0016695 | 602.5072 | 0.00672 | 742.26 | 0.0002556 | 742.26 | -8.6692e-05 | 605.0728 | 0.12975 | 605.0728 | 0.045 | 602.5072 | 0 | 900.7223 | 0.00438 | 900.7223 | 0.0036 | 900.1855 | 1.0001e-05 | 900.7223 | 0.45822 | 605.0728 | 0.11986
| 602.6259 | 0 | 602.6259 | 0 | 605.1923 | 3.2289e-05 | 605.1923 | 7.5159e-06 | 742.49 | 0.0001855 | 602.6259 | 0.00348 | 742.49 | -0.00080984 | 742.49 | 0.0010836 | 605.1923 | 0.13135 | 605.1923 | 0.04573 | 602.6259 | 7.1951e-05 | 900.8901 | 0.00493 | 900.8901 | 0.00652 | 900.3537 | 0 | 900.8901 | 0.46148 | 605.1923 | 0.11992
| 602.7446 | 0.00046416 | 602.7446 | 0.00106 | 605.3117 | 0 | 605.3117 | 8.4456e-06 | 742.73 | -0.0019057 | 602.7446 | 0.00698 | 742.73 | -0.00016412 | 742.73 | 0.0017013 | 605.3117 | 0.13429 | 605.3117 | 0.04502 | 602.7446 | 0 | 901.0578 | 0.00259 | 901.0578 | 0.00315 | 900.5219 | 3.0002e-05 | 901.0578 | 0.46433 | 605.3117 | 0.1197
| 602.8633 | 0 | 602.8633 | 0 | 605.4311 | 0 | 605.4311 | 8.2664e-06 | 742.96 | -0.00032042 | 602.8633 | 0.00379 | 742.96 | 0.0016439 | 742.96 | -0.00076939 | 605.4311 | 0.13616 | 605.4311 | 0.04441 | 602.8633 | 0 | 901.2256 | 0.0037 | 901.2256 | 0.0042 | 900.6901 | 0 | 901.2256 | 0.46531 | 605.4311 | 0.11889
| 602.982 | 0.00021262 | 602.982 | 0.00168 | 605.5505 | 3.2289e-05 | 605.5505 | 8.7592e-06 | 743.2 | -0.00045532 | 602.982 | 0.00567 | 743.2 | 6.1882e-05 | 743.2 | 0.00072604 | 605.5505 | 0.13895 | 605.5505 | 0.04437 | 602.982 | 0 | 901.3933 | 0.00286 | 901.3933 | 0.0032 | 900.8583 | 0 | 901.3933 | 0.46733 | 605.5505 | 0.11868
| 603.1007 | 0 | 603.1007 | 0 | 605.67 | 0 | 605.67 | 8.0088e-06 | 743.44 | 0.0016358 | 603.1007 | 0.00558 | 743.44 | -9.9549e-05 | 743.44 | 0.0016038 | 605.67 | 0.14073 | 605.67 | 0.04423 | 603.1007 | 0 | 901.5611 | 0.00328 | 901.5611 | 0.00541 | 901.0266 | 6.6672e-06 | 901.5611 | 0.46848 | 605.67 | 0.11775
| 603.2194 | 0.00131 | 603.2194 | 0.0013 | 605.7894 | 1.4682e-05 | 605.7894 | 7.7959e-06 | 743.67 | -0.0018719 | 603.2194 | 0.004 | 743.67 | -0.0029085 | 743.67 | -0.00050931 | 605.7894 | 0.14349 | 605.7894 | 0.04562 | 603.2194 | 0 | 901.7288 | 0.00337 | 901.7288 | 0.00359 | 901.1948 | 0 | 901.7288 | 0.47077 | 605.7894 | 0.11759
| 603.3381 | 0 | 603.3381 | 0 | 605.9088 | 1.4682e-05 | 605.9088 | 7.3479e-06 | 743.91 | 0.0018381 | 603.3381 | 0.00556 | 743.91 | -0.00077756 | 743.91 | -0.00099695 | 605.9088 | 0.14523 | 605.9088 | 0.04533 | 603.3381 | 0 | 901.8966 | 0.00549 | 901.8966 | 0.00345 | 901.3631 | 0 | 901.8966 | 0.47161 | 605.9088 | 0.11656
| 603.4569 | 0.00010482 | 603.4569 | 0.00149 | 606.0283 | 3.2289e-05 | 606.0283 | 7.2247e-06 | 744.14 | -0.00089378 | 603.4569 | 0.00715 | 744.14 | -0.0032636 | 744.14 | 0.00046596 | 606.0283 | 0.14765 | 606.0283 | 0.04689 | 603.4569 | 3.7485e-05 | 902.0644 | 0.00307 | 902.0644 | 0.00427 | 901.5313 | 1.0001e-05 | 902.0644 | 0.47321 | 606.0283 | 0.11648
| 603.5756 | 0 | 603.5756 | 0 | 606.1477 | 0 | 606.1477 | 7.7511e-06 | 744.38 | -0.0011973 | 603.5756 | 0.0053 | 744.38 | -0.00013183 | 744.38 | -0.0014846 | 606.1477 | 0.14896 | 606.1477 | 0.04636 | 603.5756 | 0 | 902.2321 | 0.00439 | 902.2321 | 0.00555 | 901.6995 | 0 | 902.2321 | 0.47421 | 606.1477 | 0.11582
| 603.6944 | 0.000554 | 603.6944 | 0.00125 | 606.2672 | 1.4682e-05 | 606.2672 | 7.9864e-06 | 744.61 | -1.6864e-05 | 603.6944 | 0.00584 | 744.61 | -0.00022869 | 744.61 | 0.00033593 | 606.2672 | 0.15121 | 606.2672 | 0.04804 | 603.6944 | 0 | 902.3999 | 0.00314 | 902.3999 | 0.00424 | 901.8678 | 1.0001e-05 | 902.3999 | 0.47642 | 606.2672 | 0.11598
| 603.8131 | 0 | 603.8131 | 0 | 606.3866 | 1.4682e-05 | 606.3866 | 8.6248e-06 | 744.85 | 0.0015008 | 603.8131 | 0.00453 | 744.85 | -0.0025855 | 744.85 | 0.00036844 | 606.3866 | 0.15292 | 606.3866 | 0.04914 | 603.8131 | 0.00087902 | 902.5676 | 0.00422 | 902.5676 | 0.0039 | 902.036 | 0 | 902.5676 | 0.47857 | 606.3866 | 0.11583
| 603.9319 | 0.0017 | 603.9319 | 0.00128 | 606.506 | 0 | 606.506 | 9.9577e-06 | 745.09 | -0.002715 | 603.9319 | 0.0055 | 745.09 | 0.00022331 | 745.09 | 0.00072604 | 606.506 | 0.1559 | 606.506 | 0.05195 | 603.9319 | 0 | 902.7354 | 0.00246 | 902.7354 | 0.00352 | 902.2043 | 3.0002e-05 | 902.7354 | 0.48132 | 606.506 | 0.11627
| 604.0507 | 0 | 604.0507 | 0 | 606.6255 | 4.9907e-05 | 606.6255 | 1.0305e-05 | 745.32 | 0.0014334 | 604.0507 | 0.00442 | 745.32 | -0.0012619 | 745.32 | -0.00024923 | 606.6255 | 0.1579 | 606.6255 | 0.05326 | 604.0507 | 0.00027841 | 902.9032 | 0.00445 | 902.9032 | 0.00501 | 902.3725 | 0 | 902.9032 | 0.48347 | 606.6255 | 0.11557
| 604.1694 | 0.00082352 | 604.1694 | 0.00060691 | 606.745 | 0 | 606.745 | 1.0663e-05 | 745.56 | 0.00089378 | 604.1694 | 0.00544 | 745.56 | -0.0014878 | 745.56 | -0.00093193 | 606.745 | 0.16077 | 606.745 | 0.0551 | 604.1694 | 0 | 903.071 | 0.00283 | 903.071 | 0.00543 | 902.5408 | 0 | 903.071 | 0.48603 | 606.745 | 0.11523
| 604.2882 | 0 | 604.2882 | 0 | 606.8644 | 0 | 606.8644 | 8.0312e-06 | 745.79 | -0.0018044 | 604.2882 | 0.00564 | 745.79 | 9.4169e-05 | 745.79 | -0.00080189 | 606.8644 | 0.16264 | 606.8644 | 0.05652 | 604.2882 | 0.0008978 | 903.2387 | 0.00403 | 903.2387 | 0.00524 | 902.709 | 0 | 903.2387 | 0.48786 | 606.8644 | 0.11444
| 604.407 | 0.00037433 | 604.407 | 0.0017 | 606.9839 | 0 | 606.9839 | 8.6248e-06 | 746.03 | 0.00075887 | 604.407 | 0.00408 | 746.03 | -0.0015847 | 746.03 | 0.00082357 | 606.9839 | 0.16639 | 606.9839 | 0.0591 | 604.407 | 0 | 903.4065 | 0.00302 | 903.4065 | 0.00419 | 902.8773 | 1.0001e-05 | 903.4065 | 0.48984 | 606.9839 | 0.11526
| 604.5258 | 0 | 604.5258 | 0 | 607.1033 | 0 | 607.1033 | 8.468e-06 | 746.27 | 0.0011299 | 604.5258 | 0.00618 | 746.27 | 0.00057846 | 746.27 | -0.0025575 | 607.1033 | 0.16826 | 607.1033 | 0.06003 | 604.5258 | 0 | 903.5743 | 0.00387 | 903.5743 | 0.00403 | 903.0456 | 0 | 903.5743 | 0.49136 | 607.1033 | 0.11463
| 604.6446 | 0.0006079 | 604.6446 | 0.0004335 | 607.2228 | 1.4682e-05 | 607.2228 | 9.0953e-06 | 746.5 | 0.00086005 | 604.6446 | 0.00485 | 746.5 | -0.0006807 | 746.5 | -0.00080189 | 607.2228 | 0.17084 | 607.2228 | 0.0609 | 604.6446 | 0 | 903.7421 | 0.00318 | 903.7421 | 0.00448 | 903.2138 | 3.0002e-05 | 903.7421 | 0.49414 | 607.2228 | 0.11495
| 604.7634 | 0 | 604.7634 | 0 | 607.3422 | 0 | 607.3422 | 9.1065e-06 | 746.74 | 0.00011805 | 604.7634 | 0.00391 | 746.74 | 0.00054618 | 746.74 | 0.00043346 | 607.3422 | 0.17182 | 607.3422 | 0.06113 | 604.7634 | 0.00025964 | 903.9099 | 0.00478 | 903.9099 | 0.00555 | 903.3821 | 6.6672e-06 | 903.9099 | 0.49685 | 607.3422 | 0.11376
| 604.8822 | 0.0005001 | 604.8822 | 0.00097105 | 607.4617 | 1.4682e-05 | 607.4617 | 9.7001e-06 | 746.97 | -0.0012985 | 604.8822 | 0.00252 | 746.97 | 0.0018376 | 746.97 | -0.001192 | 607.4617 | 0.17485 | 607.4617 | 0.06233 | 604.8822 | 0 | 904.0777 | 0.00354 | 904.0777 | 0.00557 | 903.5504 | 1.0001e-05 | 904.0777 | 0.50127 | 607.4617 | 0.11377
| 605.0011 | 0 | 605.0011 | 0 | 607.5812 | 0 | 607.5812 | 1.0529e-05 | 747.21 | 0.00038786 | 605.0011 | 0.00598 | 747.21 | -0.0010036 | 747.21 | 0.0018639 | 607.5812 | 0.17698 | 607.5812 | 0.06283 | 605.0011 | 0 | 904.2455 | 0.00418 | 904.2455 | 0.00417 | 903.7187 | 0 | 904.2455 | 0.5048 | 607.5812 | 0.11264
| 605.1199 | 0 | 605.1199 | 0.00125 | 607.7006 | 1.4682e-05 | 607.7006 | 1.0406e-05 | 747.44 | -0.00045532 | 605.1199 | 0.00496 | 747.44 | -0.00016412 | 747.44 | -0.0014521 | 607.7006 | 0.18041 | 607.7006 | 0.06417 | 605.1199 | 0 | 904.4132 | 0.00323 | 904.4132 | 0.00371 | 903.8869 | 0 | 904.4132 | 0.50949 | 607.7006 | 0.11267
| 605.2387 | 0 | 605.2387 | 0 | 607.8201 | 1.4682e-05 | 607.8201 | 9.3081e-06 | 747.68 | -0.0022428 | 605.2387 | 0.003 | 747.68 | 0.00012645 | 747.68 | 0.0018314 | 607.8201 | 0.18254 | 607.8201 | 0.06504 | 605.2387 | 0 | 904.581 | 0.00443 | 904.581 | 0.00473 | 904.0552 | 0 | 904.581 | 0.51255 | 607.8201 | 0.11213
| 605.3576 | 0.00091335 | 605.3576 | 0.00083232 | 607.9396 | 4.9907e-05 | 607.9396 | 8.0536e-06 | 747.92 | -0.00059023 | 605.3576 | 0.00476 | 747.92 | -0.0011327 | 747.92 | -0.00041178 | 607.9396 | 0.18588 | 607.9396 | 0.06706 | 605.3576 | 0 | 904.7488 | 0.00283 | 904.7488 | 0.00301 | 904.2235 | 1.0001e-05 | 904.7488 | 0.51606 | 607.9396 | 0.11288
| 605.4764 | 0 | 605.4764 | 0 | 608.0591 | 1.4682e-05 | 608.0591 | 6.6982e-06 | 748.15 | 0.00069142 | 605.4764 | 0.00382 | 748.15 | 0.00064304 | 748.15 | -0.00021673 | 608.0591 | 0.18812 | 608.0591 | 0.06811 | 605.4764 | 0 | 904.9166 | 0.00345 | 904.9166 | 0.00547 | 904.3918 | 6.6672e-06 | 904.9166 | 0.51733 | 608.0591 | 0.11257
| 605.5953 | 0 | 605.5953 | 0.00149 | 608.1786 | 1.4682e-05 | 608.1786 | 6.183e-06 | 748.39 | -0.0011299 | 605.5953 | 0.00454 | 748.39 | -0.00071299 | 748.39 | 0.0015387 | 608.1786 | 0.19202 | 608.1786 | 0.06963 | 605.5953 | 0 | 905.0844 | 0.00257 | 905.0844 | 0.00457 | 904.5601 | 0 | 905.0844 | 0.51841 | 608.1786 | 0.11273
| 605.7142 | 0 | 605.7142 | 0 | 608.298 | 0 | 608.298 | 7.7175e-06 | 748.62 | 0.001737 | 605.7142 | 0.0034 | 748.62 | -0.0010681 | 748.62 | 0.00082357 | 608.298 | 0.1951 | 608.298 | 0.07055 | 605.7142 | 7.1951e-05 | 905.2522 | 0.00323 | 905.2522 | 0.00519 | 904.7284 | 6.6672e-06 | 905.2522 | 0.5189 | 608.298 | 0.11144
| 605.8331 | 0.00115 | 605.8331 | 0.00168 | 608.4175 | 1.4682e-05 | 608.4175 | 9.8345e-06 | 748.86 | 0.00038786 | 605.8331 | 0.00488 | 748.86 | -0.0026824 | 748.86 | -0.0015496 | 608.4175 | 0.19921 | 608.4175 | 0.07188 | 605.8331 | 0 | 905.42 | 0.00212 | 905.42 | 0.00345 | 904.8967 | 1.0001e-05 | 905.42 | 0.52098 | 608.4175 | 0.11115
| 605.952 | 0 | 605.952 | 0 | 608.537 | 0 | 608.537 | 1.0327e-05 | 749.1 | 0.0025127 | 605.952 | 0.00516 | 749.1 | 0.00032017 | 749.1 | -0.00028175 | 608.537 | 0.20174 | 608.537 | 0.07307 | 605.952 | 7.1951e-05 | 905.5878 | 0.00465 | 905.5878 | 0.00515 | 905.065 | 0 | 905.5878 | 0.52304 | 608.537 | 0.11042
| 606.0708 | 0.00145 | 606.0708 | 0.00055488 | 608.6565 | 1.4682e-05 | 608.6565 | 1.0775e-05 | 749.33 | -8.4319e-05 | 606.0708 | 0.00346 | 749.33 | -0.00013183 | 749.33 | -0.00070437 | 608.6565 | 0.20479 | 608.6565 | 0.07451 | 606.0708 | 0 | 905.7556 | 0.00372 | 905.7556 | 0.00413 | 905.2333 | 0 | 905.7556 | 0.52585 | 608.6565 | 0.11082
| 606.1898 | 0 | 606.1898 | 0 | 608.776 | 3.2289e-05 | 608.776 | 9.1849e-06 | 749.57 | 8.4319e-05 | 606.1898 | 0.00328 | 749.57 | -0.0019399 | 749.57 | 0.00020589 | 608.776 | 0.20707 | 608.776 | 0.07558 | 606.1898 | 0 | 905.9235 | 0.00333 | 905.9235 | 0.00638 | 905.4016 | 2.6669e-05 | 905.9235 | 0.52839 | 608.776 | 0.11034
| 606.3087 | 0.00127 | 606.3087 | 0.00090168 | 608.8955 | 3.2289e-05 | 608.8955 | 9.3081e-06 | 749.8 | -0.00048905 | 606.3087 | 0.00405 | 749.8 | -0.0033282 | 749.8 | -0.00099695 | 608.8955 | 0.21128 | 608.8955 | 0.07722 | 606.3087 | 0 | 906.0913 | 0.0036 | 906.0913 | 0.00501 | 905.5699 | 1.0001e-05 | 906.0913 | 0.53238 | 608.8955 | 0.11136
| 606.4276 | 0 | 606.4276 | 0 | 609.015 | 1.4682e-05 | 609.015 | 7.5607e-06 | 750.04 | -0.00086005 | 606.4276 | 0.00485 | 750.04 | -0.0012619 | 750.04 | -0.0016472 | 609.015 | 0.2147 | 609.015 | 0.07844 | 606.4276 | 0 | 906.2591 | 0.00347 | 906.2591 | 0.00533 | 905.7382 | 0 | 906.2591 | 0.53556 | 609.015 | 0.11107
| 606.5465 | 0.00091335 | 606.5465 | 0 | 609.1345 | 0 | 609.1345 | 7.2471e-06 | 750.28 | -0.00099496 | 606.5465 | 0.00471 | 750.28 | 0.001773 | 750.28 | -0.00031426 | 609.1345 | 0.21888 | 609.1345 | 0.08025 | 606.5465 | 0 | 906.4269 | 0.00386 | 906.4269 | 0.00542 | 905.9066 | 0 | 906.4269 | 0.53916 | 609.1345 | 0.11124
| 606.6654 | 0 | 606.6654 | 0 | 609.254 | 0 | 609.254 | 7.4823e-06 | 750.51 | 0.00079259 | 606.6654 | 0.00479 | 750.51 | 0.00038475 | 750.51 | -0.0010945 | 609.254 | 0.22177 | 609.254 | 0.0815 | 606.6654 | 0 | 906.5947 | 0.00384 | 906.5947 | 0.00462 | 906.0749 | 0 | 906.5947 | 0.54033 | 609.254 | 0.11018
| 606.7844 | 0.00080555 | 606.7844 | 0.00076297 | 609.3735 | 1.4682e-05 | 609.3735 | 8.8712e-06 | 750.75 | -0.0015346 | 606.7844 | 0.00638 | 750.75 | -0.0014556 | 750.75 | 0.00069354 | 609.3735 | 0.22618 | 609.3735 | 0.0837 | 606.7844 | 0 | 906.7625 | 0.0034 | 906.7625 | 0.00317 | 906.2432 | 3.0002e-05 | 906.7625 | 0.54148 | 609.3735 | 0.1104
| 606.9033 | 0 | 606.9033 | 0 | 609.493 | 1.4682e-05 | 609.493 | 1.0014e-05 | 750.98 | 0.0010287 | 606.9033 | 0.00402 | 750.98 | 0.00032017 | 750.98 | -0.00018422 | 609.493 | 0.2292 | 609.493 | 0.08492 | 606.9033 | 0 | 906.9304 | 0.00492 | 906.9304 | 0.00425 | 906.4115 | 6.6672e-06 | 906.9304 | 0.54114 | 609.493 | 0.1102
| 607.0223 | 0.00033839 | 607.0223 | 0.00072829 | 609.6125 | 1.4682e-05 | 609.6125 | 1.035e-05 | 751.22 | 5.0592e-05 | 607.0223 | 0.0051 | 751.22 | -0.0021658 | 751.22 | -0.00099695 | 609.6125 | 0.23307 | 609.6125 | 0.08684 | 607.0223 | 5.6228e-05 | 907.0982 | 0.00276 | 907.0982 | 0.00443 | 906.5799 | 1.0001e-05 | 907.0982 | 0.54266 | 609.6125 | 0.11045
| 607.1412 | 0 | 607.1412 | 0 | 609.732 | 3.2289e-05 | 609.732 | 9.7561e-06 | 751.46 | 0.00042159 | 607.1412 | 0.00538 | 751.46 | -0.0004547 | 751.46 | -0.00034676 | 609.732 | 0.23536 | 609.732 | 0.08779 | 607.1412 | 0.00035349 | 907.266 | 0.00434 | 907.266 | 0.00578 | 906.7482 | 0 | 907.266 | 0.54426 | 609.732 | 0.10964
| 607.2602 | 6.8875e-05 | 607.2602 | 0.00079764 | 609.8515 | 3.2289e-05 | 609.8515 | 9.3305e-06 | 751.69 | -0.00062396 | 607.2602 | 0.00476 | 751.69 | -0.0019399 | 751.69 | -0.0021998 | 609.8515 | 0.23905 | 609.8515 | 0.09006 | 607.2602 | 0 | 907.4338 | 0.00353 | 907.4338 | 0.00505 | 906.9165 | 3.0002e-05 | 907.4338 | 0.54703 | 609.8515 | 0.10957
| 607.3792 | 0 | 607.3792 | 0 | 609.971 | 3.2289e-05 | 609.971 | 9.3417e-06 | 751.93 | 0.00065769 | 607.3792 | 0.00317 | 751.93 | -0.0027792 | 751.93 | -0.00067186 | 609.971 | 0.2411 | 609.971 | 0.09097 | 607.3792 | 0 | 907.6017 | 0.00521 | 907.6017 | 0.00571 | 907.0849 | 0 | 907.6017 | 0.54901 | 609.971 | 0.10878
| 607.4982 | 0.00154 | 607.4982 | 0 | 610.0906 | 0 | 610.0906 | 8.8376e-06 | 752.16 | -0.0020405 | 607.4982 | 0.00437 | 752.16 | 0.00041703 | 752.16 | -0.0025575 | 610.0906 | 0.24469 | 610.0906 | 0.09281 | 607.4982 | 0 | 907.7695 | 0.00382 | 907.7695 | 0.0025 | 907.2532 | 3.0002e-05 | 907.7695 | 0.55281 | 610.0906 | 0.1088
| 607.6171 | 0 | 607.6171 | 0 | 610.2101 | 1.4682e-05 | 610.2101 | 8.8712e-06 | 752.4 | -8.4319e-05 | 607.6171 | 0.00431 | 752.4 | -0.0016815 | 752.4 | -0.00080189 | 610.2101 | 0.24736 | 610.2101 | 0.09403 | 607.6171 | 0 | 907.9373 | 0.00399 | 907.9373 | 0.00492 | 907.4216 | 0 | 907.9373 | 0.55765 | 610.2101 | 0.10819
| 607.7361 | 0.00064383 | 607.7361 | 0.00132 | 610.3296 | 1.4682e-05 | 610.3296 | 9.1289e-06 | 752.64 | -0.0020742 | 607.7361 | 0.00505 | 752.64 | 0.00077218 | 752.64 | -0.00080189 | 610.3296 | 0.25237 | 610.3296 | 0.09649 | 607.7361 | 0.00080598 | 908.1052 | 0.00274 | 908.1052 | 0.00406 | 907.5899 | 3.0002e-05 | 908.1052 | 0.56348 | 610.3296 | 0.10909
| 607.8551 | 0 | 607.8551 | 0 | 610.4491 | 0 | 610.4491 | 9.1513e-06 | 752.87 | 0.0014672 | 607.8551 | 0.0032 | 752.87 | -0.00019641 | 752.87 | 0.0016363 | 610.4491 | 0.25645 | 610.4491 | 0.09821 | 607.8551 | 0 | 908.273 | 0.00279 | 908.273 | 0.00577 | 907.7583 | 0 | 908.273 | 0.56748 | 610.4491 | 0.10976
| 607.9742 | 0.00015871 | 607.9742 | 0 | 610.5687 | 0 | 610.5687 | 6.1494e-06 | 753.11 | -0.00052277 | 607.9742 | 0.00275 | 753.11 | -0.00035784 | 753.11 | -2.1673e-05 | 610.5687 | 0.26163 | 610.5687 | 0.101 | 607.9742 | 0 | 908.4409 | 0.00391 | 908.4409 | 0.00535 | 907.9266 | 1.0001e-05 | 908.4409 | 0.57175 | 610.5687 | 0.10942
| 608.0932 | 0 | 608.0932 | 0 | 610.6882 | 0 | 610.6882 | 1.6746e-05 | 753.34 | -0.00086005 | 608.0932 | 0.00317 | 753.34 | -0.0020367 | 753.34 | 0.0011487 | 610.6882 | 0.2662 | 610.6882 | 0.10312 | 608.0932 | 0 | 908.6087 | 0.00324 | 908.6087 | 0.00545 | 908.095 | 0 | 908.6087 | 0.57653 | 610.6882 | 0.1081
| 608.2122 | 0.00116 | 608.2122 | 0.00076297 | 610.8077 | 3.2289e-05 | 610.8077 | 1.4035e-05 | 753.58 | -0.0024789 | 608.2122 | 0.0051 | 753.58 | -0.00032556 | 753.58 | 0.0011812 | 610.8077 | 0.27033 | 610.8077 | 0.10486 | 608.2122 | 0.00142 | 908.7766 | 0.00304 | 908.7766 | 0.00484 | 908.2633 | 3.0002e-05 | 908.7766 | 0.58141 | 610.8077 | 0.10652
| 608.3312 | 0 | 608.3312 | 0 | 610.9273 | 0 | 610.9273 | 2.8742e-05 | 753.82 | -0.0012648 | 608.3312 | 0.00357 | 753.82 | -0.00058385 | 753.82 | -0.001322 | 610.9273 | 0.27412 | 610.9273 | 0.10574 | 608.3312 | 0 | 908.9444 | 0.00241 | 908.9444 | 0.00422 | 908.4317 | 0 | 908.9444 | 0.58551 | 610.9273 | 0.10663
| 608.4503 | 0.00145 | 608.4503 | 0.00118 | 611.0468 | 4.9907e-05 | 611.0468 | 1.4741e-05 | 754.05 | -0.00025296 | 608.4503 | 0.00405 | 754.05 | 0.0017408 | 754.05 | 0.002124 | 611.0468 | 0.27681 | 611.0468 | 0.10703 | 608.4503 | 0.00118 | 909.1122 | 0.00201 | 909.1122 | 0.00506 | 908.6001 | 3.0002e-05 | 909.1122 | 0.58872 | 611.0468 | 0.10661
| 608.5693 | 0 | 608.5693 | 0 | 611.1663 | 0 | 611.1663 | 2.8641e-05 | 754.29 | -0.0013997 | 608.5693 | 0.00229 | 754.29 | -0.00097128 | 754.29 | -0.0022323 | 611.1663 | 0.28102 | 611.1663 | 0.10957 | 608.5693 | 0 | 909.2801 | 0.00337 | 909.2801 | 0.00503 | 908.7684 | 0 | 909.2801 | 0.59288 | 611.1663 | 0.10709
| 608.6884 | 0.00041025 | 608.6884 | 0 | 611.2859 | 4.9907e-05 | 611.2859 | 1.3979e-05 | 754.53 | 0.0005565 | 608.6884 | 0.00374 | 754.53 | -0.0010036 | 754.53 | 0.00069354 | 611.2859 | 0.28491 | 611.2859 | 0.11199 | 608.6884 | 0.00184 | 909.4479 | 0.00365 | 909.4479 | 0.00542 | 908.9368 | 5.0004e-05 | 909.4479 | 0.59416 | 611.2859 | 0.10674
| 608.8075 | 0 | 608.8075 | 0 | 611.4054 | 0 | 611.4054 | 2.9123e-05 | 754.76 | -0.00089378 | 608.8075 | 0.00212 | 754.76 | -0.0022951 | 754.76 | -0.00054182 | 611.4054 | 0.2901 | 611.4054 | 0.11477 | 608.8075 | 0 | 909.6158 | 0.00469 | 909.6158 | 0.0042 | 909.1052 | 0 | 909.6158 | 0.59503 | 611.4054 | 0.10629
| 608.9265 | 0.00109 | 608.9265 | 0.00142 | 611.525 | 3.2289e-05 | 611.525 | 1.5457e-05 | 755 | 0.0025465 | 608.9265 | 0.003 | 755 | -0.00093899 | 755 | 0.0012787 | 611.525 | 0.29421 | 611.525 | 0.11698 | 608.9265 | 0.00078724 | 909.7837 | 0.00436 | 909.7837 | 0.00524 | 909.2736 | 3.0002e-05 | 909.7837 | 0.59378 | 611.525 | 0.1056
| 609.0456 | 0 | 609.0456 | 0 | 611.6445 | 0 | 611.6445 | 2.9055e-05 | 755.23 | -0.0010287 | 609.0456 | 0.00414 | 755.23 | -0.003877 | 755.23 | -0.00034676 | 611.6445 | 0.29944 | 611.6445 | 0.11965 | 609.0456 | 0 | 909.9515 | 0.00328 | 909.9515 | 0.00598 | 909.442 | 0 | 909.9515 | 0.59498 | 611.6445 | 0.10587
| 609.1647 | 0.00122 | 609.1647 | 0.00246 | 611.7641 | 4.9907e-05 | 611.7641 | 1.3923e-05 | 755.47 | 0.00015177 | 609.1647 | 0.00349 | 755.47 | 0.00086903 | 755.47 | 0.0011487 | 611.7641 | 0.30309 | 611.7641 | 0.12109 | 609.1647 | 0.00107 | 910.1194 | 0.00455 | 910.1194 | 0.00434 | 909.6103 | 6.9993e-05 | 910.1194 | 0.59619 | 611.7641 | 0.10618
| 609.2838 | 0 | 609.2838 | 0 | 611.8836 | 0 | 611.8836 | 2.7454e-05 | 755.71 | -0.0018719 | 609.2838 | 0.00394 | 755.71 | 0.00015874 | 755.71 | 0.0017988 | 611.8836 | 0.30806 | 611.8836 | 0.12268 | 609.2838 | 0 | 910.2872 | 0.00309 | 910.2872 | 0.0039 | 909.7787 | 0 | 910.2872 | 0.6001 | 611.8836 | 0.10665
| 609.4029 | 0.00039229 | 609.4029 | 0.00151 | 612.0032 | 3.2289e-05 | 612.0032 | 1.3945e-05 | 755.94 | -0.00021923 | 609.4029 | 0.00502 | 755.94 | -0.0016815 | 755.94 | 0.00043346 | 612.0032 | 0.31206 | 612.0032 | 0.12408 | 609.4029 | 0.00131 | 910.4551 | 0.0036 | 910.4551 | 0.00566 | 909.9471 | 5.0004e-05 | 910.4551 | 0.60427 | 612.0032 | 0.10629
| 609.522 | 0 | 609.522 | 0 | 612.1227 | 0 | 612.1227 | 2.7073e-05 | 756.18 | -0.0013997 | 609.522 | 0.00439 | 756.18 | 0.00038475 | 756.18 | -0.0013546 | 612.1227 | 0.3178 | 612.1227 | 0.12652 | 609.522 | 0 | 910.623 | 0.00302 | 910.623 | 0.00506 | 910.1155 | 0 | 910.623 | 0.60956 | 612.1227 | 0.10609
| 609.6411 | 0.00041025 | 609.6411 | 0.00186 | 612.2423 | 3.2289e-05 | 612.2423 | 1.3408e-05 | 756.41 | -0.0019393 | 609.6411 | 0.00488 | 756.41 | -0.00042241 | 756.41 | -0.00024923 | 612.2423 | 0.3219 | 612.2423 | 0.128 | 609.6411 | 0.00131 | 910.7908 | 0.0037 | 910.7908 | 0.00267 | 910.2839 | 6.9993e-05 | 910.7908 | 0.61262 | 612.2423 | 0.10545
| 609.7602 | 0 | 609.7602 | 0 | 612.3619 | 0 | 612.3619 | 2.8327e-05 | 756.65 | -0.00072515 | 609.7602 | 0.00297 | 756.65 | -0.00084214 | 756.65 | 0.00082357 | 612.3619 | 0.32647 | 612.3619 | 0.13029 | 609.7602 | 0 | 910.9587 | 0.00358 | 910.9587 | 0.00443 | 910.4523 | 0 | 910.9587 | 0.61501 | 612.3619 | 0.10562
| 609.8794 | 0.00145 | 609.8794 | 0.00053755 | 612.4814 | 1.4682e-05 | 612.4814 | 1.52e-05 | 756.89 | 0.00032042 | 609.8794 | 0.00278 | 756.89 | 0.0004816 | 756.89 | 0.00030341 | 612.4814 | 0.33041 | 612.4814 | 0.13169 | 609.8794 | 0.00176 | 911.1266 | 0.00386 | 911.1266 | 0.00579 | 910.6207 | 3.0002e-05 | 911.1266 | 0.6162 | 612.4814 | 0.10548
| 609.9985 | 0 | 609.9985 | 0 | 612.601 | 0 | 612.601 | 3.0153e-05 | 757.12 | 0.00025296 | 609.9985 | 0.00266 | 757.12 | -0.0012941 | 757.12 | -0.0018422 | 612.601 | 0.33644 | 612.601 | 0.13407 | 609.9985 | 0 | 911.2945 | 0.00314 | 911.2945 | 0.00339 | 910.7891 | 0 | 911.2945 | 0.61936 | 612.601 | 0.10585
| 610.1177 | 6.8875e-05 | 610.1177 | 0.00179 | 612.7206 | 4.9907e-05 | 612.7206 | 1.52e-05 | 757.36 | -0.0012648 | 610.1177 | 0.00465 | 757.36 | 0.0007076 | 757.36 | -0.00021673 | 612.7206 | 0.34248 | 612.7206 | 0.13534 | 610.1177 | 0.00178 | 911.4624 | 0.0029 | 911.4624 | 0.00378 | 910.9575 | 5.0004e-05 | 911.4624 | 0.62288 | 612.7206 | 0.10524
| 610.2368 | 0 | 610.2368 | 0 | 612.8401 | 0 | 612.8401 | 2.9022e-05 | 757.6 | -0.00038786 | 610.2368 | 0.00226 | 757.6 | -0.00032556 | 757.6 | -0.00041178 | 612.8401 | 0.34894 | 612.8401 | 0.13813 | 610.2368 | 0 | 911.6302 | 0.00373 | 911.6302 | 0.00318 | 911.1259 | 0 | 911.6302 | 0.62718 | 612.8401 | 0.10508
| 610.356 | 0.00051807 | 610.356 | 0.00052021 | 612.9597 | 3.2289e-05 | 612.9597 | 1.3956e-05 | 757.83 | 0.0015684 | 610.356 | 0.00533 | 757.83 | -3.4977e-05 | 757.83 | -0.00096444 | 612.9597 | 0.35454 | 612.9597 | 0.14057 | 610.356 | 0.00184 | 911.7981 | 0.00346 | 911.7981 | 0.00459 | 911.2944 | 6.9993e-05 | 911.7981 | 0.63011 | 612.9597 | 0.10455
| 610.4751 | 0 | 610.4751 | 0 | 613.0793 | 0 | 613.0793 | 2.7857e-05 | 758.07 | 0.0001855 | 610.4751 | 0.00328 | 758.07 | 0.00073989 | 758.07 | -5.4182e-05 | 613.0793 | 0.36139 | 613.0793 | 0.14368 | 610.4751 | 0 | 911.966 | 0.0041 | 911.966 | 0.00431 | 911.4628 | 0 | 911.966 | 0.63345 | 613.0793 | 0.10503
| 610.5943 | 0.0005001 | 610.5943 | 0.00101 | 613.1989 | 3.2289e-05 | 613.1989 | 1.4102e-05 | 758.3 | 0.0015684 | 610.5943 | 0.003 | 758.3 | 0.00054618 | 758.3 | 0.0017988 | 613.1989 | 0.36731 | 613.1989 | 0.14524 | 610.5943 | 0.0015 | 912.1339 | 0.00426 | 912.1339 | 0.00672 | 911.6312 | 6.9993e-05 | 912.1339 | 0.63536 | 613.1989 | 0.1047
| 610.7135 | 0 | 610.7135 | 0 | 613.3184 | 0 | 613.3184 | 2.6916e-05 | 758.54 | -0.0013322 | 610.7135 | 0.00115 | 758.54 | -0.00093899 | 758.54 | -0.00070437 | 613.3184 | 0.37412 | 613.3184 | 0.14726 | 610.7135 | 0 | 912.3018 | 0.00333 | 912.3018 | 0.00487 | 911.7996 | 0 | 912.3018 | 0.63838 | 613.3184 | 0.1047
| 610.8327 | 0.00076961 | 610.8327 | 0.00146 | 613.438 | 4.9907e-05 | 613.438 | 1.3172e-05 | 758.78 | 0.0010961 | 610.8327 | 0.00369 | 758.78 | -0.00051927 | 758.78 | 0.00069354 | 613.438 | 0.37947 | 613.438 | 0.14838 | 610.8327 | 0.00227 | 912.4697 | 0.00387 | 912.4697 | 0.00656 | 911.968 | 6.9993e-05 | 912.4697 | 0.6404 | 613.438 | 0.10385
| 610.9519 | 0 | 610.9519 | 0 | 613.5576 | 0 | 613.5576 | 2.6838e-05 | 759.01 | -0.00052277 | 610.9519 | 0.00195 | 759.01 | -0.0011973 | 759.01 | 0.00036844 | 613.5576 | 0.38597 | 613.5576 | 0.1517 | 610.9519 | 0 | 912.6376 | 0.00316 | 912.6376 | 0.0048 | 912.1365 | 0 | 912.6376 | 0.64427 | 613.5576 | 0.10396
| 611.0711 | 0.00037433 | 611.0711 | 0.00175 | 613.6772 | 3.2289e-05 | 613.6772 | 1.4102e-05 | 759.25 | -0.0022092 | 611.0711 | 0.0032 | 759.25 | -0.0021658 | 759.25 | -0.001127 | 613.6772 | 0.39041 | 613.6772 | 0.154 | 611.0711 | 0.00208 | 912.8054 | 0.00384 | 912.8054 | 0.00594 | 912.3049 | 6.9993e-05 | 912.8054 | 0.64665 | 613.6772 | 0.10409
| 611.1903 | 0 | 611.1903 | 0 | 613.7968 | 0 | 613.7968 | 2.7611e-05 | 759.49 | 0.00021923 | 611.1903 | 0.00158 | 759.49 | -0.0012941 | 759.49 | 0.00033593 | 613.7968 | 0.39558 | 613.7968 | 0.15723 | 611.1903 | 0 | 912.9733 | 0.00298 | 912.9733 | 0.00469 | 912.4733 | 0 | 912.9733 | 0.64982 | 613.7968 | 0.10425
| 611.3095 | 0.00118 | 611.3095 | 0.00147 | 613.9164 | 4.9907e-05 | 613.9164 | 1.3867e-05 | 759.72 | 0.00099496 | 611.3095 | 0.00369 | 759.72 | 0.0024188 | 759.72 | 0.0029691 | 613.9164 | 0.40088 | 613.9164 | 0.15858 | 611.3095 | 0 | 913.1412 | 0.00504 | 913.1412 | 0.00513 | 912.6418 | 5.0004e-05 | 913.1412 | 0.65172 | 613.9164 | 0.10387
| 611.4288 | 0 | 611.4288 | 0 | 614.036 | 0 | 614.036 | 2.6132e-05 | 759.96 | -0.0018044 | 611.4288 | 0.00226 | 759.96 | 0.00015874 | 759.96 | -0.001192 | 614.036 | 0.40844 | 614.036 | 0.16181 | 611.4288 | 0 | 913.3091 | 0.00331 | 913.3091 | 0.00596 | 912.8102 | 0 | 913.3091 | 0.6552 | 614.036 | 0.1038
| 611.548 | 0.00039229 | 611.548 | 0.00128 | 614.1556 | 3.2289e-05 | 614.1556 | 1.2411e-05 | 760.2 | 0.00069142 | 611.548 | 0.00261 | 760.2 | -0.00039012 | 760.2 | 0.0022214 | 614.1556 | 0.41522 | 614.1556 | 0.16381 | 611.548 | 0.00199 | 913.477 | 0.00511 | 913.477 | 0.00424 | 912.9787 | 6.9993e-05 | 913.477 | 0.65801 | 614.1556 | 0.10388
| 611.6672 | 0 | 611.6672 | 0 | 614.2752 | 0 | 614.2752 | 2.6266e-05 | 760.43 | 0.0001855 | 611.6672 | 0.00419 | 760.43 | 0.0015148 | 760.43 | -0.00080189 | 614.2752 | 0.42218 | 614.2752 | 0.16661 | 611.6672 | 0 | 913.6449 | 0.00324 | 913.6449 | 0.00427 | 913.1471 | 0 | 913.6449 | 0.66149 | 614.2752 | 0.10438
| 611.7865 | 0.000554 | 611.7865 | 0.0021 | 614.3948 | 1.4682e-05 | 614.3948 | 1.3956e-05 | 760.67 | 0.0020742 | 611.7865 | 0.00408 | 760.67 | 0.00032017 | 760.67 | 0.00040094 | 614.3948 | 0.42729 | 614.3948 | 0.16826 | 611.7865 | 0.00074975 | 913.8129 | 0.00297 | 913.8129 | 0.00397 | 913.3156 | 6.9993e-05 | 913.8129 | 0.66346 | 614.3948 | 0.10469
| 611.9058 | 0 | 611.9058 | 0 | 614.5144 | 0 | 614.5144 | 2.9448e-05 | 760.9 | 0.0010624 | 611.9058 | 0.00397 | 760.9 | -0.00064841 | 760.9 | -0.00031426 | 614.5144 | 0.4332 | 614.5144 | 0.17152 | 611.9058 | 0 | 913.9808 | 0.00264 | 913.9808 | 0.00322 | 913.484 | 0 | 913.9808 | 0.6661 | 614.5144 | 0.10498
| 612.025 | 0.00073368 | 612.025 | 0.00139 | 614.634 | 3.2289e-05 | 614.634 | 1.5592e-05 | 761.14 | 0.00052277 | 612.025 | 0.00295 | 761.14 | -0.00058385 | 761.14 | 0.00036844 | 614.634 | 0.4381 | 614.634 | 0.17455 | 612.025 | 0.00133 | 914.1487 | 0.00459 | 914.1487 | 0.00415 | 913.6525 | 5.0004e-05 | 914.1487 | 0.6681 | 614.634 | 0.10445
| 612.1443 | 0 | 612.1443 | 0 | 614.7536 | 0 | 614.7536 | 3.1901e-05 | 761.38 | 0.0001855 | 612.1443 | 0.00283 | 761.38 | -0.0013909 | 761.38 | -0.00080189 | 614.7536 | 0.44407 | 614.7536 | 0.17746 | 612.1443 | 0 | 914.3166 | 0.00422 | 914.3166 | 0.00452 | 913.8209 | 0 | 914.3166 | 0.67155 | 614.7536 | 0.10376
| 612.2636 | 0.00116 | 612.2636 | 0.00076297 | 614.8732 | 1.4682e-05 | 614.8732 | 1.6398e-05 | 761.61 | 0.0013322 | 612.2636 | 0.00363 | 761.61 | -0.00061613 | 761.61 | 0.0027091 | 614.8732 | 0.4493 | 614.8732 | 0.1794 | 612.2636 | 0.00146 | 914.4845 | 0.00349 | 914.4845 | 0.00441 | 913.9894 | 5.0004e-05 | 914.4845 | 0.67345 | 614.8732 | 0.10281
| 612.3829 | 0 | 612.3829 | 0 | 614.9928 | 0 | 614.9928 | 3.0725e-05 | 761.85 | -0.0029849 | 612.3829 | 0.00365 | 761.85 | -0.00080984 | 761.85 | -0.00018422 | 614.9928 | 0.45664 | 614.9928 | 0.18264 | 612.3829 | 0 | 914.6524 | 0.00406 | 914.6524 | 0.00455 | 914.1579 | 0 | 914.6524 | 0.67649 | 614.9928 | 0.10278
| 612.5022 | 0.00115 | 612.5022 | 0.00111 | 615.1124 | 4.9907e-05 | 615.1124 | 1.4584e-05 | 762.09 | 0.0010624 | 612.5022 | 0.00351 | 762.09 | 0.0018054 | 762.09 | 0.0019614 | 615.1124 | 0.46318 | 615.1124 | 0.18591 | 612.5022 | 0.00041236 | 914.8203 | 0.00403 | 914.8203 | 0.0035 | 914.3263 | 5.0004e-05 | 914.8203 | 0.67781 | 615.1124 | 0.10227
| 612.6215 | 0 | 612.6215 | 0 | 615.2321 | 0 | 615.2321 | 2.8921e-05 | 762.32 | -0.0016695 | 612.6215 | 0.00289 | 762.32 | 0.001095 | 762.32 | -5.4182e-05 | 615.2321 | 0.47054 | 615.2321 | 0.19 | 612.6215 | 0 | 914.9882 | 0.00223 | 914.9882 | 0.00436 | 914.4948 | 0 | 914.9882 | 0.68096 | 615.2321 | 0.10225
| 612.7408 | 0 | 612.7408 | 0.00101 | 615.3517 | 3.2289e-05 | 615.3517 | 1.4573e-05 | 762.56 | -0.0005565 | 612.7408 | 0.00499 | 762.56 | -0.0019076 | 762.56 | -0.0014196 | 615.3517 | 0.47575 | 615.3517 | 0.1924 | 612.7408 | 0.00124 | 915.1562 | 0.00367 | 915.1562 | 0.00529 | 914.6633 | 5.0004e-05 | 915.1562 | 0.68269 | 615.3517 | 0.10156
| 612.8601 | 0 | 612.8601 | 0 | 615.4713 | 0 | 615.4713 | 2.9884e-05 | 762.8 | -0.0018719 | 612.8601 | 0.00294 | 762.8 | -0.0012619 | 762.8 | 1.0836e-05 | 615.4713 | 0.48176 | 615.4713 | 0.19544 | 612.8601 | 0 | 915.3241 | 0.00335 | 915.3241 | 0.00432 | 914.8318 | 0 | 915.3241 | 0.68623 | 615.4713 | 0.10142
| 612.9794 | 0.00076961 | 612.9794 | 0.00151 | 615.5909 | 1.4682e-05 | 615.5909 | 1.5614e-05 | 763.03 | -0.0009275 | 612.9794 | 0.00459 | 763.03 | -0.0004547 | 763.03 | 0.0027091 | 615.5909 | 0.48627 | 615.5909 | 0.19782 | 612.9794 | 0.00122 | 915.492 | 0.00609 | 915.492 | 0.00957 | 915.0002 | 1.0001e-05 | 915.492 | 0.68842 | 615.5909 | 0.10085
| 613.0988 | 0 | 613.0988 | 0 | 615.7106 | 0 | 615.7106 | 2.9257e-05 | 763.27 | 0.0010624 | 613.0988 | 0.00203 | 763.27 | -0.0012296 | 763.27 | -0.00034676 | 615.7106 | 0.49113 | 615.7106 | 0.20146 | 613.0988 | 0 | 915.6599 | 0.00264 | 915.6599 | 0.00392 | 915.1687 | 0 | 915.6599 | 0.69205 | 615.7106 | 0.10173
| 613.2181 | 0.00046416 | 613.2181 | 0.00146 | 615.8302 | 1.4682e-05 | 615.8302 | 1.3956e-05 | 763.5 | 0.0012985 | 613.2181 | 0.00445 | 763.5 | 0.00083675 | 763.5 | 0.00088859 | 615.8302 | 0.49626 | 615.8302 | 0.20436 | 613.2181 | 0.0018 | 915.8279 | 0.00401 | 915.8279 | 0.00471 | 915.3372 | 6.9993e-05 | 915.8279 | 0.69412 | 615.8302 | 0.10156
| 613.3375 | 0 | 613.3375 | 0 | 615.9498 | 0 | 615.9498 | 2.835e-05 | 763.74 | -0.0013322 | 613.3375 | 0.00113 | 763.74 | -0.0017461 | 763.74 | -0.001127 | 615.9498 | 0.50318 | 615.9498 | 0.20851 | 613.3375 | 0 | 915.9958 | 0.00286 | 915.9958 | 0.00445 | 915.5057 | 0 | 915.9958 | 0.69658 | 615.9498 | 0.10235
| 613.4568 | 0.00127 | 613.4568 | 0.00116 | 616.0694 | 4.9907e-05 | 616.0694 | 1.4707e-05 | 763.98 | -0.0022766 | 613.4568 | 0.00445 | 763.98 | -0.00097128 | 763.98 | -0.0017771 | 616.0694 | 0.50977 | 616.0694 | 0.21231 | 613.4568 | 0.00189 | 916.1637 | 0.00424 | 916.1637 | 0.00577 | 915.6742 | 5.0004e-05 | 916.1637 | 0.6982 | 616.0694 | 0.10154
| 613.5762 | 0 | 613.5762 | 0 | 616.1891 | 0 | 616.1891 | 2.8585e-05 | 764.21 | -0.001737 | 613.5762 | 0.00212 | 764.21 | -0.001165 | 764.21 | -0.0026549 | 616.1891 | 0.51649 | 616.1891 | 0.21673 | 613.5762 | 0 | 916.3317 | 0.00304 | 916.3317 | 0.00438 | 915.8427 | 0 | 916.3317 | 0.70146 | 616.1891 | 0.10164
| 613.6956 | 0.00066181 | 613.6956 | 0.00184 | 616.3087 | 1.4682e-05 | 616.3087 | 1.4158e-05 | 764.45 | 0.0015684 | 613.6956 | 0.00431 | 764.45 | -3.4977e-05 | 764.45 | 0.00040094 | 616.3087 | 0.52275 | 616.3087 | 0.22004 | 613.6956 | 0.00080598 | 916.4996 | 0.00372 | 916.4996 | 0.00501 | 916.0112 | 1.0001e-05 | 916.4996 | 0.70388 | 616.3087 | 0.10107
| 613.8149 | 0 | 613.8149 | 0 | 616.4284 | 0 | 616.4284 | 2.8271e-05 | 764.69 | -0.0010287 | 613.8149 | 0.00198 | 764.69 | -0.0012619 | 764.69 | -0.0022973 | 616.4284 | 0.53041 | 616.4284 | 0.22349 | 613.8149 | 0 | 916.6676 | 0.00462 | 916.6676 | 0.00445 | 916.1797 | 0 | 916.6676 | 0.70686 | 616.4284 | 0.10094
| 613.9343 | 0.00124 | 613.9343 | 0.00236 | 616.548 | 6.7514e-05 | 616.548 | 1.418e-05 | 764.92 | 0.00042159 | 613.9343 | 0.00428 | 764.92 | -0.00035784 | 764.92 | -0.0022648 | 616.548 | 0.53705 | 616.548 | 0.22681 | 613.9343 | 0.00142 | 916.8355 | 0.00302 | 916.8355 | 0.00522 | 916.3482 | 5.0004e-05 | 916.8355 | 0.7079 | 616.548 | 0.10126
| 614.0537 | 0 | 614.0537 | 0 | 616.6677 | 0 | 616.6677 | 2.8608e-05 | 765.16 | -0.00062396 | 614.0537 | 0.00078546 | 765.16 | -0.0019076 | 765.16 | -0.0033052 | 616.6677 | 0.54383 | 616.6677 | 0.23052 | 614.0537 | 0 | 917.0034 | 0.00434 | 917.0034 | 0.00422 | 916.5167 | 0 | 917.0034 | 0.7103 | 616.6677 | 0.10147
| 614.1731 | 0.00116 | 614.1731 | 0.00135 | 616.7873 | 6.7514e-05 | 616.7873 | 1.4494e-05 | 765.4 | -0.00069142 | 614.1731 | 0.00408 | 765.4 | -0.00019641 | 765.4 | 0.0015712 | 616.7873 | 0.54972 | 616.7873 | 0.23363 | 614.1731 | 0.00114 | 917.1714 | 0.00379 | 917.1714 | 0.00596 | 916.6852 | 6.9993e-05 | 917.1714 | 0.71107 | 616.7873 | 0.10129
| 614.2926 | 0 | 614.2926 | 0 | 616.907 | 0 | 616.907 | 2.7644e-05 | 765.63 | -0.0027488 | 614.2926 | 0.00198 | 765.63 | -0.0012619 | 765.63 | -0.00018422 | 616.907 | 0.55779 | 616.907 | 0.2379 | 614.2926 | 0 | 917.3393 | 0.00412 | 917.3393 | 0.00434 | 916.8537 | 0 | 917.3393 | 0.71339 | 616.907 | 0.10036
| 614.412 | 0 | 614.412 | 0.00053755 | 617.0266 | 6.7514e-05 | 617.0266 | 1.3217e-05 | 765.87 | -1.6864e-05 | 614.412 | 0.00397 | 765.87 | -0.0015847 | 765.87 | 0.00040094 | 617.0266 | 0.56524 | 617.0266 | 0.24136 | 614.412 | 0.00231 | 917.5073 | 0.00433 | 917.5073 | 0.00345 | 917.0222 | 5.0004e-05 | 917.5073 | 0.7153 | 617.0266 | 0.0995
| 614.5314 | 0 | 614.5314 | 0 | 617.1463 | 0 | 617.1463 | 2.7431e-05 | 766.11 | -0.00011805 | 614.5314 | 0.00232 | 766.11 | -0.00013183 | 766.11 | -0.0026224 | 617.1463 | 0.5738 | 617.1463 | 0.24532 | 614.5314 | 0 | 917.6752 | 0.00281 | 917.6752 | 0.00559 | 917.1907 | 0 | 917.6752 | 0.71975 | 617.1463 | 0.0991
| 614.6508 | 0.00075165 | 614.6508 | 0.00064159 | 617.2659 | 4.9907e-05 | 617.2659 | 1.427e-05 | 766.34 | 0.0016358 | 614.6508 | 0.00315 | 766.34 | 0.00067532 | 766.34 | 0.00072604 | 617.2659 | 0.58055 | 617.2659 | 0.24728 | 614.6508 | 0.00189 | 917.8432 | 0.00346 | 917.8432 | 0.00464 | 917.3593 | 6.9993e-05 | 917.8432 | 0.72407 | 617.2659 | 0.09842
| 614.7703 | 0 | 614.7703 | 0 | 617.3856 | 0 | 617.3856 | 2.8473e-05 | 766.58 | 0.00038786 | 614.7703 | 0.00303 | 766.58 | -0.00042241 | 766.58 | -0.0016472 | 617.3856 | 0.58901 | 617.3856 | 0.25138 | 614.7703 | 0 | 918.0111 | 0.00323 | 918.0111 | 0.0042 | 917.5278 | 0 | 918.0111 | 0.72905 | 617.3856 | 0.09862
| 614.8897 | 6.8875e-05 | 614.8897 | 0.00147 | 617.5052 | 3.2289e-05 | 617.5052 | 1.4259e-05 | 766.82 | -0.00028669 | 614.8897 | 0.00337 | 766.82 | 0.0011273 | 766.82 | 0.00033593 | 617.5052 | 0.59576 | 617.5052 | 0.25443 | 614.8897 | 0.0021 | 918.1791 | 0.00502 | 918.1791 | 0.00682 | 917.6963 | 5.0004e-05 | 918.1791 | 0.7316 | 617.5052 | 0.09856
| 615.0092 | 0 | 615.0092 | 0 | 617.6249 | 0 | 617.6249 | 2.8944e-05 | 767.05 | -0.00025296 | 615.0092 | 0.00405 | 767.05 | 0.00073989 | 767.05 | 0.0011812 | 617.6249 | 0.60347 | 617.6249 | 0.25941 | 615.0092 | 0 | 918.347 | 0.00352 | 918.347 | 0.00457 | 917.8648 | 0 | 918.347 | 0.73358 | 617.6249 | 0.09923
| 615.1287 | 0.00188 | 615.1287 | 0.00062425 | 617.7446 | 1.4682e-05 | 617.7446 | 1.4841e-05 | 767.29 | 0.00059023 | 615.1287 | 0.00286 | 767.29 | 0.0025157 | 767.29 | 0.0009211 | 617.7446 | 0.6095 | 617.7446 | 0.26239 | 615.1287 | 0.00105 | 918.515 | 0.00375 | 918.515 | 0.00406 | 918.0334 | 6.9993e-05 | 918.515 | 0.7338 | 617.7446 | 0.09882
| 615.2481 | 0 | 615.2481 | 0 | 617.8642 | 0 | 617.8642 | 2.7924e-05 | 767.53 | -0.00025296 | 615.2481 | 0.00337 | 767.53 | -0.0010681 | 767.53 | -0.00063934 | 617.8642 | 0.61761 | 617.8642 | 0.26774 | 615.2481 | 0 | 918.683 | 0.0037 | 918.683 | 0.00436 | 918.2019 | 0 | 918.683 | 0.73524 | 617.8642 | 0.09961
| 615.3676 | 0.00041025 | 615.3676 | 0.00149 | 617.9839 | 3.2289e-05 | 617.9839 | 1.3217e-05 | 767.76 | -8.4319e-05 | 615.3676 | 0.00241 | 767.76 | 0.00041703 | 767.76 | -0.0015171 | 617.9839 | 0.62502 | 617.9839 | 0.27215 | 615.3676 | 0.00169 | 918.8509 | 0.00337 | 918.8509 | 0.00545 | 918.3705 | 5.0004e-05 | 918.8509 | 0.73523 | 617.9839 | 0.09956
| 615.4871 | 0 | 615.4871 | 0 | 618.1036 | 0 | 618.1036 | 2.6031e-05 | 768 | -0.0015008 | 615.4871 | 0.00243 | 768 | -0.00093899 | 768 | 0.00082357 | 618.1036 | 0.63442 | 618.1036 | 0.27808 | 615.4871 | 0 | 919.0189 | 0.00311 | 919.0189 | 0.00547 | 918.539 | 0 | 919.0189 | 0.73673 | 618.1036 | 0.10017
| 615.6066 | 0.00087741 | 615.6066 | 0.00165 | 618.2233 | 3.2289e-05 | 618.2233 | 1.3139e-05 | 768.24 | -0.00096123 | 615.6066 | 0.00255 | 768.24 | 0.00012645 | 768.24 | -0.00089942 | 618.2233 | 0.64232 | 618.2233 | 0.28129 | 615.6066 | 0.00089971 | 919.1869 | 0.00408 | 919.1869 | 0.00496 | 918.7075 | 6.9993e-05 | 919.1869 | 0.73613 | 618.2233 | 0.09958
| 615.7261 | 0 | 615.7261 | 0 | 618.3429 | 0 | 618.3429 | 2.7017e-05 | 768.47 | -0.00065769 | 615.7261 | 0.00087064 | 768.47 | -0.002521 | 768.47 | -0.001127 | 618.3429 | 0.65213 | 618.3429 | 0.28509 | 615.7261 | 0 | 919.3548 | 0.00425 | 919.3548 | 0.00438 | 918.8761 | 0 | 919.3548 | 0.73665 | 618.3429 | 0.09969
| 615.8456 | 0.00073368 | 615.8456 | 0.00079764 | 618.4626 | 1.4682e-05 | 618.4626 | 1.4102e-05 | 768.71 | 0.00035414 | 615.8456 | 0.00397 | 768.71 | 0.00093361 | 768.71 | 0.00072604 | 618.4626 | 0.66072 | 618.4626 | 0.28743 | 615.8456 | 0.00093719 | 919.5228 | 0.00593 | 919.5228 | 0.006 | 919.0446 | 6.9993e-05 | 919.5228 | 0.7353 | 618.4626 | 0.09859
| 615.9651 | 0 | 615.9651 | 0 | 618.5823 | 0 | 618.5823 | 2.7723e-05 | 768.95 | -0.00089378 | 615.9651 | 0.00323 | 768.95 | -0.0004547 | 768.95 | 0.0015387 | 618.5823 | 0.67142 | 618.5823 | 0.29158 | 615.9651 | 0 | 919.6908 | 0.00326 | 919.6908 | 0.00387 | 919.2132 | 0 | 919.6908 | 0.7366 | 618.5823 | 0.09812
| 616.0847 | 0.00174 | 616.0847 | 0.0018 | 618.702 | 0 | 618.702 | 1.3867e-05 | 769.18 | 0.00069142 | 616.0847 | 0.00315 | 769.18 | -0.0010681 | 769.18 | -0.00089942 | 618.702 | 0.67959 | 618.702 | 0.29492 | 616.0847 | 0.00080598 | 919.8587 | 0.00342 | 919.8587 | 0.00538 | 919.3818 | 5.0004e-05 | 919.8587 | 0.73781 | 618.702 | 0.09733
| 616.2042 | 0 | 616.2042 | 0 | 618.8217 | 0 | 618.8217 | 2.6759e-05 | 769.42 | -0.0013997 | 616.2042 | 0.00206 | 769.42 | 0.002096 | 769.42 | -0.0024598 | 618.8217 | 0.68865 | 618.8217 | 0.30029 | 616.2042 | 0 | 920.0267 | 0.00382 | 920.0267 | 0.00594 | 919.5503 | 0 | 920.0267 | 0.74073 | 618.8217 | 0.09799
| 616.3238 | 0.00058994 | 616.3238 | 0.00101 | 618.9414 | 6.7514e-05 | 618.9414 | 1.2993e-05 | 769.66 | 0.0019393 | 616.3238 | 0.00221 | 769.66 | -0.00048698 | 769.66 | 0.0013763 | 618.9414 | 0.69416 | 618.9414 | 0.30419 | 616.3238 | 0.00139 | 920.1947 | 0.00398 | 920.1947 | 0.0048 | 919.7189 | 5.0004e-05 | 920.1947 | 0.74125 | 618.9414 | 0.09803
| 616.4433 | 0 | 616.4433 | 0 | 619.061 | 0 | 619.061 | 2.6737e-05 | 769.89 | 0.00082632 | 616.4433 | 0.00266 | 769.89 | -0.00026098 | 769.89 | -0.00080189 | 619.061 | 0.70006 | 619.061 | 0.30976 | 616.4433 | 0 | 920.3627 | 0.00472 | 920.3627 | 0.00445 | 919.8874 | 0 | 920.3627 | 0.74171 | 619.061 | 0.09849
| 616.5629 | 0.00167 | 616.5629 | 0.0013 | 619.1807 | 4.9907e-05 | 619.1807 | 1.4001e-05 | 770.13 | 0.00052277 | 616.5629 | 0.00249 | 770.13 | -0.0004547 | 770.13 | 0.00075855 | 619.1807 | 0.70323 | 619.1807 | 0.31357 | 616.5629 | 0.00169 | 920.5307 | 0.00377 | 920.5307 | 0.00526 | 920.056 | 5.0004e-05 | 920.5307 | 0.74121 | 619.1807 | 0.09782
| 616.6824 | 0 | 616.6824 | 0 | 619.3004 | 0 | 619.3004 | 2.7958e-05 | 770.37 | -0.0022092 | 616.6824 | 0.00297 | 770.37 | -0.0024564 | 770.37 | -0.0011595 | 619.3004 | 0.70902 | 619.3004 | 0.31952 | 616.6824 | 0 | 920.6987 | 0.00255 | 920.6987 | 0.00608 | 920.2246 | 0 | 920.6987 | 0.74147 | 619.3004 | 0.09793
| 616.802 | 0.00078757 | 616.802 | 0.00088435 | 619.4201 | 4.9907e-05 | 619.4201 | 1.4337e-05 | 770.6 | 0.0011299 | 616.802 | 0.00354 | 770.6 | -6.7263e-05 | 770.6 | -0.00073687 | 619.4201 | 0.71434 | 619.4201 | 0.32247 | 616.802 | 0.00080598 | 920.8666 | 0.00234 | 920.8666 | 0.00401 | 920.3931 | 8.9995e-05 | 920.8666 | 0.74079 | 619.4201 | 0.09682
| 616.9216 | 0 | 616.9216 | 0 | 619.5398 | 0 | 619.5398 | 2.9313e-05 | 770.84 | -0.0013322 | 616.9216 | 0.00306 | 770.84 | 0.0017408 | 770.84 | 0.00027091 | 619.5398 | 0.72175 | 619.5398 | 0.32579 | 616.9216 | 0 | 921.0346 | 0.0034 | 921.0346 | 0.00482 | 920.5617 | 0 | 921.0346 | 0.74141 | 619.5398 | 0.09602
| 617.0412 | 0.0012 | 617.0412 | 0.00189 | 619.6595 | 3.2289e-05 | 619.6595 | 1.539e-05 | 771.08 | -0.00072515 | 617.0412 | 0.00451 | 771.08 | -0.00016412 | 771.08 | -0.0013546 | 619.6595 | 0.72927 | 619.6595 | 0.32701 | 617.0412 | 0.00124 | 921.2026 | 0.0029 | 921.2026 | 0.00461 | 920.7303 | 6.9993e-05 | 921.2026 | 0.74285 | 619.6595 | 0.09473
| 617.1608 | 0 | 617.1608 | 0 | 619.7792 | 0 | 619.7792 | 2.8271e-05 | 771.31 | -0.00021923 | 617.1608 | 0.00195 | 771.31 | -0.00013183 | 771.31 | -0.00044429 | 619.7792 | 0.73933 | 619.7792 | 0.33098 | 617.1608 | 0 | 921.3706 | 0.00297 | 921.3706 | 0.00464 | 920.8989 | 0 | 921.3706 | 0.74689 | 619.7792 | 0.0956
| 617.2804 | 0.00042823 | 617.2804 | 0.00149 | 619.8989 | 1.4682e-05 | 619.8989 | 1.3139e-05 | 771.55 | 0.00052277 | 617.2804 | 0.00369 | 771.55 | 0.0012242 | 771.55 | -0.00086692 | 619.8989 | 0.74861 | 619.8989 | 0.3357 | 617.2804 | 0.00176 | 921.5386 | 0.00391 | 921.5386 | 0.00336 | 921.0675 | 3.0002e-05 | 921.5386 | 0.75008 | 619.8989 | 0.09628
| 617.4 | 0 | 617.4 | 0 | 620.0186 | 0 | 620.0186 | 2.6311e-05 | 771.79 | -0.0020405 | 617.4 | 0.00078546 | 771.79 | -0.001165 | 771.79 | -0.0027849 | 620.0186 | 0.75742 | 620.0186 | 0.34187 | 617.4 | 0 | 921.7066 | 0.00391 | 921.7066 | 0.00397 | 921.2361 | 0 | 921.7066 | 0.75323 | 620.0186 | 0.09709
| 617.5196 | 0.00098522 | 617.5196 | 0.00113 | 620.1383 | 3.2289e-05 | 620.1383 | 1.3329e-05 | 772.02 | 0.00052277 | 617.5196 | 0.00227 | 772.02 | -0.0010358 | 772.02 | -0.00018422 | 620.1383 | 0.76416 | 620.1383 | 0.3473 | 617.5196 | 0.00118 | 921.8746 | 0.00476 | 921.8746 | 0.00545 | 921.4046 | 0.00011 | 921.8746 | 0.75431 | 620.1383 | 0.09648
| 617.6392 | 0 | 617.6392 | 0 | 620.2581 | 0 | 620.2581 | 2.6703e-05 | 772.26 | -0.00038786 | 617.6392 | 0.00345 | 772.26 | -0.0010036 | 772.26 | -0.0018422 | 620.2581 | 0.77133 | 620.2581 | 0.35353 | 617.6392 | 0 | 922.0426 | 0.00305 | 922.0426 | 0.00543 | 921.5733 | 0 | 922.0426 | 0.7565 | 620.2581 | 0.0963
| 617.7589 | 0 | 617.7589 | 0.00084967 | 620.3778 | 3.2289e-05 | 620.3778 | 1.3643e-05 | 772.5 | 0.0001855 | 617.7589 | 0.00309 | 772.5 | 0.0021928 | 772.5 | 0.0029042 | 620.3778 | 0.77659 | 620.3778 | 0.35901 | 617.7589 | 0.00065603 | 922.2106 | 0.00469 | 922.2106 | 0.00665 | 921.7418 | 3.0002e-05 | 922.2106 | 0.75842 | 620.3778 | 0.09569
| 617.8785 | 0 | 617.8785 | 0 | 620.4975 | 0 | 620.4975 | 2.9369e-05 | 772.73 | -0.00082632 | 617.8785 | 0.0015 | 772.73 | -0.0006807 | 772.73 | -0.0017121 | 620.4975 | 0.78276 | 620.4975 | 0.36516 | 617.8785 | 0 | 922.3786 | 0.00316 | 922.3786 | 0.00448 | 921.9104 | 0 | 922.3786 | 0.7622 | 620.4975 | 0.09552
| 617.9982 | 0.00041025 | 617.9982 | 0.00084967 | 620.6172 | 1.4682e-05 | 620.6172 | 1.6096e-05 | 772.97 | 0.0001855 | 617.9982 | 0.00397 | 772.97 | -0.0004547 | 772.97 | -0.00031426 | 620.6172 | 0.78807 | 620.6172 | 0.37041 | 617.9982 | 0.00152 | 922.5466 | 0.00326 | 922.5466 | 0.00531 | 922.0791 | 1.0001e-05 | 922.5466 | 0.76579 | 620.6172 | 0.09499
| 618.1178 | 0 | 618.1178 | 0 | 620.7369 | 0 | 620.7369 | 2.9078e-05 | 773.21 | -0.00065769 | 618.1178 | 0.00314 | 773.21 | 0.00019102 | 773.21 | -0.00096444 | 620.7369 | 0.79664 | 620.7369 | 0.37675 | 618.1178 | 0 | 922.7146 | 0.00385 | 922.7146 | 0.00464 | 922.2477 | 0 | 922.7146 | 0.7707 | 620.7369 | 0.09535
| 618.2375 | 0.0005001 | 618.2375 | 0.00091902 | 620.8567 | 6.7514e-05 | 620.8567 | 1.3352e-05 | 773.44 | 1.6864e-05 | 618.2375 | 0.00363 | 773.44 | 0.0028062 | 773.44 | -0.00021673 | 620.8567 | 0.80437 | 620.8567 | 0.38147 | 618.2375 | 0.00135 | 922.8826 | 0.00398 | 922.8826 | 0.0058 | 922.4163 | 8.9995e-05 | 922.8826 | 0.7742 | 620.8567 | 0.09522
| 618.3572 | 0 | 618.3572 | 0 | 620.9764 | 0 | 620.9764 | 2.7924e-05 | 773.68 | -5.0592e-05 | 618.3572 | 0.00198 | 773.68 | -0.00019641 | 773.68 | -0.0013871 | 620.9764 | 0.81287 | 620.9764 | 0.38663 | 618.3572 | 0 | 923.0506 | 0.00297 | 923.0506 | 0.00464 | 922.5849 | 0 | 923.0506 | 0.77735 | 620.9764 | 0.09546
| 618.4769 | 0.00147 | 618.4769 | 0.0012 | 621.0961 | 4.9907e-05 | 621.0961 | 1.4785e-05 | 773.92 | 0.00045532 | 618.4769 | 0.00244 | 773.92 | 0.0019991 | 773.92 | -0.00037928 | 621.0961 | 0.81884 | 621.0961 | 0.39129 | 618.4769 | 0.00111 | 923.2186 | 0.0052 | 923.2186 | 0.00443 | 922.7535 | 5.0004e-05 | 923.2186 | 0.77912 | 621.0961 | 0.09505
| 618.5965 | 0 | 618.5965 | 0 | 621.2158 | 0 | 621.2158 | 2.9336e-05 | 774.15 | -0.00025296 | 618.5965 | 0.0011 | 774.15 | -0.00013183 | 774.15 | 0.00020589 | 621.2158 | 0.82732 | 621.2158 | 0.39789 | 618.5965 | 0 | 923.3867 | 0.00431 | 923.3867 | 0.00352 | 922.9221 | 0 | 923.3867 | 0.78132 | 621.2158 | 0.09536
| 618.7162 | 0.0006079 | 618.7162 | 0.00076297 | 621.3356 | 1.4682e-05 | 621.3356 | 1.4651e-05 | 774.39 | -0.0010624 | 618.7162 | 0.00428 | 774.39 | -0.00016412 | 774.39 | -0.00067186 | 621.3356 | 0.83581 | 621.3356 | 0.40354 | 618.7162 | 0.00080598 | 923.5547 | 0.00457 | 923.5547 | 0.00681 | 923.0907 | 5.0004e-05 | 923.5547 | 0.78224 | 621.3356 | 0.09526
| 618.836 | 0 | 618.836 | 0 | 621.4553 | 0 | 621.4553 | 2.7667e-05 | 774.63 | 0.00065769 | 618.836 | 0.00238 | 774.63 | -0.0009067 | 774.63 | -0.0010295 | 621.4553 | 0.84532 | 621.4553 | 0.40972 | 618.836 | 0 | 923.7227 | 0.00227 | 923.7227 | 0.00403 | 923.2593 | 0 | 923.7227 | 0.78366 | 621.4553 | 0.09526
| 618.9557 | 0.0012 | 618.9557 | 0.00095371 | 621.5751 | 1.4682e-05 | 621.5751 | 1.3172e-05 | 774.86 | 0.00045532 | 618.9557 | 0.00346 | 774.86 | 9.4169e-05 | 774.86 | 0.0019939 | 621.5751 | 0.85164 | 621.5751 | 0.41519 | 618.9557 | 0.00114 | 923.8907 | 0.00318 | 923.8907 | 0.00492 | 923.428 | 5.0004e-05 | 923.8907 | 0.78385 | 621.5751 | 0.09465
| 619.0754 | 0 | 619.0754 | 0 | 621.6948 | 0 | 621.6948 | 2.7857e-05 | 775.1 | -0.0016695 | 619.0754 | 0.00089903 | 775.1 | -0.0004547 | 775.1 | 0.00017338 | 621.6948 | 0.85832 | 621.6948 | 0.42229 | 619.0754 | 0 | 924.0587 | 0.0037 | 924.0587 | 0.00338 | 923.5966 | 0 | 924.0587 | 0.78553 | 621.6948 | 0.09459
| 619.1951 | 0.0021 | 619.1951 | 0.00137 | 621.8145 | 3.2289e-05 | 621.8145 | 1.5077e-05 | 775.34 | 0.00015177 | 619.1951 | 0.00544 | 775.34 | -0.0013264 | 775.34 | -0.0010945 | 621.8145 | 0.8631 | 621.8145 | 0.42919 | 619.1951 | 0.00165 | 924.2267 | 0.00349 | 924.2267 | 0.00443 | 923.7652 | 6.9993e-05 | 924.2267 | 0.78625 | 621.8145 | 0.09447
| 619.3149 | 0 | 619.3149 | 0 | 621.9343 | 0 | 621.9343 | 2.9593e-05 | 775.57 | 0.0011299 | 619.3149 | 0.00385 | 775.57 | 0.00067532 | 775.57 | -0.0010945 | 621.9343 | 0.86915 | 621.9343 | 0.43652 | 619.3149 | 0 | 924.3948 | 0.00405 | 924.3948 | 0.0036 | 923.9339 | 0 | 924.3948 | 0.78858 | 621.9343 | 0.09422
| 619.4346 | 0.000554 | 619.4346 | 0.00123 | 622.054 | 3.2289e-05 | 622.054 | 1.4886e-05 | 775.81 | 0.001231 | 619.4346 | 0.00323 | 775.81 | 0.0013533 | 775.81 | 0.0038145 | 622.054 | 0.87467 | 622.054 | 0.44284 | 619.4346 | 0.00114 | 924.5628 | 0.00396 | 924.5628 | 0.00594 | 924.1025 | 5.0004e-05 | 924.5628 | 0.79068 | 622.054 | 0.09388
| 619.5544 | 0 | 619.5544 | 0 | 622.1738 | 0 | 622.1738 | 2.8249e-05 | 776.05 | 0.00065769 | 619.5544 | 0.00209 | 776.05 | -0.00051927 | 776.05 | -0.0019397 | 622.1738 | 0.88258 | 622.1738 | 0.4498 | 619.5544 | 0 | 924.7308 | 0.00405 | 924.7308 | 0.00418 | 924.2711 | 0 | 924.7308 | 0.79444 | 622.1738 | 0.09386
| 619.6741 | 0.00109 | 619.6741 | 0.00116 | 622.2935 | 6.7514e-05 | 622.2935 | 1.3643e-05 | 776.29 | 0.0026476 | 619.6741 | 0.00354 | 776.29 | 0.00051389 | 776.29 | 0.0012137 | 622.2935 | 0.88894 | 622.2935 | 0.45579 | 619.6741 | 0.00165 | 924.8989 | 0.00396 | 924.8989 | 0.00545 | 924.4398 | 5.0004e-05 | 924.8989 | 0.79857 | 622.2935 | 0.09395
| 619.7939 | 0 | 619.7939 | 0 | 622.4133 | 0 | 622.4133 | 2.8238e-05 | 776.52 | -0.00038786 | 619.7939 | 0.00144 | 776.52 | 0.0022896 | 776.52 | -0.00070437 | 622.4133 | 0.89645 | 622.4133 | 0.46182 | 619.7939 | 0 | 925.0669 | 0.00392 | 925.0669 | 0.00443 | 924.6084 | 0 | 925.0669 | 0.8036 | 622.4133 | 0.09444
| 619.9137 | 0.00080555 | 619.9137 | 0.00137 | 622.533 | 4.9907e-05 | 622.533 | 1.4685e-05 | 776.76 | 0.00045532 | 619.9137 | 0.00351 | 776.76 | 0.0014502 | 776.76 | 0.00085607 | 622.533 | 0.904 | 622.533 | 0.46712 | 619.9137 | 0.00167 | 925.2349 | 0.00414 | 925.2349 | 0.00385 | 924.7771 | 8.9995e-05 | 925.2349 | 0.80815 | 622.533 | 0.09451
| 620.0335 | 0 | 620.0335 | 0 | 622.6528 | 0 | 622.6528 | 2.9392e-05 | 777 | -0.0011973 | 620.0335 | 0.00297 | 777 | -0.0016815 | 777 | 0.00059601 | 622.6528 | 0.91558 | 622.6528 | 0.47376 | 620.0335 | 0 | 925.403 | 0.00328 | 925.403 | 0.00522 | 924.9457 | 0 | 925.403 | 0.81308 | 622.6528 | 0.09473
| 620.1532 | 0.00069774 | 620.1532 | 0.00146 | 622.7725 | 1.4682e-05 | 622.7725 | 1.4819e-05 | 777.23 | -5.0592e-05 | 620.1532 | 0.0017 | 777.23 | -0.00087442 | 777.23 | -0.00054182 | 622.7725 | 0.92657 | 622.7725 | 0.48041 | 620.1532 | 0.00141 | 925.571 | 0.00499 | 925.571 | 0.00561 | 925.1144 | 6.9993e-05 | 925.571 | 0.81526 | 622.7725 | 0.09409
| 620.2731 | 0 | 620.2731 | 0 | 622.8923 | 0 | 622.8923 | 2.9907e-05 | 777.47 | -0.0023104 | 620.2731 | 0.00266 | 777.47 | -0.00055155 | 777.47 | 0.0010186 | 622.8923 | 0.93659 | 622.8923 | 0.48775 | 620.2731 | 0 | 925.739 | 0.00258 | 925.739 | 0.0042 | 925.283 | 0 | 925.739 | 0.81704 | 622.8923 | 0.0939
| 620.3929 | 0.00069774 | 620.3929 | 0.00113 | 623.0121 | 4.9907e-05 | 623.0121 | 1.5278e-05 | 777.71 | 0.00015177 | 620.3929 | 0.00266 | 777.71 | 0.00032017 | 777.71 | 0.004172 | 623.0121 | 0.94309 | 623.0121 | 0.49468 | 620.3929 | 0.00197 | 925.9071 | 0.00321 | 925.9071 | 0.00462 | 925.4517 | 8.9995e-05 | 925.9071 | 0.81549 | 623.0121 | 0.09334
| 620.5127 | 0 | 620.5127 | 0 | 623.1318 | 0 | 623.1318 | 2.7275e-05 | 777.94 | -0.0022766 | 620.5127 | 0.00155 | 777.94 | -0.001165 | 777.94 | -0.00067186 | 623.1318 | 0.94714 | 623.1318 | 0.502 | 620.5127 | 0 | 926.0751 | 0.00309 | 926.0751 | 0.00489 | 925.6204 | 0 | 926.0751 | 0.81481 | 623.1318 | 0.09339
| 620.6325 | 0.00080555 | 620.6325 | 0.00106 | 623.2516 | 6.7514e-05 | 623.2516 | 1.2523e-05 | 778.18 | -0.0016358 | 620.6325 | 0.00198 | 778.18 | -0.00077756 | 778.18 | 0.0016688 | 623.2516 | 0.95019 | 623.2516 | 0.50928 | 620.6325 | 0.00144 | 926.2432 | 0.00269 | 926.2432 | 0.00459 | 925.789 | 6.9993e-05 | 926.2432 | 0.81231 | 623.2516 | 0.09333
| 620.7523 | 0 | 620.7523 | 0 | 623.3714 | 0 | 623.3714 | 2.6446e-05 | 778.42 | 0.00072515 | 620.7523 | 0.0013 | 778.42 | -0.0023273 | 778.42 | -0.00060684 | 623.3714 | 0.95301 | 623.3714 | 0.51698 | 620.7523 | 0 | 926.4112 | 0.00272 | 926.4112 | 0.00459 | 925.9577 | 0 | 926.4112 | 0.81196 | 623.3714 | 0.09377
| 620.8722 | 0.00109 | 620.8722 | 1.7342e-05 | 623.4911 | 3.2289e-05 | 623.4911 | 1.455e-05 | 778.65 | -0.0005565 | 620.8722 | 0.00235 | 778.65 | -0.00048698 | 778.65 | 0.0017013 | 623.4911 | 0.95692 | 623.4911 | 0.524 | 620.8722 | 0.00073101 | 926.5792 | 0.00391 | 926.5792 | 0.00637 | 926.1264 | 6.9993e-05 | 926.5792 | 0.81166 | 623.4911 | 0.0939
| 620.992 | 0 | 620.992 | 0 | 623.6109 | 0 | 623.6109 | 2.9291e-05 | 778.89 | -0.00089378 | 620.992 | 0.00238 | 778.89 | -0.00042241 | 778.89 | 0.00079106 | 623.6109 | 0.96234 | 623.6109 | 0.53103 | 620.992 | 0 | 926.7473 | 0.00378 | 926.7473 | 0.00513 | 926.295 | 0 | 926.7473 | 0.81289 | 623.6109 | 0.09396
| 621.1119 | 0.00167 | 621.1119 | 0.00168 | 623.7307 | 3.2289e-05 | 623.7307 | 1.5301e-05 | 779.13 | 0.00048905 | 621.1119 | 0.00178 | 779.13 | -0.00061613 | 779.13 | -0.0026224 | 623.7307 | 0.96845 | 623.7307 | 0.53623 | 621.1119 | 0.00089971 | 926.9153 | 0.00403 | 926.9153 | 0.00413 | 926.4637 | 5.0004e-05 | 926.9153 | 0.81363 | 623.7307 | 0.09344
| 621.2318 | 0 | 621.2318 | 0 | 623.8505 | 0 | 623.8505 | 2.8003e-05 | 779.37 | -0.00099496 | 621.2318 | 0.00215 | 779.37 | -0.0037156 | 779.37 | -0.0012895 | 623.8505 | 0.97567 | 623.8505 | 0.54177 | 621.2318 | 0 | 927.0834 | 0.0029 | 927.0834 | 0.0052 | 926.6324 | 0 | 927.0834 | 0.81517 | 623.8505 | 0.09311
| 621.3516 | 0.00046416 | 621.3516 | 0.00031212 | 623.9702 | 4.9907e-05 | 623.9702 | 1.2825e-05 | 779.6 | 0.00072515 | 621.3516 | 0.00238 | 779.6 | -0.0028761 | 779.6 | -0.0014521 | 623.9702 | 0.98255 | 623.9702 | 0.5461 | 621.3516 | 0.00061854 | 927.2514 | 0.00422 | 927.2514 | 0.00473 | 926.8011 | 5.0004e-05 | 927.2514 | 0.81604 | 623.9702 | 0.09222
| 621.4715 | 0 | 621.4715 | 0 | 624.09 | 0 | 624.09 | 2.7174e-05 | 779.84 | -0.0031197 | 621.4715 | 0.00272 | 779.84 | -0.00026098 | 779.84 | 0.00033593 | 624.09 | 0.99045 | 624.09 | 0.55259 | 621.4715 | 0 | 927.4195 | 0.00324 | 927.4195 | 0.00468 | 926.9698 | 0 | 927.4195 | 0.81888 | 624.09 | 0.09231
| 621.5914 | 0.00102 | 621.5914 | 0.00123 | 624.2098 | 3.2289e-05 | 624.2098 | 1.4348e-05 | 780.08 | -0.00011805 | 621.5914 | 0.00332 | 780.08 | -0.0019399 | 780.08 | -0.0013871 | 624.2098 | 0.99683 | 624.2098 | 0.55808 | 621.5914 | 0.00219 | 927.5876 | 0.00326 | 927.5876 | 0.00536 | 927.1385 | 6.9993e-05 | 927.5876 | 0.82199 | 624.2098 | 0.09144
| 621.7113 | 0 | 621.7113 | 0 | 624.3296 | 0 | 624.3296 | 2.7767e-05 | 780.31 | -1.6864e-05 | 621.7113 | 0.00167 | 780.31 | 0.0014824 | 780.31 | -0.0012895 | 624.3296 | 1 | 624.3296 | 0.56469 | 621.7113 | 0 | 927.7556 | 0.00312 | 927.7556 | 0.00524 | 927.3071 | 0 | 927.7556 | 0.82658 | 624.3296 | 0.09118
| 621.8312 | 0.00048213 | 621.8312 | 0.0018 | 624.4494 | 1.4682e-05 | 624.4494 | 1.3408e-05 | 780.55 | -0.00099496 | 621.8312 | 0.00119 | 780.55 | 0.00064304 | 780.55 | 0.002449 | 624.4494 | 0.999 | 624.4494 | 0.56944 | 621.8312 | 0.00041236 | 927.9237 | 0.00398 | 927.9237 | 0.00478 | 927.4758 | 5.0004e-05 | 927.9237 | 0.82981 | 624.4494 | 0.0904
| 621.9511 | 0 | 621.9511 | 0 | 624.5692 | 0 | 624.5692 | 2.9179e-05 | 780.79 | 0.00079259 | 621.9511 | 0.00249 | 780.79 | -0.0020367 | 780.79 | -0.00031426 | 624.5692 | 0.99788 | 624.5692 | 0.57589 | 621.9511 | 0 | 928.0917 | 0.00465 | 928.0917 | 0.0048 | 927.6445 | 0 | 928.0917 | 0.83413 | 624.5692 | 0.09086
| 622.071 | 0.00181 | 622.071 | 0.00038148 | 624.689 | 3.2289e-05 | 624.689 | 1.5883e-05 | 781.02 | -0.0016695 | 622.071 | 0.00354 | 781.02 | -0.0031022 | 781.02 | -0.0017121 | 624.689 | 0.99644 | 624.689 | 0.58251 | 622.071 | 0.00184 | 928.2598 | 0.00426 | 928.2598 | 0.00501 | 927.8132 | 5.0004e-05 | 928.2598 | 0.83618 | 624.689 | 0.09123
| 622.191 | 0 | 622.191 | 0 | 624.8088 | 0 | 624.8088 | 3.0176e-05 | 781.26 | -0.00045532 | 622.191 | 0.00144 | 781.26 | -0.00016412 | 781.26 | 0.00062851 | 624.8088 | 0.99634 | 624.8088 | 0.59096 | 622.191 | 0 | 928.4279 | 0.00389 | 928.4279 | 0.00418 | 927.9819 | 0 | 928.4279 | 0.83869 | 624.8088 | 0.09195
| 622.3109 | 0.00102 | 622.3109 | 0.0016 | 624.9286 | 3.2289e-05 | 624.9286 | 1.4416e-05 | 781.5 | -0.0010287 | 622.3109 | 0.00283 | 781.5 | 0.00041703 | 781.5 | 0.0010836 | 624.9286 | 0.99481 | 624.9286 | 0.59875 | 622.3109 | 0.00063729 | 928.5959 | 0.00462 | 928.5959 | 0.00415 | 928.1506 | 3.0002e-05 | 928.5959 | 0.83855 | 624.9286 | 0.09171
| 622.4308 | 0 | 622.4308 | 0 | 625.0484 | 0 | 625.0484 | 2.7465e-05 | 781.74 | -0.0019393 | 622.4308 | 0.00328 | 781.74 | -0.0031345 | 781.74 | -0.0014196 | 625.0484 | 0.99554 | 625.0484 | 0.60656 | 622.4308 | 0 | 928.764 | 0.0033 | 928.764 | 0.00408 | 928.3193 | 0 | 928.764 | 0.84105 | 625.0484 | 0.09152
| 622.5508 | 0.00129 | 622.5508 | 0.00093636 | 625.1682 | 4.9907e-05 | 625.1682 | 1.3195e-05 | 781.97 | -0.0017032 | 622.5508 | 0.00437 | 781.97 | -0.00032556 | 781.97 | -0.0015496 | 625.1682 | 0.99624 | 625.1682 | 0.61375 | 622.5508 | 0.00127 | 928.9321 | 0.00495 | 928.9321 | 0.00408 | 928.4881 | 8.9995e-05 | 928.9321 | 0.84257 | 625.1682 | 0.09088
| 622.6707 | 0 | 622.6707 | 0 | 625.288 | 0 | 625.288 | 2.6726e-05 | 782.21 | -0.00015177 | 622.6707 | 0.00215 | 782.21 | 0.00015874 | 782.21 | 0.00043346 | 625.288 | 0.99798 | 625.288 | 0.62123 | 622.6707 | 0 | 929.1001 | 0.00377 | 929.1001 | 0.00621 | 928.6568 | 0 | 929.1001 | 0.8462 | 625.288 | 0.09044
| 622.7907 | 0.00102 | 622.7907 | 0.0007803 | 625.4078 | 3.2289e-05 | 625.4078 | 1.3609e-05 | 782.45 | -0.00021923 | 622.7907 | 0.00323 | 782.45 | -0.00051927 | 782.45 | -0.00041178 | 625.4078 | 0.99783 | 625.4078 | 0.62669 | 622.7907 | 0.00171 | 929.2682 | 0.00495 | 929.2682 | 0.00584 | 928.8255 | 5.0004e-05 | 929.2682 | 0.84777 | 625.4078 | 0.08973
| 622.9107 | 0 | 622.9107 | 0 | 625.5276 | 0 | 625.5276 | 2.6894e-05 | 782.68 | -0.00011805 | 622.9107 | 0.00294 | 782.68 | -0.0033928 | 782.68 | -0.0017121 | 625.5276 | 0.99727 | 625.5276 | 0.63297 | 622.9107 | 0 | 929.4363 | 0.00347 | 929.4363 | 0.00526 | 928.9942 | 0 | 929.4363 | 0.84911 | 625.5276 | 0.08918
| 623.0307 | 0.00142 | 623.0307 | 0.00084967 | 625.6474 | 3.2289e-05 | 625.6474 | 1.3408e-05 | 782.92 | 0.001366 | 623.0307 | 0.0021 | 782.92 | -0.00087442 | 782.92 | 0.00098612 | 625.6474 | 0.99476 | 625.6474 | 0.6388 | 623.0307 | 0.00206 | 929.6044 | 0.00346 | 929.6044 | 0.00394 | 929.1629 | 6.9993e-05 | 929.6044 | 0.8484 | 625.6474 | 0.08896
| 623.1507 | 0 | 623.1507 | 0 | 625.7672 | 0 | 625.7672 | 2.5718e-05 | 783.16 | 0.0019057 | 623.1507 | 0.00132 | 783.16 | -0.00061613 | 783.16 | -0.0012245 | 625.7672 | 0.99217 | 625.7672 | 0.64767 | 623.1507 | 0 | 929.7725 | 0.00366 | 929.7725 | 0.00693 | 929.3317 | 0 | 929.7725 | 0.84952 | 625.7672 | 0.0891
| 623.2707 | 0.00042823 | 623.2707 | 0.00123 | 625.887 | 4.9907e-05 | 625.887 | 1.2411e-05 | 783.4 | -0.00079259 | 623.2707 | 0.00164 | 783.4 | -0.00029326 | 783.4 | 0.0012137 | 625.887 | 0.98726 | 625.887 | 0.65482 | 623.2707 | 0.00186 | 929.9405 | 0.00307 | 929.9405 | 0.00633 | 929.5004 | 6.9993e-05 | 929.9405 | 0.85157 | 625.887 | 0.08925
| 623.3907 | 0 | 623.3907 | 0 | 626.0068 | 0 | 626.0068 | 2.5561e-05 | 783.63 | -0.00032042 | 623.3907 | 0.00158 | 783.63 | 0.0018376 | 783.63 | -0.00099695 | 626.0068 | 0.98294 | 626.0068 | 0.66314 | 623.3907 | 0 | 930.1086 | 0.00251 | 930.1086 | 0.00469 | 929.6691 | 0 | 930.1086 | 0.85584 | 626.0068 | 0.08985
| 623.5107 | 0.00127 | 623.5107 | 0.00065893 | 626.1267 | 3.2289e-05 | 626.1267 | 1.3228e-05 | 783.87 | 1.6864e-05 | 623.5107 | 0.00351 | 783.87 | 0.00035245 | 783.87 | 0.0015712 | 626.1267 | 0.97778 | 626.1267 | 0.6686 | 623.5107 | 0.00018744 | 930.2767 | 0.00466 | 930.2767 | 0.00528 | 929.8379 | 6.9993e-05 | 930.2767 | 0.85887 | 626.1267 | 0.08983
| 623.6307 | 0 | 623.6307 | 0 | 626.2465 | 0 | 626.2465 | 2.7118e-05 | 784.11 | 0.00032042 | 623.6307 | 0.0026 | 784.11 | -0.0020045 | 784.11 | 0.0028717 | 626.2465 | 0.97589 | 626.2465 | 0.67671 | 623.6307 | 0 | 930.4448 | 0.00344 | 930.4448 | 0.0068 | 930.0066 | 0 | 930.4448 | 0.86254 | 626.2465 | 0.08967
| 623.7508 | 0.00179 | 623.7508 | 0.0014 | 626.3663 | 6.7514e-05 | 626.3663 | 1.3979e-05 | 784.34 | 0.00032042 | 623.7508 | 0.00139 | 784.34 | -0.00035784 | 784.34 | -5.4182e-05 | 626.3663 | 0.97427 | 626.3663 | 0.68363 | 623.7508 | 0.00201 | 930.6129 | 0.00454 | 930.6129 | 0.00545 | 930.1753 | 3.0002e-05 | 930.6129 | 0.86511 | 626.3663 | 0.0889
| 623.8708 | 0 | 623.8708 | 0 | 626.4861 | 0 | 626.4861 | 2.8764e-05 | 784.58 | -0.00025296 | 623.8708 | 0.00314 | 784.58 | -0.0013587 | 784.58 | -0.00037928 | 626.4861 | 0.97514 | 626.4861 | 0.69357 | 623.8708 | 0 | 930.781 | 0.00445 | 930.781 | 0.00415 | 930.3441 | 0 | 930.781 | 0.8695 | 626.4861 | 0.08887
| 623.9908 | 0.00136 | 623.9908 | 0.00031212 | 626.606 | 3.2289e-05 | 626.606 | 1.4886e-05 | 784.82 | 0.0010624 | 623.9908 | 0.00261 | 784.82 | -0.0012941 | 784.82 | -0.00015171 | 626.606 | 0.97313 | 626.606 | 0.70076 | 623.9908 | 0.00169 | 930.9491 | 0.00297 | 930.9491 | 0.00515 | 930.5128 | 6.9993e-05 | 930.9491 | 0.8727 | 626.606 | 0.08867
| 624.1109 | 0 | 624.1109 | 0 | 626.7258 | 0 | 626.7258 | 2.9414e-05 | 785.06 | -0.0011973 | 624.1109 | 0.00263 | 785.06 | 0.00044931 | 785.06 | -0.00063934 | 626.7258 | 0.96927 | 626.7258 | 0.70941 | 624.1109 | 0 | 931.1172 | 0.00337 | 931.1172 | 0.00475 | 930.6816 | 0 | 931.1172 | 0.87623 | 626.7258 | 0.08898
| 624.231 | 0.00066181 | 624.231 | 0.00189 | 626.8456 | 3.2289e-05 | 626.8456 | 1.4729e-05 | 785.29 | 0.0011973 | 624.231 | 0.00173 | 785.29 | 0.0015793 | 785.29 | 0.0009211 | 626.8456 | 0.96136 | 626.8456 | 0.71631 | 624.231 | 0.0004311 | 931.2853 | 0.00302 | 931.2853 | 0.0052 | 930.8503 | 6.9993e-05 | 931.2853 | 0.87841 | 626.8456 | 0.08854
| 624.351 | 0 | 624.351 | 0 | 626.9655 | 0 | 626.9655 | 2.9705e-05 | 785.53 | -0.00059023 | 624.351 | 0.00016089 | 785.53 | -0.00026098 | 785.53 | -0.00086692 | 626.9655 | 0.95471 | 626.9655 | 0.72444 | 624.351 | 0 | 931.4534 | 0.00229 | 931.4534 | 0.00438 | 931.0191 | 0 | 931.4534 | 0.88181 | 626.9655 | 0.08881
| 624.4711 | 0 | 624.4711 | 0.00147 | 627.0853 | 4.9907e-05 | 627.0853 | 1.5155e-05 | 785.77 | -0.00032042 | 624.4711 | 0.00107 | 785.77 | 0.0027094 | 785.77 | -0.00041178 | 627.0853 | 0.94735 | 627.0853 | 0.73249 | 624.4711 | 0.00024367 | 931.6214 | 0.00485 | 931.6214 | 0.00408 | 931.1878 | 5.0004e-05 | 931.6214 | 0.88471 | 627.0853 | 0.08811
| 624.5912 | 0 | 624.5912 | 0 | 627.2051 | 0 | 627.2051 | 2.7767e-05 | 786 | -0.0001855 | 624.5912 | 0.00132 | 786 | -0.00026098 | 786 | -0.0027199 | 627.2051 | 0.94096 | 627.2051 | 0.74089 | 624.5912 | 0 | 931.7895 | 0.00377 | 931.7895 | 0.00606 | 931.3566 | 0 | 931.7895 | 0.88833 | 627.2051 | 0.08823
| 624.7113 | 0.00152 | 624.7113 | 0.00118 | 627.325 | 3.2289e-05 | 627.325 | 1.2937e-05 | 786.24 | -0.0029174 | 624.7113 | 0.00238 | 786.24 | -0.0011004 | 786.24 | -0.0008344 | 627.325 | 0.9325 | 627.325 | 0.74878 | 624.7113 | 0.00063729 | 931.9576 | 0.0044 | 931.9576 | 0.00651 | 931.5253 | 3.0002e-05 | 931.9576 | 0.88947 | 627.325 | 0.08729
| 624.8314 | 0 | 624.8314 | 0 | 627.4448 | 0 | 627.4448 | 2.8171e-05 | 786.48 | -0.0012985 | 624.8314 | 0.00184 | 786.48 | -0.00042241 | 786.48 | -0.0015496 | 627.4448 | 0.92583 | 627.4448 | 0.75625 | 624.8314 | 0 | 932.1258 | 0.00431 | 932.1258 | 0.00441 | 931.6941 | 0 | 932.1258 | 0.89099 | 627.4448 | 0.08768
| 624.9515 | 0.00098522 | 624.9515 | 0.00095371 | 627.5647 | 4.9907e-05 | 627.5647 | 1.5547e-05 | 786.72 | 0.0017032 | 624.9515 | 0.00158 | 786.72 | -0.00080984 | 786.72 | 0.0016688 | 627.5647 | 0.91873 | 627.5647 | 0.76226 | 624.9515 | 0 | 932.2939 | 0.00441 | 932.2939 | 0.00433 | 931.8629 | 6.9993e-05 | 932.2939 | 0.89037 | 627.5647 | 0.08715
| 625.0716 | 0 | 625.0716 | 0 | 627.6845 | 0 | 627.6845 | 2.7902e-05 | 786.95 | -0.00048905 | 625.0716 | 0.0013 | 786.95 | -0.00032556 | 786.95 | 0.00027091 | 627.6845 | 0.91286 | 627.6845 | 0.76986 | 625.0716 | 0 | 932.462 | 0.0033 | 932.462 | 0.00508 | 932.0316 | 0 | 932.462 | 0.89114 | 627.6845 | 0.08754
| 625.1918 | 5.091e-05 | 625.1918 | 0.00156 | 627.8044 | 3.2289e-05 | 627.8044 | 1.2646e-05 | 787.19 | -0.0015008 | 625.1918 | 0.00306 | 787.19 | -0.0012619 | 787.19 | 0.00020589 | 627.8044 | 0.90454 | 627.8044 | 0.77686 | 625.1918 | 0.00201 | 932.6301 | 0.00252 | 932.6301 | 0.00612 | 932.2004 | 0.00011 | 932.6301 | 0.89018 | 627.8044 | 0.08676
| 625.3119 | 0 | 625.3119 | 0 | 627.9242 | 0 | 627.9242 | 2.6334e-05 | 787.43 | 0.0001855 | 625.3119 | 0.00044478 | 787.43 | -0.0014878 | 787.43 | -0.0014846 | 627.9242 | 0.89772 | 627.9242 | 0.78615 | 625.3119 | 0 | 932.7982 | 0.00525 | 932.7982 | 0.0039 | 932.3692 | 0 | 932.7982 | 0.89085 | 627.9242 | 0.08671
| 625.4321 | 0.00102 | 625.4321 | 0.00156 | 628.0441 | 3.2289e-05 | 628.0441 | 1.3867e-05 | 787.67 | -0.0023104 | 625.4321 | 0.00215 | 787.67 | -0.0021013 | 787.67 | 0.00027091 | 628.0441 | 0.88849 | 628.0441 | 0.7926 | 625.4321 | 0.00131 | 932.9663 | 0.00318 | 932.9663 | 0.00503 | 932.538 | 6.9993e-05 | 932.9663 | 0.89028 | 628.0441 | 0.08615
| 625.5522 | 0 | 625.5522 | 0 | 628.1639 | 0 | 628.1639 | 2.7118e-05 | 787.9 | -0.00075887 | 625.5522 | 0.00132 | 787.9 | -0.0014556 | 787.9 | 0.0002384 | 628.1639 | 0.87977 | 628.1639 | 0.79987 | 625.5522 | 0 | 933.1344 | 0.00467 | 933.1344 | 0.00529 | 932.7067 | 0 | 933.1344 | 0.89194 | 628.1639 | 0.08649
| 625.6724 | 0.00084148 | 625.6724 | 0.00106 | 628.2838 | 3.2289e-05 | 628.2838 | 1.3307e-05 | 788.14 | -0.00059023 | 625.6724 | 0.00278 | 788.14 | 0.0016117 | 788.14 | -0.0001192 | 628.2838 | 0.8681 | 628.2838 | 0.80604 | 625.6724 | 0.00056231 | 933.3025 | 0.0045 | 933.3025 | 0.00448 | 932.8755 | 5.0004e-05 | 933.3025 | 0.89219 | 628.2838 | 0.08567
| 625.7925 | 0 | 625.7925 | 0 | 628.4036 | 0 | 628.4036 | 2.751e-05 | 788.38 | -0.00096123 | 625.7925 | 0.00186 | 788.38 | 0.00022331 | 788.38 | -0.00044429 | 628.4036 | 0.85864 | 628.4036 | 0.8145 | 625.7925 | 0 | 933.4706 | 0.00323 | 933.4706 | 0.00483 | 933.0443 | 0 | 933.4706 | 0.89385 | 628.4036 | 0.08582
| 625.9127 | 0.00066181 | 625.9127 | 0.00196 | 628.5235 | 4.9907e-05 | 628.5235 | 1.4449e-05 | 788.61 | -0.00059023 | 625.9127 | 0.00289 | 788.61 | -0.00080984 | 788.61 | -0.00057433 | 628.5235 | 0.84853 | 628.5235 | 0.82033 | 625.9127 | 0.00163 | 933.6388 | 0.00403 | 933.6388 | 0.00431 | 933.2131 | 5.0004e-05 | 933.6388 | 0.89418 | 628.5235 | 0.0845
| 626.0329 | 0 | 626.0329 | 0 | 628.6434 | 0 | 628.6434 | 2.7935e-05 | 788.85 | -0.00099496 | 626.0329 | 0.00255 | 788.85 | -0.0021336 | 788.85 | -0.0008344 | 628.6434 | 0.84034 | 628.6434 | 0.82813 | 626.0329 | 0 | 933.8069 | 0.00234 | 933.8069 | 0.00455 | 933.3819 | 0 | 933.8069 | 0.89573 | 628.6434 | 0.08486
| 626.1531 | 0.00134 | 626.1531 | 0.00142 | 628.7632 | 3.2289e-05 | 628.7632 | 1.3789e-05 | 789.09 | 0.0018044 | 626.1531 | 0.00261 | 789.09 | -0.0010681 | 789.09 | 0.00020589 | 628.7632 | 0.82924 | 628.7632 | 0.83335 | 626.1531 | 0.00122 | 933.975 | 0.00377 | 933.975 | 0.00848 | 933.5507 | 6.9993e-05 | 933.975 | 0.89689 | 628.7632 | 0.08403
| 626.2733 | 0 | 626.2733 | 0 | 628.8831 | 0 | 628.8831 | 2.7924e-05 | 789.33 | -0.0010961 | 626.2733 | 0.00189 | 789.33 | -0.0006807 | 789.33 | -0.0010945 | 628.8831 | 0.81867 | 628.8831 | 0.84061 | 626.2733 | 0 | 934.1431 | 0.00338 | 934.1431 | 0.00577 | 933.7195 | 0 | 934.1431 | 0.89878 | 628.8831 | 0.08493
| 626.3935 | 0.0012 | 626.3935 | 0.00153 | 629.003 | 4.9907e-05 | 629.003 | 1.4449e-05 | 789.56 | -0.00042159 | 626.3935 | 0.00351 | 789.56 | -0.00071299 | 789.56 | -0.00050931 | 629.003 | 0.80519 | 629.003 | 0.84502 | 626.3935 | 0.00227 | 934.3112 | 0.00433 | 934.3112 | 0.00691 | 933.8883 | 6.9993e-05 | 934.3112 | 0.89938 | 629.003 | 0.0845
| 626.5137 | 0 | 626.5137 | 0 | 629.1228 | 0 | 629.1228 | 2.8159e-05 | 789.8 | -0.0021416 | 626.5137 | 0.0009558 | 789.8 | -0.0023919 | 789.8 | -0.001127 | 629.1228 | 0.79263 | 629.1228 | 0.85153 | 626.5137 | 0 | 934.4794 | 0.00335 | 934.4794 | 0.00594 | 934.0571 | 0 | 934.4794 | 0.90061 | 629.1228 | 0.08503
| 626.6339 | 0.00116 | 626.6339 | 0.00192 | 629.2427 | 8.5132e-05 | 629.2427 | 1.38e-05 | 790.04 | 0.0001855 | 626.6339 | 0.00306 | 790.04 | 0.002451 | 790.04 | -0.0018096 | 629.2427 | 0.77837 | 629.2427 | 0.85721 | 626.6339 | 0.00219 | 934.6475 | 0.00424 | 934.6475 | 0.00468 | 934.2259 | 3.0002e-05 | 934.6475 | 0.90136 | 629.2427 | 0.08454
| 626.7542 | 0 | 626.7542 | 0 | 629.3626 | 0 | 629.3626 | 2.6961e-05 | 790.28 | -0.00079259 | 626.7542 | 0.00118 | 790.28 | -0.0025855 | 790.28 | -0.00067186 | 629.3626 | 0.76555 | 629.3626 | 0.86481 | 626.7542 | 0 | 934.8156 | 0.00319 | 934.8156 | 0.00497 | 934.3947 | 0 | 934.8156 | 0.90416 | 629.3626 | 0.08466
| 626.8744 | 0.00051807 | 626.8744 | 0.00106 | 629.4825 | 4.9907e-05 | 629.4825 | 1.3172e-05 | 790.51 | 0.0011299 | 626.8744 | 0.00317 | 790.51 | -0.00019641 | 790.51 | -8.6692e-05 | 629.4825 | 0.75166 | 629.4825 | 0.87175 | 626.8744 | 0.00234 | 934.9838 | 0.00528 | 934.9838 | 0.00424 | 934.5635 | 6.9993e-05 | 934.9838 | 0.90595 | 629.4825 | 0.08375
| 626.9947 | 0 | 626.9947 | 0 | 629.6024 | 0 | 629.6024 | 2.7879e-05 | 790.75 | -0.0013322 | 626.9947 | 0.00152 | 790.75 | -0.0015202 | 790.75 | 0.0002384 | 629.6024 | 0.73927 | 629.6024 | 0.87978 | 626.9947 | 0 | 935.1519 | 0.00309 | 935.1519 | 0.00564 | 934.7323 | 0 | 935.1519 | 0.90787 | 629.6024 | 0.0833
| 627.1149 | 0.00106 | 627.1149 | 0.00158 | 629.7222 | 4.9907e-05 | 629.7222 | 1.5043e-05 | 790.99 | -0.0015346 | 627.1149 | 0.00204 | 790.99 | -0.00051927 | 790.99 | -0.0015496 | 629.7222 | 0.72478 | 629.7222 | 0.88594 | 627.1149 | 0.00206 | 935.32 | 0.00574 | 935.32 | 0.00466 | 934.9011 | 6.9993e-05 | 935.32 | 0.90746 | 629.7222 | 0.08253
| 627.2352 | 0 | 627.2352 | 0 | 629.8421 | 0 | 629.8421 | 2.9156e-05 | 791.23 | -0.00069142 | 627.2352 | 0.00382 | 791.23 | -0.0017139 | 791.23 | -0.00089942 | 629.8421 | 0.71116 | 629.8421 | 0.89137 | 627.2352 | 0 | 935.4882 | 0.00382 | 935.4882 | 0.00533 | 935.0699 | 0 | 935.4882 | 0.9069 | 629.8421 | 0.08228
| 627.3555 | 0.00041025 | 627.3555 | 0.00102 | 629.962 | 3.2289e-05 | 629.962 | 1.4449e-05 | 791.46 | -0.00072515 | 627.3555 | 0.00332 | 791.46 | -0.0018108 | 791.46 | -2.1673e-05 | 629.962 | 0.69574 | 629.962 | 0.89499 | 627.3555 | 0.00146 | 935.6563 | 0.0038 | 935.6563 | 0.00575 | 935.2388 | 6.9993e-05 | 935.6563 | 0.90579 | 629.962 | 0.08137
| 627.4757 | 0 | 627.4757 | 0 | 630.0819 | 0 | 630.0819 | 2.7532e-05 | 791.7 | -0.0014672 | 627.4757 | 0.00172 | 791.7 | -0.0012941 | 791.7 | 0.00017338 | 630.0819 | 0.68168 | 630.0819 | 0.89804 | 627.4757 | 0 | 935.8244 | 0.00284 | 935.8244 | 0.00443 | 935.4076 | 0 | 935.8244 | 0.907 | 630.0819 | 0.08126
| 627.596 | 0.00076961 | 627.596 | 0.00137 | 630.2018 | 3.2289e-05 | 630.2018 | 1.3408e-05 | 791.94 | 0.0011299 | 627.596 | 0.00090353 | 791.94 | -0.0020367 | 791.94 | 0.00036844 | 630.2018 | 0.66615 | 630.2018 | 0.90045 | 627.596 | 0.00306 | 935.9926 | 0.00427 | 935.9926 | 0.00417 | 935.5764 | 6.9993e-05 | 935.9926 | 0.90781 | 630.2018 | 0.08111
| 627.7163 | 0 | 627.7163 | 0 | 630.3217 | 0 | 630.3217 | 2.7667e-05 | 792.17 | 1.6864e-05 | 627.7163 | 0.00121 | 792.17 | -0.0016815 | 792.17 | -0.00054182 | 630.3217 | 0.65082 | 630.3217 | 0.90284 | 627.7163 | 0 | 936.1607 | 0.00272 | 936.1607 | 0.00381 | 935.7453 | 0 | 936.1607 | 0.90984 | 630.3217 | 0.08148
| 627.8366 | 0.0004462 | 627.8366 | 0.00189 | 630.4416 | 3.2289e-05 | 630.4416 | 1.4371e-05 | 792.41 | 0.0019393 | 627.8366 | 0.00093192 | 792.41 | 0.0018699 | 792.41 | 0.002189 | 630.4416 | 0.63384 | 630.4416 | 0.90547 | 627.8366 | 0.0018 | 936.3289 | 0.00501 | 936.3289 | 0.00605 | 935.9141 | 5.0004e-05 | 936.3289 | 0.91064 | 630.4416 | 0.08098
| 627.957 | 0.00014397 | 627.957 | 0 | 630.5615 | 0 | 630.5615 | 2.8249e-05 | 792.65 | 0.0031197 | 627.957 | 0.00016089 | 792.65 | -0.00071299 | 792.65 | -0.0024923 | 630.5615 | 0.61826 | 630.5615 | 0.91021 | 627.957 | 0 | 936.497 | 0.00403 | 936.497 | 0.00285 | 936.0829 | 0 | 936.497 | 0.91322 | 630.5615 | 0.08028
| 628.0773 | 0.00042823 | 628.0773 | 0.00189 | 630.6814 | 4.9907e-05 | 630.6814 | 1.4192e-05 | 792.89 | -0.00021923 | 628.0773 | 0.00227 | 792.89 | 0.0004816 | 792.89 | -0.0019722 | 630.6814 | 0.60216 | 630.6814 | 0.91693 | 628.0773 | 0.00176 | 936.6652 | 0.00454 | 936.6652 | 0.00466 | 936.2518 | 5.0004e-05 | 936.6652 | 0.91636 | 630.6814 | 0.07931
| 628.1976 | 0 | 628.1976 | 0 | 630.8013 | 0 | 630.8013 | 2.8899e-05 | 793.12 | 0.0010624 | 628.1976 | 0.00092742 | 793.12 | 0.0027416 | 793.12 | 0.00059601 | 630.8013 | 0.5879 | 630.8013 | 0.92627 | 628.1976 | 0 | 936.8333 | 0.00356 | 936.8333 | 0.00469 | 936.4206 | 0 | 936.8333 | 0.92122 | 630.8013 | 0.0791
| 628.318 | 0.00048213 | 628.318 | 0.00175 | 630.9212 | 3.2289e-05 | 630.9212 | 1.52e-05 | 793.36 | -0.00021923 | 628.318 | 0.00093192 | 793.36 | -0.0021658 | 793.36 | 0.0020264 | 630.9212 | 0.57265 | 630.9212 | 0.93351 | 628.318 | 0.00246 | 937.0015 | 0.00264 | 937.0015 | 0.00343 | 936.5894 | 5.0004e-05 | 937.0015 | 0.92447 | 630.9212 | 0.07799
| 628.4383 | 0 | 628.4383 | 0 | 631.0411 | 0 | 631.0411 | 2.994e-05 | 793.6 | -0.00065769 | 628.4383 | 0.00164 | 793.6 | -0.0016815 | 793.6 | -0.001127 | 631.0411 | 0.5589 | 631.0411 | 0.93794 | 628.4383 | 0 | 937.1696 | 0.0038 | 937.1696 | 0.00429 | 936.7583 | 0 | 937.1696 | 0.92612 | 631.0411 | 0.07756
| 628.5587 | 0.00084148 | 628.5587 | 0.00191 | 631.161 | 3.2289e-05 | 631.161 | 1.5233e-05 | 793.84 | -0.0009275 | 628.5587 | 0.00124 | 793.84 | -0.0014556 | 793.84 | 0.0014413 | 631.161 | 0.54437 | 631.161 | 0.93776 | 628.5587 | 0.0024 | 937.3378 | 0.00377 | 937.3378 | 0.00571 | 936.9271 | 6.9993e-05 | 937.3378 | 0.92475 | 631.161 | 0.07672
| 628.679 | 0 | 628.679 | 0 | 631.2809 | 0 | 631.2809 | 2.7879e-05 | 794.07 | -0.00059023 | 628.679 | 0.00186 | 794.07 | -0.0015847 | 794.07 | -0.00015171 | 631.2809 | 0.53093 | 631.2809 | 0.93768 | 628.679 | 0 | 937.5059 | 0.00243 | 937.5059 | 0.00397 | 937.096 | 0 | 937.5059 | 0.92393 | 631.2809 | 0.07729
| 628.7994 | 0.00073368 | 628.7994 | 0.00173 | 631.4008 | 6.7514e-05 | 631.4008 | 1.2993e-05 | 794.31 | 0.00069142 | 628.7994 | 0.00295 | 794.31 | -0.0013587 | 794.31 | 0.0012137 | 631.4008 | 0.51671 | 631.4008 | 0.9385 | 628.7994 | 0.00156 | 937.6741 | 0.0034 | 937.6741 | 0.00536 | 937.2648 | 6.9993e-05 | 937.6741 | 0.92319 | 631.4008 | 0.07691
| 628.9198 | 0 | 628.9198 | 0 | 631.5207 | 0 | 631.5207 | 2.6647e-05 | 794.55 | 0.0012985 | 628.9198 | 0.00115 | 794.55 | -0.0026501 | 794.55 | -0.0012245 | 631.5207 | 0.50402 | 631.5207 | 0.94364 | 628.9198 | 0 | 937.8422 | 0.00323 | 937.8422 | 0.00388 | 937.4337 | 0 | 937.8422 | 0.92451 | 631.5207 | 0.07731
| 629.0402 | 0.00021262 | 629.0402 | 0.00212 | 631.6407 | 3.2289e-05 | 631.6407 | 1.3878e-05 | 794.79 | -0.00099496 | 629.0402 | 0.00093192 | 794.79 | -0.00026098 | 794.79 | 0.00056349 | 631.6407 | 0.49111 | 631.6407 | 0.94899 | 629.0402 | 0.00219 | 938.0104 | 0.00421 | 938.0104 | 0.00426 | 937.6026 | 3.0002e-05 | 938.0104 | 0.92504 | 631.6407 | 0.07723
| 629.1606 | 0 | 629.1606 | 0 | 631.7606 | 0 | 631.7606 | 2.77e-05 | 795.02 | 0.0015008 | 629.1606 | 0.00167 | 795.02 | -0.0019399 | 795.02 | 0.00069354 | 631.7606 | 0.48076 | 631.7606 | 0.95603 | 629.1606 | 0 | 938.1786 | 0.0027 | 938.1786 | 0.00485 | 937.7714 | 0 | 938.1786 | 0.9267 | 631.7606 | 0.07812
| 629.281 | 0.00116 | 629.281 | 0.00137 | 631.8805 | 4.9907e-05 | 631.8805 | 1.3945e-05 | 795.26 | -0.0015684 | 629.281 | 0.0021 | 795.26 | -0.0016493 | 795.26 | 0.00072604 | 631.8805 | 0.46969 | 631.8805 | 0.96142 | 629.281 | 0.00247 | 938.3467 | 0.00457 | 938.3467 | 0.0045 | 937.9403 | 6.9993e-05 | 938.3467 | 0.92753 | 631.8805 | 0.07774
| 629.4014 | 0 | 629.4014 | 0 | 632.0004 | 0 | 632.0004 | 2.8585e-05 | 795.5 | -0.00086005 | 629.4014 | 0.00084224 | 795.5 | 0.001095 | 795.5 | -0.0027524 | 632.0004 | 0.45969 | 632.0004 | 0.96995 | 629.4014 | 0 | 938.5149 | 0.00312 | 938.5149 | 0.0049 | 938.1092 | 0 | 938.5149 | 0.93043 | 632.0004 | 0.07805
| 629.5218 | 0.00019465 | 629.5218 | 0.00213 | 632.1203 | 4.9907e-05 | 632.1203 | 1.4819e-05 | 795.74 | 0.001366 | 629.5218 | 0.00351 | 795.74 | 0.0031937 | 795.74 | 0.0012462 | 632.1203 | 0.44868 | 632.1203 | 0.97675 | 629.5218 | 0.00195 | 938.683 | 0.00473 | 938.683 | 0.00571 | 938.278 | 6.9993e-05 | 938.683 | 0.93186 | 632.1203 | 0.07762
| 629.6422 | 0 | 629.6422 | 0 | 632.2403 | 0 | 632.2403 | 2.6468e-05 | 795.97 | -0.0022092 | 629.6422 | 0.00072869 | 795.97 | -0.00061613 | 795.97 | -0.00031426 | 632.2403 | 0.43915 | 632.2403 | 0.98241 | 629.6422 | 0 | 938.8512 | 0.00293 | 938.8512 | 0.00434 | 938.4469 | 0 | 938.8512 | 0.93421 | 632.2403 | 0.07793
| 629.7627 | 0.00185 | 629.7627 | 0.00101 | 632.3602 | 3.2289e-05 | 632.3602 | 1.1761e-05 | 796.21 | -0.00028669 | 629.7627 | 0.00079001 | 796.21 | -0.0006807 | 796.21 | -0.00076939 | 632.3602 | 0.42838 | 632.3602 | 0.98471 | 629.7627 | 0.00114 | 939.0194 | 0.00394 | 939.0194 | 0.00651 | 938.6158 | 8.9995e-05 | 939.0194 | 0.93494 | 632.3602 | 0.07737
| 629.8831 | 0 | 629.8831 | 0 | 632.4801 | 0 | 632.4801 | 2.5874e-05 | 796.45 | -0.00069142 | 629.8831 | 0.00127 | 796.45 | -0.00058385 | 796.45 | -0.00070437 | 632.4801 | 0.41801 | 632.4801 | 0.98727 | 629.8831 | 0 | 939.1876 | 0.00356 | 939.1876 | 0.00399 | 938.7847 | 0 | 939.1876 | 0.93618 | 632.4801 | 0.0776
| 630.0036 | 0.00051807 | 630.0036 | 0.00175 | 632.6001 | 3.2289e-05 | 632.6001 | 1.4337e-05 | 796.69 | 0.00032042 | 630.0036 | 0.00079001 | 796.69 | -0.00074527 | 796.69 | 0.0010836 | 632.6001 | 0.40601 | 632.6001 | 0.98949 | 630.0036 | 0.00169 | 939.3557 | 0.0048 | 939.3557 | 0.0051 | 938.9535 | 6.9993e-05 | 939.3557 | 0.93619 | 632.6001 | 0.07669
| 630.1241 | 0 | 630.1241 | 0 | 632.72 | 0 | 632.72 | 2.798e-05 | 796.92 | -0.0015346 | 630.1241 | 0.00132 | 796.92 | 0.00067532 | 796.92 | -0.0022323 | 632.72 | 0.39576 | 632.72 | 0.99144 | 630.1241 | 0 | 939.5239 | 0.00326 | 939.5239 | 0.00388 | 939.1224 | 0 | 939.5239 | 0.93687 | 632.72 | 0.07703
| 630.2445 | 0 | 630.2445 | 0.00168 | 632.8399 | 4.9907e-05 | 632.8399 | 1.3789e-05 | 797.16 | 0.0014334 | 630.2445 | 0.00153 | 797.16 | 0.00041703 | 797.16 | 0.0011487 | 632.8399 | 0.38477 | 632.8399 | 0.99193 | 630.2445 | 0.00247 | 939.6921 | 0.00377 | 939.6921 | 0.00543 | 939.2913 | 6.9993e-05 | 939.6921 | 0.93745 | 632.8399 | 0.07627
| 630.365 | 0 | 630.365 | 0 | 632.9599 | 0 | 632.9599 | 2.863e-05 | 797.4 | -0.00062396 | 630.365 | 0.00192 | 797.4 | -0.0019399 | 797.4 | -0.0016472 | 632.9599 | 0.37599 | 632.9599 | 0.99175 | 630.365 | 0 | 939.8602 | 0.00349 | 939.8602 | 0.00601 | 939.4602 | 0 | 939.8602 | 0.93883 | 632.9599 | 0.07652
| 630.4855 | 0.00015871 | 630.4855 | 0.00071094 | 633.0798 | 1.4682e-05 | 633.0798 | 1.5121e-05 | 797.64 | 0.00032042 | 630.4855 | 0.00124 | 797.64 | -0.0013264 | 797.64 | 0.0002384 | 633.0798 | 0.36637 | 633.0798 | 0.99169 | 630.4855 | 0.00165 | 940.0284 | 0.00354 | 940.0284 | 0.00557 | 939.6291 | 5.0004e-05 | 940.0284 | 0.93957 | 633.0798 | 0.0756
| 630.606 | 0 | 630.606 | 3.4765e-05 | 633.1998 | 0 | 633.1998 | 2.8137e-05 | 797.88 | -0.00089378 | 630.606 | 0.0022 | 797.88 | -0.00035784 | 797.88 | -0.001322 | 633.1998 | 0.3586 | 633.1998 | 0.99352 | 630.606 | 0 | 940.1966 | 0.00344 | 940.1966 | 0.0049 | 939.798 | 0 | 940.1966 | 0.94169 | 633.1998 | 0.07551
| 630.7265 | 0.0016 | 630.7265 | 0.0013 | 633.3197 | 8.5132e-05 | 633.3197 | 1.3228e-05 | 798.11 | -0.0011636 | 630.7265 | 0.00050617 | 798.11 | -0.0017461 | 798.11 | -0.00050931 | 633.3197 | 0.34969 | 633.3197 | 0.99548 | 630.7265 | 0.00277 | 940.3648 | 0.00407 | 940.3648 | 0.00468 | 939.9669 | 6.9993e-05 | 940.3648 | 0.94321 | 633.3197 | 0.07494
| 630.847 | 0 | 630.847 | 0 | 633.4397 | 0 | 633.4397 | 2.7095e-05 | 798.35 | -0.00059023 | 630.847 | 0.00107 | 798.35 | -0.00077756 | 798.35 | 0.00014088 | 633.4397 | 0.34225 | 633.4397 | 0.9989 | 630.847 | 0 | 940.533 | 0.00274 | 940.533 | 0.00638 | 940.1358 | 0 | 940.533 | 0.9456 | 633.4397 | 0.075
| 630.9675 | 0.00066181 | 630.9675 | 0.00093636 | 633.5596 | 6.7514e-05 | 633.5596 | 1.4035e-05 | 798.59 | -0.0010624 | 630.9675 | 0.00238 | 798.59 | 0.00090132 | 798.59 | 0.00020589 | 633.5596 | 0.33338 | 633.5596 | 0.99947 | 630.9675 | 0.00244 | 940.7012 | 0.00492 | 940.7012 | 0.00359 | 940.3047 | 5.0004e-05 | 940.7012 | 0.94685 | 633.5596 | 0.07439
| 631.088 | 0 | 631.088 | 0 | 633.6795 | 0 | 633.6795 | 2.649e-05 | 798.83 | -0.0012648 | 631.088 | 0.00092742 | 798.83 | -0.0015524 | 798.83 | -0.0017771 | 633.6795 | 0.3257 | 633.6795 | 1 | 631.088 | 0 | 940.8693 | 0.00234 | 940.8693 | 0.00563 | 940.4736 | 0 | 940.8693 | 0.94839 | 633.6795 | 0.07445
| 631.2086 | 0.00102 | 631.2086 | 0.00118 | 633.7995 | 3.2289e-05 | 633.7995 | 1.2545e-05 | 799.06 | 0.001231 | 631.2086 | 0.00193 | 799.06 | -0.00080984 | 799.06 | 0.00079106 | 633.7995 | 0.31654 | 633.7995 | 0.99786 | 631.2086 | 0.00351 | 941.0375 | 0.00367 | 941.0375 | 0.00709 | 940.6425 | 8.9995e-05 | 941.0375 | 0.94925 | 633.7995 | 0.0736
| 631.3291 | 0 | 631.3291 | 0 | 633.9195 | 0 | 633.9195 | 2.6547e-05 | 799.3 | -0.0040978 | 631.3291 | 0.00169 | 799.3 | 0.00067532 | 799.3 | -0.0019397 | 633.9195 | 0.30893 | 633.9195 | 0.99666 | 631.3291 | 0 | 941.2057 | 0.00316 | 941.2057 | 0.00649 | 940.8114 | 0 | 941.2057 | 0.94973 | 633.9195 | 0.07343
| 631.4497 | 0.00127 | 631.4497 | 0.00134 | 634.0394 | 4.9907e-05 | 634.0394 | 1.4102e-05 | 799.54 | -0.0016695 | 631.4497 | 0.00113 | 799.54 | 9.4169e-05 | 799.54 | -0.00037928 | 634.0394 | 0.29997 | 634.0394 | 0.99432 | 631.4497 | 0.00221 | 941.3739 | 0.00382 | 941.3739 | 0.00598 | 940.9803 | 5.0004e-05 | 941.3739 | 0.94958 | 634.0394 | 0.07271
| 631.5702 | 0 | 631.5702 | 0 | 634.1594 | 0 | 634.1594 | 2.7689e-05 | 799.78 | -0.0016358 | 631.5702 | 0.00206 | 799.78 | -0.0019721 | 799.78 | -0.0010295 | 634.1594 | 0.29257 | 634.1594 | 0.99114 | 631.5702 | 0 | 941.5421 | 0.00253 | 941.5421 | 0.00496 | 941.1492 | 0 | 941.5421 | 0.94994 | 634.1594 | 0.07277
| 631.6908 | 0.0017 | 631.6908 | 0.00184 | 634.2793 | 3.2289e-05 | 634.2793 | 1.3688e-05 | 800.01 | 0.00011805 | 631.6908 | 0.00136 | 800.01 | 0.00080447 | 800.01 | -0.001322 | 634.2793 | 0.2844 | 634.2793 | 0.98759 | 631.6908 | 0.00257 | 941.7103 | 0.00421 | 941.7103 | 0.00487 | 941.3181 | 5.0004e-05 | 941.7103 | 0.95006 | 634.2793 | 0.07196
| 631.8114 | 0 | 631.8114 | 0 | 634.3993 | 0 | 634.3993 | 2.7174e-05 | 800.25 | 5.0592e-05 | 631.8114 | 0.00252 | 800.25 | 6.1882e-05 | 800.25 | -0.00096444 | 634.3993 | 0.2781 | 634.3993 | 0.98453 | 631.8114 | 0.0004661 | 941.8785 | 0.00422 | 941.8785 | 0.00582 | 941.4871 | 0 | 941.8785 | 0.95155 | 634.3993 | 0.07237
| 631.932 | 0.00176 | 631.932 | 0.00168 | 634.5193 | 3.2289e-05 | 634.5193 | 1.3609e-05 | 800.49 | 0.0017707 | 631.932 | 0.00249 | 800.49 | 0.00019102 | 800.49 | 0.00056349 | 634.5193 | 0.27093 | 634.5193 | 0.98051 | 631.932 | 0.00311 | 942.0467 | 0.00518 | 942.0467 | 0.00452 | 941.656 | 8.9995e-05 | 942.0467 | 0.95307 | 634.5193 | 0.07184
| 632.0526 | 0 | 632.0526 | 0 | 634.6392 | 0 | 634.6392 | 2.7611e-05 | 800.73 | 0.0011299 | 632.0526 | 0.00016089 | 800.73 | -6.7263e-05 | 800.73 | -0.00060684 | 634.6392 | 0.26454 | 634.6392 | 0.97551 | 632.0526 | 0.00084148 | 942.2149 | 0.00506 | 942.2149 | 0.00359 | 941.8249 | 0 | 942.2149 | 0.95633 | 634.6392 | 0.07246
| 632.1732 | 0.00012278 | 632.1732 | 0.00114 | 634.7592 | 1.4682e-05 | 634.7592 | 1.4102e-05 | 800.96 | -0.00042159 | 632.1732 | 0.00281 | 800.96 | -0.0021658 | 800.96 | -0.00060684 | 634.7592 | 0.25673 | 634.7592 | 0.9703 | 632.1732 | 0.00405 | 942.3831 | 0.00379 | 942.3831 | 0.00542 | 941.9939 | 6.9993e-05 | 942.3831 | 0.95894 | 634.7592 | 0.07153
| 632.2938 | 0 | 632.2938 | 0 | 634.8792 | 0 | 634.8792 | 2.7308e-05 | 801.2 | 0.00099496 | 632.2938 | 0.00052996 | 801.2 | -0.0010036 | 801.2 | -0.0018096 | 634.8792 | 0.2502 | 634.8792 | 0.96729 | 632.2938 | 0.00069133 | 942.5513 | 0.00328 | 942.5513 | 0.00596 | 942.1628 | 0 | 942.5513 | 0.9625 | 634.8792 | 0.07166
| 632.4144 | 0.0012 | 632.4144 | 0.00151 | 634.9991 | 3.2289e-05 | 634.9991 | 1.3352e-05 | 801.44 | 0.0010287 | 632.4144 | 0.00334 | 801.44 | 0.0012565 | 801.44 | -0.0023949 | 634.9991 | 0.24292 | 634.9991 | 0.96513 | 632.4144 | 0.00371 | 942.7195 | 0.00396 | 942.7195 | 0.00478 | 942.3317 | 5.0004e-05 | 942.7195 | 0.96507 | 634.9991 | 0.07066
| 632.535 | 0 | 632.535 | 0 | 635.1191 | 0 | 635.1191 | 2.7689e-05 | 801.68 | -0.001602 | 632.535 | 0.00291 | 801.68 | -0.0012619 | 801.68 | -0.00047681 | 635.1191 | 0.2372 | 635.1191 | 0.96271 | 632.535 | 0.00127 | 942.8877 | 0.00293 | 942.8877 | 0.00494 | 942.5007 | 0 | 942.8877 | 0.96828 | 635.1191 | 0.0704
| 632.6557 | 0.00053603 | 632.6557 | 0.00071094 | 635.2391 | 1.4682e-05 | 635.2391 | 1.4393e-05 | 801.92 | 0.00011805 | 632.6557 | 0.00227 | 801.92 | -0.0027792 | 801.92 | 0.00017338 | 635.2391 | 0.22999 | 635.2391 | 0.9578 | 632.6557 | 0.00508 | 943.0559 | 0.00401 | 943.0559 | 0.0063 | 942.6696 | 5.0004e-05 | 943.0559 | 0.97101 | 635.2391 | 0.06947
| 632.7763 | 0 | 632.7763 | 0 | 635.3591 | 0 | 635.3591 | 2.9313e-05 | 802.15 | 0.00032042 | 632.7763 | 0.00038799 | 802.15 | -0.0010681 | 802.15 | 0.0016688 | 635.3591 | 0.22398 | 635.3591 | 0.95004 | 632.7763 | 0.00214 | 943.2241 | 0.00391 | 943.2241 | 0.00388 | 942.8385 | 0 | 943.2241 | 0.97381 | 635.3591 | 0.06909
| 632.897 | 0.00235 | 632.897 | 0.00108 | 635.4791 | 4.9907e-05 | 635.4791 | 1.4998e-05 | 802.39 | 0.0018381 | 632.897 | 0.00369 | 802.39 | 0.001095 | 802.39 | -0.0014846 | 635.4791 | 0.21671 | 635.4791 | 0.93941 | 632.897 | 0.00583 | 943.3923 | 0.00419 | 943.3923 | 0.00658 | 943.0075 | 6.9993e-05 | 943.3923 | 0.97544 | 635.4791 | 0.06829
| 633.0177 | 0 | 633.0177 | 0 | 635.5991 | 0 | 635.5991 | 2.8999e-05 | 802.63 | -0.0020068 | 633.0177 | 0.00164 | 802.63 | -0.0035219 | 802.63 | -0.001127 | 635.5991 | 0.21088 | 635.5991 | 0.92777 | 633.0177 | 0.00189 | 943.5605 | 0.00443 | 943.5605 | 0.00708 | 943.1764 | 0 | 943.5605 | 0.97703 | 635.5991 | 0.06791
| 633.1383 | 0.00062587 | 633.1383 | 0.00116 | 635.719 | 4.9907e-05 | 635.719 | 1.4035e-05 | 802.87 | 0.00096123 | 633.1383 | 0.0013 | 802.87 | 0.0002556 | 802.87 | 0.00079106 | 635.719 | 0.20387 | 635.719 | 0.9164 | 633.1383 | 0.00484 | 943.7287 | 0.00374 | 943.7287 | 0.00389 | 943.3454 | 5.0004e-05 | 943.7287 | 0.97758 | 635.719 | 0.06722
| 633.259 | 0 | 633.259 | 0 | 635.839 | 0 | 635.839 | 2.6938e-05 | 803.1 | -1.6864e-05 | 633.259 | 0.00238 | 803.1 | 0.00028789 | 803.1 | 0.00066102 | 635.839 | 0.19829 | 635.839 | 0.9071 | 633.259 | 0.0024 | 943.8969 | 0.00349 | 943.8969 | 0.00441 | 943.5143 | 0 | 943.8969 | 0.97826 | 635.839 | 0.067
| 633.3797 | 0.00048213 | 633.3797 | 0.00020808 | 635.959 | 3.2289e-05 | 635.959 | 1.3486e-05 | 803.34 | -0.0012648 | 633.3797 | 0.00022234 | 803.34 | -0.00029326 | 803.34 | -0.00080189 | 635.959 | 0.19212 | 635.959 | 0.89916 | 633.3797 | 0.00594 | 944.0652 | 0.00318 | 944.0652 | 0.00559 | 943.6833 | 6.9993e-05 | 944.0652 | 0.97806 | 635.959 | 0.0672
| 633.5004 | 0 | 633.5004 | 0 | 636.079 | 0 | 636.079 | 2.8193e-05 | 803.58 | 5.0592e-05 | 633.5004 | 0.00078546 | 803.58 | -0.0028761 | 803.58 | -0.0008344 | 636.079 | 0.18687 | 636.079 | 0.89196 | 633.5004 | 0.00216 | 944.2334 | 0.00319 | 944.2334 | 0.00585 | 943.8523 | 0 | 944.2334 | 0.97839 | 636.079 | 0.06789
| 633.6211 | 0 | 633.6211 | 0 | 636.199 | 6.7514e-05 | 636.199 | 1.5312e-05 | 803.82 | -0.00015177 | 633.6211 | 0.00278 | 803.82 | 0.00073989 | 803.82 | -0.00086692 | 636.199 | 0.18073 | 636.199 | 0.88402 | 633.6211 | 0.00847 | 944.4016 | 0.00356 | 944.4016 | 0.00295 | 944.0212 | 0.00011 | 944.4016 | 0.97822 | 636.199 | 0.06802
| 633.7418 | 0 | 633.7418 | 0 | 636.319 | 0 | 636.319 | 2.8171e-05 | 804.06 | -0.00059023 | 633.7418 | 0.00309 | 804.06 | -0.0028439 | 804.06 | -0.0008344 | 636.319 | 0.17615 | 636.319 | 0.87729 | 633.7418 | 0.00454 | 944.5698 | 0.00398 | 944.5698 | 0.00483 | 944.1902 | 0 | 944.5698 | 0.97888 | 636.319 | 0.06764
| 633.8625 | 0.00118 | 633.8625 | 0.00134 | 636.439 | 6.7514e-05 | 636.439 | 1.3565e-05 | 804.29 | -0.0009275 | 633.8625 | 0.00193 | 804.29 | 0.00032017 | 804.29 | -0.0008344 | 636.439 | 0.17079 | 636.439 | 0.86751 | 633.8625 | 0.0092 | 944.738 | 0.00351 | 944.738 | 0.00633 | 944.3591 | 8.9995e-05 | 944.738 | 0.98032 | 636.439 | 0.06664
| 633.9833 | 0 | 633.9833 | 0 | 636.559 | 1.4682e-05 | 636.559 | 2.8563e-05 | 804.53 | 0.00075887 | 633.9833 | 0.00181 | 804.53 | 0.0014502 | 804.53 | 0.00040094 | 636.559 | 0.16671 | 636.559 | 0.85748 | 633.9833 | 0.00612 | 944.9062 | 0.00394 | 944.9062 | 0.00413 | 944.5281 | 0 | 944.9062 | 0.98361 | 636.559 | 0.06621
| 634.104 | 0.00046416 | 634.104 | 0.00060691 | 636.679 | 4.9907e-05 | 636.679 | 1.5177e-05 | 804.77 | -0.0010961 | 634.104 | 0.00317 | 804.77 | 0.00077218 | 804.77 | 0.0009536 | 636.679 | 0.16098 | 636.679 | 0.844 | 634.104 | 0.0087 | 945.0745 | 0.00535 | 945.0745 | 0.00529 | 944.6971 | 5.0004e-05 | 945.0745 | 0.98654 | 636.679 | 0.06581
| 634.2247 | 0 | 634.2247 | 0 | 636.799 | 0 | 636.799 | 3.0377e-05 | 805.01 | -0.00025296 | 634.2247 | 0.00255 | 805.01 | -0.0039416 | 805.01 | -0.00021673 | 636.799 | 0.15718 | 636.799 | 0.83389 | 634.2247 | 0.00591 | 945.2427 | 0.00401 | 945.2427 | 0.0061 | 944.8661 | 0 | 945.2427 | 0.9899 | 636.799 | 0.06585
| 634.3455 | 0.00115 | 634.3455 | 0.00038148 | 636.919 | 3.2289e-05 | 636.919 | 1.5334e-05 | 805.24 | 0.00059023 | 634.3455 | 0.00056294 | 805.24 | 0.0010305 | 805.24 | 0.00046596 | 636.919 | 0.15228 | 636.919 | 0.8216 | 634.3455 | 0.01052 | 945.4109 | 0.00429 | 945.4109 | 0.00466 | 945.035 | 5.0004e-05 | 945.4109 | 0.99199 | 636.919 | 0.06539
| 634.4663 | 0 | 634.4663 | 0 | 637.039 | 0 | 637.039 | 2.9907e-05 | 805.48 | -0.00082632 | 634.4663 | 0.00186 | 805.48 | 0.00012645 | 805.48 | -0.00067186 | 637.039 | 0.14825 | 637.039 | 0.80911 | 634.4663 | 0.0085 | 945.5791 | 0.00358 | 945.5791 | 0.00606 | 945.204 | 0 | 945.5791 | 0.99425 | 637.039 | 0.06512
| 634.587 | 0 | 634.587 | 0.00106 | 637.159 | 0 | 637.159 | 1.4606e-05 | 805.72 | -0.00096123 | 634.587 | 0.0019 | 805.72 | -0.00019641 | 805.72 | 0.00098612 | 637.159 | 0.14262 | 637.159 | 0.7943 | 634.587 | 0.01057 | 945.7474 | 0.00379 | 945.7474 | 0.00505 | 945.373 | 6.9993e-05 | 945.7474 | 0.99463 | 637.159 | 0.06457
| 634.7078 | 0 | 634.7078 | 0 | 637.279 | 0 | 637.279 | 2.8585e-05 | 805.96 | 0.00021923 | 634.7078 | 0.00113 | 805.96 | 0.00035245 | 805.96 | 0.0011162 | 637.279 | 0.13836 | 637.279 | 0.7821 | 634.7078 | 0.00991 | 945.9156 | 0.00331 | 945.9156 | 0.00381 | 945.542 | 0 | 945.9156 | 0.99509 | 637.279 | 0.06432
| 634.8286 | 0.00037433 | 634.8286 | 0.00196 | 637.399 | 3.2289e-05 | 637.399 | 1.4001e-05 | 806.2 | 0.00096123 | 634.8286 | 0.00158 | 806.2 | -9.9549e-05 | 806.2 | -0.0001192 | 637.399 | 0.13362 | 637.399 | 0.77182 | 634.8286 | 0.01443 | 946.0838 | 0.00351 | 946.0838 | 0.00524 | 945.711 | 8.9995e-05 | 946.0838 | 0.9939 | 637.399 | 0.06341
| 634.9494 | 0 | 634.9494 | 0 | 637.5191 | 0 | 637.5191 | 2.7532e-05 | 806.43 | -0.0022766 | 634.9494 | 0.00164 | 806.43 | 0.00032017 | 806.43 | -0.0010945 | 637.5191 | 0.13023 | 637.5191 | 0.7622 | 634.9494 | 0.01124 | 946.2521 | 0.00382 | 946.2521 | 0.00417 | 945.88 | 0 | 946.2521 | 0.99312 | 637.5191 | 0.06309
| 635.0702 | 0.00030245 | 635.0702 | 0.00196 | 637.6391 | 6.7514e-05 | 637.6391 | 1.3565e-05 | 806.67 | 0.00089378 | 635.0702 | 0.00227 | 806.67 | 0.00093361 | 806.67 | -0.00063934 | 637.6391 | 0.12627 | 637.6391 | 0.75157 | 635.0702 | 0.01288 | 946.4203 | 0.00393 | 946.4203 | 0.00492 | 946.049 | 5.0004e-05 | 946.4203 | 0.99098 | 637.6391 | 0.06294
| 635.191 | 0 | 635.191 | 0 | 637.7591 | 0 | 637.7591 | 2.7566e-05 | 806.91 | -0.00099496 | 635.191 | 0.0022 | 806.91 | -0.00019641 | 806.91 | -0.001322 | 637.7591 | 0.12324 | 637.7591 | 0.74019 | 635.191 | 0.0143 | 946.5885 | 0.00394 | 946.5885 | 0.00492 | 946.2179 | 0 | 946.5885 | 0.9898 | 637.7591 | 0.06282
| 635.3118 | 0.0004462 | 635.3118 | 0.00151 | 637.8791 | 3.2289e-05 | 637.8791 | 1.4102e-05 | 807.15 | 0.00062396 | 635.3118 | 0.00181 | 807.15 | -6.7263e-05 | 807.15 | 0.0019289 | 637.8791 | 0.11933 | 637.8791 | 0.72839 | 635.3118 | 0.01503 | 946.7568 | 0.00438 | 946.7568 | 0.00471 | 946.3869 | 6.9993e-05 | 946.7568 | 0.98828 | 637.8791 | 0.06242
| 635.4327 | 0 | 635.4327 | 0 | 637.9991 | 0 | 637.9991 | 2.8193e-05 | 807.39 | -0.0024789 | 635.4327 | 0.00257 | 807.39 | -0.0027148 | 807.39 | -0.00073687 | 637.9991 | 0.11597 | 637.9991 | 0.7165 | 635.4327 | 0.01398 | 946.925 | 0.00349 | 946.925 | 0.00471 | 946.556 | 0 | 946.925 | 0.98811 | 637.9991 | 0.06174
| 635.5535 | 0.00051807 | 635.5535 | 0.00114 | 638.1192 | 3.2289e-05 | 638.1192 | 1.4192e-05 | 807.62 | 0.0011299 | 635.5535 | 0.00252 | 807.62 | -0.0023919 | 807.62 | -0.00015171 | 638.1192 | 0.11161 | 638.1192 | 0.7024 | 635.5535 | 0.01599 | 947.0932 | 0.00307 | 947.0932 | 0.00461 | 946.725 | 6.9993e-05 | 947.0932 | 0.98708 | 638.1192 | 0.06077
| 635.6744 | 0 | 635.6744 | 0 | 638.2392 | 0 | 638.2392 | 2.7543e-05 | 807.86 | -0.00079259 | 635.6744 | 0.0006719 | 807.86 | -2.6905e-06 | 807.86 | 0.00043346 | 638.2392 | 0.10848 | 638.2392 | 0.69011 | 635.6744 | 0.01588 | 947.2615 | 0.00283 | 947.2615 | 0.00473 | 946.894 | 0 | 947.2615 | 0.98667 | 638.2392 | 0.06004
| 635.7952 | 0.00048213 | 635.7952 | 0.00137 | 638.3592 | 3.2289e-05 | 638.3592 | 1.3486e-05 | 808.1 | 0.00042159 | 635.7952 | 0.00084678 | 808.1 | -6.7263e-05 | 808.1 | -0.0014846 | 638.3592 | 0.10448 | 638.3592 | 0.67794 | 635.7952 | 0.01803 | 947.4297 | 0.00311 | 947.4297 | 0.00549 | 947.063 | 6.9993e-05 | 947.4297 | 0.98537 | 638.3592 | 0.05877
| 635.9161 | 0 | 635.9161 | 0 | 638.4793 | 0 | 638.4793 | 2.6961e-05 | 808.34 | -0.00082632 | 635.9161 | 0.00055835 | 808.34 | -0.0037801 | 808.34 | -0.0013871 | 638.4793 | 0.10191 | 638.4793 | 0.66766 | 635.9161 | 0.01614 | 947.598 | 0.00387 | 947.598 | 0.0058 | 947.232 | 0 | 947.598 | 0.98538 | 638.4793 | 0.05887
| 636.037 | 0.00019465 | 636.037 | 0.00074563 | 638.5993 | 4.9907e-05 | 638.5993 | 1.3721e-05 | 808.58 | 0.0025801 | 636.037 | 0.00079001 | 808.58 | -0.0026179 | 808.58 | -0.0016147 | 638.5993 | 0.09822 | 638.5993 | 0.65478 | 636.037 | 0.0182 | 947.7662 | 0.00384 | 947.7662 | 0.00666 | 947.401 | 6.9993e-05 | 947.7662 | 0.98533 | 638.5993 | 0.05809
| 636.1578 | 0 | 636.1578 | 0 | 638.7193 | 0 | 638.7193 | 2.8843e-05 | 808.81 | 0.00089378 | 636.1578 | 0 | 808.81 | 0.00064304 | 808.81 | -0.001127 | 638.7193 | 0.0958 | 638.7193 | 0.64312 | 636.1578 | 0.01713 | 947.9345 | 0.003 | 947.9345 | 0.00592 | 947.57 | 0 | 947.9345 | 0.98658 | 638.7193 | 0.05811
| 636.2787 | 0.00030245 | 636.2787 | 0.00182 | 638.8394 | 6.7514e-05 | 638.8394 | 1.539e-05 | 809.05 | 0.00069142 | 636.2787 | 0.00181 | 809.05 | 0.0013533 | 809.05 | 0.00053099 | 638.8394 | 0.09292 | 638.8394 | 0.63037 | 636.2787 | 0.02217 | 948.1027 | 0.00412 | 948.1027 | 0.00746 | 947.739 | 6.9993e-05 | 948.1027 | 0.98747 | 638.8394 | 0.05725
| 636.3996 | 0 | 636.3996 | 0 | 638.9594 | 0 | 638.9594 | 3.0041e-05 | 809.29 | -0.0023441 | 636.3996 | 0.00104 | 809.29 | -0.0023919 | 809.29 | -0.0012245 | 638.9594 | 0.09094 | 638.9594 | 0.61833 | 636.3996 | 0.02117 | 948.271 | 0.00464 | 948.271 | 0.00603 | 947.9081 | 0 | 948.271 | 0.98894 | 638.9594 | 0.05693
| 636.5205 | 0.00084148 | 636.5205 | 0.00208 | 639.0795 | 1.4682e-05 | 639.0795 | 1.4841e-05 | 809.53 | -0.00079259 | 636.5205 | 0.00181 | 809.53 | 0.0025157 | 809.53 | 0.00079106 | 639.0795 | 0.08814 | 639.0795 | 0.60416 | 636.5205 | 0.02304 | 948.4392 | 0.00386 | 948.4392 | 0.00471 | 948.0771 | 5.0004e-05 | 948.4392 | 0.9896 | 639.0795 | 0.05595
| 636.6414 | 0 | 636.6414 | 0 | 639.1995 | 0 | 639.1995 | 2.9414e-05 | 809.76 | -0.0009275 | 636.6414 | 0 | 809.76 | -0.00064841 | 809.76 | -0.0023624 | 639.1995 | 0.08593 | 639.1995 | 0.59114 | 636.6414 | 0.02151 | 948.6075 | 0.00378 | 948.6075 | 0.00466 | 948.2461 | 0 | 948.6075 | 0.99044 | 639.1995 | 0.05546
| 636.7624 | 0.00174 | 636.7624 | 0.00062425 | 639.3196 | 4.9907e-05 | 639.3196 | 1.4629e-05 | 810 | 0.00089378 | 636.7624 | 0.00204 | 810 | 0.00064304 | 810 | 0.0011487 | 639.3196 | 0.08325 | 639.3196 | 0.57685 | 636.7624 | 0.02504 | 948.7757 | 0.00434 | 948.7757 | 0.00635 | 948.4151 | 6.9993e-05 | 948.7757 | 0.98983 | 639.3196 | 0.0543
| 636.8833 | 0 | 636.8833 | 0 | 639.4396 | 0 | 639.4396 | 2.7588e-05 | 810.24 | -0.00045532 | 636.8833 | 0.00223 | 810.24 | -0.00013183 | 810.24 | -0.0013871 | 639.4396 | 0.08125 | 639.4396 | 0.56476 | 636.8833 | 0.02603 | 948.944 | 0.00298 | 948.944 | 0.00475 | 948.5842 | 0 | 948.944 | 0.99028 | 639.4396 | 0.05427
| 637.0042 | 0.00109 | 637.0042 | 0.00192 | 639.5597 | 1.4682e-05 | 639.5597 | 1.3038e-05 | 810.48 | 0.00086005 | 637.0042 | 0.00227 | 810.48 | 0.0018699 | 810.48 | 0.0013112 | 639.5597 | 0.07844 | 639.5597 | 0.55276 | 637.0042 | 0.02397 | 949.1122 | 0.00513 | 949.1122 | 0.00498 | 948.7532 | 6.9993e-05 | 949.1122 | 0.99035 | 639.5597 | 0.05308
| 637.1252 | 0 | 637.1252 | 0 | 639.6797 | 0 | 639.6797 | 2.6524e-05 | 810.72 | -0.0034234 | 637.1252 | 0.00172 | 810.72 | -0.0017784 | 810.72 | -0.0018422 | 639.6797 | 0.07634 | 639.6797 | 0.5422 | 637.1252 | 0.02674 | 949.2805 | 0.00342 | 949.2805 | 0.00647 | 948.9222 | 0 | 949.2805 | 0.9913 | 639.6797 | 0.0534
| 637.2461 | 0.00051807 | 637.2461 | 0.00147 | 639.7998 | 3.2289e-05 | 639.7998 | 1.3643e-05 | 810.95 | -0.0013997 | 637.2461 | 0.00244 | 810.95 | -0.00039012 | 810.95 | 0.00017338 | 639.7998 | 0.07358 | 639.7998 | 0.52915 | 637.2461 | 0.03046 | 949.4487 | 0.00434 | 949.4487 | 0.00533 | 949.0913 | 6.9993e-05 | 949.4487 | 0.99119 | 639.7998 | 0.05277
| 637.3671 | 0 | 637.3671 | 0 | 639.9198 | 0 | 639.9198 | 2.8787e-05 | 811.19 | -0.0016695 | 637.3671 | 0.00027444 | 811.19 | -0.0006807 | 811.19 | 0.0009536 | 639.9198 | 0.07143 | 639.9198 | 0.5165 | 637.3671 | 0.03132 | 949.617 | 0.00305 | 949.617 | 0.00508 | 949.2603 | 0 | 949.617 | 0.99218 | 639.9198 | 0.05322
| 637.4881 | 0.00131 | 637.4881 | 0.00064159 | 640.0399 | 3.2289e-05 | 640.0399 | 1.5312e-05 | 811.43 | 0.0012985 | 637.4881 | 0.00204 | 811.43 | 0.0011596 | 811.43 | 0.0009536 | 640.0399 | 0.06867 | 640.0399 | 0.5032 | 637.4881 | 0.03321 | 949.7853 | 0.00372 | 949.7853 | 0.00466 | 949.4294 | 6.9993e-05 | 949.7853 | 0.9935 | 640.0399 | 0.05194
| 637.6091 | 0 | 637.6091 | 0 | 640.1599 | 0 | 640.1599 | 3.0299e-05 | 811.67 | 0.0012985 | 637.6091 | 0.00050157 | 811.67 | -0.0031667 | 811.67 | -0.00031426 | 640.1599 | 0.06669 | 640.1599 | 0.49184 | 637.6091 | 0.03307 | 949.9535 | 0.00429 | 949.9535 | 0.00343 | 949.5984 | 0 | 949.9535 | 0.99613 | 640.1599 | 0.05233
| 637.7301 | 0 | 637.7301 | 0.00151 | 640.28 | 4.9907e-05 | 640.28 | 1.5121e-05 | 811.91 | 0.0018719 | 637.7301 | 0.00119 | 811.91 | 0.0014502 | 811.91 | -0.0014521 | 640.28 | 0.06402 | 640.28 | 0.47934 | 637.7301 | 0.0343 | 950.1218 | 0.00342 | 950.1218 | 0.00524 | 949.7675 | 5.0004e-05 | 950.1218 | 0.99798 | 640.28 | 0.05139
| 637.8511 | 0 | 637.8511 | 0 | 640.4 | 0 | 640.4 | 2.8944e-05 | 812.15 | -0.00086005 | 637.8511 | 0.00252 | 812.15 | -3.4977e-05 | 812.15 | 4.3346e-05 | 640.4 | 0.06168 | 640.4 | 0.46834 | 637.8511 | 0.03373 | 950.2901 | 0.00312 | 950.2901 | 0.00387 | 949.9365 | 0 | 950.2901 | 1 | 640.4 | 0.05222
| 637.9721 | 0.00109 | 637.9721 | 0.0006936 | 640.5201 | 4.9907e-05 | 640.5201 | 1.4001e-05 | 812.38 | 0.00082632 | 637.9721 | 0.00147 | 812.38 | 0.0010628 | 812.38 | 0.0010836 | 640.5201 | 0.05815 | 640.5201 | 0.45599 | 637.9721 | 0.03764 | 950.4583 | 0.00603 | 950.4583 | 0.00515 | 950.1056 | 3.0002e-05 | 950.4583 | 0.99993 | 640.5201 | 0.05055
| 638.0931 | 0 | 638.0931 | 0 | 640.6402 | 0 | 640.6402 | 2.8115e-05 | 812.62 | 0.00089378 | 638.0931 | 0.00147 | 812.62 | -0.0031345 | 812.62 | 7.5855e-05 | 640.6402 | 0.05582 | 640.6402 | 0.44463 | 638.0931 | 0.03842 | 950.6266 | 0.00351 | 950.6266 | 0.00563 | 950.2746 | 0 | 950.6266 | 0.99981 | 640.6402 | 0.051
| 638.2141 | 0 | 638.2141 | 0.00084967 | 640.7603 | 6.7514e-05 | 640.7603 | 1.4293e-05 | 812.86 | -0.0015008 | 638.2141 | 0.00229 | 812.86 | -0.00097128 | 812.86 | -0.00076939 | 640.7603 | 0.05262 | 640.7603 | 0.43329 | 638.2141 | 0.04322 | 950.7949 | 0.0034 | 950.7949 | 0.00528 | 950.4437 | 6.9993e-05 | 950.7949 | 0.99822 | 640.7603 | 0.04942
| 638.3352 | 0 | 638.3352 | 0 | 640.8803 | 0 | 640.8803 | 2.7935e-05 | 813.1 | 0.0010961 | 638.3352 | 0 | 813.1 | -0.0019399 | 813.1 | -0.0022648 | 640.8803 | 0.05141 | 640.8803 | 0.42302 | 638.3352 | 0.04497 | 950.9631 | 0.00418 | 950.9631 | 0.00547 | 950.6128 | 0 | 950.9631 | 0.99695 | 640.8803 | 0.05006
| 638.4562 | 0.00142 | 638.4562 | 0.00161 | 641.0004 | 1.4682e-05 | 641.0004 | 1.3844e-05 | 813.34 | -0.00086005 | 638.4562 | 0.00289 | 813.34 | 0.00012645 | 813.34 | 0.0011812 | 641.0004 | 0.04903 | 641.0004 | 0.41253 | 638.4562 | 0.04478 | 951.1314 | 0.00278 | 951.1314 | 0.00454 | 950.7818 | 6.9993e-05 | 951.1314 | 0.99425 | 641.0004 | 0.04866
| 638.5773 | 0 | 638.5773 | 0 | 641.1205 | 0 | 641.1205 | 2.8137e-05 | 813.57 | -0.0022092 | 638.5773 | 0.00158 | 813.57 | -0.0017784 | 813.57 | 0.00014088 | 641.1205 | 0.04844 | 641.1205 | 0.40249 | 638.5773 | 0.04773 | 951.2997 | 0.0037 | 951.2997 | 0.00594 | 950.9509 | 0 | 951.2997 | 0.99185 | 641.1205 | 0.04935
| 638.6983 | 0.00196 | 638.6983 | 0.00090168 | 641.2405 | 3.2289e-05 | 641.2405 | 1.7216e-05 | 813.81 | 0.00042159 | 638.6983 | 0.0019 | 813.81 | 0.0012242 | 813.81 | 0.00030341 | 641.2405 | 0.04788 | 641.2405 | 0.3899 | 638.6983 | 0.04825 | 951.4679 | 0.0041 | 951.4679 | 0.00549 | 951.12 | 6.9993e-05 | 951.4679 | 0.98934 | 641.2405 | 0.04903
| 638.8194 | 0 | 638.8194 | 0 | 641.3606 | 0 | 641.3606 | 2.0419e-05 | 814.05 | 0.00038786 | 638.8194 | 0.00181 | 814.05 | 0.00086903 | 814.05 | -0.00028175 | 641.3606 | 0.04782 | 641.3606 | 0.37643 | 638.8194 | 0.05251 | 951.6362 | 0.00511 | 951.6362 | 0.00629 | 951.289 | 2.6669e-05 | 951.6362 | 0.98777 | 641.3606 | 0.04886
| 638.9405 | 0.00106 | 638.9405 | 0.00118 | 641.4807 | 1.4682e-05 | 641.4807 | 9.6553e-06 | 814.29 | -0.00038786 | 638.9405 | 0.00019395 | 814.29 | -0.0021658 | 814.29 | -0.00099695 | 641.4807 | 0.04568 | 641.4807 | 0.364 | 638.9405 | 0.05072 | 951.8045 | 0.00316 | 951.8045 | 0.00438 | 951.4581 | 0 | 951.8045 | 0.98669 | 641.4807 | 0.0487
| 639.0616 | 0 | 639.0616 | 0 | 641.6008 | 3.2289e-05 | 641.6008 | 9.5993e-06 | 814.53 | 0.0025465 | 639.0616 | 0.00107 | 814.53 | 0.0014179 | 814.53 | 0.00036844 | 641.6008 | 0.04198 | 641.6008 | 0.35345 | 639.0616 | 0.05326 | 951.9728 | 0.00462 | 951.9728 | 0.00573 | 951.6272 | 2.6669e-05 | 951.9728 | 0.9856 | 641.6008 | 0.04756
| 639.1826 | 0.00023058 | 639.1826 | 0.00102 | 641.7209 | 1.4682e-05 | 641.7209 | 9.0729e-06 | 814.76 | -0.0029174 | 639.1826 | 0.0017 | 814.76 | -0.0011973 | 814.76 | -0.00099695 | 641.7209 | 0.03952 | 641.7209 | 0.3448 | 639.1826 | 0.05741 | 952.1411 | 0.00452 | 952.1411 | 0.00397 | 951.7963 | 1.0001e-05 | 952.1411 | 0.98467 | 641.7209 | 0.04797
| 639.3038 | 0 | 639.3038 | 0 | 641.841 | 1.4682e-05 | 641.841 | 8.7032e-06 | 815 | -0.00015177 | 639.3038 | 0.00124 | 815 | 0.00028789 | 815 | -0.00024923 | 641.841 | 0.03673 | 641.841 | 0.33481 | 639.3038 | 0.05398 | 952.3093 | 0.00452 | 952.3093 | 0.00443 | 951.9653 | 6.6672e-06 | 952.3093 | 0.98255 | 641.841 | 0.04707
| 639.4249 | 0 | 639.4249 | 0.00146 | 641.9611 | 0 | 641.9611 | 8.58e-06 | 815.24 | 0.0014334 | 639.4249 | 0.00173 | 815.24 | 0.0029354 | 815.24 | 0.0028067 | 641.9611 | 0.03606 | 641.9611 | 0.3264 | 639.4249 | 0.05891 | 952.4776 | 0.0044 | 952.4776 | 0.00478 | 952.1344 | 1.0001e-05 | 952.4776 | 0.98057 | 641.9611 | 0.04746
| 639.546 | 0 | 639.546 | 0 | 642.0811 | 0 | 642.0811 | 8.468e-06 | 815.48 | -0.00025296 | 639.546 | 0 | 815.48 | -0.0019076 | 815.48 | -0.00096444 | 642.0811 | 0.0317 | 642.0811 | 0.3174 | 639.546 | 0.05955 | 952.6459 | 0.00417 | 952.6459 | 0.00584 | 952.3035 | 2.6669e-05 | 952.6459 | 0.97768 | 642.0811 | 0.04695
| 639.6671 | 5.091e-05 | 639.6671 | 0.0018 | 642.2012 | 0 | 642.2012 | 8.132e-06 | 815.72 | -0.0012985 | 639.6671 | 0.00224 | 815.72 | 0.0011273 | 815.72 | -0.0001192 | 642.2012 | 0.02961 | 642.2012 | 0.30814 | 639.6671 | 0.0662 | 952.8142 | 0.00311 | 952.8142 | 0.00547 | 952.4726 | 3.0002e-05 | 952.8142 | 0.97572 | 642.2012 | 0.04728
| 639.7882 | 0 | 639.7882 | 0 | 642.3213 | 0 | 642.3213 | 8.0648e-06 | 815.95 | 0.00059023 | 639.7882 | 0.00064351 | 815.95 | -0.0013264 | 815.95 | -2.1673e-05 | 642.3213 | 0.02508 | 642.3213 | 0.29804 | 639.7882 | 0.06406 | 952.9825 | 0.00392 | 952.9825 | 0.00626 | 952.6417 | 6.6672e-06 | 952.9825 | 0.97342 | 642.3213 | 0.04704
| 639.9094 | 0.00192 | 639.9094 | 0.00091902 | 642.4414 | 1.4682e-05 | 642.4414 | 8.6024e-06 | 816.19 | -0.0011973 | 639.9094 | 0.00295 | 816.19 | -0.0020045 | 816.19 | 0.00046596 | 642.4414 | 0.02508 | 642.4414 | 0.28981 | 639.9094 | 0.06568 | 953.1508 | 0.00363 | 953.1508 | 0.00371 | 952.8108 | 3.0002e-05 | 953.1508 | 0.9721 | 642.4414 | 0.04732
| 640.0305 | 0.00010798 | 640.0305 | 0 | 642.5615 | 1.4682e-05 | 642.5615 | 8.132e-06 | 816.43 | 0.00086005 | 640.0305 | 0.0009558 | 816.43 | -0.0011327 | 816.43 | 0.00075855 | 642.5615 | 0.02497 | 642.5615 | 0.28191 | 640.0305 | 0.06529 | 953.3191 | 0.00401 | 953.3191 | 0.00485 | 952.9799 | 0 | 953.3191 | 0.97089 | 642.5615 | 0.0473
| 640.1517 | 0.000554 | 640.1517 | 0.00074563 | 642.6816 | 1.4682e-05 | 642.6816 | 8.244e-06 | 816.67 | 0.00021923 | 640.1517 | 0.00027911 | 816.67 | 0.00032017 | 816.67 | 0.0016688 | 642.6816 | 0.02601 | 642.6816 | 0.27489 | 640.1517 | 0.06841 | 953.4873 | 0.00293 | 953.4873 | 0.00251 | 953.149 | 1.0001e-05 | 953.4873 | 0.97084 | 642.6816 | 0.04751
| 640.2729 | 0 | 640.2729 | 0 | 642.8017 | 0 | 642.8017 | 8.3e-06 | 816.91 | -0.00052277 | 640.2729 | 0 | 816.91 | 0.00041703 | 816.91 | 0.00010836 | 642.8017 | 0.02625 | 642.8017 | 0.26631 | 640.2729 | 0.06939 | 953.6557 | 0.00288 | 953.6557 | 0.00503 | 953.3181 | 4.667e-05 | 953.6557 | 0.96963 | 642.8017 | 0.04791
| 640.3941 | 0.00094928 | 640.3941 | 0.00106 | 642.9218 | 0 | 642.9218 | 9.7001e-06 | 817.15 | -0.0021416 | 640.3941 | 0.00198 | 817.15 | -0.001165 | 817.15 | -0.0019397 | 642.9218 | 0.02497 | 642.9218 | 0.25852 | 640.3941 | 0.07503 | 953.8239 | 0.00342 | 953.8239 | 0.00557 | 953.4872 | 3.0002e-05 | 953.8239 | 0.96859 | 642.9218 | 0.04808
| 640.5153 | 0 | 640.5153 | 0 | 643.0419 | 0 | 643.0419 | 9.6553e-06 | 817.38 | 0.0005565 | 640.5153 | 0.00351 | 817.38 | 0.0012242 | 817.38 | -0.0021673 | 643.0419 | 0.02515 | 643.0419 | 0.25059 | 640.5153 | 0.07271 | 953.9922 | 0.00331 | 953.9922 | 0.0052 | 953.6563 | 0 | 953.9922 | 0.96648 | 643.0419 | 0.04865
| 640.6364 | 8.684e-05 | 640.6364 | 0.00134 | 643.1621 | 1.4682e-05 | 643.1621 | 9.9129e-06 | 817.62 | -0.00021923 | 640.6364 | 0.00181 | 817.62 | -0.00019641 | 817.62 | 0.0011487 | 643.1621 | 0.02373 | 643.1621 | 0.24461 | 640.6364 | 0.0796 | 954.1605 | 0.00353 | 954.1605 | 0.00513 | 953.8254 | 1.0001e-05 | 954.1605 | 0.96515 | 643.1621 | 0.0482
| 640.7577 | 0 | 640.7577 | 0 | 643.2822 | 1.4682e-05 | 643.2822 | 8.132e-06 | 817.86 | 0.00021923 | 640.7577 | 0.00118 | 817.86 | 9.4169e-05 | 817.86 | -0.001127 | 643.2822 | 0.02452 | 643.2822 | 0.23802 | 640.7577 | 0.07581 | 954.3288 | 0.00375 | 954.3288 | 0.00501 | 953.9945 | 6.6672e-06 | 954.3288 | 0.96257 | 643.2822 | 0.04852
| 640.8789 | 1.4969e-05 | 640.8789 | 0.00010404 | 643.4023 | 0 | 643.4023 | 9.3081e-06 | 818.1 | -0.0022092 | 640.8789 | 0.00229 | 818.1 | 0.0002556 | 818.1 | -0.0023624 | 643.4023 | 0.0239 | 643.4023 | 0.23137 | 640.8789 | 0.08277 | 954.4971 | 0.00384 | 954.4971 | 0.00441 | 954.1637 | 3.0002e-05 | 954.4971 | 0.96014 | 643.4023 | 0.04831
| 641.0001 | 0 | 641.0001 | 0 | 643.5224 | 1.4682e-05 | 643.5224 | 8.58e-06 | 818.34 | 0.0019393 | 641.0001 | 0.00135 | 818.34 | 0.0002556 | 818.34 | 0.0013438 | 643.5224 | 0.02357 | 643.5224 | 0.22349 | 641.0001 | 0.08044 | 954.6654 | 0.00418 | 954.6654 | 0.00726 | 954.3328 | 0 | 954.6654 | 0.95719 | 643.5224 | 0.04895
| 641.1213 | 0.00167 | 641.1213 | 0.00093636 | 643.6425 | 0 | 643.6425 | 9.0729e-06 | 818.58 | -0.00072515 | 641.1213 | 0.00158 | 818.58 | -0.0011327 | 818.58 | -0.00021673 | 643.6425 | 0.02265 | 643.6425 | 0.21718 | 641.1213 | 0.08637 | 954.8337 | 0.00394 | 954.8337 | 0.00364 | 954.5019 | 1.0001e-05 | 954.8337 | 0.95504 | 643.6425 | 0.04816
| 641.2426 | 0 | 641.2426 | 0 | 643.7626 | 3.2289e-05 | 643.7626 | 8.7816e-06 | 818.81 | 0.0011299 | 641.2426 | 0.00184 | 818.81 | 0.00028789 | 818.81 | -0.00086692 | 643.7626 | 0.02126 | 643.7626 | 0.21184 | 641.2426 | 0.08725 | 955.002 | 0.00406 | 955.002 | 0.00587 | 954.671 | 6.6672e-06 | 955.002 | 0.95251 | 643.7626 | 0.04829
| 641.3638 | 0 | 641.3638 | 0.00104 | 643.8827 | 0 | 643.8827 | 9.7561e-06 | 819.05 | -0.003221 | 641.3638 | 0.00127 | 819.05 | 0.0009659 | 819.05 | -0.0021998 | 643.8827 | 0.02018 | 643.8827 | 0.20743 | 641.3638 | 0.0961 | 955.1703 | 0.00295 | 955.1703 | 0.0045 | 954.8401 | 3.0002e-05 | 955.1703 | 0.95007 | 643.8827 | 0.04759
| 641.4851 | 0 | 641.4851 | 0 | 644.0029 | 1.4682e-05 | 644.0029 | 1.0193e-05 | 819.29 | 0.00065769 | 641.4851 | 0.00184 | 819.29 | 0.0013533 | 819.29 | 0.0014737 | 644.0029 | 0.01773 | 644.0029 | 0.20294 | 641.4851 | 0.09632 | 955.3386 | 0.00373 | 955.3386 | 0.00582 | 955.0093 | 0 | 955.3386 | 0.94647 | 644.0029 | 0.0476
| 641.6064 | 0.00116 | 641.6064 | 0.00067626 | 644.123 | 0 | 644.123 | 1.0529e-05 | 819.53 | -0.0015008 | 641.6064 | 0.0009603 | 819.53 | -0.0021013 | 819.53 | 0.0002384 | 644.123 | 0.01612 | 644.123 | 0.19845 | 641.6064 | 0.10043 | 955.5069 | 0.00407 | 955.5069 | 0.00438 | 955.1784 | 1.0001e-05 | 955.5069 | 0.94347 | 644.123 | 0.04511
| 641.7276 | 0 | 641.7276 | 0 | 644.2431 | 1.4682e-05 | 644.2431 | 9.4201e-06 | 819.77 | -0.00045532 | 641.7276 | 0.00047317 | 819.77 | 0.00051389 | 819.77 | 0.0009211 | 644.2431 | 0.01401 | 644.2431 | 0.19289 | 641.7276 | 0.09741 | 955.6753 | 0.00391 | 955.6753 | 0.00476 | 955.3475 | 6.6672e-06 | 955.6753 | 0.9404 | 644.2431 | 0.04501
| 641.8489 | 0.00080555 | 641.8489 | 0.00125 | 644.3632 | 0 | 644.3632 | 9.4873e-06 | 820 | -0.0030523 | 641.8489 | 0.00272 | 820 | -0.0011973 | 820 | -0.0010295 | 644.3632 | 0.01366 | 644.3632 | 0.18768 | 641.8489 | 0.10435 | 955.8436 | 0.00405 | 955.8436 | 0.0036 | 955.5167 | 3.0002e-05 | 955.8436 | 0.93858 | 644.3632 | 0.04354
| 641.9702 | 0 | 641.9702 | 0 | 644.4834 | 0 | 644.4834 | 9.3641e-06 | 820.24 | -0.00096123 | 641.9702 | 0.00175 | 820.24 | -0.0014878 | 820.24 | -0.00057433 | 644.4834 | 0.01197 | 644.4834 | 0.18138 | 641.9702 | 0.10659 | 956.0119 | 0.00389 | 956.0119 | 0.00629 | 955.6858 | 0 | 956.0119 | 0.93731 | 644.4834 | 0.0448
| 642.0915 | 0.00058994 | 642.0915 | 0.00147 | 644.6035 | 3.2289e-05 | 644.6035 | 1.0854e-05 | 820.48 | -0.00042159 | 642.0915 | 0.00266 | 820.48 | -0.00080984 | 820.48 | -0.00089942 | 644.6035 | 0.01163 | 644.6035 | 0.17722 | 642.0915 | 0.11211 | 956.1802 | 0.00424 | 956.1802 | 0.00448 | 955.855 | 1.0001e-05 | 956.1802 | 0.9369 | 644.6035 | 0.0434
| 642.2128 | 0 | 642.2128 | 0 | 644.7236 | 0 | 644.7236 | 1.0271e-05 | 820.72 | -0.00099496 | 642.2128 | 0.00257 | 820.72 | 6.1882e-05 | 820.72 | 0.0011162 | 644.7236 | 0.01005 | 644.7236 | 0.17153 | 642.2128 | 0.11329 | 956.3485 | 0.0037 | 956.3485 | 0.00559 | 956.0241 | 6.6672e-06 | 956.3485 | 0.93672 | 644.7236 | 0.0423
| 642.3341 | 0.00037433 | 642.3341 | 0.00137 | 644.8438 | 0 | 644.8438 | 1.1235e-05 | 820.96 | -0.00011805 | 642.3341 | 0.00215 | 820.96 | 0.0012888 | 820.96 | 0.00020589 | 644.8438 | 0.00984 | 644.8438 | 0.1675 | 642.3341 | 0.11867 | 956.5168 | 0.00384 | 956.5168 | 0.00478 | 956.1933 | 0 | 956.5168 | 0.93617 | 644.8438 | 0.0407
| 642.4555 | 0 | 642.4555 | 0 | 644.9639 | 1.4682e-05 | 644.9639 | 1.0249e-05 | 821.2 | -0.00045532 | 642.4555 | 0.00178 | 821.2 | 0.0018699 | 821.2 | -0.00054182 | 644.9639 | 0.00842 | 644.9639 | 0.16219 | 642.4555 | 0.11954 | 956.6851 | 0.00511 | 956.6851 | 0.00527 | 956.3624 | 0 | 956.6851 | 0.93348 | 644.9639 | 0.04027
| 642.5768 | 0.00062587 | 642.5768 | 0.00123 | 645.084 | 1.4682e-05 | 645.084 | 1.0484e-05 | 821.43 | -0.002715 | 642.5768 | 0.00102 | 821.43 | -0.00013183 | 821.43 | 0.0020915 | 645.084 | 0.00821 | 645.084 | 0.15797 | 642.5768 | 0.12622 | 956.8534 | 0.00389 | 956.8534 | 0.00475 | 956.5316 | 3.0002e-05 | 956.8534 | 0.92954 | 645.084 | 0.04016
| 642.6982 | 0 | 642.6982 | 0 | 645.2042 | 1.4682e-05 | 645.2042 | 8.3672e-06 | 821.67 | -0.00021923 | 642.6982 | 0.00027444 | 821.67 | 0.00083675 | 821.67 | 0.0019289 | 645.2042 | 0.00669 | 645.2042 | 0.15285 | 642.6982 | 0.12999 | 957.0217 | 0.00504 | 957.0217 | 0.0042 | 956.7007 | 2.6669e-05 | 957.0217 | 0.92414 | 645.2042 | 0.03959
| 642.8195 | 0 | 642.8195 | 0.00088435 | 645.3243 | 0 | 645.3243 | 7.0679e-06 | 821.91 | -0.0015008 | 642.8195 | 0.00136 | 821.91 | -0.00058385 | 821.91 | 0.0016363 | 645.3243 | 0.0067 | 645.3243 | 0.14938 | 642.8195 | 0.13327 | 957.1901 | 0.00382 | 957.1901 | 0.00733 | 956.8699 | 0 | 957.1901 | 0.91931 | 645.3243 | 0.03908
| 642.9409 | 0 | 642.9409 | 0 | 645.4445 | 0 | 645.4445 | 6.4406e-06 | 822.15 | 0.00059023 | 642.9409 | 0.00141 | 822.15 | -0.0021013 | 822.15 | -0.00050931 | 645.4445 | 0.00533 | 645.4445 | 0.14497 | 642.9409 | 0.13476 | 957.3584 | 0.00539 | 957.3584 | 0.00524 | 957.039 | 2.6669e-05 | 957.3584 | 0.91432 | 645.4445 | 0.03863
| 643.0622 | 0.00075165 | 643.0622 | 0.00227 | 645.5646 | 0 | 645.5646 | 7.6951e-06 | 822.39 | -0.0023104 | 643.0622 | 0.00141 | 822.39 | -0.0012296 | 822.39 | -0.0019722 | 645.5646 | 0.00537 | 645.5646 | 0.14203 | 643.0622 | 0.14272 | 957.5267 | 0.00267 | 957.5267 | 0.00389 | 957.2082 | 1.0001e-05 | 957.5267 | 0.91011 | 645.5646 | 0.03865
| 643.1836 | 0 | 643.1836 | 0 | 645.6848 | 0 | 645.6848 | 8.4232e-06 | 822.63 | 0.0013997 | 643.1836 | 0.00152 | 822.63 | 0.001095 | 822.63 | -0.001257 | 645.6848 | 0.00391 | 645.6848 | 0.13712 | 643.1836 | 0.14125 | 957.695 | 0.00385 | 957.695 | 0.00538 | 957.3773 | 6.6672e-06 | 957.695 | 0.90566 | 645.6848 | 0.03726
| 643.305 | 0.0012 | 643.305 | 0.00097105 | 645.8049 | 1.4682e-05 | 645.8049 | 9.9913e-06 | 822.86 | 8.4319e-05 | 643.305 | 0.00081839 | 822.86 | -0.00016412 | 822.86 | 0.0015062 | 645.8049 | 0.00372 | 645.8049 | 0.13388 | 643.305 | 0.14408 | 957.8634 | 0.00405 | 957.8634 | 0.00478 | 957.5465 | 0 | 957.8634 | 0.90182 | 645.8049 | 0.03817
| 643.4264 | 0 | 643.4264 | 0 | 645.9251 | 3.2289e-05 | 645.9251 | 9.8905e-06 | 823.1 | -0.0001855 | 643.4264 | 0.00135 | 823.1 | 2.9596e-05 | 823.1 | -8.6692e-05 | 645.9251 | 0.0025 | 645.9251 | 0.12924 | 643.4264 | 0.14514 | 958.0317 | 0.00403 | 958.0317 | 0.00578 | 957.7157 | 0 | 958.0317 | 0.89683 | 645.9251 | 0.0369
| 643.5478 | 0.00019465 | 643.5478 | 0.00095371 | 646.0452 | 0 | 646.0452 | 1.0171e-05 | 823.34 | -0.0018719 | 643.5478 | 0.00133 | 823.34 | -0.0010358 | 823.34 | -0.00021673 | 646.0452 | 0.00247 | 646.0452 | 0.1261 | 643.5478 | 0.15958 | 958.2 | 0.00321 | 958.2 | 0.00434 | 957.8849 | 0 | 958.2 | 0.89285 | 646.0452 | 0.03814
| 643.6692 | 0 | 643.6692 | 0 | 646.1654 | 1.4682e-05 | 646.1654 | 9.2297e-06 | 823.58 | -0.00099496 | 643.6692 | 0.00021766 | 823.58 | 2.9596e-05 | 823.58 | -0.00044429 | 646.1654 | 0.00143 | 646.1654 | 0.12219 | 643.6692 | 0.15437 | 958.3683 | 0.00493 | 958.3683 | 0.00512 | 958.054 | 0 | 958.3683 | 0.88839 | 646.1654 | 0.03615
| 643.7907 | 0.0012 | 643.7907 | 0.00019074 | 646.2855 | 1.4682e-05 | 646.2855 | 8.3e-06 | 823.82 | 0.00065769 | 643.7907 | 0 | 823.82 | 0.00012645 | 823.82 | -2.1673e-05 | 646.2855 | 0.00174 | 646.2855 | 0.1198 | 643.7907 | 0.16324 | 958.5367 | 0.00368 | 958.5367 | 0.0054 | 958.2232 | 1.0001e-05 | 958.5367 | 0.88452 | 646.2855 | 0.03785
| 643.9121 | 0 | 643.9121 | 0 | 646.4057 | 1.4682e-05 | 646.4057 | 7.4599e-06 | 824.06 | 0.0016358 | 643.9121 | 0 | 824.06 | 0.00038475 | 824.06 | -0.00067186 | 646.4057 | 0.00092255 | 646.4057 | 0.11629 | 643.9121 | 0.15835 | 958.705 | 0.00262 | 958.705 | 0.00626 | 958.3924 | 0 | 958.705 | 0.87997 | 646.4057 | 0.0355
| 644.0335 | 1.4969e-05 | 644.0335 | 0.00098839 | 646.5259 | 0 | 646.5259 | 7.5383e-06 | 824.3 | -0.00089378 | 644.0335 | 0.00184 | 824.3 | 0.00015874 | 824.3 | 0.0018639 | 646.5259 | 0.00101 | 646.5259 | 0.1132 | 644.0335 | 0.16691 | 958.8733 | 0.00475 | 958.8733 | 0.00373 | 958.5616 | 3.0002e-05 | 958.8733 | 0.8765 | 646.5259 | 0.03751
| 644.155 | 0 | 644.155 | 0 | 646.646 | 0 | 646.646 | 7.7959e-06 | 824.53 | 0.001366 | 644.155 | 0.0001041 | 824.53 | 0.0015148 | 824.53 | -0.0001192 | 646.646 | 0.00022947 | 646.646 | 0.10868 | 644.155 | 0.16702 | 959.0417 | 0.00488 | 959.0417 | 0.00554 | 958.7307 | 6.6672e-06 | 959.0417 | 0.87285 | 646.646 | 0.03432
| 644.2764 | 0.0004462 | 644.2764 | 0.00079764 | 646.7662 | 3.2289e-05 | 646.7662 | 9.1849e-06 | 824.77 | -0.00075887 | 644.2764 | 0.0009603 | 824.77 | -0.0013909 | 824.77 | -0.00060684 | 646.7662 | 0.00022582 | 646.7662 | 0.10537 | 644.2764 | 0.17149 | 959.21 | 0.00387 | 959.21 | 0.0035 | 958.8999 | 3.0002e-05 | 959.21 | 0.87025 | 646.7662 | 0.03612
| 644.3979 | 0 | 644.3979 | 0 | 646.8863 | 0 | 646.8863 | 9.6441e-06 | 825.01 | 0.00048905 | 644.3979 | 0.0026 | 825.01 | -0.0017784 | 825.01 | -0.00024923 | 646.8863 | 1.369e-05 | 646.8863 | 0.10185 | 644.3979 | 0.1714 | 959.3783 | 0.00563 | 959.3783 | 0.00533 | 959.0691 | 2.6669e-05 | 959.3783 | 0.86633 | 646.8863 | 0.03295
| 644.5194 | 0.00138 | 644.5194 | 0.00090168 | 647.0065 | 0 | 647.0065 | 9.7561e-06 | 825.25 | -0.00089378 | 644.5194 | 0.00136 | 825.25 | -0.00051927 | 825.25 | -0.00099695 | 647.0065 | 1.41e-05 | 647.0065 | 0.09952 | 644.5194 | 0.17692 | 959.5466 | 0.00396 | 959.5466 | 0.00501 | 959.2383 | 1.0001e-05 | 959.5466 | 0.86292 | 647.0065 | 0.03506
| 644.6409 | 0 | 644.6409 | 0 | 647.1267 | 0 | 647.1267 | 8.972e-06 | 825.49 | 1.6864e-05 | 644.6409 | 0.0011 | 825.49 | 0.0007076 | 825.49 | 0.00010836 | 647.1267 | 4.0988e-07 | 647.1267 | 0.09618 | 644.6409 | 0.1777 | 959.715 | 0.00389 | 959.715 | 0.00714 | 959.4075 | 6.6672e-06 | 959.715 | 0.85822 | 647.1267 | 0.03199
| 644.7624 | 0.000554 | 644.7624 | 0.00123 | 647.2469 | 0 | 647.2469 | 8.7928e-06 | 825.73 | 5.0592e-05 | 644.7624 | 0.00317 | 825.73 | -0.0028761 | 825.73 | -0.0010945 | 647.2469 | 5.387e-07 | 647.2469 | 0.09343 | 644.7624 | 0.18339 | 959.8833 | 0.00438 | 959.8833 | 0.00621 | 959.5767 | 1.0001e-05 | 959.8833 | 0.85545 | 647.2469 | 0.03282
| 644.8839 | 0 | 644.8839 | 0 | 647.367 | 0 | 647.367 | 8.468e-06 | 825.96 | -0.00032042 | 644.8839 | 0.00092742 | 825.96 | -0.0009067 | 825.96 | 0.00072604 | 647.367 | 1.2882e-07 | 647.367 | 0.08952 | 644.8839 | 0.18461 | 960.0517 | 0.00398 | 960.0517 | 0.00691 | 959.7459 | 6.6672e-06 | 960.0517 | 0.85235 | 647.367 | 0.02924
| 645.0054 | 0.00078757 | 645.0054 | 0.00109 | 647.4872 | 0 | 647.4872 | 9.8009e-06 | 826.2 | -0.0011973 | 645.0054 | 0.00084678 | 826.2 | -0.00055155 | 826.2 | -0.00086692 | 647.4872 | 4.333e-07 | 647.4872 | 0.08698 | 645.0054 | 0.18952 | 960.22 | 0.00394 | 960.22 | 0.00584 | 959.9151 | 1.0001e-05 | 960.22 | 0.84961 | 647.4872 | 0.02819
| 645.1269 | 0 | 645.1269 | 0 | 647.6074 | 1.4682e-05 | 647.6074 | 9.8345e-06 | 826.44 | -0.00072515 | 645.1269 | 0.00186 | 826.44 | 0.00080447 | 826.44 | 0.0009536 | 647.6074 | 3.0448e-07 | 647.6074 | 0.08345 | 645.1269 | 0.18831 | 960.3883 | 0.00615 | 960.3883 | 0.00594 | 960.0843 | 6.6672e-06 | 960.3883 | 0.84395 | 647.6074 | 0.02481
| 645.2484 | 0.00149 | 645.2484 | 0.00038148 | 647.7276 | 0 | 647.7276 | 9.8793e-06 | 826.68 | -0.00065769 | 645.2484 | 0.00164 | 826.68 | 0.00015874 | 826.68 | 0.0011487 | 647.7276 | 3.0448e-07 | 647.7276 | 0.08123 | 645.2484 | 0.19664 | 960.5567 | 0.0025 | 960.5567 | 0.00615 | 960.2535 | 0 | 960.5567 | 0.83801 | 647.7276 | 0.02462
| 645.37 | 0 | 645.37 | 0 | 647.8478 | 3.2289e-05 | 647.8478 | 9.7001e-06 | 826.92 | -5.0592e-05 | 645.37 | 0.00055835 | 826.92 | -0.0010358 | 826.92 | -0.00034676 | 647.8478 | 0 | 647.8478 | 0.0779 | 645.37 | 0.19916 | 960.725 | 0.0038 | 960.725 | 0.00555 | 960.4227 | 2.6669e-05 | 960.725 | 0.83177 | 647.8478 | 0.02375
| 645.4915 | 0.00073368 | 645.4915 | 0.00101 | 647.9679 | 0 | 647.9679 | 9.2297e-06 | 827.16 | -0.00035414 | 645.4915 | 0.00073324 | 827.16 | -0.00051927 | 827.16 | -0.0016797 | 647.9679 | 0 | 647.9679 | 0.07572 | 645.4915 | 0.20622 | 960.8934 | 0.00421 | 960.8934 | 0.00557 | 960.5919 | 3.0002e-05 | 960.8934 | 0.82699 | 647.9679 | 0.02513
| 645.6131 | 0 | 645.6131 | 0 | 648.0881 | 0 | 648.0881 | 8.6024e-06 | 827.4 | 0.0021754 | 645.6131 | 0.00215 | 827.4 | 0.0014502 | 827.4 | 0.00014088 | 648.0881 | 2.3422e-08 | 648.0881 | 0.07269 | 645.6131 | 0.21027 | 961.0617 | 0.00284 | 961.0617 | 0.00772 | 960.7612 | 0 | 961.0617 | 0.82185 | 648.0881 | 0.02434
| 645.7346 | 0.0004462 | 645.7346 | 0.00198 | 648.2083 | 1.4682e-05 | 648.2083 | 8.5016e-06 | 827.63 | 0.0015684 | 645.7346 | 0.00306 | 827.63 | -0.0013587 | 827.63 | 0.00040094 | 648.2083 | 1.4053e-07 | 648.2083 | 0.07048 | 645.7346 | 0.2149 | 961.2301 | 0.00333 | 961.2301 | 0.00375 | 960.9304 | 1.0001e-05 | 961.2301 | 0.81695 | 648.2083 | 0.02514
| 645.8562 | 0 | 645.8562 | 0 | 648.3285 | 1.4682e-05 | 648.3285 | 8.5016e-06 | 827.87 | -0.0010287 | 645.8562 | 0.00192 | 827.87 | -0.0020367 | 827.87 | -0.0014521 | 648.3285 | 1.4053e-07 | 648.3285 | 0.06743 | 645.8562 | 0.21928 | 961.3984 | 0.00359 | 961.3984 | 0.0064 | 961.0996 | 6.6672e-06 | 961.3984 | 0.81121 | 648.3285 | 0.02395
| 645.9778 | 0 | 645.9778 | 0.00196 | 648.4487 | 0 | 648.4487 | 9.0505e-06 | 828.11 | -0.0024453 | 645.9778 | 0.0004494 | 828.11 | -0.0025855 | 828.11 | 0.00027091 | 648.4487 | 1.2882e-07 | 648.4487 | 0.06546 | 645.9778 | 0.22764 | 961.5668 | 0.00522 | 961.5668 | 0.00426 | 961.2688 | 1.0001e-05 | 961.5668 | 0.80543 | 648.4487 | 0.02441
| 646.0994 | 0 | 646.0994 | 6.9519e-05 | 648.5689 | 0 | 648.5689 | 8.7144e-06 | 828.35 | 0.00099496 | 646.0994 | 0.00118 | 828.35 | -0.00064841 | 828.35 | 0.0016038 | 648.5689 | 0 | 648.5689 | 0.06238 | 646.0994 | 0.23469 | 961.7351 | 0.00516 | 961.7351 | 0.00614 | 961.438 | 6.6672e-06 | 961.7351 | 0.79808 | 648.5689 | 0.02347
| 646.221 | 0.00062587 | 646.221 | 0.00153 | 648.6891 | 0 | 648.6891 | 9.5433e-06 | 828.59 | -0.0022428 | 646.221 | 0.00059133 | 828.59 | 0.00038475 | 828.59 | -0.00018422 | 648.6891 | 1.4053e-07 | 648.6891 | 0.06099 | 646.221 | 0.24243 | 961.9035 | 0.00346 | 961.9035 | 0.00596 | 961.6073 | 1.0001e-05 | 961.9035 | 0.79091 | 648.6891 | 0.0237
| 646.3426 | 0 | 646.3426 | 0 | 648.8093 | 1.4682e-05 | 648.8093 | 9.5657e-06 | 828.83 | 0.0016358 | 646.3426 | 0.00087064 | 828.83 | -3.4977e-05 | 828.83 | 0.00010836 | 648.8093 | 1.4053e-07 | 648.8093 | 0.05849 | 646.3426 | 0.24818 | 962.0718 | 0.00558 | 962.0718 | 0.00601 | 961.7765 | 0 | 962.0718 | 0.78365 | 648.8093 | 0.02333
| 646.4642 | 0 | 646.4642 | 0.00199 | 648.9295 | 3.2289e-05 | 648.9295 | 9.7225e-06 | 829.07 | -0.00089378 | 646.4642 | 0.00249 | 829.07 | -0.00026098 | 829.07 | 0.00040094 | 648.9295 | 1.8737e-07 | 648.9295 | 0.05684 | 646.4642 | 0.25107 | 962.2402 | 0.00372 | 962.2402 | 0.00264 | 961.9457 | 0 | 962.2402 | 0.77767 | 648.9295 | 0.02417
| 646.5858 | 0 | 646.5858 | 0 | 649.0497 | 1.4682e-05 | 649.0497 | 1.0215e-05 | 829.3 | -0.0023104 | 646.5858 | 0.00164 | 829.3 | -0.0009067 | 829.3 | 0.00010836 | 649.0497 | 1.4053e-07 | 649.0497 | 0.05304 | 646.5858 | 0.26143 | 962.4085 | 0.00293 | 962.4085 | 0.00631 | 962.115 | 0 | 962.4085 | 0.77097 | 649.0497 | 0.02417
| 646.7075 | 0.00118 | 646.7075 | 0.00090168 | 649.1699 | 0 | 649.1699 | 1.0854e-05 | 829.54 | -0.00045532 | 646.7075 | 0.00064808 | 829.54 | 0.00077218 | 829.54 | 1.0836e-05 | 649.1699 | 3.7475e-07 | 649.1699 | 0.05071 | 646.7075 | 0.27458 | 962.5769 | 0.00393 | 962.5769 | 0.00422 | 962.2842 | 3.0002e-05 | 962.5769 | 0.76417 | 649.1699 | 0.02482
| 646.8291 | 0 | 646.8291 | 0 | 649.2901 | 0 | 649.2901 | 9.4649e-06 | 829.78 | 0.00059023 | 646.8291 | 0.00249 | 829.78 | 0.00015874 | 829.78 | 0.0018314 | 649.2901 | 3.5132e-07 | 649.2901 | 0.04731 | 646.8291 | 0.27647 | 962.7453 | 0.00398 | 962.7453 | 0.00526 | 962.4534 | 0 | 962.7453 | 0.75501 | 649.2901 | 0.02459
| 646.9508 | 0.00115 | 646.9508 | 0.00079764 | 649.4103 | 1.4682e-05 | 649.4103 | 7.9864e-06 | 830.02 | -0.0029174 | 646.9508 | 0.00156 | 830.02 | -0.00051927 | 830.02 | -0.0015822 | 649.4103 | 3.5132e-07 | 649.4103 | 0.04645 | 646.9508 | 0.28747 | 962.9136 | 0.00252 | 962.9136 | 0.00478 | 962.6227 | 0 | 962.9136 | 0.74597 | 649.4103 | 0.02537
| 647.0724 | 0 | 647.0724 | 0 | 649.5305 | 0 | 649.5305 | 6.5414e-06 | 830.26 | 0.00048905 | 647.0724 | 0.00078546 | 830.26 | -0.0013264 | 830.26 | -0.00034676 | 649.5305 | 1.4053e-07 | 649.5305 | 0.04475 | 647.0724 | 0.28778 | 963.082 | 0.00457 | 963.082 | 0.00587 | 962.7919 | 0 | 963.082 | 0.73633 | 649.5305 | 0.02469
| 647.1941 | 0.0006079 | 647.1941 | 0.00229 | 649.6507 | 0 | 649.6507 | 7.9864e-06 | 830.5 | -0.001366 | 647.1941 | 0.00098869 | 830.5 | -0.00042241 | 830.5 | -0.0014521 | 649.6507 | 2.1079e-07 | 649.6507 | 0.04506 | 647.1941 | 0.2958 | 963.2503 | 0.00386 | 963.2503 | 0.00454 | 962.9611 | 1.0001e-05 | 963.2503 | 0.72885 | 649.6507 | 0.02555
| 647.3158 | 0 | 647.3158 | 0 | 649.7709 | 0 | 649.7709 | 8.6808e-06 | 830.74 | -0.00086005 | 647.3158 | 0.00181 | 830.74 | -0.00077756 | 830.74 | -2.1673e-05 | 649.7709 | 3.279e-07 | 649.7709 | 0.04497 | 647.3158 | 0.30623 | 963.4187 | 0.00317 | 963.4187 | 0.00533 | 963.1304 | 0 | 963.4187 | 0.72158 | 649.7709 | 0.02497
| 647.4375 | 0.000554 | 647.4375 | 0.00123 | 649.8911 | 0 | 649.8911 | 9.3417e-06 | 830.97 | 0.00069142 | 647.4375 | 0.00346 | 830.97 | 0.0018699 | 830.97 | -0.00060684 | 649.8911 | 5.9725e-07 | 649.8911 | 0.04529 | 647.4375 | 0.30809 | 963.587 | 0.00351 | 963.587 | 0.00719 | 963.2997 | 1.0001e-05 | 963.587 | 0.71621 | 649.8911 | 0.02613
| 647.5592 | 0 | 647.5592 | 0 | 650.0113 | 3.2289e-05 | 650.0113 | 9.6441e-06 | 831.21 | 5.0592e-05 | 647.5592 | 0.0022 | 831.21 | 2.9596e-05 | 831.21 | 0.00062851 | 650.0113 | 6.558e-07 | 650.0113 | 0.045 | 647.5592 | 0.30929 | 963.7554 | 0.00389 | 963.7554 | 0.00499 | 963.4689 | 6.6672e-06 | 963.7554 | 0.70977 | 650.0113 | 0.0258
| 647.6809 | 0 | 647.6809 | 0.00057222 | 650.1316 | 1.4682e-05 | 650.1316 | 9.5769e-06 | 831.45 | -0.00075887 | 647.6809 | 0.00238 | 831.45 | 0.00067532 | 831.45 | -0.00028175 | 650.1316 | 6.2067e-07 | 650.1316 | 0.04199 | 647.6809 | 0.32267 | 963.9238 | 0.00325 | 963.9238 | 0.00454 | 963.6382 | 3.0002e-05 | 963.9238 | 0.70328 | 650.1316 | 0.02632
| 647.8026 | 0 | 647.8026 | 0 | 650.2518 | 0 | 650.2518 | 1.0014e-05 | 831.69 | 0.0011299 | 647.8026 | 0.00055835 | 831.69 | -0.00042241 | 831.69 | -0.00099695 | 650.2518 | 3.5132e-07 | 650.2518 | 0.03822 | 647.8026 | 0.32498 | 964.0921 | 0.00655 | 964.0921 | 0.00652 | 963.8074 | 0 | 964.0921 | 0.69516 | 650.2518 | 0.02597
| 647.9243 | 0.00041025 | 647.9243 | 0.00158 | 650.372 | 1.4682e-05 | 650.372 | 8.3224e-06 | 831.93 | 0.00011805 | 647.9243 | 0.00116 | 831.93 | -0.00061613 | 831.93 | -0.0018747 | 650.372 | 6.7923e-07 | 650.372 | 0.03554 | 647.9243 | 0.32875 | 964.2605 | 0.00382 | 964.2605 | 0.00531 | 963.9767 | 1.0001e-05 | 964.2605 | 0.68812 | 650.372 | 0.02637
| 648.0461 | 0 | 648.0461 | 0 | 650.4922 | 0 | 650.4922 | 7.3591e-06 | 832.17 | -0.001737 | 648.0461 | 0.00175 | 832.17 | -0.0014556 | 832.17 | 0.0017988 | 650.4922 | 6.3238e-07 | 650.4922 | 0.03294 | 648.0461 | 0.33065 | 964.4289 | 0.00521 | 964.4289 | 0.00608 | 964.1459 | 0 | 964.4289 | 0.68043 | 650.4922 | 0.02662
| 648.1678 | 0.00205 | 648.1678 | 0.0006936 | 650.6125 | 0 | 650.6125 | 7.1687e-06 | 832.41 | -0.0011973 | 648.1678 | 0.00153 | 832.41 | -0.00087442 | 832.41 | -0.00060684 | 650.6125 | 1.335e-06 | 650.6125 | 0.03351 | 648.1678 | 0.34329 | 964.5973 | 0.00382 | 964.5973 | 0.00543 | 964.3152 | 3.0002e-05 | 964.5973 | 0.67325 | 650.6125 | 0.02668
| 648.2895 | 0 | 648.2895 | 0 | 650.7327 | 1.4682e-05 | 650.7327 | 7.4375e-06 | 832.64 | 0.00072515 | 648.2895 | 0.00203 | 832.64 | 2.9596e-05 | 832.64 | -0.00060684 | 650.7327 | 1.335e-06 | 650.7327 | 0.03024 | 648.2895 | 0.34124 | 964.7656 | 0.00338 | 964.7656 | 0.00694 | 964.4845 | 0 | 964.7656 | 0.66483 | 650.7327 | 0.02654
| 648.4113 | 0.00091335 | 648.4113 | 0.00132 | 650.8529 | 4.9907e-05 | 650.8529 | 9.0729e-06 | 832.88 | -0.00011805 | 648.4113 | 0.00286 | 832.88 | -0.0023596 | 832.88 | -0.00067186 | 650.8529 | 1.6629e-06 | 650.8529 | 0.02821 | 648.4113 | 0.34708 | 964.934 | 0.00356 | 964.934 | 0.00436 | 964.6537 | 1.0001e-05 | 964.934 | 0.65769 | 650.8529 | 0.0259
| 648.5331 | 0 | 648.5331 | 0 | 650.9731 | 0 | 650.9731 | 9.0505e-06 | 833.12 | 0.00015177 | 648.5331 | 0.00155 | 833.12 | 0.0014502 | 833.12 | 0.00085607 | 650.9731 | 1.2765e-06 | 650.9731 | 0.02342 | 648.5331 | 0.34479 | 965.1024 | 0.00479 | 965.1024 | 0.00427 | 964.823 | 6.6672e-06 | 965.1024 | 0.65041 | 650.9731 | 0.02602
| 648.6549 | 0 | 648.6549 | 0.00065893 | 651.0934 | 3.2289e-05 | 651.0934 | 9.7001e-06 | 833.36 | 0.00048905 | 648.6549 | 0.00255 | 833.36 | 0.00022331 | 833.36 | -0.00021673 | 651.0934 | 1.5575e-06 | 651.0934 | 0.02215 | 648.6549 | 0.35287 | 965.2707 | 0.00342 | 965.2707 | 0.0058 | 964.9923 | 1.0001e-05 | 965.2707 | 0.64484 | 651.0934 | 0.02484
| 648.7766 | 0 | 648.7766 | 0 | 651.2136 | 0 | 651.2136 | 9.1289e-06 | 833.6 | -1.6864e-05 | 648.7766 | 0.00147 | 833.6 | -0.0026501 | 833.6 | 0.00020589 | 651.2136 | 1.3936e-06 | 651.2136 | 0.02242 | 648.7766 | 0.35449 | 965.4391 | 0.00394 | 965.4391 | 0.00916 | 965.1616 | 6.6672e-06 | 965.4391 | 0.63866 | 651.2136 | 0.02549
| 648.8984 | 0.0016 | 648.8984 | 0.00165 | 651.3338 | 0 | 651.3338 | 9.3641e-06 | 833.84 | -0.00025296 | 648.8984 | 0.00278 | 833.84 | -9.9549e-05 | 833.84 | -0.001322 | 651.3338 | 1.499e-06 | 651.3338 | 0.02362 | 648.8984 | 0.35716 | 965.6075 | 0.00346 | 965.6075 | 0.00345 | 965.3308 | 1.0001e-05 | 965.6075 | 0.63257 | 651.3338 | 0.02418
| 649.0202 | 0 | 649.0202 | 0 | 651.4541 | 1.4682e-05 | 651.4541 | 9.2633e-06 | 834.08 | 0.00042159 | 649.0202 | 0.00047317 | 834.08 | -0.00061613 | 834.08 | 0.0023191 | 651.4541 | 1.2882e-06 | 651.4541 | 0.02458 | 649.0202 | 0.36324 | 965.7759 | 0.00556 | 965.7759 | 0.00606 | 965.5001 | 0 | 965.7759 | 0.62505 | 651.4541 | 0.02568
| 649.1421 | 0.00076961 | 649.1421 | 0.00065893 | 651.5743 | 1.4682e-05 | 651.5743 | 9.5769e-06 | 834.32 | -0.00035414 | 649.1421 | 0.00073324 | 834.32 | 0.0015148 | 834.32 | -0.0017771 | 651.5743 | 1.7918e-06 | 651.5743 | 0.02396 | 649.1421 | 0.37416 | 965.9443 | 0.00377 | 965.9443 | 0.0058 | 965.6694 | 1.0001e-05 | 965.9443 | 0.61698 | 651.5743 | 0.0242
| 649.2639 | 0 | 649.2639 | 0 | 651.6946 | 0 | 651.6946 | 9.3305e-06 | 834.55 | -0.0016695 | 649.2639 | 0.00092742 | 834.55 | 0.00028789 | 834.55 | -0.00024923 | 651.6946 | 1.9089e-06 | 651.6946 | 0.02407 | 649.2639 | 0.3733 | 966.1126 | 0.0042 | 966.1126 | 0.00522 | 965.8387 | 0 | 966.1126 | 0.60671 | 651.6946 | 0.02553
| 649.3857 | 0 | 649.3857 | 0.00134 | 651.8148 | 0 | 651.8148 | 9.7561e-06 | 834.79 | -0.0010961 | 649.3857 | 0.00022234 | 834.79 | -0.00035784 | 834.79 | 0.00010836 | 651.8148 | 2.5647e-06 | 651.8148 | 0.02245 | 649.3857 | 0.38389 | 966.281 | 0.00328 | 966.281 | 0.00411 | 966.008 | 1.0001e-05 | 966.281 | 0.5961 | 651.8148 | 0.02379
| 649.5076 | 0 | 649.5076 | 0 | 651.9351 | 1.4682e-05 | 651.9351 | 9.7561e-06 | 835.03 | -8.4319e-05 | 649.5076 | 0.00050157 | 835.03 | -0.0034897 | 835.03 | 0.00033593 | 651.9351 | 2.6701e-06 | 651.9351 | 0.02301 | 649.5076 | 0.38159 | 966.4494 | 0.00187 | 966.4494 | 0.00577 | 966.1773 | 6.6672e-06 | 966.4494 | 0.5847 | 651.9351 | 0.02492
| 649.6294 | 0.00091335 | 649.6294 | 0.00139 | 652.0553 | 1.4682e-05 | 652.0553 | 1.1078e-05 | 835.27 | -0.00048905 | 649.6294 | 0.00073324 | 835.27 | 0.00012645 | 835.27 | -0.00063934 | 652.0553 | 2.8106e-06 | 652.0553 | 0.02183 | 649.6294 | 0.38955 | 966.6178 | 0.00323 | 966.6178 | 0.00515 | 966.3466 | 3.0002e-05 | 966.6178 | 0.57556 | 652.0553 | 0.02333
| 649.7513 | 0 | 649.7513 | 0 | 652.1756 | 3.2289e-05 | 652.1756 | 1.0529e-05 | 835.51 | 0.0022766 | 649.7513 | 0.00013249 | 835.51 | 9.4169e-05 | 835.51 | 0.0010836 | 652.1756 | 2.2016e-06 | 652.1756 | 0.02258 | 649.7513 | 0.39467 | 966.7862 | 0.00476 | 966.7862 | 0.00612 | 966.5159 | 0 | 966.7862 | 0.56659 | 652.1756 | 0.02452
| 649.8731 | 0.00091335 | 649.8731 | 0.00127 | 652.2958 | 0 | 652.2958 | 1.0227e-05 | 835.75 | -0.00099496 | 649.8731 | 0.0021 | 835.75 | -0.00097128 | 835.75 | -0.0013546 | 652.2958 | 2.4593e-06 | 652.2958 | 0.02225 | 649.8731 | 0.40001 | 966.9546 | 0.00445 | 966.9546 | 0.00431 | 966.6852 | 0 | 966.9546 | 0.55908 | 652.2958 | 0.02321
| 649.995 | 0 | 649.995 | 0 | 652.4161 | 0 | 652.4161 | 9.4425e-06 | 835.99 | -0.00069142 | 649.995 | 0.00297 | 835.99 | -0.00029326 | 835.99 | -0.0025575 | 652.4161 | 2.5295e-06 | 652.4161 | 0.02185 | 649.995 | 0.41359 | 967.1229 | 0.00361 | 967.1229 | 0.00506 | 966.8545 | 0 | 967.1229 | 0.5505 | 652.4161 | 0.02453
| 650.1169 | 0 | 650.1169 | 0.00102 | 652.5363 | 1.4682e-05 | 652.5363 | 9.5769e-06 | 836.23 | -0.00028669 | 650.1169 | 0.00198 | 836.23 | -0.00087442 | 836.23 | -0.00080189 | 652.5363 | 3.4078e-06 | 652.5363 | 0.02081 | 650.1169 | 0.42265 | 967.2913 | 0.00307 | 967.2913 | 0.00484 | 967.0238 | 3.0002e-05 | 967.2913 | 0.54255 | 652.5363 | 0.02338
| 650.2388 | 0 | 650.2388 | 0 | 652.6566 | 3.2289e-05 | 652.6566 | 1.0047e-05 | 836.46 | 0.00079259 | 650.2388 | 0.0013 | 836.46 | -0.00042241 | 836.46 | 0.0013438 | 652.6566 | 3.8763e-06 | 652.6566 | 0.01833 | 650.2388 | 0.42382 | 967.4597 | 0.00603 | 967.4597 | 0.00434 | 967.1931 | 2.6669e-05 | 967.4597 | 0.53362 | 652.6566 | 0.02448
| 650.3607 | 0.00152 | 650.3607 | 0.00093636 | 652.7768 | 0 | 652.7768 | 9.1513e-06 | 836.7 | -0.0015008 | 650.3607 | 0.00207 | 836.7 | -0.00058385 | 836.7 | 0.00017338 | 652.7768 | 4.4735e-06 | 652.7768 | 0.01698 | 650.3607 | 0.43671 | 967.6281 | 0.0037 | 967.6281 | 0.00626 | 967.3624 | 3.0002e-05 | 967.6281 | 0.52535 | 652.7768 | 0.02362
| 650.4826 | 0 | 650.4826 | 0 | 652.8971 | 0 | 652.8971 | 9.9353e-06 | 836.94 | -0.0009275 | 650.4826 | 0.00124 | 836.94 | 0.0017408 | 836.94 | -0.0018747 | 652.8971 | 3.7592e-06 | 652.8971 | 0.0146 | 650.4826 | 0.43908 | 967.7965 | 0.00311 | 967.7965 | 0.0055 | 967.5317 | 6.6672e-06 | 967.7965 | 0.51605 | 652.8971 | 0.02445
| 650.6045 | 5.091e-05 | 650.6045 | 0.00041617 | 653.0173 | 3.2289e-05 | 653.0173 | 9.6553e-06 | 837.18 | -0.0014334 | 650.6045 | 0.00158 | 837.18 | 0.0014179 | 837.18 | -0.00047681 | 653.0173 | 3.7006e-06 | 653.0173 | 0.01399 | 650.6045 | 0.44466 | 967.9649 | 0.00358 | 967.9649 | 0.0058 | 967.701 | 0 | 967.9649 | 0.50744 | 653.0173 | 0.02378
| 650.7264 | 0 | 650.7264 | 0 | 653.1376 | 1.4682e-05 | 653.1376 | 1.0484e-05 | 837.42 | -0.00079259 | 650.7264 | 0.00104 | 837.42 | -0.0014233 | 837.42 | 0.00027091 | 653.1376 | 3.0214e-06 | 653.1376 | 0.0122 | 650.7264 | 0.45397 | 968.1333 | 0.00516 | 968.1333 | 0.00473 | 967.8703 | 0 | 968.1333 | 0.4982 | 653.1376 | 0.02418
| 650.8484 | 6.8875e-05 | 650.8484 | 0.00041617 | 653.2579 | 1.4682e-05 | 653.2579 | 9.2633e-06 | 837.66 | -0.0020405 | 650.8484 | 0.00093192 | 837.66 | -0.0016815 | 837.66 | 0.00020589 | 653.2579 | 3.9231e-06 | 653.2579 | 0.01205 | 650.8484 | 0.46535 | 968.3017 | 0.00285 | 968.3017 | 0.00376 | 968.0396 | 3.0002e-05 | 968.3017 | 0.48991 | 653.2579 | 0.02383
| 650.9703 | 0 | 650.9703 | 0 | 653.3781 | 0 | 653.3781 | 8.4008e-06 | 837.9 | -0.0016358 | 650.9703 | 0.00132 | 837.9 | 0.00093361 | 837.9 | -0.00086692 | 653.3781 | 3.7826e-06 | 653.3781 | 0.01043 | 650.9703 | 0.47411 | 968.4701 | 0.00368 | 968.4701 | 0.00817 | 968.209 | 6.6672e-06 | 968.4701 | 0.48128 | 653.3781 | 0.02364
| 651.0923 | 0.0004462 | 651.0923 | 0.00086701 | 653.4984 | 0 | 653.4984 | 8.0536e-06 | 838.14 | -0.00086005 | 651.0923 | 0.00124 | 838.14 | -0.00058385 | 838.14 | 0.0017988 | 653.4984 | 4.778e-06 | 653.4984 | 0.00995 | 651.0923 | 0.48515 | 968.6385 | 0.00393 | 968.6385 | 0.00561 | 968.3783 | 1.0001e-05 | 968.6385 | 0.47356 | 653.4984 | 0.02351
| 651.2143 | 0 | 651.2143 | 0 | 653.6187 | 1.4682e-05 | 653.6187 | 7.3591e-06 | 838.38 | 0.001366 | 651.2143 | 0.00107 | 838.38 | -0.0013264 | 838.38 | -0.00060684 | 653.6187 | 4.0051e-06 | 653.6187 | 0.0082 | 651.2143 | 0.48672 | 968.8069 | 0.00432 | 968.8069 | 0.00717 | 968.5476 | 0 | 968.8069 | 0.46584 | 653.6187 | 0.02359
| 651.3362 | 0.00102 | 651.3362 | 0.00031212 | 653.7389 | 1.4682e-05 | 653.7389 | 7.5383e-06 | 838.61 | 0.00089378 | 651.3362 | 0.00087516 | 838.61 | -0.0014556 | 838.61 | -0.00063934 | 653.7389 | 5.3167e-06 | 653.7389 | 0.00828 | 651.3362 | 0.50157 | 968.9752 | 0.00332 | 968.9752 | 0.00557 | 968.7169 | 1.0001e-05 | 968.9752 | 0.45871 | 653.7389 | 0.02403
| 651.4582 | 0 | 651.4582 | 0 | 653.8592 | 1.4682e-05 | 653.8592 | 7.7511e-06 | 838.85 | -0.00048905 | 651.4582 | 0.00132 | 838.85 | -0.00055155 | 838.85 | -0.00034676 | 653.8592 | 5.4455e-06 | 653.8592 | 0.00704 | 651.4582 | 0.5084 | 969.1436 | 0.00371 | 969.1436 | 0.00666 | 968.8863 | 0 | 969.1436 | 0.45095 | 653.8592 | 0.02391
| 651.5802 | 0.00035636 | 651.5802 | 0.00055488 | 653.9795 | 1.4682e-05 | 653.9795 | 8.972e-06 | 839.09 | -0.0016695 | 651.5802 | 0.00178 | 839.09 | -0.0018752 | 839.09 | -0.00060684 | 653.9795 | 6.4292e-06 | 653.9795 | 0.007 | 651.5802 | 0.51544 | 969.312 | 0.00299 | 969.312 | 0.00584 | 969.0556 | 3.0002e-05 | 969.312 | 0.44301 | 653.9795 | 0.02385
| 651.7022 | 0 | 651.7022 | 0 | 654.0998 | 4.9907e-05 | 654.0998 | 8.3448e-06 | 839.33 | -0.00059023 | 651.7022 | 0.0022 | 839.33 | -0.0019399 | 839.33 | -0.00018422 | 654.0998 | 5.3401e-06 | 654.0998 | 0.00571 | 651.7022 | 0.52675 | 969.4805 | 0.00337 | 969.4805 | 0.00642 | 969.2249 | 2.6669e-05 | 969.4805 | 0.43449 | 654.0998 | 0.02385
| 651.8242 | 0.00084148 | 651.8242 | 0.00095371 | 654.22 | 0 | 654.22 | 7.2023e-06 | 839.57 | -0.00038786 | 651.8242 | 0.00153 | 839.57 | -0.002069 | 839.57 | 0.00059601 | 654.22 | 5.832e-06 | 654.22 | 0.00537 | 651.8242 | 0.53875 | 969.6489 | 0.0041 | 969.6489 | 0.00216 | 969.3943 | 1.0001e-05 | 969.6489 | 0.42735 | 654.22 | 0.02394
| 651.9462 | 0 | 651.9462 | 0 | 654.3403 | 1.4682e-05 | 654.3403 | 6.519e-06 | 839.81 | 0.0012985 | 651.9462 | 0.00101 | 839.81 | 0.0011273 | 839.81 | -8.6692e-05 | 654.3403 | 5.3987e-06 | 654.3403 | 0.0041 | 651.9462 | 0.53638 | 969.8172 | 0.00457 | 969.8172 | 0.00615 | 969.5636 | 6.6672e-06 | 969.8172 | 0.42027 | 654.3403 | 0.0235
| 652.0683 | 0.00030245 | 652.0683 | 0.00060691 | 654.4606 | 1.4682e-05 | 654.4606 | 7.5943e-06 | 840.05 | 0.00042159 | 652.0683 | 0.00061971 | 840.05 | -0.001165 | 840.05 | 0.0011487 | 654.4606 | 6.113e-06 | 654.4606 | 0.00355 | 652.0683 | 0.55187 | 969.9856 | 0.00535 | 969.9856 | 0.00466 | 969.7329 | 1.0001e-05 | 969.9856 | 0.41381 | 654.4606 | 0.0227
| 652.1903 | 0 | 652.1903 | 0 | 654.5809 | 1.4682e-05 | 654.5809 | 7.9864e-06 | 840.29 | 0.00072515 | 652.1903 | 0.00058673 | 840.29 | -0.00058385 | 840.29 | -0.00047681 | 654.5809 | 5.1293e-06 | 654.5809 | 0.00243 | 652.1903 | 0.55361 | 970.1541 | 0.00392 | 970.1541 | 0.00601 | 969.9023 | 6.6672e-06 | 970.1541 | 0.40612 | 654.5809 | 0.02191
| 652.3124 | 0.0004462 | 652.3124 | 0.00079764 | 654.7012 | 1.4682e-05 | 654.7012 | 7.5607e-06 | 840.52 | -0.0024789 | 652.3124 | 0.00113 | 840.52 | -0.0036188 | 840.52 | -0.0028825 | 654.7012 | 5.1059e-06 | 654.7012 | 0.00222 | 652.3124 | 0.564 | 970.3225 | 0.00354 | 970.3225 | 0.00531 | 970.0716 | 1.0001e-05 | 970.3225 | 0.39844 | 654.7012 | 0.02181
| 652.4344 | 0 | 652.4344 | 0 | 654.8215 | 0 | 654.8215 | 7.7735e-06 | 840.76 | -0.0016695 | 652.4344 | 0.00306 | 840.76 | -0.00080984 | 840.76 | -0.00063934 | 654.8215 | 4.333e-06 | 654.8215 | 0.00124 | 652.4344 | 0.56538 | 970.4909 | 0.005 | 970.4909 | 0.00573 | 970.241 | 6.6672e-06 | 970.4909 | 0.39018 | 654.8215 | 0.02103
| 652.5565 | 0.00094928 | 652.5565 | 0.00109 | 654.9417 | 0 | 654.9417 | 8.7928e-06 | 841 | -0.0010624 | 652.5565 | 0.00127 | 841 | -0.0010681 | 841 | 0.00082357 | 654.9417 | 5.4455e-06 | 654.9417 | 0.00135 | 652.5565 | 0.57137 | 970.6593 | 0.00318 | 970.6593 | 0.00547 | 970.4103 | 3.0002e-05 | 970.6593 | 0.383 | 654.9417 | 0.02131
| 652.6786 | 0 | 652.6786 | 0 | 655.062 | 0 | 655.062 | 1.035e-05 | 841.24 | 0.00028669 | 652.6786 | 0.00115 | 841.24 | -0.00022869 | 841.24 | 0.0017338 | 655.062 | 5.586e-06 | 655.062 | 0.00068757 | 652.6786 | 0.57664 | 970.8277 | 0.00459 | 970.8277 | 0.00512 | 970.5797 | 6.6672e-06 | 970.8277 | 0.37557 | 655.062 | 0.02134
| 652.8007 | 0.0005001 | 652.8007 | 0.00172 | 655.1823 | 1.4682e-05 | 655.1823 | 1.0843e-05 | 841.48 | -0.00086005 | 652.8007 | 0.00201 | 841.48 | -0.0032636 | 841.48 | -0.0022648 | 655.1823 | 6.5229e-06 | 655.1823 | 0.00076199 | 652.8007 | 0.57868 | 970.9961 | 0.00346 | 970.9961 | 0.0077 | 970.7491 | 3.0002e-05 | 970.9961 | 0.36904 | 655.1823 | 0.02211
| 652.9227 | 0 | 652.9227 | 0 | 655.3026 | 0 | 655.3026 | 9.4201e-06 | 841.72 | 0.0012648 | 652.9227 | 0.00072869 | 841.72 | 0.00073989 | 841.72 | 0.00043346 | 655.3026 | 5.6914e-06 | 655.3026 | 0.0002253 | 652.9227 | 0.58351 | 971.1645 | 0.00288 | 971.1645 | 0.00796 | 970.9184 | 0 | 971.1645 | 0.36182 | 655.3026 | 0.02095
| 653.0448 | 0.00113 | 653.0448 | 0.00128 | 655.4229 | 1.4682e-05 | 655.4229 | 9.0168e-06 | 841.96 | -0.0012985 | 653.0448 | 0.00113 | 841.96 | -2.6905e-06 | 841.96 | 0.00043346 | 655.4229 | 6.4878e-06 | 655.4229 | 0.0001388 | 653.0448 | 0.59004 | 971.3329 | 0.00347 | 971.3329 | 0.00338 | 971.0878 | 3.0002e-05 | 971.3329 | 0.3558 | 655.4229 | 0.0205
| 653.167 | 0 | 653.167 | 0 | 655.5432 | 0 | 655.5432 | 7.5831e-06 | 842.2 | 0.0010961 | 653.167 | 0.00078546 | 842.2 | -0.0019076 | 842.2 | -0.00057433 | 655.5432 | 5.4572e-06 | 655.5432 | 6.3689e-07 | 653.167 | 0.59682 | 971.5013 | 0.00518 | 971.5013 | 0.00721 | 971.2571 | 0 | 971.5013 | 0.34985 | 655.5432 | 0.01944
| 653.2891 | 0.00115 | 653.2891 | 0.00139 | 655.6635 | 0 | 655.6635 | 8.0312e-06 | 842.44 | -0.0018381 | 653.2891 | 0.00195 | 842.44 | -0.00035784 | 842.44 | -0.0016797 | 655.6635 | 6.2653e-06 | 655.6635 | 8.5651e-07 | 653.2891 | 0.59847 | 971.6698 | 0.00321 | 971.6698 | 0.00575 | 971.4265 | 5.0004e-05 | 971.6698 | 0.34475 | 655.6635 | 0.01963
| 653.4112 | 0 | 653.4112 | 0 | 655.7838 | 1.4682e-05 | 655.7838 | 8.3e-06 | 842.68 | 0.0011973 | 653.4112 | 0.00192 | 842.68 | -0.0004547 | 842.68 | -2.1673e-05 | 655.7838 | 4.9888e-06 | 655.7838 | 2.0864e-07 | 653.4112 | 0.60376 | 971.8382 | 0.00399 | 971.8382 | 0.00543 | 971.5959 | 6.6672e-06 | 971.8382 | 0.33917 | 655.7838 | 0.01819
| 653.5333 | 0.00084148 | 653.5333 | 0.00132 | 655.9041 | 0 | 655.9041 | 8.5464e-06 | 842.91 | 0.00011805 | 653.5333 | 0.00113 | 842.91 | 0.0004816 | 842.91 | -5.4182e-05 | 655.9041 | 5.9139e-06 | 655.9041 | 2.0864e-07 | 653.5333 | 0.60683 | 972.0066 | 0.00293 | 972.0066 | 0.00433 | 971.7652 | 1.0001e-05 | 972.0066 | 0.33399 | 655.9041 | 0.01823
| 653.6555 | 0 | 653.6555 | 0 | 656.0244 | 1.4682e-05 | 656.0244 | 8.244e-06 | 843.15 | 0.001602 | 653.6555 | 0.00061512 | 843.15 | 0.0029031 | 843.15 | -0.00070437 | 656.0244 | 5.1527e-06 | 656.0244 | 0 | 653.6555 | 0.61416 | 972.175 | 0.00513 | 972.175 | 0.00698 | 971.9346 | 0 | 972.175 | 0.32797 | 656.0244 | 0.01727
| 653.7776 | 0.0006079 | 653.7776 | 0.00109 | 656.1447 | 0 | 656.1447 | 8.1656e-06 | 843.39 | -0.00052277 | 653.7776 | 0.00127 | 843.39 | -0.0011004 | 843.39 | -0.0031426 | 656.1447 | 5.668e-06 | 656.1447 | 0 | 653.7776 | 0.624 | 972.3434 | 0.00326 | 972.3434 | 0.00441 | 972.104 | 1.0001e-05 | 972.3434 | 0.32271 | 656.1447 | 0.01793
| 653.8998 | 0 | 653.8998 | 0 | 656.265 | 0 | 656.265 | 8.0872e-06 | 843.63 | 0.00011805 | 653.8998 | 0.00101 | 843.63 | 6.1882e-05 | 843.63 | 1.0836e-05 | 656.265 | 6.113e-06 | 656.265 | 0 | 653.8998 | 0.63064 | 972.5118 | 0.00349 | 972.5118 | 0.00619 | 972.2734 | 6.6672e-06 | 972.5118 | 0.31699 | 656.265 | 0.01676
| 654.022 | 0.00116 | 654.022 | 0.00123 | 656.3854 | 0 | 656.3854 | 8.0648e-06 | 843.87 | 0.0010624 | 654.022 | 0.00098869 | 843.87 | -0.00055155 | 843.87 | 0.0016688 | 656.3854 | 6.3472e-06 | 656.3854 | 0 | 654.022 | 0.63944 | 972.6803 | 0.00325 | 972.6803 | 0.00506 | 972.4427 | 3.0002e-05 | 972.6803 | 0.31217 | 656.3854 | 0.01704
| 654.1442 | 0 | 654.1442 | 0 | 656.5057 | 0 | 656.5057 | 7.3031e-06 | 844.11 | -0.00065769 | 654.1442 | 0.00021766 | 844.11 | -0.0016815 | 844.11 | 0.00046596 | 656.5057 | 7.5534e-06 | 656.5057 | 0 | 654.1442 | 0.64205 | 972.8487 | 0.00692 | 972.8487 | 0.00552 | 972.6121 | 0 | 972.8487 | 0.30644 | 656.5057 | 0.01582
| 654.2664 | 0.00051807 | 654.2664 | 0.00088435 | 656.626 | 0 | 656.626 | 7.2807e-06 | 844.35 | -0.00028669 | 654.2664 | 0.00198 | 844.35 | 0.0014179 | 844.35 | -0.0018422 | 656.626 | 6.7337e-06 | 656.626 | 0 | 654.2664 | 0.65699 | 973.0171 | 0.00302 | 973.0171 | 0.00469 | 972.7815 | 3.0002e-05 | 973.0171 | 0.30126 | 656.626 | 0.01628
| 654.3886 | 0 | 654.3886 | 0 | 656.7463 | 0 | 656.7463 | 8.4792e-06 | 844.59 | 0.0005565 | 654.3886 | 0 | 844.59 | 0.00077218 | 844.59 | 0.00056349 | 656.7463 | 7.0382e-06 | 656.7463 | 0 | 654.3886 | 0.65789 | 973.1855 | 0.00542 | 973.1855 | 0.00614 | 972.9509 | 0 | 973.1855 | 0.29582 | 656.7463 | 0.01518
| 654.5108 | 0.00010482 | 654.5108 | 0.00113 | 656.8666 | 0 | 656.8666 | 9.3081e-06 | 844.83 | -0.0011299 | 654.5108 | 0.00081839 | 844.83 | -0.0011327 | 844.83 | -0.0010295 | 656.8666 | 6.6283e-06 | 656.8666 | 0 | 654.5108 | 0.66958 | 973.3539 | 0.00285 | 973.3539 | 0.00464 | 973.1203 | 3.0002e-05 | 973.3539 | 0.29125 | 656.8666 | 0.01521
| 654.633 | 0 | 654.633 | 0 | 656.9869 | 0 | 656.9869 | 1.0115e-05 | 845.07 | 0.00069142 | 654.633 | 0.00050157 | 845.07 | -0.0012941 | 845.07 | 0.00049847 | 656.9869 | 6.4058e-06 | 656.9869 | 1.0981e-07 | 654.633 | 0.68079 | 973.5224 | 0.00382 | 973.5224 | 0.00455 | 973.2897 | 6.6672e-06 | 973.5224 | 0.28626 | 656.9869 | 0.0143
| 654.7552 | 0.0004462 | 654.7552 | 0.00123 | 657.1073 | 3.2289e-05 | 657.1073 | 9.8905e-06 | 845.3 | -0.0019057 | 654.7552 | 0.00070485 | 845.3 | -0.00074527 | 845.3 | 0.00062851 | 657.1073 | 6.9211e-06 | 657.1073 | 1.0981e-07 | 654.7552 | 0.68589 | 973.6908 | 0.00339 | 973.6908 | 0.00419 | 973.4591 | 3.0002e-05 | 973.6908 | 0.28171 | 657.1073 | 0.01444
| 654.8775 | 0 | 654.8775 | 0 | 657.2276 | 1.4682e-05 | 657.2276 | 9.5657e-06 | 845.54 | -0.00038786 | 654.8775 | 0.00113 | 845.54 | 0.001095 | 845.54 | 0.00069354 | 657.2276 | 6.5932e-06 | 657.2276 | 1.0981e-07 | 654.8775 | 0.69782 | 973.8592 | 0.00479 | 973.8592 | 0.00619 | 973.6285 | 0 | 973.8592 | 0.27655 | 657.2276 | 0.01386
| 654.9997 | 0.00109 | 654.9997 | 0.00149 | 657.3479 | 3.2289e-05 | 657.3479 | 9.6553e-06 | 845.78 | 0.0022428 | 654.9997 | 0.00084678 | 845.78 | 0.0016761 | 845.78 | 0.00059601 | 657.3479 | 7.003e-06 | 657.3479 | 0 | 654.9997 | 0.69927 | 974.0276 | 0.00372 | 974.0276 | 0.00535 | 973.7979 | 3.0002e-05 | 974.0276 | 0.27179 | 657.3479 | 0.01425
| 655.122 | 0 | 655.122 | 0 | 657.4682 | 0 | 657.4682 | 9.0729e-06 | 846.02 | -0.0009275 | 655.122 | 0 | 846.02 | 0.00061074 | 846.02 | -0.00031426 | 657.4682 | 5.7266e-06 | 657.4682 | 0 | 655.122 | 0.71608 | 974.1961 | 0.00394 | 974.1961 | 0.00629 | 973.9673 | 6.6672e-06 | 974.1961 | 0.26633 | 657.4682 | 0.01391
| 655.2442 | 0.0014 | 655.2442 | 0.00125 | 657.5886 | 0 | 657.5886 | 9.2073e-06 | 846.26 | -0.00045532 | 655.2442 | 0.00079001 | 846.26 | 0.0015148 | 846.26 | -0.0020698 | 657.5886 | 6.3472e-06 | 657.5886 | 0 | 655.2442 | 0.73073 | 974.3645 | 0.00342 | 974.3645 | 0.00524 | 974.1367 | 0 | 974.3645 | 0.26115 | 657.5886 | 0.01436
| 655.3665 | 0 | 655.3665 | 0 | 657.7089 | 0 | 657.7089 | 8.1096e-06 | 846.5 | -0.00065769 | 655.3665 | 0.00158 | 846.5 | -0.00039012 | 846.5 | 4.3346e-05 | 657.7089 | 6.7688e-06 | 657.7089 | 0 | 655.3665 | 0.74074 | 974.5329 | 0.00331 | 974.5329 | 0.00761 | 974.3061 | 0 | 974.5329 | 0.2552 | 657.7089 | 0.01359
| 655.4888 | 0.00091335 | 655.4888 | 0.00013872 | 657.8292 | 0 | 657.8292 | 9.3641e-06 | 846.74 | -0.0027826 | 655.4888 | 0.00076162 | 846.74 | -0.002521 | 846.74 | -0.00089942 | 657.8292 | 9.6497e-06 | 657.8292 | 0 | 655.4888 | 0.75558 | 974.7014 | 0.00358 | 974.7014 | 0.00619 | 974.4755 | 3.0002e-05 | 974.7014 | 0.24973 | 657.8292 | 0.0137
| 655.6111 | 0 | 655.6111 | 0 | 657.9496 | 0 | 657.9496 | 8.4008e-06 | 846.98 | 0.001602 | 655.6111 | 0.00050157 | 846.98 | -0.00026098 | 846.98 | 0.00079106 | 657.9496 | 8.7011e-06 | 657.9496 | 0 | 655.6111 | 0.75546 | 974.8698 | 0.00523 | 974.8698 | 0.00619 | 974.6449 | 6.6672e-06 | 974.8698 | 0.24452 | 657.9496 | 0.01258
| 655.7334 | 0.00115 | 655.7334 | 0.00086701 | 658.0699 | 0 | 658.0699 | 1.0406e-05 | 847.22 | -0.00045532 | 655.7334 | 0.00090353 | 847.22 | 0.0002556 | 847.22 | 0.00053099 | 658.0699 | 7.776e-06 | 658.0699 | 0 | 655.7334 | 0.77515 | 975.0382 | 0.00344 | 975.0382 | 0.00658 | 974.8143 | 3.0002e-05 | 975.0382 | 0.24025 | 658.0699 | 0.0129
| 655.8557 | 0 | 655.8557 | 0 | 658.1902 | 3.2289e-05 | 658.1902 | 8.8376e-06 | 847.46 | -0.00096123 | 655.8557 | 0.00203 | 847.46 | 0.0012565 | 847.46 | -0.00067186 | 658.1902 | 6.5229e-06 | 658.1902 | 0 | 655.8557 | 0.79562 | 975.2066 | 0.00516 | 975.2066 | 0.00645 | 974.9837 | 6.6672e-06 | 975.2066 | 0.23615 | 658.1902 | 0.01202
| 655.978 | 0.00039229 | 655.978 | 0.00123 | 658.3106 | 0 | 658.3106 | 8.4792e-06 | 847.7 | -0.00075887 | 655.978 | 0.00158 | 847.7 | 0.00044931 | 847.7 | 0.00040094 | 658.3106 | 8.1741e-06 | 658.3106 | 0 | 655.978 | 0.80544 | 975.3751 | 0.00344 | 975.3751 | 0.00489 | 975.1531 | 3.0002e-05 | 975.3751 | 0.23236 | 658.3106 | 0.01247
| 656.1004 | 0 | 656.1004 | 0 | 658.4309 | 1.4682e-05 | 658.4309 | 6.519e-06 | 847.93 | -0.0009275 | 656.1004 | 0.00263 | 847.93 | -0.00051927 | 847.93 | 0.00098612 | 658.4309 | 9.0173e-06 | 658.4309 | 2.0864e-07 | 656.1004 | 0.82006 | 975.5435 | 0.00469 | 975.5435 | 0.00766 | 975.3225 | 2.6669e-05 | 975.5435 | 0.22821 | 658.4309 | 0.01163
| 656.2227 | 0.00057197 | 656.2227 | 0.00022542 | 658.5512 | 1.4682e-05 | 658.5512 | 6.6534e-06 | 848.17 | -0.00035414 | 656.2227 | 0.00139 | 848.17 | -0.00026098 | 848.17 | -0.00050931 | 658.5512 | 9.3218e-06 | 658.5512 | 2.0864e-07 | 656.2227 | 0.83393 | 975.712 | 0.00281 | 975.712 | 0.00431 | 975.492 | 0 | 975.712 | 0.22433 | 658.5512 | 0.01226
| 656.3451 | 0 | 656.3451 | 3.4765e-05 | 658.6716 | 0 | 658.6716 | 8.5576e-06 | 848.41 | -0.0012648 | 656.3451 | 0.00124 | 848.41 | -0.0011973 | 848.41 | 0.00010836 | 658.6716 | 9.2632e-06 | 658.6716 | 2.0864e-07 | 656.3451 | 0.83888 | 975.8804 | 0.00469 | 975.8804 | 0.00636 | 975.6614 | 6.6672e-06 | 975.8804 | 0.22029 | 658.6716 | 0.01167
| 656.4674 | 0.00104 | 656.4674 | 0.00121 | 658.7919 | 0 | 658.7919 | 9.3865e-06 | 848.65 | -0.0018719 | 656.4674 | 0.00156 | 848.65 | -0.0010358 | 848.65 | -0.001127 | 658.7919 | 8.4552e-06 | 658.7919 | 0 | 656.4674 | 0.85429 | 976.0488 | 0.00356 | 976.0488 | 0.00522 | 975.8308 | 1.0001e-05 | 976.0488 | 0.21637 | 658.7919 | 0.01212
| 656.5898 | 0 | 656.5898 | 0 | 658.9123 | 0 | 658.9123 | 1.0327e-05 | 848.89 | 0.0015008 | 656.5898 | 0.00186 | 848.89 | -0.00071299 | 848.89 | 0.00010836 | 658.9123 | 7.5769e-06 | 658.9123 | 4.2825e-07 | 656.5898 | 0.8612 | 976.2173 | 0.00302 | 976.2173 | 0.00496 | 976.0002 | 0 | 976.2173 | 0.21183 | 658.9123 | 0.01118
| 656.7122 | 0.00015871 | 656.7122 | 0.00079764 | 659.0326 | 0 | 659.0326 | 9.8345e-06 | 849.13 | -0.00038786 | 656.7122 | 0.00176 | 849.13 | -0.0023596 | 849.13 | -0.00093193 | 659.0326 | 7.5183e-06 | 659.0326 | 6.3689e-07 | 656.7122 | 0.86572 | 976.3857 | 0.00288 | 976.3857 | 0.00484 | 976.1697 | 0 | 976.3857 | 0.2072 | 659.0326 | 0.0116
| 656.8346 | 0 | 656.8346 | 0 | 659.153 | 1.4682e-05 | 659.153 | 9.1849e-06 | 849.37 | 0.0011973 | 656.8346 | 0.00203 | 849.37 | 0.00022331 | 849.37 | 0.00075855 | 659.153 | 7.9282e-06 | 659.153 | 6.3689e-07 | 656.8346 | 0.87663 | 976.5542 | 0.0041 | 976.5542 | 0.00559 | 976.3391 | 2.6669e-05 | 976.5542 | 0.20235 | 659.153 | 0.01092
| 656.9569 | 0.00136 | 656.9569 | 0.00090168 | 659.2733 | 0 | 659.2733 | 7.5943e-06 | 849.61 | -0.00082632 | 656.9569 | 0.00064808 | 849.61 | 6.1882e-05 | 849.61 | 0.0025465 | 659.2733 | 8.9353e-06 | 659.2733 | 2.0864e-07 | 656.9569 | 0.87922 | 976.7226 | 0.00415 | 976.7226 | 0.00424 | 976.5085 | 1.0001e-05 | 976.7226 | 0.19833 | 659.2733 | 0.01132
| 657.0793 | 0 | 657.0793 | 0 | 659.3937 | 1.4682e-05 | 659.3937 | 6.4182e-06 | 849.85 | -0.0017707 | 657.0793 | 0.00195 | 849.85 | 0.0004816 | 849.85 | -0.001062 | 659.3937 | 8.1507e-06 | 659.3937 | 0 | 657.0793 | 0.88883 | 976.891 | 0.00558 | 976.891 | 0.00675 | 976.678 | 0 | 976.891 | 0.19409 | 659.3937 | 0.0102
| 657.2018 | 0.00127 | 657.2018 | 0.00027745 | 659.514 | 0 | 659.514 | 6.4182e-06 | 850.09 | -0.0023778 | 657.2018 | 0.00292 | 850.09 | -0.0019721 | 850.09 | -0.0019397 | 659.514 | 9.0173e-06 | 659.514 | 2.0864e-07 | 657.2018 | 0.88907 | 977.0595 | 0.00523 | 977.0595 | 0.00545 | 976.8474 | 0 | 977.0595 | 0.19039 | 659.514 | 0.01051
| 657.3242 | 0 | 657.3242 | 0 | 659.6344 | 1.4682e-05 | 659.6344 | 7.7175e-06 | 850.33 | 0.0026476 | 657.3242 | 0.00107 | 850.33 | 0.00061074 | 850.33 | -0.00080189 | 659.6344 | 8.7245e-06 | 659.6344 | 2.0864e-07 | 657.3242 | 0.88545 | 977.2279 | 0.00373 | 977.2279 | 0.00529 | 977.0168 | 0 | 977.2279 | 0.18616 | 659.6344 | 0.00966
| 657.4466 | 0.00058994 | 657.4466 | 0.00109 | 659.7548 | 0 | 659.7548 | 9.8345e-06 | 850.57 | 0.001231 | 657.4466 | 0.00022234 | 850.57 | -0.00077756 | 850.57 | -8.6692e-05 | 659.7548 | 9.7902e-06 | 659.7548 | 1.0651e-06 | 657.4466 | 0.89106 | 977.3964 | 0.00307 | 977.3964 | 0.00528 | 977.1863 | 3.0002e-05 | 977.3964 | 0.1826 | 659.7548 | 0.01015
| 657.5691 | 0 | 657.5691 | 0 | 659.8751 | 1.4682e-05 | 659.8751 | 1.0171e-05 | 850.8 | 0.00065769 | 657.5691 | 0.00101 | 850.8 | -0.00084214 | 850.8 | 0.002384 | 659.8751 | 9.2632e-06 | 659.8751 | 1.0651e-06 | 657.5691 | 0.89544 | 977.5648 | 0.00465 | 977.5648 | 0.0064 | 977.3557 | 0 | 977.5648 | 0.17895 | 659.8751 | 0.00932
| 657.6915 | 0.00080555 | 657.6915 | 0.00151 | 659.9955 | 0 | 659.9955 | 1.0977e-05 | 851.04 | -0.00011805 | 657.6915 | 0.00036425 | 851.04 | 0.002096 | 851.04 | -0.00070437 | 659.9955 | 8.5137e-06 | 659.9955 | 1.2848e-06 | 657.6915 | 0.89282 | 977.7333 | 0.00356 | 977.7333 | 0.00496 | 977.5252 | 1.0001e-05 | 977.7333 | 0.1756 | 659.9955 | 0.00997
| 657.814 | 0 | 657.814 | 0 | 660.1159 | 0 | 660.1159 | 1.0372e-05 | 851.28 | 0.00059023 | 657.814 | 0.00024605 | 851.28 | 0.0004816 | 851.28 | -0.0010295 | 660.1159 | 6.9211e-06 | 660.1159 | 1.175e-06 | 657.814 | 0.89634 | 977.9017 | 0.00394 | 977.9017 | 0.00582 | 977.6946 | 2.6669e-05 | 977.9017 | 0.17235 | 660.1159 | 0.00924
| 657.9364 | 0.00066181 | 657.9364 | 0.00118 | 660.2362 | 3.2289e-05 | 660.2362 | 1.0271e-05 | 851.52 | -0.0020405 | 657.9364 | 0.00033588 | 851.52 | -0.00019641 | 851.52 | 0.00027091 | 660.2362 | 7.2021e-06 | 660.2362 | 1.175e-06 | 657.9364 | 0.90336 | 978.0702 | 0.00323 | 978.0702 | 0.00614 | 977.8641 | 1.0001e-05 | 978.0702 | 0.1697 | 660.2362 | 0.00961
| 658.0589 | 0 | 658.0589 | 0 | 660.3566 | 1.4682e-05 | 660.3566 | 9.2073e-06 | 851.76 | -0.00065769 | 658.0589 | 0.00147 | 851.76 | -3.4977e-05 | 851.76 | 0.0011812 | 660.3566 | 7.7642e-06 | 660.3566 | 9.6631e-07 | 658.0589 | 0.9049 | 978.2386 | 0.00469 | 978.2386 | 0.0068 | 978.0335 | 6.6672e-06 | 978.2386 | 0.16724 | 660.3566 | 0.00852
| 658.1814 | 0.00051807 | 658.1814 | 0.0017 | 660.477 | 0 | 660.477 | 8.6584e-06 | 852 | -0.0021416 | 658.1814 | 0.0004494 | 852 | -0.0023273 | 852 | 0.00040094 | 660.477 | 8.1858e-06 | 660.477 | 7.467e-07 | 658.1814 | 0.91265 | 978.4071 | 0.00354 | 978.4071 | 0.0035 | 978.203 | 3.0002e-05 | 978.4071 | 0.16518 | 660.477 | 0.00894
| 658.3039 | 0 | 658.3039 | 0 | 660.5973 | 0 | 660.5973 | 8.5016e-06 | 852.24 | 0.00025296 | 658.3039 | 0.00203 | 852.24 | 0.00044931 | 852.24 | 0.00043346 | 660.5973 | 8.0687e-06 | 660.5973 | 7.467e-07 | 658.3039 | 0.91443 | 978.5755 | 0.00394 | 978.5755 | 0.00585 | 978.3725 | 0 | 978.5755 | 0.16245 | 660.5973 | 0.00787
| 658.4264 | 0.00098522 | 658.4264 | 0.0003468 | 660.7177 | 1.4682e-05 | 660.7177 | 8.3896e-06 | 852.48 | -0.00086005 | 658.4264 | 0.00238 | 852.48 | -0.00097128 | 852.48 | -0.0012245 | 660.7177 | 7.167e-06 | 660.7177 | 9.6631e-07 | 658.4264 | 0.91475 | 978.744 | 0.00429 | 978.744 | 0.00491 | 978.5419 | 1.0001e-05 | 978.744 | 0.15983 | 660.7177 | 0.00801
| 658.5489 | 0 | 658.5489 | 0 | 660.8381 | 0 | 660.8381 | 8.8712e-06 | 852.72 | -0.0021416 | 658.5489 | 0.00072869 | 852.72 | -2.6905e-06 | 852.72 | -0.00060684 | 660.8381 | 8.2327e-06 | 660.8381 | 8.5651e-07 | 658.5489 | 0.92975 | 978.9124 | 0.00537 | 978.9124 | 0.00524 | 978.7114 | 0 | 978.9124 | 0.15665 | 660.8381 | 0.00709
| 658.6715 | 0.00030245 | 658.6715 | 0.00121 | 660.9584 | 1.4682e-05 | 660.9584 | 1.0036e-05 | 852.96 | 0.00015177 | 658.6715 | 0.00181 | 852.96 | -0.0023919 | 852.96 | 0.0013438 | 660.9584 | 7.8462e-06 | 660.9584 | 1.0651e-06 | 658.6715 | 0.93215 | 979.0809 | 0.00394 | 979.0809 | 0.00452 | 978.8809 | 1.0001e-05 | 979.0809 | 0.15382 | 660.9584 | 0.00757
| 658.794 | 0 | 658.794 | 0 | 661.0788 | 1.4682e-05 | 661.0788 | 1.0563e-05 | 853.2 | -0.00015177 | 658.794 | 0.00035962 | 853.2 | -0.00035784 | 853.2 | 0.0010836 | 661.0788 | 7.7408e-06 | 661.0788 | 1.3946e-06 | 658.794 | 0.94044 | 979.2493 | 0.00457 | 979.2493 | 0.00582 | 979.0503 | 0 | 979.2493 | 0.15059 | 661.0788 | 0.00699
| 658.9165 | 0 | 658.9165 | 0.00149 | 661.1992 | 1.4682e-05 | 661.1992 | 1.0171e-05 | 853.44 | -0.00082632 | 658.9165 | 0.00158 | 853.44 | -0.0013264 | 853.44 | -0.00067186 | 661.1992 | 7.694e-06 | 661.1992 | 1.2848e-06 | 658.9165 | 0.94932 | 979.4178 | 0.00299 | 979.4178 | 0.00503 | 979.2198 | 3.0002e-05 | 979.4178 | 0.14752 | 661.1992 | 0.00761
| 659.0391 | 0 | 659.0391 | 0 | 661.3196 | 0 | 661.3196 | 9.7785e-06 | 853.68 | 0.0010287 | 659.0391 | 0.00203 | 853.68 | -0.00058385 | 853.68 | 0.0013112 | 661.3196 | 7.8228e-06 | 661.3196 | 1.8228e-06 | 659.0391 | 0.957 | 979.5862 | 0.00457 | 979.5862 | 0.00777 | 979.3893 | 0 | 979.5862 | 0.1441 | 661.3196 | 0.00732
| 659.1617 | 0 | 659.1617 | 0.00091902 | 661.44 | 0 | 661.44 | 1.0249e-05 | 853.91 | -0.00028669 | 659.1617 | 0.00059133 | 853.91 | -0.0012619 | 853.91 | -0.0025248 | 661.44 | 8.9353e-06 | 661.44 | 1.2848e-06 | 659.1617 | 0.96585 | 979.7547 | 0.00325 | 979.7547 | 0.00549 | 979.5587 | 0 | 979.7547 | 0.14134 | 661.44 | 0.00798
| 659.2842 | 0 | 659.2842 | 0 | 661.5604 | 0 | 661.5604 | 9.9913e-06 | 854.15 | -0.0018044 | 659.2842 | 0 | 854.15 | -0.00051927 | 854.15 | -0.00067186 | 661.5604 | 7.8579e-06 | 661.5604 | 1.713e-06 | 659.2842 | 0.96899 | 979.9232 | 0.0046 | 979.9232 | 0.0057 | 979.7282 | 0 | 979.9232 | 0.13819 | 661.5604 | 0.00717
| 659.4068 | 1.4969e-05 | 659.4068 | 0.00095371 | 661.6807 | 0 | 661.6807 | 1.0115e-05 | 854.39 | -0.001602 | 659.4068 | 0.00059133 | 854.39 | -0.0018752 | 854.39 | -0.00060684 | 661.6807 | 8.6777e-06 | 661.6807 | 9.6631e-07 | 659.4068 | 0.97286 | 980.0916 | 0.00323 | 980.0916 | 0.00513 | 979.8977 | 1.0001e-05 | 980.0916 | 0.13586 | 661.6807 | 0.00712
| 659.5294 | 0 | 659.5294 | 0 | 661.8011 | 3.2289e-05 | 661.8011 | 8.9496e-06 | 854.63 | 0.00072515 | 659.5294 | 0.00089903 | 854.63 | 0.0010305 | 854.63 | 0.00088859 | 661.8011 | 8.9939e-06 | 661.8011 | 2.5695e-06 | 659.5294 | 0.98102 | 980.2601 | 0.00427 | 980.2601 | 0.00455 | 980.0672 | 0 | 980.2601 | 0.13305 | 661.8011 | 0.00598
| 659.652 | 0.00087741 | 659.652 | 0.0018 | 661.9215 | 4.9907e-05 | 661.9215 | 9.4985e-06 | 854.87 | -0.00048905 | 659.652 | 0 | 854.87 | -0.0011004 | 854.87 | 0.0010511 | 661.9215 | 9.8956e-06 | 661.9215 | 2.6684e-06 | 659.652 | 0.98163 | 980.4285 | 0.00239 | 980.4285 | 0.00547 | 980.2367 | 3.0002e-05 | 980.4285 | 0.13074 | 661.9215 | 0.00602
| 659.7746 | 0 | 659.7746 | 0 | 662.0419 | 0 | 662.0419 | 9.3865e-06 | 855.11 | -0.0011636 | 659.7746 | 0.00181 | 855.11 | 0.0019345 | 855.11 | 0.0022214 | 662.0419 | 9.5677e-06 | 662.0419 | 3.7445e-06 | 659.7746 | 0.98132 | 980.597 | 0.00335 | 980.597 | 0.00619 | 980.4062 | 0 | 980.597 | 0.12785 | 662.0419 | 0.00499
| 659.8972 | 0.00033839 | 659.8972 | 0.00123 | 662.1623 | 0 | 662.1623 | 1.1503e-05 | 855.35 | -0.0020405 | 659.8972 | 0.00093192 | 855.35 | -0.0012619 | 855.35 | -0.00034676 | 662.1623 | 8.7479e-06 | 662.1623 | 2.5695e-06 | 659.8972 | 0.9853 | 980.7655 | 0.003 | 980.7655 | 0.00466 | 980.5756 | 1.0001e-05 | 980.7655 | 0.12559 | 662.1623 | 0.00533
| 660.0198 | 0 | 660.0198 | 0 | 662.2827 | 3.2289e-05 | 662.2827 | 1.0977e-05 | 855.59 | 0.00086005 | 660.0198 | 0.00186 | 855.59 | 0.0011919 | 855.59 | 0.00040094 | 662.2827 | 9.4623e-06 | 662.2827 | 3.2064e-06 | 660.0198 | 0.99334 | 980.9339 | 0.00481 | 980.9339 | 0.0065 | 980.7451 | 6.6672e-06 | 980.9339 | 0.12302 | 662.2827 | 0.00454
| 660.1425 | 0 | 660.1425 | 0.00158 | 662.4031 | 0 | 662.4031 | 9.8905e-06 | 855.83 | -0.00052277 | 660.1425 | 0.00036425 | 855.83 | -0.00051927 | 855.83 | -0.00018422 | 662.4031 | 9.7668e-06 | 662.4031 | 2.6684e-06 | 660.1425 | 0.98887 | 981.1024 | 0.00313 | 981.1024 | 0.00389 | 980.9146 | 1.0001e-05 | 981.1024 | 0.12075 | 662.4031 | 0.00522
| 660.2651 | 0 | 660.2651 | 0 | 662.5235 | 0 | 662.5235 | 7.0343e-06 | 856.07 | 0.0013322 | 660.2651 | 0.00167 | 856.07 | 0.0016439 | 856.07 | 0.0015387 | 662.5235 | 1.1008e-05 | 662.5235 | 2.5695e-06 | 660.2651 | 0.99319 | 981.2709 | 0.00457 | 981.2709 | 0.00636 | 981.0841 | 2.6669e-05 | 981.2709 | 0.11798 | 662.5235 | 0.00453
| 660.3878 | 0.00062587 | 660.3878 | 0.00062425 | 662.6439 | 0 | 662.6439 | 6.6534e-06 | 856.31 | 0.00045532 | 660.3878 | 0.00102 | 856.31 | 0.00099818 | 856.31 | -0.00028175 | 662.6439 | 1.0223e-05 | 662.6439 | 1.2848e-06 | 660.3878 | 1 | 981.4393 | 0.00276 | 981.4393 | 0.0039 | 981.2536 | 3.0002e-05 | 981.4393 | 0.11557 | 662.6439 | 0.00498
| 660.5104 | 0 | 660.5104 | 0 | 662.7643 | 1.4682e-05 | 662.7643 | 7.1239e-06 | 856.55 | 0.0036931 | 660.5104 | 0.00104 | 856.55 | 0.0022896 | 856.55 | 0.0018314 | 662.7643 | 1.0505e-05 | 662.7643 | 1.6032e-06 | 660.5104 | 0.98778 | 981.6078 | 0.00525 | 981.6078 | 0.00626 | 981.4231 | 6.6672e-06 | 981.6078 | 0.11318 | 662.7643 | 0.00441
| 660.6331 | 0.00188 | 660.6331 | 0.00041617 | 662.8847 | 1.4682e-05 | 662.8847 | 8.3672e-06 | 856.79 | -0.00072515 | 660.6331 | 0.00227 | 856.79 | -0.0026824 | 856.79 | -0.00073687 | 662.8847 | 9.2984e-06 | 662.8847 | 2.3499e-06 | 660.6331 | 0.98358 | 981.7763 | 0.00288 | 981.7763 | 0.00484 | 981.5926 | 5.0004e-05 | 981.7763 | 0.11112 | 662.8847 | 0.00493
| 660.7558 | 0 | 660.7558 | 0 | 663.0051 | 0 | 663.0051 | 8.7928e-06 | 857.03 | 0.0015684 | 660.7558 | 0 | 857.03 | 0.0023542 | 857.03 | 0.00079106 | 663.0051 | 9.7668e-06 | 663.0051 | 4.1727e-06 | 660.7558 | 0.97727 | 981.9447 | 0.00549 | 981.9447 | 0.00587 | 981.7621 | 6.6672e-06 | 981.9447 | 0.10876 | 663.0051 | 0.00439
| 660.8785 | 0.00048213 | 660.8785 | 0.00097105 | 663.1255 | 1.4682e-05 | 663.1255 | 9.7225e-06 | 857.27 | -0.00079259 | 660.8785 | 0.00102 | 857.27 | 0.00022331 | 857.27 | -0.001322 | 663.1255 | 8.8885e-06 | 663.1255 | 5.2379e-06 | 660.8785 | 0.98444 | 982.1132 | 0.00238 | 982.1132 | 0.00492 | 981.9316 | 1.0001e-05 | 982.1132 | 0.10666 | 663.1255 | 0.0048
| 661.0012 | 0 | 661.0012 | 0 | 663.2459 | 1.4682e-05 | 663.2459 | 8.3672e-06 | 857.5 | 0.00079259 | 661.0012 | 0.00121 | 857.5 | 0.0014502 | 857.5 | 0.0017338 | 663.2459 | 9.5677e-06 | 663.2459 | 5.3477e-06 | 661.0012 | 0.97372 | 982.2817 | 0.00425 | 982.2817 | 0.00585 | 982.1011 | 0 | 982.2817 | 0.10423 | 663.2459 | 0.00404
| 661.1239 | 0.00116 | 661.1239 | 0.0014 | 663.3663 | 1.4682e-05 | 663.3663 | 7.8743e-06 | 857.74 | -0.0013322 | 661.1239 | 0.00113 | 857.74 | -0.00061613 | 857.74 | -0.0013871 | 663.3663 | 9.029e-06 | 663.3663 | 3.3162e-06 | 661.1239 | 0.97061 | 982.4501 | 0.00318 | 982.4501 | 0.006 | 982.2707 | 1.0001e-05 | 982.4501 | 0.10246 | 663.3663 | 0.00451
| 661.2466 | 0 | 661.2466 | 0 | 663.4867 | 1.4682e-05 | 663.4867 | 6.631e-06 | 857.98 | -0.00025296 | 661.2466 | 0.00098419 | 857.98 | -0.0029407 | 857.98 | 0.00088859 | 663.4867 | 8.502e-06 | 663.4867 | 4.1727e-06 | 661.2466 | 0.96582 | 982.6186 | 0.00445 | 982.6186 | 0.00561 | 982.4402 | 6.6672e-06 | 982.6186 | 0.1004 | 663.4867 | 0.00386
| 661.3694 | 0.00035636 | 661.3694 | 0.00072829 | 663.6072 | 3.2289e-05 | 663.6072 | 7.4823e-06 | 858.22 | -0.0020068 | 661.3694 | 0.00281 | 858.22 | 0.0013533 | 858.22 | -0.0013871 | 663.6072 | 8.8299e-06 | 663.6072 | 3.426e-06 | 661.3694 | 0.96199 | 982.7871 | 0.00494 | 982.7871 | 0.00535 | 982.6097 | 1.0001e-05 | 982.7871 | 0.09885 | 663.6072 | 0.0044
| 661.4921 | 0 | 661.4921 | 0 | 663.7276 | 1.4682e-05 | 663.7276 | 7.6615e-06 | 858.46 | 0.0011636 | 661.4921 | 0.00050157 | 858.46 | -0.001617 | 858.46 | -0.00037928 | 663.7276 | 7.7642e-06 | 663.7276 | 4.2825e-06 | 661.4921 | 0.95751 | 982.9556 | 0.00431 | 982.9556 | 0.00677 | 982.7792 | 6.6672e-06 | 982.9556 | 0.09688 | 663.7276 | 0.00388
| 661.6149 | 0.00019465 | 661.6149 | 0.00072829 | 663.848 | 0 | 663.848 | 8.9496e-06 | 858.7 | -0.00072515 | 661.6149 | 0.00272 | 858.7 | -0.0021336 | 858.7 | -0.0031426 | 663.848 | 9.6731e-06 | 663.848 | 3.6347e-06 | 661.6149 | 0.94576 | 983.124 | 0.00285 | 983.124 | 0.00564 | 982.9487 | 1.0001e-05 | 983.124 | 0.09518 | 663.848 | 0.00396
| 661.7376 | 0 | 661.7376 | 0 | 663.9684 | 1.4682e-05 | 663.9684 | 8.6024e-06 | 858.94 | -0.0015684 | 661.7376 | 0.00013249 | 858.94 | -0.00042241 | 858.94 | 0.00072604 | 663.9684 | 8.9939e-06 | 663.9684 | 4.8096e-06 | 661.7376 | 0.93418 | 983.2925 | 0.00375 | 983.2925 | 0.00552 | 983.1182 | 2.6669e-05 | 983.2925 | 0.09305 | 663.9684 | 0.00332
| 661.8604 | 0.00032042 | 661.8604 | 0.00090168 | 664.0888 | 1.4682e-05 | 664.0888 | 9.2521e-06 | 859.18 | 0.0015684 | 661.8604 | 0.0009603 | 859.18 | -0.0021982 | 859.18 | -0.00086692 | 664.0888 | 1.1254e-05 | 664.0888 | 5.3477e-06 | 661.8604 | 0.92949 | 983.461 | 0.00387 | 983.461 | 0.00526 | 983.2878 | 1.0001e-05 | 983.461 | 0.09119 | 664.0888 | 0.00359
| 661.9832 | 0 | 661.9832 | 0 | 664.2092 | 0 | 664.2092 | 8.2104e-06 | 859.42 | -0.0005565 | 661.9832 | 0.00141 | 859.42 | -0.00032556 | 859.42 | 0.0016688 | 664.2092 | 1.0797e-05 | 664.2092 | 5.6661e-06 | 661.9832 | 0.91366 | 983.6295 | 0.00643 | 983.6295 | 0.00473 | 983.4573 | 6.6672e-06 | 983.6295 | 0.08903 | 664.2092 | 0.00299
| 662.106 | 0.00087741 | 662.106 | 0.00187 | 664.3297 | 1.4682e-05 | 664.3297 | 8.7592e-06 | 859.66 | -0.00025296 | 662.106 | 0.00349 | 859.66 | -3.4977e-05 | 859.66 | 0.0010186 | 664.3297 | 1.061e-05 | 664.3297 | 5.6661e-06 | 662.106 | 0.90043 | 983.7979 | 0.00297 | 983.7979 | 0.00594 | 983.6268 | 1.0001e-05 | 983.7979 | 0.08737 | 664.3297 | 0.00343
| 662.2287 | 0 | 662.2287 | 0 | 664.4501 | 1.4682e-05 | 664.4501 | 8.4456e-06 | 859.9 | -0.00025296 | 662.2287 | 0.00124 | 859.9 | -0.0012941 | 859.9 | 0.00017338 | 664.4501 | 9.1344e-06 | 664.4501 | 4.601e-06 | 662.2287 | 0.88335 | 983.9664 | 0.00364 | 983.9664 | 0.00457 | 983.7964 | 6.6672e-06 | 983.9664 | 0.08548 | 664.4501 | 0.00268
| 662.3515 | 0 | 662.3515 | 0.00058956 | 664.5705 | 3.2289e-05 | 664.5705 | 8.7032e-06 | 860.14 | -0.00052277 | 662.3515 | 0.00275 | 860.14 | -0.001617 | 860.14 | -0.0034351 | 664.5705 | 8.5372e-06 | 664.5705 | 3.3162e-06 | 662.3515 | 0.8851 | 984.1349 | 0.00332 | 984.1349 | 0.00433 | 983.9659 | 3.0002e-05 | 984.1349 | 0.08399 | 664.5705 | 0.00309
| 662.4744 | 0 | 662.4744 | 0 | 664.691 | 1.4682e-05 | 664.691 | 8.3e-06 | 860.38 | -0.0011973 | 662.4744 | 0.00354 | 860.38 | -0.0023273 | 860.38 | -0.00063934 | 664.691 | 9.0524e-06 | 664.691 | 2.7781e-06 | 662.4744 | 0.86698 | 984.3034 | 0.00465 | 984.3034 | 0.00619 | 984.1354 | 6.6672e-06 | 984.3034 | 0.0821 | 664.691 | 0.0023
| 662.5972 | 0.0004462 | 662.5972 | 0.00062425 | 664.8114 | 0 | 664.8114 | 8.188e-06 | 860.62 | -0.0025465 | 662.5972 | 0.00218 | 860.62 | -0.0013264 | 860.62 | -0.00076939 | 664.8114 | 9.4623e-06 | 664.8114 | 2.4597e-06 | 662.5972 | 0.85755 | 984.4719 | 0.0045 | 984.4719 | 0.00642 | 984.305 | 3.0002e-05 | 984.4719 | 0.08055 | 664.8114 | 0.00278
| 662.72 | 0 | 662.72 | 0 | 664.9318 | 0 | 664.9318 | 9.2857e-06 | 860.86 | 0.00021923 | 662.72 | 0.0009558 | 860.86 | -0.00084214 | 860.86 | -0.00028175 | 664.9318 | 1.0493e-05 | 664.9318 | 2.9978e-06 | 662.72 | 0.84816 | 984.6403 | 0.00516 | 984.6403 | 0.0058 | 984.4745 | 6.6672e-06 | 984.6403 | 0.07864 | 664.9318 | 0.00226
| 662.8429 | 0.00073368 | 662.8429 | 0.00031212 | 665.0522 | 0 | 665.0522 | 1.0193e-05 | 861.1 | -0.00052277 | 662.8429 | 0.00147 | 861.1 | 0.001095 | 861.1 | -0.00060684 | 665.0522 | 1.068e-05 | 665.0522 | 5.4575e-06 | 662.8429 | 0.83378 | 984.8088 | 0.00384 | 984.8088 | 0.00617 | 984.644 | 3.0002e-05 | 984.8088 | 0.07727 | 665.0522 | 0.00277
| 662.9657 | 0 | 662.9657 | 0 | 665.1727 | 0 | 665.1727 | 1.0619e-05 | 861.34 | 5.0592e-05 | 662.9657 | 0.00169 | 861.34 | 0.00035245 | 861.34 | -0.0010295 | 665.1727 | 1.006e-05 | 665.1727 | 5.7759e-06 | 662.9657 | 0.81608 | 984.9773 | 0.00579 | 984.9773 | 0.00575 | 984.8136 | 6.6672e-06 | 984.9773 | 0.07554 | 665.1727 | 0.00205
| 663.0886 | 0.0012 | 663.0886 | 0.00097105 | 665.2931 | 1.4682e-05 | 665.2931 | 9.6553e-06 | 861.58 | -5.0592e-05 | 663.0886 | 0.00272 | 861.58 | -0.0010358 | 861.58 | 0.00062851 | 665.2931 | 9.7668e-06 | 665.2931 | 6.7313e-06 | 663.0886 | 0.81194 | 985.1458 | 0.00293 | 985.1458 | 0.00485 | 984.9831 | 1.0001e-05 | 985.1458 | 0.0742 | 665.2931 | 0.00244
| 663.2115 | 0 | 663.2115 | 0 | 665.4135 | 0 | 665.4135 | 8.8152e-06 | 861.81 | 0.0015008 | 663.2115 | 0.0007003 | 861.81 | -0.0012296 | 861.81 | 0.00040094 | 665.4135 | 8.3147e-06 | 665.4135 | 5.0292e-06 | 663.2115 | 0.80247 | 985.3143 | 0.00459 | 985.3143 | 0.00601 | 985.1527 | 6.6672e-06 | 985.3143 | 0.07239 | 665.4135 | 0.00163
| 663.3343 | 0.00082352 | 663.3343 | 0.00147 | 665.534 | 3.2289e-05 | 665.534 | 8.972e-06 | 862.05 | -0.00075887 | 663.3343 | 0.00156 | 862.05 | 0.00022331 | 862.05 | -0.0014521 | 665.534 | 8.4786e-06 | 665.534 | 4.6998e-06 | 663.3343 | 0.79757 | 985.4828 | 0.00351 | 985.4828 | 0.00508 | 985.3222 | 3.0002e-05 | 985.4828 | 0.07102 | 665.534 | 0.00197
| 663.4572 | 0 | 663.4572 | 0 | 665.6544 | 0 | 665.6544 | 8.132e-06 | 862.29 | -1.6864e-05 | 663.4572 | 0 | 862.29 | -0.0026179 | 862.29 | 0.0009536 | 665.6544 | 7.694e-06 | 665.6544 | 3.5248e-06 | 663.4572 | 0.78425 | 985.6512 | 0.00387 | 985.6512 | 0.00346 | 985.4918 | 6.6672e-06 | 985.6512 | 0.06939 | 665.6544 | 0.00128
| 663.5801 | 0.00087741 | 663.5801 | 0.00173 | 665.7749 | 3.2289e-05 | 665.7749 | 9.2857e-06 | 862.53 | -0.00045532 | 663.5801 | 0.00033588 | 862.53 | -0.0017461 | 862.53 | -0.0016797 | 665.7749 | 8.9119e-06 | 665.7749 | 2.888e-06 | 663.5801 | 0.78055 | 985.8197 | 0.00394 | 985.8197 | 0.00392 | 985.6613 | 1.0001e-05 | 985.8197 | 0.06812 | 665.7749 | 0.00166
| 663.703 | 0 | 663.703 | 0 | 665.8953 | 0 | 665.8953 | 8.7816e-06 | 862.77 | 0.00062396 | 663.703 | 0.00215 | 862.77 | 0.0015793 | 862.77 | 0.00049847 | 665.8953 | 9.2632e-06 | 665.8953 | 4.8096e-06 | 663.703 | 0.77374 | 985.9882 | 0.00467 | 985.9882 | 0.00765 | 985.8309 | 6.6672e-06 | 985.9882 | 0.06648 | 665.8953 | 0.00101
| 663.826 | 0.00104 | 663.826 | 0.00083232 | 666.0158 | 1.4682e-05 | 666.0158 | 1.0014e-05 | 863.01 | -0.00065769 | 663.826 | 0.00087516 | 863.01 | 0.0010628 | 863.01 | 0.0012787 | 666.0158 | 9.5443e-06 | 666.0158 | 3.9531e-06 | 663.826 | 0.76643 | 986.1567 | 0.00344 | 986.1567 | 0.00809 | 986.0005 | 3.0002e-05 | 986.1567 | 0.06525 | 666.0158 | 0.00148
| 663.9489 | 0 | 663.9489 | 0 | 666.1362 | 1.4682e-05 | 666.1362 | 9.6553e-06 | 863.25 | 0.0016358 | 663.9489 | 0.0013 | 863.25 | 0.00035245 | 863.25 | -0.00018422 | 666.1362 | 9.0759e-06 | 666.1362 | 4.3814e-06 | 663.9489 | 0.75037 | 986.3252 | 0.00453 | 986.3252 | 0.00763 | 986.17 | 0 | 986.3252 | 0.06382 | 666.1362 | 0.00111
| 664.0718 | 0.00108 | 664.0718 | 0.00192 | 666.2567 | 0 | 666.2567 | 1.0327e-05 | 863.49 | 0.0017707 | 664.0718 | 0.00266 | 863.49 | 0.00064304 | 863.49 | -0.00076939 | 666.2567 | 9.5443e-06 | 666.2567 | 5.2379e-06 | 664.0718 | 0.74531 | 986.4937 | 0.00408 | 986.4937 | 0.00612 | 986.3396 | 1.0001e-05 | 986.4937 | 0.06256 | 666.2567 | 0.00156
| 664.1948 | 0 | 664.1948 | 0 | 666.3771 | 0 | 666.3771 | 9.7337e-06 | 863.73 | -0.00038786 | 664.1948 | 0.00107 | 863.73 | 0.00090132 | 863.73 | -0.00073687 | 666.3771 | 8.502e-06 | 666.3771 | 6.6324e-06 | 664.1948 | 0.74528 | 986.6622 | 0.0058 | 986.6622 | 0.00494 | 986.5092 | 6.6672e-06 | 986.6622 | 0.0611 | 666.3771 | 0.00103
| 664.3177 | 0.00069774 | 664.3177 | 0.00225 | 666.4976 | 1.4682e-05 | 666.4976 | 9.9689e-06 | 863.97 | -0.0022766 | 664.3177 | 0.00039263 | 863.97 | -0.0015524 | 863.97 | -0.00324 | 666.4976 | 8.4201e-06 | 666.4976 | 5.2379e-06 | 664.3177 | 0.73429 | 986.8306 | 0.00328 | 986.8306 | 0.00506 | 986.6787 | 3.0002e-05 | 986.8306 | 0.05992 | 666.4976 | 0.00113
| 664.4407 | 0 | 664.4407 | 0 | 666.618 | 3.2289e-05 | 666.618 | 9.1513e-06 | 864.21 | 0.0020742 | 664.4407 | 0.00118 | 864.21 | -0.00064841 | 864.21 | 0.0020915 | 666.618 | 7.5183e-06 | 666.618 | 2.888e-06 | 664.4407 | 0.72349 | 986.9991 | 0.00462 | 986.9991 | 0.00677 | 986.8483 | 0 | 986.9991 | 0.05867 | 666.618 | 0.00060693
| 664.5637 | 0.00124 | 664.5637 | 0.0006936 | 666.7385 | 1.4682e-05 | 666.7385 | 8.8936e-06 | 864.45 | -0.00079259 | 664.5637 | 0.00033588 | 864.45 | -0.0020367 | 864.45 | -0.0015171 | 666.7385 | 8.8534e-06 | 666.7385 | 1.2848e-06 | 664.5637 | 0.71592 | 987.1676 | 0.00344 | 987.1676 | 0.00728 | 987.0179 | 3.0002e-05 | 987.1676 | 0.05743 | 666.7385 | 0.00084093
| 664.6867 | 0 | 664.6867 | 0 | 666.8589 | 1.4682e-05 | 666.8589 | 9.2073e-06 | 864.69 | 0.0012648 | 664.6867 | 0.00178 | 864.69 | -0.00058385 | 864.69 | 0.0013112 | 666.8589 | 1.0469e-05 | 666.8589 | 2.2401e-06 | 664.6867 | 0.70084 | 987.3361 | 0.00399 | 987.3361 | 0.00687 | 987.1875 | 0 | 987.3361 | 0.0561 | 666.8589 | 0.00050796
| 664.8097 | 0 | 664.8097 | 0.00132 | 666.9794 | 3.2289e-05 | 666.9794 | 9.6553e-06 | 864.93 | -0.001231 | 664.8097 | 0.00158 | 864.93 | -0.00051927 | 864.93 | -0.00076939 | 666.9794 | 1.0516e-05 | 666.9794 | 3.8543e-06 | 664.8097 | 0.69133 | 987.5046 | 0.00452 | 987.5046 | 0.00547 | 987.357 | 3.0002e-05 | 987.5046 | 0.05515 | 666.9794 | 0.00070476
| 664.9327 | 0 | 664.9327 | 0 | 667.0998 | 1.4682e-05 | 667.0998 | 1.007e-05 | 865.17 | 0.0011636 | 664.9327 | 0.00164 | 865.17 | -0.002973 | 865.17 | -0.0023624 | 667.0998 | 9.6263e-06 | 667.0998 | 5.0292e-06 | 664.9327 | 0.69258 | 987.6731 | 0.0045 | 987.6731 | 0.00496 | 987.5266 | 2.6669e-05 | 987.6731 | 0.05409 | 667.0998 | 0.00027993
| 665.0557 | 0.00073368 | 665.0557 | 0.0016 | 667.2203 | 0 | 667.2203 | 8.7144e-06 | 865.41 | -0.0027488 | 665.0557 | 0.00235 | 865.41 | -0.0012941 | 865.41 | -0.0014846 | 667.2203 | 8.947e-06 | 667.2203 | 6.5226e-06 | 665.0557 | 0.68383 | 987.8416 | 0.00426 | 987.8416 | 0.0055 | 987.6962 | 5.0004e-05 | 987.8416 | 0.05323 | 667.2203 | 0.00044952
| 665.1787 | 0 | 665.1787 | 0 | 667.3408 | 1.4682e-05 | 667.3408 | 8.4792e-06 | 865.65 | -8.4319e-05 | 665.1787 | 0.00064351 | 865.65 | -0.00074527 | 865.65 | -0.00093193 | 667.3408 | 8.7011e-06 | 667.3408 | 6.9509e-06 | 665.1787 | 0.67334 | 988.0101 | 0.00518 | 988.0101 | 0.0064 | 987.8658 | 0 | 988.0101 | 0.05216 | 667.3408 | 0.0001999
| 665.3017 | 0.00024855 | 665.3017 | 0.00205 | 667.4612 | 3.2289e-05 | 667.4612 | 8.8152e-06 | 865.89 | 0.00059023 | 665.3017 | 0.00081839 | 865.89 | -0.0004547 | 865.89 | -0.00073687 | 667.4612 | 9.4272e-06 | 667.4612 | 7.2693e-06 | 665.3017 | 0.66651 | 988.1786 | 0.00198 | 988.1786 | 0.00376 | 988.0354 | 3.0002e-05 | 988.1786 | 0.05124 | 667.4612 | 0.00050371
| 665.4248 | 0 | 665.4248 | 0 | 667.5817 | 1.4682e-05 | 667.5817 | 8.916e-06 | 866.13 | 0.00052277 | 665.4248 | 0.00084224 | 866.13 | 0.0019345 | 866.13 | -0.0012895 | 667.5817 | 8.4201e-06 | 667.5817 | 6.7313e-06 | 665.4248 | 0.65174 | 988.3471 | 0.00521 | 988.3471 | 0.0068 | 988.2049 | 0 | 988.3471 | 0.0502 | 667.5817 | 0.00032574
| 665.5478 | 0 | 665.5478 | 0.00175 | 667.7022 | 1.4682e-05 | 667.7022 | 8.2664e-06 | 866.37 | -0.00075887 | 665.5478 | 0.00098869 | 866.37 | -0.0012296 | 866.37 | -0.00060684 | 667.7022 | 9.7317e-06 | 667.7022 | 5.4575e-06 | 665.5478 | 0.64634 | 988.5156 | 0.00278 | 988.5156 | 0.00455 | 988.3745 | 1.0001e-05 | 988.5156 | 0.04926 | 667.7022 | 0.0004734
| 665.6709 | 0 | 665.6709 | 0 | 667.8226 | 1.4682e-05 | 667.8226 | 7.2695e-06 | 866.61 | 0.0023104 | 665.6709 | 0.00181 | 866.61 | 0.00077218 | 866.61 | 0.0032292 | 667.8226 | 9.919e-06 | 667.8226 | 4.2825e-06 | 665.6709 | 0.63347 | 988.6841 | 0.00385 | 988.6841 | 0.00649 | 988.5441 | 6.6672e-06 | 988.6841 | 0.0481 | 667.8226 | 0.00016097
| 665.794 | 6.8875e-05 | 665.794 | 0.00134 | 667.9431 | 1.4682e-05 | 667.9431 | 7.7959e-06 | 866.85 | -0.0011636 | 665.794 | 0.00122 | 866.85 | 0.00093361 | 866.85 | -0.00076939 | 667.9431 | 1.1266e-05 | 667.9431 | 2.1413e-06 | 665.794 | 0.63491 | 988.8526 | 0.00358 | 988.8526 | 0.00596 | 988.7137 | 3.0002e-05 | 988.8526 | 0.04683 | 667.9431 | 0.00030163
| 665.917 | 0 | 665.917 | 0 | 668.0636 | 0 | 668.0636 | 9.0281e-06 | 867.09 | 0.0016358 | 665.917 | 0.00238 | 867.09 | -0.00097128 | 867.09 | -0.00015171 | 668.0636 | 1.0528e-05 | 668.0636 | 3.6347e-06 | 665.917 | 0.63282 | 989.0211 | 0.0033 | 989.0211 | 0.00582 | 988.8833 | 2.6669e-05 | 989.0211 | 0.04539 | 668.0636 | 0.0001767
| 666.0401 | 0.00017668 | 666.0401 | 0.00029479 | 668.1841 | 0 | 668.1841 | 9.6441e-06 | 867.32 | -0.0017032 | 666.0401 | 0.00070485 | 867.32 | 6.1882e-05 | 867.32 | -0.001322 | 668.1841 | 1.0469e-05 | 668.1841 | 4.8096e-06 | 666.0401 | 0.63438 | 989.1896 | 0.00394 | 989.1896 | 0.0048 | 989.0529 | 3.0002e-05 | 989.1896 | 0.04397 | 668.1841 | 0.00020919
| 666.1632 | 0 | 666.1632 | 0 | 668.3045 | 0 | 668.3045 | 9.3865e-06 | 867.56 | -0.0017707 | 666.1632 | 0.00169 | 867.56 | -0.00084214 | 867.56 | -0.0033376 | 668.3045 | 1.0341e-05 | 668.3045 | 7.0607e-06 | 666.1632 | 0.61936 | 989.3581 | 0.00518 | 989.3581 | 0.00538 | 989.2225 | 0 | 989.3581 | 0.04254 | 668.3045 | 5.5347e-05
| 666.2863 | 0.00073368 | 666.2863 | 0.00113 | 668.425 | 1.4682e-05 | 668.425 | 8.1656e-06 | 867.8 | -0.00072515 | 666.2863 | 0.00022234 | 867.8 | -0.0012296 | 867.8 | 0.0013112 | 668.425 | 1.0446e-05 | 668.425 | 6.2042e-06 | 666.2863 | 0.61506 | 989.5266 | 0.0034 | 989.5266 | 0.00426 | 989.3921 | 3.0002e-05 | 989.5266 | 0.04119 | 668.425 | 0.00014674
| 666.4095 | 0 | 666.4095 | 0 | 668.5455 | 3.2289e-05 | 668.5455 | 7.3479e-06 | 868.04 | 0.001231 | 666.4095 | 0.00055835 | 868.04 | -2.6905e-06 | 868.04 | 0.00036844 | 668.5455 | 9.7317e-06 | 668.5455 | 6.5226e-06 | 666.4095 | 0.61041 | 989.6951 | 0.00342 | 989.6951 | 0.00585 | 989.5617 | 6.6672e-06 | 989.6951 | 0.03959 | 668.5455 | 0.00011424
| 666.5326 | 0.00048213 | 666.5326 | 0.00257 | 668.666 | 3.2289e-05 | 668.666 | 7.3591e-06 | 868.28 | -0.0015008 | 666.5326 | 0.00232 | 868.28 | -0.0011973 | 868.28 | -0.0020698 | 668.666 | 9.2749e-06 | 668.666 | 5.7759e-06 | 666.5326 | 0.59862 | 989.8636 | 0.0034 | 989.8636 | 0.0057 | 989.7313 | 0 | 989.8636 | 0.03871 | 668.666 | 0.00019198
| 666.6557 | 0 | 666.6557 | 0 | 668.7865 | 3.2289e-05 | 668.7865 | 8.0872e-06 | 868.52 | 0.002108 | 666.6557 | 0.00072869 | 868.52 | -0.0015202 | 868.52 | -0.00086692 | 668.7865 | 9.4857e-06 | 668.7865 | 5.4575e-06 | 666.6557 | 0.58672 | 990.0321 | 0.00474 | 990.0321 | 0.00529 | 989.9009 | 0 | 990.0321 | 0.03723 | 668.7865 | 7.7738e-05
| 666.7789 | 0 | 666.7789 | 0.00048552 | 668.907 | 0 | 668.907 | 8.86e-06 | 868.76 | -0.0013997 | 666.7789 | 0.00116 | 868.76 | -0.00032556 | 868.76 | -0.0021998 | 668.907 | 1.1149e-05 | 668.907 | 6.5226e-06 | 666.7789 | 0.58186 | 990.2006 | 0.00313 | 990.2006 | 0.00543 | 990.0706 | 1.0001e-05 | 990.2006 | 0.03697 | 668.907 | 7.8304e-05
| 666.902 | 0 | 666.902 | 0 | 669.0274 | 0 | 669.0274 | 9.3305e-06 | 869 | 0.0015684 | 666.902 | 0.00072869 | 869 | 0.0004816 | 869 | 0.0013112 | 669.0274 | 1.0013e-05 | 669.0274 | 6.6324e-06 | 666.902 | 0.56791 | 990.3691 | 0.00509 | 990.3691 | 0.00712 | 990.2402 | 6.6672e-06 | 990.3691 | 0.0354 | 669.0274 | 5.7776e-07
| 667.0252 | 0.00019465 | 667.0252 | 0.00121 | 669.1479 | 0 | 669.1479 | 9.5433e-06 | 869.24 | -0.0019057 | 667.0252 | 0.00167 | 869.24 | -0.0017461 | 869.24 | -0.00096444 | 669.1479 | 1.1184e-05 | 669.1479 | 7.4889e-06 | 667.0252 | 0.55682 | 990.5376 | 0.00339 | 990.5376 | 0.00452 | 990.4098 | 3.0002e-05 | 990.5376 | 0.03521 | 669.1479 | 5.7776e-07
| 667.1484 | 0.00014397 | 667.1484 | 0 | 669.2684 | 1.4682e-05 | 669.2684 | 9.7561e-06 | 869.48 | 0.00069142 | 667.1484 | 0.00303 | 869.48 | -0.00055155 | 869.48 | 0.0002384 | 669.2684 | 9.5443e-06 | 669.2684 | 5.9846e-06 | 667.1484 | 0.541 | 990.7061 | 0.0038 | 990.7061 | 0.00545 | 990.5794 | 0 | 990.7061 | 0.03382 | 669.2684 | 0
| 667.2716 | 0.00078757 | 667.2716 | 0.00179 | 669.3889 | 0 | 669.3889 | 9.1065e-06 | 869.72 | -0.00059023 | 667.2716 | 0.0034 | 869.72 | -0.0018108 | 869.72 | -0.0010295 | 669.3889 | 1.1043e-05 | 669.3889 | 7.9172e-06 | 667.2716 | 0.53862 | 990.8746 | 0.00325 | 990.8746 | 0.00535 | 990.749 | 1.0001e-05 | 990.8746 | 0.03371 | 669.3889 | 0
| 667.3948 | 0 | 667.3948 | 0 | 669.5094 | 0 | 669.5094 | 8.2664e-06 | 869.96 | -0.00079259 | 667.3948 | 0.00141 | 869.96 | -0.00093899 | 869.96 | 0.00062851 | 669.5094 | 9.5209e-06 | 669.5094 | 9.4106e-06 | 667.3948 | 0.52595 | 991.0431 | 0.003 | 991.0431 | 0.00594 | 990.9186 | 6.6672e-06 | 991.0431 | 0.03278 | 669.5094 | 0
| 667.518 | 0.00057197 | 667.518 | 0.0014 | 669.6299 | 3.2289e-05 | 669.6299 | 8.0872e-06 | 870.2 | -0.0014334 | 667.518 | 0.00252 | 870.2 | -0.0013909 | 870.2 | -0.001257 | 669.6299 | 9.9776e-06 | 669.6299 | 1.1222e-05 | 667.518 | 0.51602 | 991.2117 | 0.00332 | 991.2117 | 0.00601 | 991.0883 | 1.0001e-05 | 991.2117 | 0.03286 | 669.6299 | 0
| 667.6412 | 0 | 667.6412 | 0 | 669.7504 | 0 | 669.7504 | 7.6951e-06 | 870.44 | 0.00042159 | 667.6412 | 0.00158 | 870.44 | 0.0002556 | 870.44 | 0.00010836 | 669.7504 | 9.193e-06 | 669.7504 | 9.3008e-06 | 667.6412 | 0.51087 | 991.3802 | 0.00337 | 991.3802 | 0.00577 | 991.2579 | 6.6672e-06 | 991.3802 | 0.03258 | 669.7504 | 0
| 667.7644 | 0.00066181 | 667.7644 | 0.00175 | 669.8709 | 0 | 669.8709 | 9.5209e-06 | 870.68 | -0.0018719 | 667.7644 | 0.00201 | 870.68 | 0.0011919 | 870.68 | -0.0015822 | 669.8709 | 9.7082e-06 | 669.8709 | 5.9846e-06 | 667.7644 | 0.50432 | 991.5487 | 0.00396 | 991.5487 | 0.00719 | 991.4275 | 3.0002e-05 | 991.5487 | 0.03309 | 669.8709 | 0
| 667.8877 | 0 | 667.8877 | 0 | 669.9914 | 3.2289e-05 | 669.9914 | 9.1065e-06 | 870.92 | 0.00065769 | 667.8877 | 0.00098419 | 870.92 | 9.4169e-05 | 870.92 | 0.0009536 | 669.9914 | 9.4272e-06 | 669.9914 | 4.601e-06 | 667.8877 | 0.49276 | 991.7172 | 0.00392 | 991.7172 | 0.00605 | 991.5972 | 6.6672e-06 | 991.7172 | 0.0334 | 669.9914 | 0
| 668.0109 | 0.00084148 | 668.0109 | 0.00172 | 670.1119 | 1.4682e-05 | 670.1119 | 9.8569e-06 | 871.16 | -0.0014672 | 668.0109 | 0.00176 | 871.16 | -0.0010358 | 871.16 | -0.0020698 | 670.1119 | 1.0469e-05 | 670.1119 | 4.1727e-06 | 668.0109 | 0.48663 | 991.8857 | 0.00253 | 991.8857 | 0.00584 | 991.7668 | 1.0001e-05 | 991.8857 | 0.03422 | 670.1119 | 2.2403e-07
| 668.1341 | 0 | 668.1341 | 0 | 670.2324 | 0 | 670.2324 | 8.9384e-06 | 871.4 | 0.00011805 | 668.1341 | 0.0022 | 871.4 | 0.0004816 | 871.4 | 0.00059601 | 670.2324 | 9.7668e-06 | 670.2324 | 5.1281e-06 | 668.1341 | 0.47884 | 992.0542 | 0.0045 | 992.0542 | 0.00619 | 991.9364 | 6.6672e-06 | 992.0542 | 0.03484 | 670.2324 | 2.2403e-07
| 668.2574 | 5.091e-05 | 668.2574 | 0.00109 | 670.3529 | 1.4682e-05 | 670.3529 | 8.1656e-06 | 871.64 | 0.0020068 | 668.2574 | 0.00193 | 871.64 | -0.00097128 | 871.64 | -0.00018422 | 670.3529 | 1.0165e-05 | 670.3529 | 5.3477e-06 | 668.2574 | 0.47143 | 992.2227 | 0.0034 | 992.2227 | 0.00545 | 992.1061 | 3.0002e-05 | 992.2227 | 0.03493 | 670.3529 | 2.2403e-07
| 668.3807 | 0 | 668.3807 | 0.00019118 | 670.4734 | 0 | 670.4734 | 8.8152e-06 | 871.88 | 0.00072515 | 668.3807 | 0.00167 | 871.88 | -0.0012296 | 871.88 | -0.00076939 | 670.4734 | 9.2398e-06 | 670.4734 | 7.3791e-06 | 668.3807 | 0.45918 | 992.3912 | 0.00504 | 992.3912 | 0.0071 | 992.2757 | 0 | 992.3912 | 0.03522 | 670.4734 | 0
| 668.504 | 0.00041025 | 668.504 | 0.00027745 | 670.5939 | 3.2289e-05 | 670.5939 | 7.6167e-06 | 872.12 | -0.0001855 | 668.504 | 0.00033588 | 872.12 | -0.002521 | 872.12 | -0.0016797 | 670.5939 | 9.3452e-06 | 670.5939 | 7.9172e-06 | 668.504 | 0.45864 | 992.5598 | 0.00495 | 992.5598 | 0.00598 | 992.4453 | 3.0002e-05 | 992.5598 | 0.03404 | 670.5939 | 0
| 668.6273 | 0 | 668.6273 | 0 | 670.7144 | 3.2289e-05 | 670.7144 | 8.188e-06 | 872.36 | -0.00038786 | 668.6273 | 0.00155 | 872.36 | 0.0011596 | 872.36 | 0.0011162 | 670.7144 | 9.7668e-06 | 670.7144 | 7.0607e-06 | 668.6273 | 0.44368 | 992.7283 | 0.00439 | 992.7283 | 0.00575 | 992.615 | 6.6672e-06 | 992.7283 | 0.03395 | 670.7144 | 0
| 668.7506 | 0.00165 | 668.7506 | 0.00091902 | 670.8349 | 1.4682e-05 | 670.8349 | 6.6758e-06 | 872.6 | -0.0019731 | 668.7506 | 0.0015 | 872.6 | -0.0024564 | 872.6 | -0.0033376 | 670.8349 | 9.2398e-06 | 670.8349 | 5.3477e-06 | 668.7506 | 0.44346 | 992.8968 | 0.00389 | 992.8968 | 0.00538 | 992.7846 | 5.0004e-05 | 992.8968 | 0.03132 | 670.8349 | 0
| 668.8739 | 0 | 668.8739 | 0 | 670.9554 | 0 | 670.9554 | 8.1656e-06 | 872.84 | 0.0018381 | 668.8739 | 0.00061512 | 872.84 | 0.0016117 | 872.84 | 0.00075855 | 670.9554 | 9.5911e-06 | 670.9554 | 4.8096e-06 | 668.8739 | 0.43186 | 993.0653 | 0.005 | 993.0653 | 0.00545 | 992.9543 | 6.6672e-06 | 993.0653 | 0.03078 | 670.9554 | 0
| 668.9972 | 5.091e-05 | 668.9972 | 0.00106 | 671.076 | 0 | 671.076 | 8.3224e-06 | 873.08 | 0.0010961 | 668.9972 | 0.00215 | 873.08 | -0.0027792 | 873.08 | -0.00099695 | 671.076 | 8.7245e-06 | 671.076 | 5.3477e-06 | 668.9972 | 0.42625 | 993.2338 | 0.00419 | 993.2338 | 0.00508 | 993.1239 | 0 | 993.2338 | 0.02869 | 671.076 | 0
| 669.1205 | 0 | 669.1205 | 0 | 671.1965 | 0 | 671.1965 | 8.2216e-06 | 873.32 | 0.0036257 | 669.1205 | 0.00033123 | 873.32 | 0.001547 | 873.32 | 0.00075855 | 671.1965 | 8.2561e-06 | 671.1965 | 5.5563e-06 | 669.1205 | 0.4229 | 993.4023 | 0.00549 | 993.4023 | 0.00719 | 993.2936 | 6.6672e-06 | 993.4023 | 0.02829 | 671.1965 | 0
| 669.2439 | 0.00010482 | 669.2439 | 0.00123 | 671.317 | 0 | 671.317 | 8.2104e-06 | 873.56 | -0.0017707 | 669.2439 | 0.00127 | 873.56 | -0.0010036 | 873.56 | -0.00099695 | 671.317 | 7.3544e-06 | 671.317 | 4.9194e-06 | 669.2439 | 0.41488 | 993.5708 | 0.00297 | 993.5708 | 0.00647 | 993.4633 | 1.0001e-05 | 993.5708 | 0.02729 | 671.317 | 0
| 669.3672 | 0 | 669.3672 | 0 | 671.4375 | 1.4682e-05 | 671.4375 | 8.0536e-06 | 873.8 | -0.0011636 | 669.3672 | 0.00203 | 873.8 | 0.0012242 | 873.8 | 0.0011487 | 671.4375 | 7.0382e-06 | 671.4375 | 5.2379e-06 | 669.3672 | 0.41048 | 993.7394 | 0.00351 | 993.7394 | 0.00476 | 993.6329 | 6.6672e-06 | 993.7394 | 0.02661 | 671.4375 | 0
| 669.4906 | 0 | 669.4906 | 0.00076297 | 671.558 | 0 | 671.558 | 9.3641e-06 | 874.04 | -0.0010287 | 669.4906 | 0.00193 | 874.04 | -0.0029407 | 874.04 | 0.00010836 | 671.558 | 8.5606e-06 | 671.558 | 7.3791e-06 | 669.4906 | 0.4073 | 993.9079 | 0.00299 | 993.9079 | 0.00417 | 993.8026 | 1.0001e-05 | 993.9079 | 0.02716 | 671.558 | 0
| 669.614 | 5.399e-05 | 669.614 | 0 | 671.6785 | 1.4682e-05 | 671.6785 | 8.58e-06 | 874.28 | 5.0592e-05 | 669.614 | 0.00084224 | 874.28 | 0.0009659 | 874.28 | 0.0017338 | 671.6785 | 8.7831e-06 | 671.6785 | 8.4443e-06 | 669.614 | 0.39436 | 994.0764 | 0.00387 | 994.0764 | 0.00647 | 993.9722 | 6.6672e-06 | 994.0764 | 0.02657 | 671.6785 | 0
| 669.7373 | 0.0004462 | 669.7373 | 0.00084967 | 671.7991 | 0 | 671.7991 | 8.6584e-06 | 874.52 | -0.00048905 | 669.7373 | 0.00133 | 874.52 | -0.0014878 | 874.52 | 0.00027091 | 671.7991 | 9.1812e-06 | 671.7991 | 8.016e-06 | 669.7373 | 0.39015 | 994.2449 | 0.00441 | 994.2449 | 0.0054 | 994.1419 | 1.0001e-05 | 994.2449 | 0.02781 | 671.7991 | 0
| 669.8607 | 0 | 669.8607 | 0 | 671.9196 | 1.4682e-05 | 671.9196 | 7.4375e-06 | 874.76 | 0.00021923 | 669.8607 | 0.00198 | 874.76 | -0.0021982 | 874.76 | 0.00027091 | 671.9196 | 8.584e-06 | 671.9196 | 7.2693e-06 | 669.8607 | 0.38287 | 994.4134 | 0.00377 | 994.4134 | 0.008 | 994.3116 | 0 | 994.4134 | 0.02688 | 671.9196 | 0
| 669.9841 | 0.00089539 | 669.9841 | 0.00065893 | 672.0401 | 1.4682e-05 | 672.0401 | 4.7941e-06 | 875 | 0.00079259 | 669.9841 | 0.00067647 | 875 | 0.0010628 | 875 | -0.0016472 | 672.0401 | 5.9725e-06 | 672.0401 | 5.5563e-06 | 669.9841 | 0.37519 | 994.582 | 0.00384 | 994.582 | 0.00542 | 994.4812 | 1.0001e-05 | 994.582 | 0.02627 | 672.0401 | 0
| 670.1075 | 0 | 670.1075 | 0 | 672.1606 | 0 | 672.1606 | 1.6085e-05 | 875.24 | -0.00086005 | 670.1075 | 0.00104 | 875.24 | -0.0023596 | 875.24 | -0.00060684 | 672.1606 | 1.7203e-05 | 672.1606 | 1.3792e-05 | 670.1075 | 0.36205 | 994.7505 | 0.00384 | 994.7505 | 0.00622 | 994.6509 | 0 | 994.7505 | 0.02591 | 672.1606 | 1.4974e-06
| 670.2309 | 0 | 670.2309 | 0.00125 | 672.2812 | 3.2289e-05 | 672.2812 | 1.418e-05 | 875.48 | 0.00038786 | 670.2309 | 0.00261 | 875.48 | -0.00077756 | 875.48 | -0.00060684 | 672.2812 | 1.4252e-05 | 672.2812 | 1.0695e-05 | 670.2309 | 0.35156 | 994.919 | 0.00427 | 994.919 | 0.00642 | 994.8206 | 5.0004e-05 | 994.919 | 0.02462 | 672.2812 | 1.4974e-06
| 670.3544 | 0 | 670.3544 | 0 | 672.4017 | 0 | 672.4017 | 2.7879e-05 | 875.72 | 0.00062396 | 670.3544 | 0.00189 | 875.72 | 0.0025479 | 875.72 | 0.0010836 | 672.4017 | 2.8434e-05 | 672.4017 | 2.1599e-05 | 670.3544 | 0.34432 | 995.0875 | 0.00274 | 995.0875 | 0.0077 | 994.9902 | 0 | 995.0875 | 0.02535 | 672.4017 | 2.0634e-06
| 670.4778 | 0.00106 | 670.4778 | 0.00144 | 672.5222 | 3.2289e-05 | 672.5222 | 1.4192e-05 | 875.96 | -0.00021923 | 670.4778 | 0.00238 | 875.96 | -0.00035784 | 875.96 | -5.4182e-05 | 672.5222 | 1.4287e-05 | 672.5222 | 1.1124e-05 | 670.4778 | 0.33894 | 995.256 | 0.00488 | 995.256 | 0.00571 | 995.1599 | 5.0004e-05 | 995.256 | 0.02233 | 672.5222 | 5.7776e-07
| 670.6013 | 0 | 670.6013 | 0 | 672.6428 | 0 | 672.6428 | 2.6569e-05 | 876.2 | -0.0012985 | 670.6013 | 0.00135 | 876.2 | 0.00054618 | 876.2 | -0.00015171 | 672.6428 | 2.9207e-05 | 672.6428 | 2.3521e-05 | 670.6013 | 0.33146 | 995.4246 | 0.00391 | 995.4246 | 0.00541 | 995.3296 | 0 | 995.4246 | 0.02237 | 672.6428 | 1.3795e-06
| 670.7247 | 0.00075165 | 670.7247 | 0.00095371 | 672.7633 | 4.9907e-05 | 672.7633 | 1.2702e-05 | 876.44 | 0.0013322 | 670.7247 | 0.00105 | 876.44 | 9.4169e-05 | 876.44 | -0.00063934 | 672.7633 | 1.5002e-05 | 672.7633 | 1.2408e-05 | 670.7247 | 0.3232 | 995.5931 | 0.00485 | 995.5931 | 0.00651 | 995.4993 | 5.0004e-05 | 995.5931 | 0.01948 | 672.7633 | 8.0179e-07
| 670.8482 | 0 | 670.8482 | 0 | 672.8838 | 0 | 672.8838 | 2.6031e-05 | 876.68 | -0.0001855 | 670.8482 | 0.00175 | 876.68 | -9.9549e-05 | 876.68 | 0.0022864 | 672.8838 | 3.087e-05 | 672.8838 | 2.7375e-05 | 670.8482 | 0.31352 | 995.7616 | 0.00384 | 995.7616 | 0.00524 | 995.6689 | 0 | 995.7616 | 0.01972 | 672.8838 | 1.1437e-06
| 670.9716 | 0.00199 | 670.9716 | 0.00084967 | 673.0044 | 4.9907e-05 | 673.0044 | 1.3632e-05 | 876.92 | -0.00035414 | 670.9716 | 0.00283 | 876.92 | -0.00039012 | 876.92 | -0.0010295 | 673.0044 | 1.6055e-05 | 673.0044 | 1.5186e-05 | 670.9716 | 0.30431 | 995.9302 | 0.00429 | 995.9302 | 0.00614 | 995.8386 | 6.9993e-05 | 995.9302 | 0.01763 | 673.0044 | 3.4194e-07
| 671.0951 | 0 | 671.0951 | 0 | 673.1249 | 0 | 673.1249 | 2.7846e-05 | 877.16 | 0.00045532 | 671.0951 | 0.00124 | 877.16 | -0.0020367 | 877.16 | -0.00080189 | 673.1249 | 3.1982e-05 | 673.1249 | 2.6947e-05 | 671.0951 | 0.30167 | 996.0987 | 0.003 | 996.0987 | 0.00517 | 996.0083 | 0 | 996.0987 | 0.01757 | 673.1249 | 1.4974e-06
| 671.2186 | 0.00096726 | 671.2186 | 0.00127 | 673.2455 | 3.2289e-05 | 673.2455 | 1.4449e-05 | 877.4 | -0.0022766 | 671.2186 | 0.00232 | 877.4 | 0.0012565 | 877.4 | -0.00073687 | 673.2455 | 1.6255e-05 | 673.2455 | 1.2189e-05 | 671.2186 | 0.29506 | 996.2672 | 0.00441 | 996.2672 | 0.0041 | 996.178 | 3.0002e-05 | 996.2672 | 0.01565 | 673.2455 | 1.1437e-06
| 671.3421 | 0 | 671.3421 | 0 | 673.366 | 0 | 673.366 | 2.77e-05 | 877.64 | -0.00035414 | 671.3421 | 0.00127 | 877.64 | -0.0022951 | 877.64 | -0.00067186 | 673.366 | 3.0542e-05 | 673.366 | 2.3312e-05 | 671.3421 | 0.28371 | 996.4357 | 0.00441 | 996.4357 | 0.00629 | 996.3477 | 0 | 996.4357 | 0.01572 | 673.366 | 1.8394e-06
| 671.4657 | 0.00087741 | 671.4657 | 0.00173 | 673.4865 | 4.9907e-05 | 673.4865 | 1.3464e-05 | 877.88 | -0.00042159 | 671.4657 | 0.00036425 | 877.88 | -0.0019076 | 877.88 | -0.00060684 | 673.4865 | 1.4639e-05 | 673.4865 | 1.1761e-05 | 671.4657 | 0.2745 | 996.6043 | 0.00462 | 996.6043 | 0.00477 | 996.5174 | 6.9993e-05 | 996.6043 | 0.01463 | 673.4865 | 6.8388e-07
| 671.5892 | 0 | 671.5892 | 0 | 673.6071 | 0 | 673.6071 | 2.7801e-05 | 878.12 | -8.4319e-05 | 671.5892 | 0.00084224 | 878.12 | 2.9596e-05 | 878.12 | 0.0020589 | 673.6071 | 2.9617e-05 | 673.6071 | 2.3203e-05 | 671.5892 | 0.26648 | 996.7728 | 0.00314 | 996.7728 | 0.00696 | 996.6871 | 0 | 996.7728 | 0.01486 | 673.6071 | 1.4974e-06
| 671.7127 | 0.00075165 | 671.7127 | 0.00128 | 673.7276 | 3.2289e-05 | 673.7276 | 1.4348e-05 | 878.36 | -0.0012985 | 671.7127 | 0.00147 | 878.36 | 0.00012645 | 878.36 | 0.00014088 | 673.7276 | 1.5212e-05 | 673.7276 | 1.187e-05 | 671.7127 | 0.26052 | 996.9413 | 0.00459 | 996.9413 | 0.00649 | 996.8568 | 5.0004e-05 | 996.9413 | 0.01394 | 673.7276 | 8.0179e-07
| 671.8363 | 0 | 671.8363 | 0 | 673.8482 | 0 | 673.8482 | 2.9235e-05 | 878.6 | -5.0592e-05 | 671.8363 | 0.00229 | 878.6 | -0.0017461 | 878.6 | -0.0020047 | 673.8482 | 3.087e-05 | 673.8482 | 2.2137e-05 | 671.8363 | 0.25533 | 997.1099 | 0.00317 | 997.1099 | 0.00543 | 997.0265 | 0 | 997.1099 | 0.01423 | 673.8482 | 1.9573e-06
| 671.9598 | 0 | 671.9598 | 0.00050287 | 673.9687 | 4.9907e-05 | 673.9687 | 1.492e-05 | 878.84 | -0.0017032 | 671.9598 | 0.00246 | 878.84 | -0.0018752 | 878.84 | -0.00093193 | 673.9687 | 1.5681e-05 | 673.9687 | 1.0476e-05 | 671.9598 | 0.24776 | 997.2784 | 0.0048 | 997.2784 | 0.00608 | 997.1962 | 6.9993e-05 | 997.2784 | 0.01368 | 673.9687 | 1.1437e-06
| 672.0834 | 0 | 672.0834 | 0 | 674.0893 | 0 | 674.0893 | 2.9156e-05 | 879.08 | 0.00099496 | 672.0834 | 0.00013249 | 879.08 | -0.00084214 | 879.08 | -8.6692e-05 | 674.0893 | 3.1115e-05 | 674.0893 | 2.1599e-05 | 672.0834 | 0.2452 | 997.4469 | 0.00345 | 997.4469 | 0.00575 | 997.3659 | 0 | 997.4469 | 0.01446 | 674.0893 | 2.4054e-06
| 672.207 | 0.00062587 | 672.207 | 0.00125 | 674.2098 | 3.2289e-05 | 674.2098 | 1.4416e-05 | 879.32 | -0.00069142 | 672.207 | 0.00317 | 879.32 | 0.002451 | 879.32 | 0.002449 | 674.2098 | 1.5763e-05 | 674.2098 | 1.1124e-05 | 672.207 | 0.23422 | 997.6154 | 0.00509 | 997.6154 | 0.00556 | 997.5356 | 5.0004e-05 | 997.6154 | 0.01414 | 674.2098 | 1.2616e-06
| 672.3305 | 0 | 672.3305 | 0 | 674.3304 | 0 | 674.3304 | 2.8731e-05 | 879.56 | -0.0011973 | 672.3305 | 0.00113 | 879.56 | -0.0004547 | 879.56 | 0.00030341 | 674.3304 | 2.8621e-05 | 674.3304 | 2.2884e-05 | 672.3305 | 0.23011 | 997.784 | 0.00311 | 997.784 | 0.00531 | 997.7053 | 0 | 997.784 | 0.01523 | 674.3304 | 2.5233e-06
| 672.4541 | 0.00167 | 672.4541 | 0.00156 | 674.451 | 1.4682e-05 | 674.451 | 1.455e-05 | 879.8 | 0.0023778 | 672.4541 | 0.00269 | 879.8 | -0.0011327 | 879.8 | -0.00024923 | 674.451 | 1.3362e-05 | 674.451 | 1.1761e-05 | 672.4541 | 0.22238 | 997.9525 | 0.00462 | 997.9525 | 0.00593 | 997.875 | 6.9993e-05 | 997.9525 | 0.01492 | 674.451 | 1.2616e-06
| 672.5777 | 0 | 672.5777 | 0 | 674.5715 | 0 | 674.5715 | 2.8641e-05 | 880.04 | 0.0010287 | 672.5777 | 0.00027444 | 880.04 | 9.4169e-05 | 880.04 | 0.00085607 | 674.5715 | 2.7368e-05 | 674.5715 | 2.4169e-05 | 672.5777 | 0.21721 | 998.121 | 0.00277 | 998.121 | 0.00492 | 998.0447 | 0 | 998.121 | 0.01596 | 674.5715 | 1.2616e-06
| 672.7014 | 0.00019465 | 672.7014 | 0.00146 | 674.6921 | 4.9907e-05 | 674.6921 | 1.4427e-05 | 880.28 | 0.00015177 | 672.7014 | 0.00292 | 880.28 | 0.001547 | 880.28 | -0.00047681 | 674.6921 | 1.4662e-05 | 674.6921 | 1.2408e-05 | 672.7014 | 0.21207 | 998.2896 | 0.0041 | 998.2896 | 0.00649 | 998.2144 | 8.9995e-05 | 998.2896 | 0.01556 | 674.6921 | 0
| 672.825 | 0 | 672.825 | 0 | 674.8126 | 0 | 674.8126 | 2.7196e-05 | 880.52 | 0.00035414 | 672.825 | 0.00050157 | 880.52 | -0.00026098 | 880.52 | -8.6692e-05 | 674.8126 | 2.868e-05 | 674.8126 | 2.3521e-05 | 672.825 | 0.20359 | 998.4581 | 0.00396 | 998.4581 | 0.00622 | 998.3841 | 0 | 998.4581 | 0.01632 | 674.8126 | 1.1791e-07
| 672.9486 | 1.4969e-05 | 672.9486 | 0.00179 | 674.9332 | 6.7514e-05 | 674.9332 | 1.315e-05 | 880.76 | -0.00052277 | 672.9486 | 0.00198 | 880.76 | -0.0011004 | 880.76 | -0.00070437 | 674.9332 | 1.4392e-05 | 674.9332 | 1.1332e-05 | 672.9486 | 0.19452 | 998.6266 | 0.0045 | 998.6266 | 0.0079 | 998.5539 | 6.9993e-05 | 998.6266 | 0.01607 | 674.9332 | 1.1791e-07
| 673.0723 | 0 | 673.0723 | 0 | 675.0538 | 0 | 675.0538 | 2.6547e-05 | 881 | -0.0030861 | 673.0723 | 0.00021766 | 881 | -0.0023273 | 881 | -0.0021673 | 675.0538 | 2.9687e-05 | 675.0538 | 1.9886e-05 | 673.0723 | 0.19842 | 998.7952 | 0.00479 | 998.7952 | 0.00526 | 998.7236 | 0 | 998.7952 | 0.01649 | 675.0538 | 8.0179e-07
| 673.1959 | 0.00057197 | 673.1959 | 0.00125 | 675.1743 | 4.9907e-05 | 675.1743 | 1.3867e-05 | 881.24 | -0.00052277 | 673.1959 | 0.00278 | 881.24 | -0.0011973 | 881.24 | -0.00070437 | 675.1743 | 1.5482e-05 | 675.1743 | 8.7627e-06 | 673.1959 | 0.18828 | 998.9637 | 0.00421 | 998.9637 | 0.00464 | 998.8933 | 3.0002e-05 | 998.9637 | 0.01645 | 675.1743 | 6.8388e-07
| 673.3196 | 0 | 673.3196 | 0 | 675.2949 | 0 | 675.2949 | 2.7308e-05 | 881.48 | -0.00099496 | 673.3196 | 0.00124 | 881.48 | -0.00042241 | 881.48 | -5.4182e-05 | 675.2949 | 3.0624e-05 | 675.2949 | 2.0315e-05 | 673.3196 | 0.18656 | 999.1322 | 0.00333 | 999.1322 | 0.00598 | 999.063 | 0 | 999.1322 | 0.01639 | 675.2949 | 9.197e-07
| 673.4432 | 0.00087741 | 673.4432 | 0.00121 | 675.4155 | 3.2289e-05 | 675.4155 | 1.38e-05 | 881.72 | -0.0013997 | 673.4432 | 0.00167 | 881.72 | 0.00019102 | 881.72 | 0.00056349 | 675.4155 | 1.5212e-05 | 675.4155 | 1.1761e-05 | 673.4432 | 0.18217 | 999.3008 | 0.00548 | 999.3008 | 0.00563 | 999.2327 | 6.9993e-05 | 999.3008 | 0.01653 | 675.4155 | 2.2403e-07
| 673.5669 | 0 | 673.5669 | 0 | 675.536 | 0 | 675.536 | 2.7779e-05 | 881.96 | -0.0019057 | 673.5669 | 0.0011 | 881.96 | -0.0012619 | 881.96 | -0.00067186 | 675.536 | 3.1514e-05 | 675.536 | 2.5454e-05 | 673.5669 | 0.17782 | 999.4693 | 0.00328 | 999.4693 | 0.00408 | 999.4025 | 0 | 999.4693 | 0.01611 | 675.536 | 2.6412e-06
| 673.6906 | 0.000554 | 673.6906 | 0.00083232 | 675.6566 | 4.9907e-05 | 675.6566 | 1.4236e-05 | 882.2 | 0.00079259 | 673.6906 | 0.00079001 | 882.2 | 0.001095 | 882.2 | 0.00075855 | 675.6566 | 1.636e-05 | 675.6566 | 1.3682e-05 | 673.6906 | 0.1737 | 999.6379 | 0.00431 | 999.6379 | 0.00568 | 999.5722 | 6.9993e-05 | 999.6379 | 0.01637 | 675.6566 | 2.4054e-06
| 673.8143 | 0 | 673.8143 | 0 | 675.7772 | 0 | 675.7772 | 2.7487e-05 | 882.44 | 0.00042159 | 673.8143 | 0.00027444 | 882.44 | -0.00013183 | 882.44 | -0.00028175 | 675.7772 | 3.2029e-05 | 675.7772 | 2.6299e-05 | 673.8143 | 0.16862 | 999.8064 | 0.00398 | 999.8064 | 0.00533 | 999.7419 | 0 | 999.8064 | 0.01562 | 675.7772 | 3.443e-06
| 673.938 | 0.00073368 | 673.938 | 0.00173 | 675.8977 | 3.2289e-05 | 675.8977 | 1.3486e-05 | 882.68 | 0.0022428 | 673.938 | 0.0021 | 882.68 | -0.00061613 | 882.68 | -2.1673e-05 | 675.8977 | 1.5728e-05 | 675.8977 | 1.2617e-05 | 673.938 | 0.16421 | 999.9749 | 0.00502 | 999.9749 | 0.00455 | 999.9117 | 6.9993e-05 | 999.9749 | 0.01612 | 675.8977 | 1.0376e-06
| 674.0617 | 0 | 674.0617 | 0 | 676.0183 | 0 | 676.0183 | 2.8809e-05 | 882.92 | 0.0017032 | 674.0617 | 0.0013 | 882.92 | -0.0050071 | 882.92 | -0.0018747 | 676.0183 | 3.087e-05 | 676.0183 | 2.1171e-05 | 674.0617 | 0.15841 | 1000.1435 | 0.00403 | 1000.1435 | 0.00564 | 1000.0814 | 0 | 1000.1435 | 0.01537 | 676.0183 | 1.4974e-06
| 674.1855 | 0.00102 | 674.1855 | 0.00031212 | 676.1389 | 3.2289e-05 | 676.1389 | 1.5536e-05 | 883.16 | 0.00038786 | 674.1855 | 0.00102 | 883.16 | -0.00064841 | 883.16 | 0.00075855 | 676.1389 | 1.5294e-05 | 676.1389 | 8.5541e-06 | 674.1855 | 0.15842 | 1000.312 | 0.00523 | 1000.312 | 0.00679 | 1000.2511 | 8.9995e-05 | 1000.312 | 0.01601 | 676.1389 | 4.5985e-07
| 674.3092 | 0 | 674.3092 | 0 | 676.2595 | 0 | 676.2595 | 2.9414e-05 | 883.4 | 0.00079259 | 674.3092 | 0.00098419 | 883.4 | -0.00077756 | 883.4 | -0.00021673 | 676.2595 | 2.9991e-05 | 676.2595 | 2.0424e-05 | 674.3092 | 0.1524 | 1000.4806 | 0.00324 | 1000.4806 | 0.00705 | 1000.4209 | 0 | 1000.4806 | 0.01508 | 676.2595 | 1.9573e-06
| 674.433 | 0.00084148 | 674.433 | 0.0017 | 676.3801 | 3.2289e-05 | 676.3801 | 1.408e-05 | 883.64 | 0.00072515 | 674.433 | 0.00218 | 883.64 | 0.00086903 | 883.64 | 0.00027091 | 676.3801 | 1.4838e-05 | 676.3801 | 1.2079e-05 | 674.433 | 0.14888 | 1000.6491 | 0.00504 | 1000.6491 | 0.00642 | 1000.5906 | 5.0004e-05 | 1000.6491 | 0.01568 | 676.3801 | 1.4974e-06
| 674.5567 | 0 | 674.5567 | 0 | 676.5006 | 0 | 676.5006 | 2.7723e-05 | 883.88 | -0.0029849 | 674.5567 | 0.00203 | 883.88 | -0.0009067 | 883.88 | -0.00067186 | 676.5006 | 2.9558e-05 | 676.5006 | 2.2566e-05 | 674.5567 | 0.15116 | 1000.8176 | 0.00319 | 1000.8176 | 0.00566 | 1000.7604 | 0 | 1000.8176 | 0.01464 | 676.5006 | 3.5609e-06
| 674.6805 | 0.00142 | 674.6805 | 0.00113 | 676.6212 | 4.9907e-05 | 676.6212 | 1.3721e-05 | 884.12 | 0.0013322 | 674.6805 | 0.00030748 | 884.12 | 0.0030645 | 884.12 | 7.5855e-05 | 676.6212 | 1.492e-05 | 676.6212 | 1.0695e-05 | 674.6805 | 0.1408 | 1000.9862 | 0.00683 | 1000.9862 | 0.00556 | 1000.9301 | 5.0004e-05 | 1000.9862 | 0.01523 | 676.6212 | 2.0634e-06
| 674.8043 | 0 | 674.8043 | 0 | 676.7418 | 0 | 676.7418 | 2.7375e-05 | 884.36 | -0.0029512 | 674.8043 | 0.0006719 | 884.36 | -0.0012296 | 884.36 | -0.0019397 | 676.7418 | 3.0565e-05 | 676.7418 | 2.1599e-05 | 674.8043 | 0.14022 | 1001.1547 | 0.00378 | 1001.1547 | 0.00726 | 1001.0998 | 0 | 1001.1547 | 0.01429 | 676.7418 | 2.9831e-06
| 674.9281 | 0.00082352 | 674.9281 | 0.00125 | 676.8624 | 6.7514e-05 | 676.8624 | 1.3822e-05 | 884.6 | 0.0012648 | 674.9281 | 0.00227 | 884.6 | -0.0030053 | 884.6 | -0.00093193 | 676.8624 | 1.5763e-05 | 676.8624 | 1.1124e-05 | 674.9281 | 0.13499 | 1001.3233 | 0.00431 | 1001.3233 | 0.00624 | 1001.2696 | 5.0004e-05 | 1001.3233 | 0.01498 | 676.8624 | 9.197e-07
| 675.0519 | 0 | 675.0519 | 0 | 676.983 | 0 | 676.983 | 2.723e-05 | 884.84 | 0.00045532 | 675.0519 | 0.00121 | 884.84 | -0.0017139 | 884.84 | -0.001257 | 676.983 | 2.9663e-05 | 676.983 | 2.3521e-05 | 675.0519 | 0.13247 | 1001.4918 | 0.0042 | 1001.4918 | 0.00505 | 1001.4393 | 0 | 1001.4918 | 0.01417 | 676.983 | 9.197e-07
| 675.1757 | 0.00179 | 675.1757 | 0.00060691 | 677.1036 | 6.7514e-05 | 677.1036 | 1.3565e-05 | 885.08 | 0.00028669 | 675.1757 | 0.00204 | 885.08 | -0.00051927 | 885.08 | -2.1673e-05 | 677.1036 | 1.4076e-05 | 677.1036 | 1.2408e-05 | 675.1757 | 0.12765 | 1001.6603 | 0.00368 | 1001.6603 | 0.00601 | 1001.6091 | 8.9995e-05 | 1001.6603 | 0.0148 | 677.1036 | 0
| 675.2995 | 0 | 675.2995 | 0 | 677.2242 | 0 | 677.2242 | 2.9358e-05 | 885.32 | 0.00015177 | 675.2995 | 0.00078546 | 885.32 | -0.001165 | 885.32 | -0.0029475 | 677.2242 | 2.9125e-05 | 677.2242 | 2.5454e-05 | 675.2995 | 0.12545 | 1001.8289 | 0.00298 | 1001.8289 | 0.00557 | 1001.7789 | 0 | 1001.8289 | 0.01404 | 677.2242 | 1.3795e-06
| 675.4233 | 0.00129 | 675.4233 | 0.00153 | 677.3448 | 3.2289e-05 | 677.3448 | 1.6018e-05 | 885.56 | -0.00059023 | 675.4233 | 0.00079001 | 885.56 | -0.00071299 | 885.56 | -0.00034676 | 677.3448 | 1.54e-05 | 677.3448 | 1.3045e-05 | 675.4233 | 0.12195 | 1001.9974 | 0.00292 | 1001.9974 | 0.00614 | 1001.9486 | 6.9993e-05 | 1001.9974 | 0.0147 | 677.3448 | 1.3795e-06
| 675.5472 | 0 | 675.5472 | 0 | 677.4654 | 0 | 677.4654 | 3.0433e-05 | 885.8 | -8.4319e-05 | 675.5472 | 0.0013 | 885.8 | -0.00064841 | 885.8 | -0.00050931 | 677.4654 | 3.0366e-05 | 677.4654 | 2.2884e-05 | 675.5472 | 0.11817 | 1002.166 | 0.00412 | 1002.166 | 0.00592 | 1002.1184 | 0 | 1002.166 | 0.01403 | 677.4654 | 2.2992e-06
| 675.671 | 0.00064383 | 675.671 | 0.00081498 | 677.586 | 3.2289e-05 | 677.586 | 1.4573e-05 | 886.04 | 0.00038786 | 675.671 | 0.0019 | 886.04 | 0.00077218 | 886.04 | 0.0010836 | 677.586 | 1.5329e-05 | 677.586 | 9.8388e-06 | 675.671 | 0.11475 | 1002.3345 | 0.00501 | 1002.3345 | 0.00605 | 1002.2881 | 3.0002e-05 | 1002.3345 | 0.01468 | 677.586 | 9.197e-07
| 675.7949 | 0 | 675.7949 | 0 | 677.7065 | 0 | 677.7065 | 2.8484e-05 | 886.28 | -0.0028162 | 675.7949 | 0.00115 | 886.28 | -0.0030053 | 886.28 | -0.0014846 | 677.7065 | 3.0589e-05 | 677.7065 | 2.2236e-05 | 675.7949 | 0.11704 | 1002.5031 | 0.00392 | 1002.5031 | 0.00538 | 1002.4579 | 0 | 1002.5031 | 0.01405 | 677.7065 | 2.1813e-06
| 675.9188 | 0.00069774 | 675.9188 | 0.00175 | 677.8271 | 1.4682e-05 | 677.8271 | 1.4024e-05 | 886.52 | 0.00089378 | 675.9188 | 0.00329 | 886.52 | 0.00067532 | 886.52 | 0.0010186 | 677.8271 | 1.5517e-05 | 677.8271 | 1.2617e-05 | 675.9188 | 0.1098 | 1002.6716 | 0.00577 | 1002.6716 | 0.00726 | 1002.6277 | 5.0004e-05 | 1002.6716 | 0.01471 | 677.8271 | 1.2616e-06
| 676.0426 | 0 | 676.0426 | 0 | 677.9478 | 0 | 677.9478 | 2.9179e-05 | 886.76 | -0.00015177 | 676.0426 | 0.00141 | 886.76 | -0.0009067 | 886.76 | 0.0012462 | 677.9478 | 3.1162e-05 | 677.9478 | 2.3741e-05 | 676.0426 | 0.10715 | 1002.8402 | 0.0034 | 1002.8402 | 0.00471 | 1002.7974 | 0 | 1002.8402 | 0.01415 | 677.9478 | 1.7215e-06
| 676.1665 | 0.00023058 | 676.1665 | 0.00048552 | 678.0684 | 4.9907e-05 | 678.0684 | 1.5222e-05 | 887 | -0.0013322 | 676.1665 | 0.00105 | 887 | 0.00015874 | 887 | -0.0022648 | 678.0684 | 1.5681e-05 | 678.0684 | 1.1332e-05 | 676.1665 | 0.1038 | 1003.0087 | 0.00457 | 1003.0087 | 0.00556 | 1002.9672 | 5.0004e-05 | 1003.0087 | 0.01481 | 678.0684 | 4.5985e-07
| 676.2904 | 0 | 676.2904 | 0 | 678.1889 | 0 | 678.1889 | 3.0276e-05 | 887.24 | -0.00045532 | 676.2904 | 0.0013 | 887.24 | -0.00064841 | 887.24 | -0.00018422 | 678.1889 | 3.0132e-05 | 678.1889 | 2.3521e-05 | 676.2904 | 0.10323 | 1003.1773 | 0.00293 | 1003.1773 | 0.00629 | 1003.137 | 0 | 1003.1773 | 0.01423 | 678.1889 | 4.5985e-07
| 676.4143 | 0.00082352 | 676.4143 | 0.00104 | 678.3096 | 4.9907e-05 | 678.3096 | 1.5155e-05 | 887.48 | 0.00025296 | 676.4143 | 0.00122 | 887.48 | 0.0016117 | 887.48 | -0.00037928 | 678.3096 | 1.4826e-05 | 678.3096 | 1.2617e-05 | 676.4143 | 0.09578 | 1003.3458 | 0.00457 | 1003.3458 | 0.00557 | 1003.3067 | 5.0004e-05 | 1003.3458 | 0.01484 | 678.3096 | 0
| 676.5382 | 0 | 676.5382 | 0 | 678.4302 | 0 | 678.4302 | 2.8484e-05 | 887.72 | -0.00032042 | 676.5382 | 0.00132 | 887.72 | -0.0017784 | 887.72 | 0.00046596 | 678.4302 | 2.9148e-05 | 678.4302 | 2.5025e-05 | 676.5382 | 0.09497 | 1003.5144 | 0.00297 | 1003.5144 | 0.00478 | 1003.4765 | 0 | 1003.5144 | 0.01428 | 678.4302 | 8.0179e-07
| 676.6622 | 0 | 676.6622 | 0.00191 | 678.5508 | 1.4682e-05 | 678.5508 | 1.343e-05 | 887.96 | -0.001602 | 676.6622 | 0.00173 | 887.96 | 9.4169e-05 | 887.96 | 0.0022539 | 678.5508 | 1.4779e-05 | 678.5508 | 1.2617e-05 | 676.6622 | 0.09273 | 1003.6829 | 0.00478 | 1003.6829 | 0.00681 | 1003.6463 | 6.9993e-05 | 1003.6829 | 0.0149 | 678.5508 | 8.0179e-07
| 676.7861 | 0 | 676.7861 | 0 | 678.6714 | 0 | 678.6714 | 2.6894e-05 | 888.2 | -0.00062396 | 676.7861 | 0.00052996 | 888.2 | -0.0021336 | 888.2 | -0.0021348 | 678.6714 | 2.8492e-05 | 678.6714 | 2.4169e-05 | 676.7861 | 0.08731 | 1003.8515 | 0.00356 | 1003.8515 | 0.00749 | 1003.8161 | 0 | 1003.8515 | 0.0144 | 678.6714 | 1.2616e-06
| 676.9101 | 0.00087741 | 676.9101 | 0.00125 | 678.792 | 4.9907e-05 | 678.792 | 1.3531e-05 | 888.44 | 0.00021923 | 676.9101 | 0.00181 | 888.44 | 0.0019022 | 888.44 | 0.0023515 | 678.792 | 1.4311e-05 | 678.792 | 1.1761e-05 | 676.9101 | 0.08506 | 1004.02 | 0.00354 | 1004.02 | 0.00513 | 1003.9859 | 6.9993e-05 | 1004.02 | 0.015 | 678.792 | 4.5985e-07
| 677.034 | 0 | 677.034 | 0 | 678.9126 | 0 | 678.9126 | 2.6703e-05 | 888.68 | -5.0592e-05 | 677.034 | 0.00201 | 888.68 | -0.001617 | 888.68 | 0.00030341 | 678.9126 | 2.7403e-05 | 678.9126 | 2.5454e-05 | 677.034 | 0.08114 | 1004.1886 | 0.00476 | 1004.1886 | 0.0058 | 1004.1557 | 0 | 1004.1886 | 0.01452 | 678.9126 | 9.197e-07
| 677.158 | 0.00058994 | 677.158 | 0.00041617 | 679.0332 | 8.5132e-05 | 679.0332 | 1.3172e-05 | 888.92 | 0.0018044 | 677.158 | 0.00187 | 888.92 | 0.00028789 | 888.92 | 0.00033593 | 679.0332 | 1.3502e-05 | 679.0332 | 1.3682e-05 | 677.158 | 0.08005 | 1004.3571 | 0.00584 | 1004.3571 | 0.00693 | 1004.3254 | 6.9993e-05 | 1004.3571 | 0.01507 | 679.0332 | 4.5985e-07
| 677.282 | 0 | 677.282 | 0 | 679.1538 | 0 | 679.1538 | 2.658e-05 | 889.16 | -0.0021416 | 677.282 | 0.00104 | 889.16 | -0.0013587 | 889.16 | -0.0020047 | 679.1538 | 2.8059e-05 | 679.1538 | 2.5454e-05 | 677.282 | 0.07909 | 1004.5257 | 0.00391 | 1004.5257 | 0.00617 | 1004.4952 | 0 | 1004.5257 | 0.01459 | 679.1538 | 9.197e-07
| 677.406 | 0.00188 | 677.406 | 0.00102 | 679.2745 | 4.9907e-05 | 679.2745 | 1.3464e-05 | 889.4 | -0.0011299 | 677.406 | 0.00369 | 889.4 | 0.0014824 | 889.4 | -2.1673e-05 | 679.2745 | 1.4943e-05 | 679.2745 | 1.1761e-05 | 677.406 | 0.07385 | 1004.6942 | 0.00481 | 1004.6942 | 0.00754 | 1004.665 | 5.0004e-05 | 1004.6942 | 0.0151 | 679.2745 | 4.5985e-07
| 677.53 | 0 | 677.53 | 0 | 679.3951 | 0 | 679.3951 | 2.7118e-05 | 889.64 | -0.0016358 | 677.53 | 0.00218 | 889.64 | 0.0013533 | 889.64 | 0.00040094 | 679.3951 | 3.094e-05 | 679.3951 | 2.4806e-05 | 677.53 | 0.07153 | 1004.8628 | 0.0037 | 1004.8628 | 0.00687 | 1004.8348 | 0 | 1004.8628 | 0.01465 | 679.3951 | 1.6036e-06
| 677.654 | 0.00127 | 677.654 | 0.00144 | 679.5157 | 4.9907e-05 | 679.5157 | 1.3721e-05 | 889.88 | 0.00045532 | 677.654 | 0.00164 | 889.88 | 0.00038475 | 889.88 | 0.0019939 | 679.5157 | 1.6278e-05 | 679.5157 | 1.3045e-05 | 677.654 | 0.07063 | 1005.0313 | 0.00339 | 1005.0313 | 0.00842 | 1005.0046 | 5.0004e-05 | 1005.0313 | 0.01514 | 679.5157 | 1.1437e-06
| 677.778 | 0 | 677.778 | 0 | 679.6363 | 0 | 679.6363 | 2.6367e-05 | 890.12 | -0.00089378 | 677.778 | 0 | 890.12 | -0.00042241 | 890.12 | 7.5855e-05 | 679.6363 | 3.0425e-05 | 679.6363 | 2.6091e-05 | 677.778 | 0.07046 | 1005.1999 | 0.00385 | 1005.1999 | 0.00606 | 1005.1744 | 6.6672e-06 | 1005.1999 | 0.01475 | 679.6363 | 3.101e-06
| 677.902 | 0.00102 | 677.902 | 0.00165 | 679.7569 | 3.2289e-05 | 679.7569 | 1.2825e-05 | 890.36 | -0.00025296 | 677.902 | 0.00204 | 890.36 | -0.00016412 | 890.36 | -0.00054182 | 679.7569 | 1.4311e-05 | 679.7569 | 1.3254e-05 | 677.902 | 0.06425 | 1005.3684 | 0.00401 | 1005.3684 | 0.00654 | 1005.3442 | 5.0004e-05 | 1005.3684 | 0.01518 | 679.7569 | 1.9573e-06
| 678.0261 | 0 | 678.0261 | 0 | 679.8776 | 0 | 679.8776 | 2.7275e-05 | 890.6 | 8.4319e-05 | 678.0261 | 0.00203 | 890.6 | -0.0017139 | 890.6 | -0.00021673 | 679.8776 | 3.0811e-05 | 679.8776 | 2.6299e-05 | 678.0261 | 0.06661 | 1005.537 | 0.00321 | 1005.537 | 0.00418 | 1005.514 | 0 | 1005.537 | 0.01477 | 679.8776 | 4.7046e-06
| 678.1501 | 0.00015871 | 678.1501 | 0.00206 | 679.9982 | 3.2289e-05 | 679.9982 | 1.4584e-05 | 890.84 | -0.0014672 | 678.1501 | 0.00036425 | 890.84 | -0.0016493 | 890.84 | 0.0011487 | 679.9982 | 1.6606e-05 | 679.9982 | 1.3254e-05 | 678.1501 | 0.05938 | 1005.7055 | 0.00447 | 1005.7055 | 0.0079 | 1005.6838 | 1.0001e-05 | 1005.7055 | 0.01513 | 679.9982 | 2.7591e-06
| 678.2742 | 0 | 678.2742 | 0 | 680.1188 | 0 | 680.1188 | 2.8608e-05 | 891.08 | -0.0014334 | 678.2742 | 0.00081385 | 891.08 | -0.0016493 | 891.08 | -0.00018422 | 680.1188 | 3.0998e-05 | 680.1188 | 2.4806e-05 | 678.2742 | 0.05987 | 1005.8741 | 0.00506 | 1005.8741 | 0.00617 | 1005.8536 | 0 | 1005.8741 | 0.0148 | 680.1188 | 3.443e-06
| 678.3982 | 0.00104 | 678.3982 | 0.00064159 | 680.2394 | 1.4682e-05 | 680.2394 | 1.418e-05 | 891.32 | 0.0016358 | 678.3982 | 0.00176 | 891.32 | 0.0011596 | 891.32 | -0.0001192 | 680.2394 | 1.4615e-05 | 680.2394 | 1.1761e-05 | 678.3982 | 0.05769 | 1006.0426 | 0.00368 | 1006.0426 | 0.00586 | 1006.0234 | 3.0002e-05 | 1006.0426 | 0.01515 | 680.2394 | 6.8388e-07
| 678.5223 | 0 | 678.5223 | 0 | 680.3601 | 0 | 680.3601 | 2.7801e-05 | 891.56 | 0.00011805 | 678.5223 | 0.00138 | 891.56 | -0.0028439 | 891.56 | -0.00037928 | 680.3601 | 2.9195e-05 | 680.3601 | 2.4169e-05 | 678.5223 | 0.05548 | 1006.2112 | 0.00309 | 1006.2112 | 0.00666 | 1006.1932 | 0 | 1006.2112 | 0.01482 | 680.3601 | 1.6036e-06
| 678.6464 | 8.684e-05 | 678.6464 | 0.00238 | 680.4807 | 3.2289e-05 | 680.4807 | 1.3766e-05 | 891.8 | 0.00052277 | 678.6464 | 0.00289 | 891.8 | 9.4169e-05 | 891.8 | 0.00049847 | 680.4807 | 1.4802e-05 | 680.4807 | 1.2408e-05 | 678.6464 | 0.05321 | 1006.3798 | 0.00483 | 1006.3798 | 0.00635 | 1006.363 | 6.9993e-05 | 1006.3798 | 0.01509 | 680.4807 | 9.197e-07
| 678.7705 | 0 | 678.7705 | 0 | 680.6013 | 0 | 680.6013 | 2.8428e-05 | 892.04 | -0.0014334 | 678.7705 | 0.00013249 | 892.04 | 0.0010628 | 892.04 | 0.00010836 | 680.6013 | 2.9207e-05 | 680.6013 | 2.4169e-05 | 678.7705 | 0.05355 | 1006.5483 | 0.00337 | 1006.5483 | 0.0061 | 1006.5328 | 0 | 1006.5483 | 0.01479 | 680.6013 | 2.1813e-06
| 678.8946 | 0.00032042 | 678.8946 | 0.00095371 | 680.7219 | 6.7514e-05 | 680.7219 | 1.4785e-05 | 892.28 | 0.0011973 | 678.8946 | 0.00198 | 892.28 | 0.0020636 | 892.28 | 0.0011487 | 680.7219 | 1.4639e-05 | 680.7219 | 1.1761e-05 | 678.8946 | 0.05065 | 1006.7169 | 0.00492 | 1006.7169 | 0.00605 | 1006.7026 | 5.0004e-05 | 1006.7169 | 0.01495 | 680.7219 | 1.2616e-06
| 679.0187 | 0 | 679.0187 | 0 | 680.8426 | 0 | 680.8426 | 2.8865e-05 | 892.52 | -0.0015684 | 679.0187 | 0 | 892.52 | 0.0009659 | 892.52 | 0.0022539 | 680.8426 | 2.8656e-05 | 680.8426 | 2.2884e-05 | 679.0187 | 0.04857 | 1006.8854 | 0.00338 | 1006.8854 | 0.00534 | 1006.8725 | 0 | 1006.8854 | 0.01471 | 680.8426 | 2.2992e-06
| 679.1429 | 0.00098522 | 679.1429 | 0.00168 | 680.9632 | 6.7514e-05 | 680.9632 | 1.4236e-05 | 892.76 | -1.6864e-05 | 679.1429 | 0.00261 | 892.76 | -0.0015847 | 892.76 | -0.00054182 | 680.9632 | 1.4287e-05 | 680.9632 | 1.1332e-05 | 679.1429 | 0.04495 | 1007.054 | 0.00506 | 1007.054 | 0.00749 | 1007.0423 | 5.0004e-05 | 1007.054 | 0.01493 | 680.9632 | 1.0376e-06
| 679.267 | 0 | 679.267 | 0 | 681.0839 | 0 | 681.0839 | 2.7532e-05 | 893 | -0.0023104 | 679.267 | 0 | 893 | -0.00051927 | 893 | -0.00044429 | 681.0839 | 2.8738e-05 | 681.0839 | 2.5025e-05 | 679.267 | 0.0454 | 1007.2225 | 0.00291 | 1007.2225 | 0.00448 | 1007.2121 | 0 | 1007.2225 | 0.01478 | 681.0839 | 2.5233e-06
| 679.3912 | 0.00094928 | 679.3912 | 0.00125 | 681.2045 | 4.9907e-05 | 681.2045 | 1.3374e-05 | 893.24 | -0.00059023 | 679.3912 | 0.00070485 | 893.24 | -0.0021982 | 893.24 | -0.00047681 | 681.2045 | 1.4662e-05 | 681.2045 | 1.3902e-05 | 679.3912 | 0.04274 | 1007.3911 | 0.00245 | 1007.3911 | 0.00543 | 1007.3819 | 5.0004e-05 | 1007.3911 | 0.01492 | 681.2045 | 1.4974e-06
| 679.5153 | 0 | 679.5153 | 0 | 681.3251 | 0 | 681.3251 | 2.882e-05 | 893.48 | -0.00079259 | 679.5153 | 0.00027444 | 893.48 | -0.0015202 | 893.48 | -0.00060684 | 681.3251 | 2.7591e-05 | 681.3251 | 2.5344e-05 | 679.5153 | 0.0433 | 1007.5597 | 0.00246 | 1007.5597 | 0.00424 | 1007.5517 | 0 | 1007.5597 | 0.01465 | 681.3251 | 3.2189e-06
| 679.6395 | 0.00087741 | 679.6395 | 0.00098839 | 681.4458 | 3.2289e-05 | 681.4458 | 1.557e-05 | 893.73 | -0.00079259 | 679.6395 | 0.00241 | 893.73 | -0.00019641 | 893.73 | -0.00024923 | 681.4458 | 1.3245e-05 | 681.4458 | 1.1651e-05 | 679.6395 | 0.03788 | 1007.7282 | 0.00478 | 1007.7282 | 0.00904 | 1007.7216 | 5.0004e-05 | 1007.7282 | 0.01471 | 681.4458 | 1.7215e-06
| 679.7637 | 0 | 679.7637 | 0 | 681.5664 | 0 | 681.5664 | 2.9448e-05 | 893.97 | -0.0020068 | 679.7637 | 0.00115 | 893.97 | -0.00051927 | 893.97 | -0.00060684 | 681.5664 | 2.8188e-05 | 681.5664 | 2.149e-05 | 679.7637 | 0.039 | 1007.8968 | 0.00371 | 1007.8968 | 0.00512 | 1007.8914 | 0 | 1007.8968 | 0.01453 | 681.5664 | 1.9573e-06
| 679.8878 | 0.00069774 | 679.8878 | 0.00191 | 681.6871 | 3.2289e-05 | 681.6871 | 1.3979e-05 | 894.21 | -5.0592e-05 | 679.8878 | 0.00133 | 894.21 | 0.0028707 | 894.21 | -2.1673e-05 | 681.6871 | 1.5107e-05 | 681.6871 | 9.8388e-06 | 679.8878 | 0.03584 | 1008.0653 | 0.00412 | 1008.0653 | 0.00647 | 1008.0612 | 5.0004e-05 | 1008.0653 | 0.01456 | 681.6871 | 2.2403e-07
| 680.012 | 0 | 680.012 | 0 | 681.8077 | 0 | 681.8077 | 2.8764e-05 | 894.45 | -0.00032042 | 680.012 | 0.00084224 | 894.45 | 0.0022251 | 894.45 | -0.00093193 | 681.8077 | 3.1549e-05 | 681.8077 | 2.3521e-05 | 680.012 | 0.03785 | 1008.2339 | 0.00401 | 1008.2339 | 0.00541 | 1008.2311 | 0 | 1008.2339 | 0.01444 | 681.8077 | 2.0634e-06
| 680.1363 | 0.00057197 | 680.1363 | 0.00142 | 681.9284 | 4.9907e-05 | 681.9284 | 1.4886e-05 | 894.69 | -0.00082632 | 680.1363 | 0.00173 | 894.69 | -0.0015847 | 894.69 | -0.00057433 | 681.9284 | 1.677e-05 | 681.9284 | 1.3902e-05 | 680.1363 | 0.03546 | 1008.4025 | 0.00342 | 1008.4025 | 0.006 | 1008.4009 | 6.9993e-05 | 1008.4025 | 0.01448 | 681.9284 | 1.8394e-06
| 680.2605 | 0 | 680.2605 | 0 | 682.049 | 0 | 682.049 | 3.0478e-05 | 894.93 | 5.0592e-05 | 680.2605 | 0 | 894.93 | 0.00093361 | 894.93 | 0.00049847 | 682.049 | 3.19e-05 | 682.049 | 2.6947e-05 | 680.2605 | 0.03369 | 1008.571 | 0.00465 | 1008.571 | 0.00599 | 1008.5707 | 0 | 1008.571 | 0.01438 | 682.049 | 3.443e-06
| 680.3847 | 0.00149 | 680.3847 | 0.0016 | 682.1697 | 3.2289e-05 | 682.1697 | 1.5805e-05 | 895.17 | 0.00032042 | 680.3847 | 0.00153 | 895.17 | -9.9549e-05 | 895.17 | -5.4182e-05 | 682.1697 | 1.54e-05 | 682.1697 | 1.3254e-05 | 680.3847 | 0.0305 | 1008.7396 | 0.00387 | 1008.7396 | 0.00763 | 1008.7406 | 6.9993e-05 | 1008.7396 | 0.01438 | 682.1697 | 1.6036e-06
| 680.5089 | 0 | 680.5089 | 0 | 682.2903 | 0 | 682.2903 | 3.0512e-05 | 895.41 | -0.00045532 | 680.5089 | 0.00033123 | 895.41 | -0.00026098 | 895.41 | -0.00093193 | 682.2903 | 3.0425e-05 | 682.2903 | 2.2236e-05 | 680.5089 | 0.03113 | 1008.9081 | 0.0042 | 1008.9081 | 0.00724 | 1008.9104 | 0 | 1008.9081 | 0.01426 | 682.2903 | 1.7215e-06
| 680.6332 | 0.00087741 | 680.6332 | 0.0012 | 682.411 | 3.2289e-05 | 682.411 | 1.4864e-05 | 895.65 | 0.001231 | 680.6332 | 0.00107 | 895.65 | 0.00041703 | 895.65 | -0.0020047 | 682.411 | 1.5236e-05 | 682.411 | 9.191e-06 | 680.6332 | 0.02872 | 1009.0767 | 0.00563 | 1009.0767 | 0.00577 | 1009.0802 | 5.0004e-05 | 1009.0767 | 0.01422 | 682.411 | 1.1791e-07
| 680.7574 | 0 | 680.7574 | 0 | 682.5316 | 0 | 682.5316 | 2.8731e-05 | 895.89 | -0.00075887 | 680.7574 | 0.00101 | 895.89 | -0.00071299 | 895.89 | -0.00050931 | 682.5316 | 3.0015e-05 | 682.5316 | 1.9678e-05 | 680.7574 | 0.02736 | 1009.2453 | 0.00384 | 1009.2453 | 0.00608 | 1009.2501 | 0 | 1009.2453 | 0.01412 | 682.5316 | 2.1813e-06
| 680.8817 | 0.00109 | 680.8817 | 0.00137 | 682.6523 | 3.2289e-05 | 682.6523 | 1.4035e-05 | 896.13 | -0.0015008 | 680.8817 | 0.003 | 896.13 | -9.9549e-05 | 896.13 | 0.00069354 | 682.6523 | 1.4838e-05 | 682.6523 | 1.0476e-05 | 680.8817 | 0.02564 | 1009.4138 | 0.00539 | 1009.4138 | 0.00761 | 1009.4199 | 6.9993e-05 | 1009.4138 | 0.01403 | 682.6523 | 2.0634e-06
| 681.006 | 0 | 681.006 | 0 | 682.773 | 0 | 682.773 | 2.7331e-05 | 896.37 | 0.00069142 | 681.006 | 0.00152 | 896.37 | -0.0004547 | 896.37 | -0.00089942 | 682.773 | 3.0038e-05 | 682.773 | 2.4806e-05 | 681.006 | 0.02428 | 1009.5824 | 0.00366 | 1009.5824 | 0.00705 | 1009.5898 | 0 | 1009.5824 | 0.01397 | 682.773 | 4.1386e-06
| 681.1303 | 0.00087741 | 681.1303 | 0.0014 | 682.8936 | 3.2289e-05 | 682.8936 | 1.3665e-05 | 896.61 | 0.0017032 | 681.1303 | 0.00326 | 896.61 | -0.0006807 | 896.61 | -0.0016797 | 682.8936 | 1.5236e-05 | 682.8936 | 1.433e-05 | 681.1303 | 0.02358 | 1009.7509 | 0.00546 | 1009.7509 | 0.00647 | 1009.7596 | 5.0004e-05 | 1009.7509 | 0.01379 | 682.8936 | 2.0634e-06
| 681.2546 | 0 | 681.2546 | 0 | 683.0143 | 0 | 683.0143 | 2.6345e-05 | 896.85 | -0.001366 | 681.2546 | 0.0013 | 896.85 | -0.0033928 | 896.85 | -0.0010295 | 683.0143 | 3.0284e-05 | 683.0143 | 2.4806e-05 | 681.2546 | 0.02098 | 1009.9195 | 0.00396 | 1009.9195 | 0.00668 | 1009.9295 | 0 | 1009.9195 | 0.01376 | 683.0143 | 2.5233e-06
| 681.3789 | 0.00098522 | 681.3789 | 0.00088435 | 683.1349 | 8.5132e-05 | 683.1349 | 1.306e-05 | 897.09 | -0.0011299 | 681.3789 | 0.00195 | 897.09 | -0.00064841 | 897.09 | 0.0017013 | 683.1349 | 1.5166e-05 | 683.1349 | 1.1442e-05 | 681.3789 | 0.02071 | 1010.0881 | 0.0056 | 1010.0881 | 0.00693 | 1010.0993 | 5.0004e-05 | 1010.0881 | 0.01355 | 683.1349 | 4.5985e-07
| 681.5032 | 0 | 681.5032 | 0 | 683.2556 | 0 | 683.2556 | 2.6726e-05 | 897.33 | 0.0011973 | 681.5032 | 0.00141 | 897.33 | -0.0014878 | 897.33 | -0.00015171 | 683.2556 | 3.0483e-05 | 683.2556 | 2.3203e-05 | 681.5032 | 0.02278 | 1010.2566 | 0.00403 | 1010.2566 | 0.00664 | 1010.2692 | 0 | 1010.2566 | 0.01368 | 683.2556 | 9.197e-07
| 681.6276 | 0.00087741 | 681.6276 | 0.00137 | 683.3763 | 4.9907e-05 | 683.3763 | 1.4259e-05 | 897.57 | 0.0016358 | 681.6276 | 0.00102 | 897.57 | 0.0014502 | 897.57 | 0.0015062 | 683.3763 | 1.5435e-05 | 683.3763 | 1.2935e-05 | 681.6276 | 0.01874 | 1010.4252 | 0.00438 | 1010.4252 | 0.00498 | 1010.439 | 6.9993e-05 | 1010.4252 | 0.01352 | 683.3763 | 4.5985e-07
| 681.7519 | 0 | 681.7519 | 0 | 683.4969 | 0 | 683.4969 | 2.8081e-05 | 897.81 | -0.0010961 | 681.7519 | 0.00152 | 897.81 | -0.0039416 | 897.81 | -0.0015171 | 683.4969 | 2.7345e-05 | 683.4969 | 2.5662e-05 | 681.7519 | 0.01884 | 1010.5938 | 0.00539 | 1010.5938 | 0.00849 | 1010.6089 | 0 | 1010.5938 | 0.01358 | 683.4969 | 1.3795e-06
| 681.8762 | 0.000554 | 681.8762 | 0.00135 | 683.6176 | 3.2289e-05 | 683.6176 | 1.4102e-05 | 898.05 | 0.00042159 | 681.8762 | 0.00144 | 898.05 | 2.9596e-05 | 898.05 | -5.4182e-05 | 683.6176 | 1.2214e-05 | 683.6176 | 1.3902e-05 | 681.8762 | 0.01754 | 1010.7623 | 0.00483 | 1010.7623 | 0.00469 | 1010.7788 | 5.0004e-05 | 1010.7623 | 0.01328 | 683.6176 | 9.197e-07
| 682.0006 | 0 | 682.0006 | 0 | 683.7383 | 0 | 683.7383 | 2.8809e-05 | 898.29 | -0.00065769 | 682.0006 | 0.00215 | 898.29 | -0.0016815 | 898.29 | -0.001062 | 683.7383 | 2.6174e-05 | 683.7383 | 2.6727e-05 | 682.0006 | 0.01603 | 1010.9309 | 0.00398 | 1010.9309 | 0.00626 | 1010.9486 | 0 | 1010.9309 | 0.01321 | 683.7383 | 1.9573e-06
| 682.125 | 0.00033839 | 682.125 | 0.00114 | 683.8589 | 3.2289e-05 | 683.8589 | 1.4976e-05 | 898.53 | 0.00025296 | 682.125 | 0.003 | 898.53 | 0.00077218 | 898.53 | 0.00036844 | 683.8589 | 1.4182e-05 | 683.8589 | 1.3045e-05 | 682.125 | 0.01417 | 1011.0995 | 0.00447 | 1011.0995 | 0.00489 | 1011.1185 | 5.0004e-05 | 1011.0995 | 0.01303 | 683.8589 | 1.0376e-06
| 682.2494 | 0 | 682.2494 | 0 | 683.9796 | 0 | 683.9796 | 3.059e-05 | 898.77 | 0.00035414 | 682.2494 | 0.00021766 | 898.77 | 0.0009659 | 898.77 | 0.00085607 | 683.9796 | 3.053e-05 | 683.9796 | 2.5454e-05 | 682.2494 | 0.0136 | 1011.268 | 0.0042 | 1011.268 | 0.01025 | 1011.2884 | 0 | 1011.268 | 0.01302 | 683.9796 | 4.9404e-06
| 682.3737 | 0.00021262 | 682.3737 | 0.00163 | 684.1003 | 4.9907e-05 | 684.1003 | 1.5693e-05 | 899.01 | 0.00086005 | 682.3737 | 0.00087516 | 899.01 | -0.0014878 | 899.01 | -0.00028175 | 684.1003 | 1.6606e-05 | 684.1003 | 1.2408e-05 | 682.3737 | 0.01245 | 1011.4366 | 0.0056 | 1011.4366 | 0.00638 | 1011.4582 | 3.0002e-05 | 1011.4366 | 0.0129 | 684.1003 | 3.9028e-06
| 682.4982 | 0 | 682.4982 | 0 | 684.221 | 1.4682e-05 | 684.221 | 2.9492e-05 | 899.25 | 0.001737 | 682.4982 | 0.00038799 | 899.25 | -0.0010681 | 899.25 | -0.00031426 | 684.221 | 3.3528e-05 | 684.221 | 2.3521e-05 | 682.4982 | 0.01214 | 1011.6052 | 0.00408 | 1011.6052 | 0.00496 | 1011.6281 | 0 | 1011.6052 | 0.01293 | 684.221 | 5.9662e-06
| 682.6226 | 0.00152 | 682.6226 | 0.00116 | 684.3416 | 4.9907e-05 | 684.3416 | 1.4057e-05 | 899.5 | -0.0009275 | 682.6226 | 0.00050617 | 899.5 | -0.00013183 | 899.5 | 0.00040094 | 684.3416 | 1.7039e-05 | 684.3416 | 1.1124e-05 | 682.6226 | 0.01149 | 1011.7737 | 0.00537 | 1011.7737 | 0.00593 | 1011.798 | 3.0002e-05 | 1011.7737 | 0.01281 | 684.3416 | 2.0634e-06
| 682.747 | 0 | 682.747 | 0 | 684.4623 | 0 | 684.4623 | 2.8137e-05 | 899.74 | -0.00062396 | 682.747 | 0.0007003 | 899.74 | -0.0020045 | 899.74 | 0.0009211 | 684.4623 | 3.1549e-05 | 684.4623 | 2.4169e-05 | 682.747 | 0.01156 | 1011.9423 | 0.00391 | 1011.9423 | 0.00598 | 1011.9678 | 0 | 1011.9423 | 0.01288 | 684.4623 | 2.8652e-06
| 682.8714 | 8.684e-05 | 682.8714 | 0.00194 | 684.583 | 3.2289e-05 | 684.583 | 1.4472e-05 | 899.98 | 0.0013322 | 682.8714 | 0.00113 | 899.98 | 0.0014502 | 899.98 | 0.0016688 | 684.583 | 1.4662e-05 | 684.583 | 1.3045e-05 | 682.8714 | 0.01106 | 1012.1109 | 0.00461 | 1012.1109 | 0.00608 | 1012.1377 | 5.0004e-05 | 1012.1109 | 0.01276 | 684.583 | 8.0179e-07
| 682.9959 | 0 | 682.9959 | 0 | 684.7037 | 0 | 684.7037 | 2.6961e-05 | 900.22 | -0.00048905 | 682.9959 | 0.00013249 | 900.22 | -0.00061613 | 900.22 | 0.00014088 | 684.7037 | 3.0038e-05 | 684.7037 | 2.6091e-05 | 682.9959 | 0.01081 | 1012.2794 | 0.00406 | 1012.2794 | 0.00735 | 1012.3076 | 0 | 1012.2794 | 0.0127 | 684.7037 | 9.197e-07
| 683.1203 | 0 | 683.1203 | 0.00149 | 684.8243 | 1.4682e-05 | 684.8243 | 1.2836e-05 | 900.46 | -0.00096123 | 683.1203 | 0.00198 | 900.46 | -0.00013183 | 900.46 | 0.0011812 | 684.8243 | 1.554e-05 | 684.8243 | 1.3045e-05 | 683.1203 | 0.00903 | 1012.448 | 0.00434 | 1012.448 | 0.00695 | 1012.4775 | 5.0004e-05 | 1012.448 | 0.01236 | 684.8243 | 1.1791e-07
| 683.2448 | 0 | 683.2448 | 0 | 684.945 | 0 | 684.945 | 2.6815e-05 | 900.7 | -0.0018719 | 683.2448 | 0.00101 | 900.7 | 0.0004816 | 900.7 | -0.00096444 | 684.945 | 3.1865e-05 | 684.945 | 2.4806e-05 | 683.2448 | 0.0091 | 1012.6166 | 0.00331 | 1012.6166 | 0.00585 | 1012.6473 | 0 | 1012.6166 | 0.01225 | 684.945 | 2.7591e-06
| 683.3692 | 0.00023058 | 683.3692 | 0.00081498 | 685.0657 | 4.9907e-05 | 685.0657 | 1.4113e-05 | 900.94 | 0.00072515 | 683.3692 | 0.00193 | 900.94 | 0.00044931 | 900.94 | 0.00053099 | 685.0657 | 1.6524e-05 | 685.0657 | 1.1761e-05 | 683.3692 | 0.00838 | 1012.7852 | 0.0053 | 1012.7852 | 0.00742 | 1012.8172 | 8.9995e-05 | 1012.7852 | 0.01204 | 685.0657 | 2.6412e-06
| 683.4937 | 0 | 683.4937 | 0 | 685.1864 | 0 | 685.1864 | 2.8159e-05 | 901.18 | 0.00032042 | 683.4937 | 0.00018926 | 901.18 | 0.0016439 | 901.18 | -0.0013546 | 685.1864 | 3.1631e-05 | 685.1864 | 2.4169e-05 | 683.4937 | 0.00946 | 1012.9537 | 0.0037 | 1012.9537 | 0.00622 | 1012.9871 | 0 | 1012.9537 | 0.01214 | 685.1864 | 4.9404e-06
| 683.6182 | 0.00129 | 683.6182 | 0.00134 | 685.3071 | 4.9907e-05 | 685.3071 | 1.4035e-05 | 901.42 | 0.0023441 | 683.6182 | 0 | 901.42 | -0.00084214 | 901.42 | -0.0019397 | 685.3071 | 1.54e-05 | 685.3071 | 1.2408e-05 | 683.6182 | 0.00937 | 1013.1223 | 0.00488 | 1013.1223 | 0.006 | 1013.157 | 6.9993e-05 | 1013.1223 | 0.01195 | 685.3071 | 2.2992e-06
| 683.7427 | 0 | 683.7427 | 0 | 685.4278 | 0 | 685.4278 | 2.7219e-05 | 901.66 | -0.0020742 | 683.7427 | 0.00072869 | 901.66 | 0.00038475 | 901.66 | -0.00054182 | 685.4278 | 3.0483e-05 | 685.4278 | 2.7375e-05 | 683.7427 | 0.00719 | 1013.2908 | 0.00253 | 1013.2908 | 0.00575 | 1013.3269 | 0 | 1013.2908 | 0.01196 | 685.4278 | 3.443e-06
| 683.8672 | 0.00124 | 683.8672 | 0.00098839 | 685.5485 | 4.9907e-05 | 685.5485 | 1.343e-05 | 901.9 | 0.0015008 | 683.8672 | 0.00061971 | 901.9 | -0.00055155 | 901.9 | 0.0013112 | 685.5485 | 1.5329e-05 | 685.5485 | 1.4967e-05 | 683.8672 | 0.00705 | 1013.4594 | 0.00525 | 1013.4594 | 0.00594 | 1013.4968 | 5.0004e-05 | 1013.4594 | 0.0117 | 685.5485 | 1.1437e-06
| 683.9918 | 0 | 683.9918 | 0 | 685.6692 | 0 | 685.6692 | 2.8608e-05 | 902.14 | -0.00086005 | 683.9918 | 0.00229 | 902.14 | -9.9549e-05 | 902.14 | -0.0018422 | 685.6692 | 3.2275e-05 | 685.6692 | 2.866e-05 | 683.9918 | 0.00765 | 1013.628 | 0.00384 | 1013.628 | 0.00591 | 1013.6667 | 0 | 1013.628 | 0.0118 | 685.6692 | 1.6036e-06
| 684.1163 | 0.00098522 | 684.1163 | 0.00151 | 685.7899 | 3.2289e-05 | 685.7899 | 1.5513e-05 | 902.38 | 0.0013322 | 684.1163 | 0.00116 | 902.38 | -2.6905e-06 | 902.38 | -0.0017771 | 685.7899 | 1.7203e-05 | 685.7899 | 1.3682e-05 | 684.1163 | 0.00654 | 1013.7966 | 0.00466 | 1013.7966 | 0.00691 | 1013.8366 | 3.0002e-05 | 1013.7966 | 0.01156 | 685.7899 | 4.5985e-07
| 684.2408 | 0 | 684.2408 | 0 | 685.9105 | 0 | 685.9105 | 3.1867e-05 | 902.62 | -0.0013997 | 684.2408 | 0.00186 | 902.62 | -0.0016815 | 902.62 | -0.0017121 | 685.9105 | 3.2849e-05 | 685.9105 | 2.866e-05 | 684.2408 | 0.00619 | 1013.9651 | 0.00495 | 1013.9651 | 0.00765 | 1014.0065 | 0 | 1013.9651 | 0.01171 | 685.9105 | 2.5233e-06
| 684.3654 | 0.00062587 | 684.3654 | 0.00098839 | 686.0312 | 3.2289e-05 | 686.0312 | 1.669e-05 | 902.86 | -0.0010624 | 684.3654 | 0.00073324 | 902.86 | -0.0010681 | 902.86 | -0.00037928 | 686.0312 | 1.5821e-05 | 686.0312 | 1.4967e-05 | 684.3654 | 0.00731 | 1014.1337 | 0.00516 | 1014.1337 | 0.00522 | 1014.1764 | 6.9993e-05 | 1014.1337 | 0.01136 | 686.0312 | 2.0634e-06
| 684.49 | 0 | 684.49 | 0 | 686.1519 | 0 | 686.1519 | 3.1553e-05 | 903.1 | -0.00045532 | 684.49 | 0.00345 | 903.1 | 0.00077218 | 903.1 | 0.00069354 | 686.1519 | 3.1631e-05 | 686.1519 | 2.7057e-05 | 684.49 | 0.00516 | 1014.3023 | 0.00349 | 1014.3023 | 0.00626 | 1014.3463 | 0 | 1014.3023 | 0.01149 | 686.1519 | 4.2448e-06
| 684.6145 | 0.00136 | 684.6145 | 5.2025e-05 | 686.2726 | 6.7514e-05 | 686.2726 | 1.4976e-05 | 903.34 | 0.0010624 | 684.6145 | 0.00147 | 903.34 | -0.00077756 | 903.34 | -0.001257 | 686.2726 | 1.6161e-05 | 686.2726 | 1.2298e-05 | 684.6145 | 0.00628 | 1014.4709 | 0.00443 | 1014.4709 | 0.0061 | 1014.5162 | 6.9993e-05 | 1014.4709 | 0.01109 | 686.2726 | 2.1813e-06
| 684.7391 | 0 | 684.7391 | 0 | 686.3933 | 0 | 686.3933 | 2.9055e-05 | 903.58 | -0.00096123 | 684.7391 | 0.00127 | 903.58 | -0.00093899 | 903.58 | 0.0022864 | 686.3933 | 3.1947e-05 | 686.3933 | 2.149e-05 | 684.7391 | 0.00493 | 1014.6394 | 0.00413 | 1014.6394 | 0.00564 | 1014.6861 | 0 | 1014.6394 | 0.01108 | 686.3933 | 3.443e-06
| 684.8637 | 0.00165 | 684.8637 | 0.00253 | 686.514 | 4.9907e-05 | 686.514 | 1.4113e-05 | 903.82 | 0.001231 | 684.8637 | 0.00122 | 903.82 | 0.0018054 | 903.82 | 0.0009536 | 686.514 | 1.6243e-05 | 686.514 | 9.6192e-06 | 684.8637 | 0.00592 | 1014.808 | 0.00375 | 1014.808 | 0.00705 | 1014.856 | 6.9993e-05 | 1014.808 | 0.011 | 686.514 | 1.2616e-06
| 684.9883 | 0 | 684.9883 | 0 | 686.6347 | 0 | 686.6347 | 2.7846e-05 | 904.07 | 0.0001855 | 684.9883 | 0.00084224 | 904.07 | 0.0014824 | 904.07 | -0.0012245 | 686.6347 | 3.012e-05 | 686.6347 | 2.1171e-05 | 684.9883 | 0.00405 | 1014.9766 | 0.00436 | 1014.9766 | 0.00582 | 1015.0259 | 0 | 1014.9766 | 0.01115 | 686.6347 | 2.5233e-06
| 685.1129 | 0.00106 | 685.1129 | 0.00048552 | 686.7554 | 3.2289e-05 | 686.7554 | 1.3867e-05 | 904.31 | -0.0020742 | 685.1129 | 0.00491 | 904.31 | 0.0015148 | 904.31 | 0.00046596 | 686.7554 | 1.4592e-05 | 686.7554 | 1.198e-05 | 685.1129 | 0.00446 | 1015.1451 | 0.00344 | 1015.1451 | 0.00598 | 1015.1958 | 6.9993e-05 | 1015.1451 | 0.0112 | 686.7554 | 1.2616e-06
| 685.2376 | 0 | 685.2376 | 0 | 686.8762 | 0 | 686.8762 | 2.798e-05 | 904.55 | 0.00032042 | 685.2376 | 0.0015 | 904.55 | -3.4977e-05 | 904.55 | -0.00015171 | 686.8762 | 3.1162e-05 | 686.8762 | 2.3521e-05 | 685.2376 | 0.00426 | 1015.3137 | 0.00448 | 1015.3137 | 0.00643 | 1015.3657 | 0 | 1015.3137 | 0.01121 | 686.8762 | 1.7215e-06
| 685.3622 | 0.00138 | 685.3622 | 0.0013 | 686.9968 | 4.9907e-05 | 686.9968 | 1.4315e-05 | 904.79 | 0.0013997 | 685.3622 | 0.00261 | 904.79 | -2.6905e-06 | 904.79 | -2.1673e-05 | 686.9968 | 1.718e-05 | 686.9968 | 1.1761e-05 | 685.3622 | 0.0048 | 1015.4823 | 0.00333 | 1015.4823 | 0.00668 | 1015.5356 | 5.0004e-05 | 1015.4823 | 0.01091 | 686.9968 | 4.5985e-07
| 685.4868 | 0 | 685.4868 | 0 | 687.1176 | 0 | 687.1176 | 2.6916e-05 | 905.03 | 0.00065769 | 685.4868 | 0.00050157 | 905.03 | 0.0030645 | 905.03 | -0.00031426 | 687.1176 | 2.9863e-05 | 687.1176 | 2.2236e-05 | 685.4868 | 0.00276 | 1015.6509 | 0.00425 | 1015.6509 | 0.0057 | 1015.7055 | 0 | 1015.6509 | 0.01093 | 687.1176 | 1.6036e-06
| 685.6115 | 0.00082352 | 685.6115 | 0.00161 | 687.2383 | 6.7514e-05 | 687.2383 | 1.2825e-05 | 905.27 | 0.00089378 | 685.6115 | 0.00039263 | 905.27 | -3.4977e-05 | 905.27 | -0.00076939 | 687.2383 | 1.3163e-05 | 687.2383 | 1.0476e-05 | 685.6115 | 0.0039 | 1015.8194 | 0.00459 | 1015.8194 | 0.00543 | 1015.8755 | 6.9993e-05 | 1015.8194 | 0.01057 | 687.2383 | 1.1437e-06
| 685.7362 | 0 | 685.7362 | 0 | 687.359 | 0 | 687.359 | 2.7431e-05 | 905.51 | -0.00082632 | 685.7362 | 0.00141 | 905.51 | 0.00032017 | 905.51 | -0.0019072 | 687.359 | 2.7017e-05 | 687.359 | 2.0962e-05 | 685.7362 | 0.00255 | 1015.988 | 0.0038 | 1015.988 | 0.00563 | 1016.0454 | 0 | 1015.988 | 0.01083 | 687.359 | 1.3795e-06
| 685.8608 | 0.00064383 | 685.8608 | 0.0026 | 687.4797 | 4.9907e-05 | 687.4797 | 1.4785e-05 | 905.75 | -0.0014334 | 685.8608 | 0.00064808 | 905.75 | -0.00084214 | 905.75 | -0.00024923 | 687.4797 | 1.4065e-05 | 687.4797 | 1.0476e-05 | 685.8608 | 0.00311 | 1016.1566 | 0.00499 | 1016.1566 | 0.00624 | 1016.2153 | 6.9993e-05 | 1016.1566 | 0.01042 | 687.4797 | 2.2403e-07
| 685.9855 | 0 | 685.9855 | 0 | 687.6004 | 0 | 687.6004 | 2.8999e-05 | 905.99 | 0.00072515 | 685.9855 | 0.00189 | 905.99 | 0.0018699 | 905.99 | -0.0021673 | 687.6004 | 2.8961e-05 | 687.6004 | 2.0534e-05 | 685.9855 | 0.00182 | 1016.3252 | 0.00354 | 1016.3252 | 0.00454 | 1016.3852 | 0 | 1016.3252 | 0.01054 | 687.6004 | 4.5985e-07
| 686.1102 | 1.4969e-05 | 686.1102 | 0.00074563 | 687.7211 | 3.2289e-05 | 687.7211 | 1.4293e-05 | 906.23 | 0.00072515 | 686.1102 | 0.00221 | 906.23 | 0.00064304 | 906.23 | 0.0013112 | 687.7211 | 1.5002e-05 | 687.7211 | 1.0047e-05 | 686.1102 | 0.00379 | 1016.4937 | 0.00403 | 1016.4937 | 0.00767 | 1016.5551 | 6.9993e-05 | 1016.4937 | 0.0101 | 687.7211 | 2.2403e-07
| 686.2349 | 0 | 686.2349 | 0 | 687.8418 | 0 | 687.8418 | 2.835e-05 | 906.47 | -0.00025296 | 686.2349 | 0.00255 | 906.47 | 0.00086903 | 906.47 | 0.00040094 | 687.8418 | 3.1525e-05 | 687.8418 | 2.3093e-05 | 686.2349 | 0.00268 | 1016.6623 | 0.00373 | 1016.6623 | 0.00508 | 1016.7251 | 0 | 1016.6623 | 0.01035 | 687.8418 | 9.197e-07
| 686.3596 | 0.00069774 | 686.3596 | 0.00248 | 687.9626 | 4.9907e-05 | 687.9626 | 1.4315e-05 | 906.71 | -1.6864e-05 | 686.3596 | 0 | 906.71 | 0.0010305 | 906.71 | 0.0017663 | 687.9626 | 1.6547e-05 | 687.9626 | 1.3045e-05 | 686.3596 | 0.00351 | 1016.8309 | 0.00502 | 1016.8309 | 0.00445 | 1016.895 | 8.9995e-05 | 1016.8309 | 0.01019 | 687.9626 | 6.8388e-07
| 686.4844 | 0 | 686.4844 | 0 | 688.0833 | 0 | 688.0833 | 2.9515e-05 | 906.95 | 0.00038786 | 686.4844 | 0.00124 | 906.95 | -0.0011327 | 906.95 | -0.0035652 | 688.0833 | 3.3458e-05 | 688.0833 | 2.5454e-05 | 686.4844 | 0.00135 | 1016.9995 | 0.00389 | 1016.9995 | 0.00693 | 1017.0649 | 0 | 1016.9995 | 0.01056 | 688.0833 | 4.0207e-06
| 686.6091 | 0.000554 | 686.6091 | 0.00168 | 688.204 | 3.2289e-05 | 688.204 | 1.5413e-05 | 907.19 | 0.0009275 | 686.6091 | 0.00139 | 907.19 | 0.0012242 | 907.19 | 0.00053099 | 688.204 | 1.7039e-05 | 688.204 | 1.3254e-05 | 686.6091 | 0.00322 | 1017.168 | 0.00537 | 1017.168 | 0.00575 | 1017.2349 | 8.9995e-05 | 1017.168 | 0.01021 | 688.204 | 3.3251e-06
| 686.7339 | 0 | 686.7339 | 0 | 688.3247 | 0 | 688.3247 | 2.9358e-05 | 907.43 | -0.0013997 | 686.7339 | 0.00087064 | 907.43 | -0.00084214 | 907.43 | -0.0023299 | 688.3247 | 3.1865e-05 | 688.3247 | 2.6299e-05 | 686.7339 | 0.00082272 | 1017.3366 | 0.00418 | 1017.3366 | 0.00752 | 1017.4048 | 0 | 1017.3366 | 0.01028 | 688.3247 | 3.7849e-06
| 686.8586 | 0.00102 | 686.8586 | 0.00184 | 688.4454 | 3.2289e-05 | 688.4454 | 1.4348e-05 | 907.68 | -0.00079259 | 686.8586 | 0 | 907.68 | 0.0031937 | 907.68 | 0.0029691 | 688.4454 | 1.5002e-05 | 688.4454 | 1.3902e-05 | 686.8586 | 0.0021 | 1017.5052 | 0.00365 | 1017.5052 | 0.00561 | 1017.5747 | 3.0002e-05 | 1017.5052 | 0.00997 | 688.4454 | 4.5985e-07
| 686.9834 | 0 | 686.9834 | 0 | 688.5662 | 0 | 688.5662 | 2.9044e-05 | 907.92 | -0.00086005 | 686.9834 | 0.00223 | 907.92 | -0.00019641 | 907.92 | -0.00067186 | 688.5662 | 2.9336e-05 | 688.5662 | 2.5454e-05 | 686.9834 | 0.00118 | 1017.6738 | 0.00424 | 1017.6738 | 0.00668 | 1017.7446 | 0 | 1017.6738 | 0.01024 | 688.5662 | 1.1437e-06
| 687.1082 | 0.00163 | 687.1082 | 0.00079764 | 688.6869 | 3.2289e-05 | 688.6869 | 1.4897e-05 | 908.16 | -0.0005565 | 687.1082 | 0.00059133 | 908.16 | -0.0024242 | 908.16 | 0.0009211 | 688.6869 | 1.451e-05 | 688.6869 | 1.2408e-05 | 687.1082 | 0.00126 | 1017.8423 | 0.00555 | 1017.8423 | 0.00688 | 1017.9146 | 5.0004e-05 | 1017.8423 | 0.00986 | 688.6869 | 6.8388e-07
| 687.233 | 0 | 687.233 | 0 | 688.8076 | 0 | 688.8076 | 2.9761e-05 | 908.4 | -0.00075887 | 687.233 | 0.00055835 | 908.4 | 0.0004816 | 908.4 | -0.0026874 | 688.8076 | 2.9523e-05 | 688.8076 | 2.6091e-05 | 687.233 | 0.00114 | 1018.0109 | 0.00312 | 1018.0109 | 0.00471 | 1018.0845 | 0 | 1018.0109 | 0.00992 | 688.8076 | 1.8394e-06
| 687.3578 | 0.00076961 | 687.3578 | 0.00168 | 688.9283 | 4.9907e-05 | 688.9283 | 1.5054e-05 | 908.64 | -0.00028669 | 687.3578 | 0.00187 | 908.64 | 0.00086903 | 908.64 | 0.0015387 | 688.9283 | 1.5072e-05 | 688.9283 | 1.5186e-05 | 687.3578 | 0.0024 | 1018.1795 | 0.0037 | 1018.1795 | 0.00733 | 1018.2545 | 6.9993e-05 | 1018.1795 | 0.00953 | 688.9283 | 1.1437e-06
| 687.4826 | 0 | 687.4826 | 0 | 689.0491 | 0 | 689.0491 | 2.7644e-05 | 908.88 | 0.00072515 | 687.4826 | 0.00041639 | 908.88 | 0.0002556 | 908.88 | 7.5855e-05 | 689.0491 | 3.087e-05 | 689.0491 | 2.7156e-05 | 687.4826 | 0.0009541 | 1018.3481 | 0.00312 | 1018.3481 | 0.00566 | 1018.4244 | 0 | 1018.3481 | 0.00972 | 689.0491 | 1.9573e-06
| 687.6074 | 0.00048213 | 687.6074 | 0.00265 | 689.1698 | 3.2289e-05 | 689.1698 | 1.2646e-05 | 909.12 | -0.0030186 | 687.6074 | 0 | 909.12 | 0.0012242 | 909.12 | -0.0016472 | 689.1698 | 1.5821e-05 | 689.1698 | 1.3474e-05 | 687.6074 | 0.00169 | 1018.5166 | 0.00492 | 1018.5166 | 0.00614 | 1018.5944 | 5.0004e-05 | 1018.5166 | 0.00934 | 689.1698 | 8.0179e-07
| 687.7322 | 0 | 687.7322 | 0 | 689.2905 | 0 | 689.2905 | 2.8708e-05 | 909.36 | 0.00035414 | 687.7322 | 0 | 909.36 | 6.1882e-05 | 909.36 | 0.0010186 | 689.2905 | 3.0155e-05 | 689.2905 | 2.3093e-05 | 687.7322 | 0.00107 | 1018.6852 | 0.00401 | 1018.6852 | 0.00469 | 1018.7643 | 0 | 1018.6852 | 0.00969 | 689.2905 | 2.7591e-06
| 687.8571 | 0.00199 | 687.8571 | 0.00132 | 689.4113 | 4.9907e-05 | 689.4113 | 1.6118e-05 | 909.6 | 0.0017707 | 687.8571 | 0.00113 | 909.6 | -0.0014233 | 909.6 | -0.0031751 | 689.4113 | 1.4369e-05 | 689.4113 | 1.1124e-05 | 687.8571 | 0.00199 | 1018.8538 | 0.00424 | 1018.8538 | 0.00681 | 1018.9343 | 5.0004e-05 | 1018.8538 | 0.00941 | 689.4113 | 1.9573e-06
| 687.9819 | 0 | 687.9819 | 0 | 689.532 | 0 | 689.532 | 3.0881e-05 | 909.84 | 0.00042159 | 687.9819 | 0.00232 | 909.84 | 0.00019102 | 909.84 | -0.00080189 | 689.532 | 2.9043e-05 | 689.532 | 2.4696e-05 | 687.9819 | 0 | 1019.0224 | 0.00481 | 1019.0224 | 0.00506 | 1019.1042 | 0 | 1019.0224 | 0.00971 | 689.532 | 2.2992e-06
| 688.1068 | 6.8875e-05 | 688.1068 | 0.00179 | 689.6527 | 6.7514e-05 | 689.6527 | 1.4841e-05 | 910.08 | 0.001366 | 688.1068 | 0.00141 | 910.08 | -0.0011004 | 910.08 | -0.0001192 | 689.6527 | 1.4721e-05 | 689.6527 | 1.3792e-05 | 688.1068 | 0.00176 | 1019.191 | 0.00506 | 1019.191 | 0.0064 | 1019.2742 | 5.0004e-05 | 1019.191 | 0.00934 | 689.6527 | 3.4194e-07
| 688.2316 | 0 | 688.2316 | 0 | 689.7735 | 0 | 689.7735 | 2.8843e-05 | 910.32 | -0.0026139 | 688.2316 | 0.0011 | 910.32 | -0.0015524 | 910.32 | -0.00028175 | 689.7735 | 3.0624e-05 | 689.7735 | 2.4268e-05 | 688.2316 | 0.00027841 | 1019.3595 | 0.00312 | 1019.3595 | 0.00589 | 1019.4441 | 0 | 1019.3595 | 0.00956 | 689.7735 | 8.0179e-07
| 688.3565 | 0.0004462 | 688.3565 | 8.6698e-05 | 689.8942 | 1.4682e-05 | 689.8942 | 1.4057e-05 | 910.56 | 0.0026476 | 688.3565 | 0.00349 | 910.56 | -0.00097128 | 910.56 | 0.00040094 | 689.8942 | 1.6032e-05 | 689.8942 | 1.0695e-05 | 688.3565 | 0.00167 | 1019.5281 | 0.00481 | 1019.5281 | 0.00549 | 1019.6141 | 5.0004e-05 | 1019.5281 | 0.00907 | 689.8942 | 4.5985e-07
| 688.4814 | 0 | 688.4814 | 0 | 690.015 | 0 | 690.015 | 2.7846e-05 | 910.8 | -1.6864e-05 | 688.4814 | 0.0022 | 910.8 | 0.00038475 | 910.8 | -0.0024923 | 690.015 | 3.1631e-05 | 690.015 | 2.4806e-05 | 688.4814 | 0.00067256 | 1019.6967 | 0.00298 | 1019.6967 | 0.00462 | 1019.784 | 0 | 1019.6967 | 0.00929 | 690.015 | 1.9573e-06
| 688.6063 | 0.00156 | 688.6063 | 0.00090168 | 690.1357 | 1.4682e-05 | 690.1357 | 1.3844e-05 | 911.05 | 0.00011805 | 688.6063 | 0.00124 | 911.05 | 0.0018054 | 911.05 | -0.0018422 | 690.1357 | 1.5786e-05 | 690.1357 | 1.433e-05 | 688.6063 | 0.00122 | 1019.8653 | 0.00499 | 1019.8653 | 0.00473 | 1019.954 | 6.9993e-05 | 1019.8653 | 0.009 | 690.1357 | 1.4974e-06
| 688.7313 | 0 | 688.7313 | 0 | 690.2564 | 0 | 690.2564 | 2.7801e-05 | 911.29 | 0.0010961 | 688.7313 | 0 | 911.29 | 0.0031291 | 911.29 | 4.3346e-05 | 690.2564 | 3.1865e-05 | 690.2564 | 2.4806e-05 | 688.7313 | 0.00031595 | 1020.0338 | 0.00528 | 1020.0338 | 0.00552 | 1020.124 | 0 | 1020.0338 | 0.00927 | 690.2564 | 4.4806e-06
| 688.8562 | 0.00147 | 688.8562 | 0.00097105 | 690.3772 | 4.9907e-05 | 690.3772 | 1.408e-05 | 911.53 | 0.0015008 | 688.8562 | 0.00073324 | 911.53 | 0.0012888 | 911.53 | 0.0009536 | 690.3772 | 1.6325e-05 | 690.3772 | 1.0695e-05 | 688.8562 | 0.00206 | 1020.2024 | 0.00553 | 1020.2024 | 0.00596 | 1020.2939 | 0.00011 | 1020.2024 | 0.00874 | 690.3772 | 2.9831e-06
| 688.9811 | 0 | 688.9811 | 0 | 690.4979 | 1.4682e-05 | 690.4979 | 2.8899e-05 | 911.77 | -0.00069142 | 688.9811 | 0.00027444 | 911.77 | -0.0016493 | 911.77 | -0.0021023 | 690.4979 | 3.2287e-05 | 690.4979 | 2.1808e-05 | 688.9811 | 0 | 1020.371 | 0.00326 | 1020.371 | 0.00589 | 1020.4639 | 0 | 1020.371 | 0.00865 | 690.4979 | 7.0038e-06
| 689.106 | 0.00073368 | 689.106 | 0.0014 | 690.6187 | 3.2289e-05 | 690.6187 | 1.4942e-05 | 912.01 | 0.00072515 | 689.106 | 0.00181 | 912.01 | -0.0010358 | 912.01 | -0.0021348 | 690.6187 | 1.6255e-05 | 690.6187 | 1.1332e-05 | 689.106 | 0.00174 | 1020.5396 | 0.00502 | 1020.5396 | 0.00765 | 1020.6339 | 3.0002e-05 | 1020.5396 | 0.00842 | 690.6187 | 4.0207e-06
| 689.231 | 0 | 689.231 | 0 | 690.7394 | 0 | 690.7394 | 2.8271e-05 | 912.25 | -0.0014334 | 689.231 | 0.00041639 | 912.25 | 6.1882e-05 | 912.25 | 0.002514 | 690.7394 | 3.0917e-05 | 690.7394 | 2.149e-05 | 689.231 | 0 | 1020.7082 | 0.00342 | 1020.7082 | 0.0068 | 1020.8038 | 0 | 1020.7082 | 0.00866 | 690.7394 | 5.6243e-06
| 689.356 | 0.00039229 | 689.356 | 0.00199 | 690.8602 | 3.2289e-05 | 690.8602 | 1.3486e-05 | 912.49 | -0.00038786 | 689.356 | 0.00207 | 912.49 | -0.00039012 | 912.49 | 0.0002384 | 690.8602 | 1.4966e-05 | 690.8602 | 1.0377e-05 | 689.356 | 0.00217 | 1020.8767 | 0.0041 | 1020.8767 | 0.00825 | 1020.9738 | 8.9995e-05 | 1020.8767 | 0.00866 | 690.8602 | 1.6036e-06
| 689.481 | 0 | 689.481 | 0 | 690.9809 | 0 | 690.9809 | 2.7689e-05 | 912.73 | -0.001366 | 689.481 | 0.00132 | 912.73 | 0.001095 | 912.73 | 0.0015712 | 690.9809 | 3.0483e-05 | 690.9809 | 2.0205e-05 | 689.481 | 0.00082272 | 1021.0453 | 0.00333 | 1021.0453 | 0.00661 | 1021.1438 | 0 | 1021.0453 | 0.00889 | 690.9809 | 3.5609e-06
| 689.6059 | 0.00127 | 689.6059 | 0.00058956 | 691.1017 | 4.9907e-05 | 691.1017 | 1.4337e-05 | 912.97 | -0.001231 | 689.6059 | 0.00261 | 912.97 | -0.00039012 | 912.97 | 0.0023515 | 691.1017 | 1.5845e-05 | 691.1017 | 1.0047e-05 | 689.6059 | 0.00082472 | 1021.2139 | 0.00455 | 1021.2139 | 0.0052 | 1021.3138 | 5.0004e-05 | 1021.2139 | 0.00863 | 691.1017 | 1.9573e-06
| 689.7309 | 0 | 689.7309 | 0 | 691.2224 | 0 | 691.2224 | 2.8999e-05 | 913.21 | -0.0013997 | 689.7309 | 0.00218 | 913.21 | -0.0030376 | 913.21 | -0.0015171 | 691.2224 | 3.1186e-05 | 691.2224 | 2.5662e-05 | 689.7309 | 0 | 1021.3825 | 0.00401 | 1021.3825 | 0.00506 | 1021.4837 | 0 | 1021.3825 | 0.0088 | 691.2224 | 3.3251e-06
| 689.8559 | 0 | 689.8559 | 0.00088435 | 691.3432 | 4.9907e-05 | 691.3432 | 1.4864e-05 | 913.45 | 1.6864e-05 | 689.8559 | 0.00147 | 913.45 | -0.00058385 | 913.45 | 0.00040094 | 691.3432 | 1.5517e-05 | 691.3432 | 1.5823e-05 | 689.8559 | 0.00176 | 1021.5511 | 0.00441 | 1021.5511 | 0.00471 | 1021.6537 | 6.9993e-05 | 1021.5511 | 0.00843 | 691.3432 | 1.3795e-06
| 689.981 | 0 | 689.981 | 0 | 691.4639 | 0 | 691.4639 | 3.0333e-05 | 913.69 | -0.0010961 | 689.981 | 0.00027444 | 913.69 | -0.00026098 | 913.69 | -0.0022648 | 691.4639 | 3.0132e-05 | 691.4639 | 2.6727e-05 | 689.981 | 0 | 1021.7196 | 0.00335 | 1021.7196 | 0.00798 | 1021.8237 | 0 | 1021.7196 | 0.00874 | 691.4639 | 5.5064e-06
| 690.106 | 0.00169 | 690.106 | 0.00179 | 691.5847 | 3.2289e-05 | 691.5847 | 1.5782e-05 | 913.93 | 0.0010961 | 690.106 | 0.00067647 | 913.93 | -0.0010036 | 913.93 | 0.00043346 | 691.5847 | 1.4697e-05 | 691.5847 | 1.1124e-05 | 690.106 | 0.00129 | 1021.8882 | 0.00384 | 1021.8882 | 0.0063 | 1021.9937 | 5.0004e-05 | 1021.8882 | 0.00838 | 691.5847 | 4.1386e-06
| 690.231 | 0 | 690.231 | 0 | 691.7055 | 0 | 691.7055 | 3.1116e-05 | 914.18 | 0.0005565 | 690.231 | 0.00161 | 914.18 | -0.0013587 | 914.18 | -0.0015822 | 691.7055 | 2.8785e-05 | 691.7055 | 2.4169e-05 | 690.231 | 0.00035349 | 1022.0568 | 0.00441 | 1022.0568 | 0.00545 | 1022.1637 | 0 | 1022.0568 | 0.00858 | 691.7055 | 5.2824e-06
| 690.3561 | 0.00073368 | 690.3561 | 0.00128 | 691.8262 | 3.2289e-05 | 691.8262 | 1.5592e-05 | 914.42 | 0.00028669 | 690.3561 | 0.00056294 | 914.42 | -0.00026098 | 914.42 | 0.0027416 | 691.8262 | 1.4147e-05 | 691.8262 | 1.3045e-05 | 690.3561 | 0.00116 | 1022.2254 | 0.00469 | 1022.2254 | 0.00666 | 1022.3337 | 5.0004e-05 | 1022.2254 | 0.00828 | 691.8262 | 1.1437e-06
| 690.4811 | 0 | 690.4811 | 0 | 691.947 | 0 | 691.947 | 3.1195e-05 | 914.66 | 0.00028669 | 690.4811 | 0.00118 | 914.66 | 0.00083675 | 914.66 | 0.0017988 | 691.947 | 2.9851e-05 | 691.947 | 2.4806e-05 | 690.4811 | 0 | 1022.394 | 0.00364 | 1022.394 | 0.00656 | 1022.5036 | 0 | 1022.394 | 0.00849 | 691.947 | 1.6036e-06
| 690.6062 | 0.000554 | 690.6062 | 0.00165 | 692.0677 | 4.9907e-05 | 692.0677 | 1.5961e-05 | 914.9 | 0.00015177 | 690.6062 | 0.00090353 | 914.9 | -0.0013909 | 914.9 | -0.0011595 | 692.0677 | 1.5763e-05 | 692.0677 | 1.1761e-05 | 690.6062 | 0.00126 | 1022.5625 | 0.00607 | 1022.5625 | 0.00751 | 1022.6736 | 6.9993e-05 | 1022.5625 | 0.00819 | 692.0677 | 4.5985e-07
| 690.7313 | 0 | 690.7313 | 0 | 692.1885 | 0 | 692.1885 | 3.1374e-05 | 915.14 | 0.00062396 | 690.7313 | 0.00294 | 915.14 | 0.00057846 | 915.14 | -0.0010945 | 692.1885 | 3.0565e-05 | 692.1885 | 2.2884e-05 | 690.7313 | 0 | 1022.7311 | 0.00418 | 1022.7311 | 0.0055 | 1022.8436 | 0 | 1022.7311 | 0.00838 | 692.1885 | 4.3627e-06
| 690.8564 | 0.000554 | 690.8564 | 0.0002601 | 692.3093 | 4.9907e-05 | 692.3093 | 1.567e-05 | 915.38 | 5.0592e-05 | 690.8564 | 0.00238 | 915.38 | 0.0025157 | 915.38 | 0.0030016 | 692.3093 | 1.4943e-05 | 692.3093 | 1.1124e-05 | 690.8564 | 7.4971e-05 | 1022.8997 | 0.00513 | 1022.8997 | 0.00594 | 1023.0136 | 6.9993e-05 | 1022.8997 | 0.00813 | 692.3093 | 3.9028e-06
| 690.9815 | 0 | 690.9815 | 0 | 692.43 | 0 | 692.43 | 2.994e-05 | 915.62 | -0.0024453 | 690.9815 | 0.00218 | 915.62 | -0.0017461 | 915.62 | -0.0016472 | 692.43 | 2.9031e-05 | 692.43 | 2.3521e-05 | 690.9815 | 0 | 1023.0683 | 0.00246 | 1023.0683 | 0.00598 | 1023.1836 | 0 | 1023.0683 | 0.00823 | 692.43 | 5.9662e-06
| 691.1066 | 0.00098522 | 691.1066 | 0.00081498 | 692.5508 | 4.9907e-05 | 692.5508 | 1.4528e-05 | 915.86 | 0.00065769 | 691.1066 | 0.00227 | 915.86 | -0.00087442 | 915.86 | 0.00027091 | 692.5508 | 1.417e-05 | 692.5508 | 1.2408e-05 | 691.1066 | 0.00093719 | 1023.2369 | 0.00438 | 1023.2369 | 0.00605 | 1023.3536 | 6.9993e-05 | 1023.2369 | 0.00775 | 692.5508 | 2.0634e-06
| 691.2317 | 0 | 691.2317 | 0 | 692.6716 | 0 | 692.6716 | 2.7532e-05 | 916.1 | -0.001737 | 691.2317 | 0.00084224 | 916.1 | -0.0015202 | 916.1 | -0.00041178 | 692.6716 | 3.012e-05 | 692.6716 | 2.5454e-05 | 691.2317 | 0 | 1023.4054 | 0.00321 | 1023.4054 | 0.00529 | 1023.5236 | 0 | 1023.4054 | 0.00797 | 692.6716 | 5.8601e-06
| 691.3569 | 0.00066181 | 691.3569 | 0.00213 | 692.7923 | 3.2289e-05 | 692.7923 | 1.315e-05 | 916.34 | 1.6864e-05 | 691.3569 | 0.00019395 | 916.34 | -0.0028761 | 916.34 | 0.00059601 | 692.7923 | 1.6091e-05 | 692.7923 | 1.3045e-05 | 691.3569 | 0.00165 | 1023.574 | 0.00351 | 1023.574 | 0.00673 | 1023.6936 | 6.9993e-05 | 1023.574 | 0.0078 | 692.7923 | 3.7849e-06
| 691.482 | 0 | 691.482 | 0 | 692.9131 | 0 | 692.9131 | 2.7174e-05 | 916.58 | -0.00099496 | 691.482 | 0.0006719 | 916.58 | -0.00016412 | 916.58 | 0.0024815 | 692.9131 | 3.1326e-05 | 692.9131 | 2.4169e-05 | 691.482 | 0 | 1023.7426 | 0.00293 | 1023.7426 | 0.00591 | 1023.8636 | 0 | 1023.7426 | 0.0082 | 692.9131 | 6.6619e-06
| 691.6071 | 0.00015871 | 691.6071 | 0.0016 | 693.0339 | 6.7514e-05 | 693.0339 | 1.4192e-05 | 916.83 | -0.00069142 | 691.6071 | 0.00050617 | 916.83 | -0.0019399 | 916.83 | 1.0836e-05 | 693.0339 | 1.5329e-05 | 693.0339 | 1.1124e-05 | 691.6071 | 0.00097468 | 1023.9112 | 0.00534 | 1023.9112 | 0.00679 | 1024.0336 | 6.9993e-05 | 1023.9112 | 0.008 | 693.0339 | 2.8652e-06
| 691.7323 | 0 | 691.7323 | 0 | 693.1547 | 0 | 693.1547 | 2.7275e-05 | 917.07 | -0.0019057 | 691.7323 | 0.0009558 | 917.07 | 0.00054618 | 917.07 | 0.00030341 | 693.1547 | 3.0343e-05 | 693.1547 | 2.4169e-05 | 691.7323 | 0 | 1024.0798 | 0.00387 | 1024.0798 | 0.0054 | 1024.2036 | 0 | 1024.0798 | 0.00826 | 693.1547 | 3.5609e-06
| 691.8575 | 0.00057197 | 691.8575 | 0.00218 | 693.2754 | 1.4682e-05 | 693.2754 | 1.3352e-05 | 917.31 | 0.00062396 | 691.8575 | 0.00215 | 917.31 | -3.4977e-05 | 917.31 | -8.6692e-05 | 693.2754 | 1.5166e-05 | 693.2754 | 1.3045e-05 | 691.8575 | 0.00141 | 1024.2484 | 0.00563 | 1024.2484 | 0.00586 | 1024.3736 | 6.9993e-05 | 1024.2484 | 0.0081 | 693.2754 | 6.8388e-07
| 691.9827 | 0 | 691.9827 | 0 | 693.3962 | 0 | 693.3962 | 2.7073e-05 | 917.55 | 0.0005565 | 691.9827 | 0.00081385 | 917.55 | -0.0012941 | 917.55 | -0.0020698 | 693.3962 | 2.9945e-05 | 693.3962 | 2.8012e-05 | 691.9827 | 0 | 1024.4169 | 0.00335 | 1024.4169 | 0.00937 | 1024.5437 | 0 | 1024.4169 | 0.00832 | 693.3962 | 4.4806e-06
| 692.1079 | 0.00032042 | 692.1079 | 0.00165 | 693.517 | 6.7514e-05 | 693.517 | 1.3956e-05 | 917.79 | 0.0021416 | 692.1079 | 0.00181 | 917.79 | -0.00013183 | 917.79 | 0.0009211 | 693.517 | 1.5072e-05 | 693.517 | 1.4967e-05 | 692.1079 | 0.0018 | 1024.5855 | 0.0049 | 1024.5855 | 0.00679 | 1024.7137 | 6.9993e-05 | 1024.5855 | 0.00801 | 693.517 | 3.7849e-06
| 692.2331 | 0 | 692.2331 | 0 | 693.6378 | 0 | 693.6378 | 2.751e-05 | 918.03 | 8.4319e-05 | 692.2331 | 0 | 918.03 | -0.0012296 | 918.03 | -0.0010295 | 693.6378 | 2.9945e-05 | 693.6378 | 2.4806e-05 | 692.2331 | 0 | 1024.7541 | 0.00377 | 1024.7541 | 0.00708 | 1024.8837 | 0 | 1024.7541 | 0.00811 | 693.6378 | 6.544e-06
| 692.3583 | 0.00087741 | 692.3583 | 0.00102 | 693.7586 | 6.7514e-05 | 693.7586 | 1.371e-05 | 918.27 | 0.0010287 | 692.3583 | 0.00036425 | 918.27 | -0.0013909 | 918.27 | 0.00014088 | 693.7586 | 1.5166e-05 | 693.7586 | 9.8388e-06 | 692.3583 | 0.00086221 | 1024.9227 | 0.00375 | 1024.9227 | 0.00619 | 1025.0537 | 3.0002e-05 | 1024.9227 | 0.0079 | 693.7586 | 2.7591e-06
| 692.4835 | 0 | 692.4835 | 0 | 693.8793 | 0 | 693.8793 | 2.7409e-05 | 918.51 | -0.001602 | 692.4835 | 0 | 918.51 | -0.0014233 | 918.51 | -0.001062 | 693.8793 | 3.1525e-05 | 693.8793 | 1.903e-05 | 692.4835 | 0 | 1025.0913 | 0.00371 | 1025.0913 | 0.00601 | 1025.2237 | 0 | 1025.0913 | 0.00815 | 693.8793 | 4.3627e-06
| 692.6087 | 0.00169 | 692.6087 | 0.00187 | 694.0001 | 3.2289e-05 | 694.0001 | 1.3766e-05 | 918.75 | -0.00099496 | 692.6087 | 0.00141 | 918.75 | 0.0013856 | 918.75 | -0.00047681 | 694.0001 | 1.6582e-05 | 694.0001 | 9.191e-06 | 692.6087 | 0.00086221 | 1025.2598 | 0.00408 | 1025.2598 | 0.0067 | 1025.3937 | 8.9995e-05 | 1025.2598 | 0.00789 | 694.0001 | 1.6036e-06
| 692.734 | 0 | 692.734 | 0 | 694.1209 | 0 | 694.1209 | 2.8159e-05 | 918.99 | -8.4319e-05 | 692.734 | 0.00107 | 918.99 | -0.0017139 | 918.99 | 0.00046596 | 694.1209 | 3.0917e-05 | 694.1209 | 2.0315e-05 | 692.734 | 5.3176e-05 | 1025.4284 | 0.00521 | 1025.4284 | 0.00471 | 1025.5637 | 0 | 1025.4284 | 0.00796 | 694.1209 | 2.6412e-06
| 692.8593 | 0.00167 | 692.8593 | 0.00224 | 694.2417 | 3.2289e-05 | 694.2417 | 1.4416e-05 | 919.23 | -0.00062396 | 692.8593 | 0.00227 | 919.23 | 0.00073989 | 919.23 | 0.0017013 | 694.2417 | 1.4416e-05 | 694.2417 | 1.1124e-05 | 692.8593 | 0 | 1025.597 | 0.00401 | 1025.597 | 0.00758 | 1025.7338 | 5.0004e-05 | 1025.597 | 0.00775 | 694.2417 | 1.0376e-06
| 692.9845 | 0 | 692.9845 | 0 | 694.3625 | 0 | 694.3625 | 2.9123e-05 | 919.48 | -0.00032042 | 692.9845 | 0.0022 | 919.48 | 0.00022331 | 919.48 | -0.00028175 | 694.3625 | 2.9968e-05 | 694.3625 | 2.4169e-05 | 692.9845 | 0 | 1025.7656 | 0.00408 | 1025.7656 | 0.00837 | 1025.9038 | 0 | 1025.7656 | 0.00802 | 694.3625 | 4.7046e-06
| 693.1098 | 0.00069774 | 693.1098 | 0.00128 | 694.4833 | 1.4682e-05 | 694.4833 | 1.4819e-05 | 919.72 | 0.0019057 | 693.1098 | 0.00193 | 919.72 | -0.00093899 | 919.72 | -0.0018096 | 694.4833 | 1.5599e-05 | 694.4833 | 1.3045e-05 | 693.1098 | 0.00124 | 1025.9342 | 0.00515 | 1025.9342 | 0.00573 | 1026.0738 | 5.0004e-05 | 1025.9342 | 0.00768 | 694.4833 | 3.6788e-06
| 693.2351 | 0 | 693.2351 | 0 | 694.6041 | 0 | 694.6041 | 2.9291e-05 | 919.96 | -0.0012985 | 693.2351 | 0.00141 | 919.96 | -0.00064841 | 919.96 | -0.0019397 | 694.6041 | 3.0261e-05 | 694.6041 | 2.7375e-05 | 693.2351 | 0 | 1026.1028 | 0.00405 | 1026.1028 | 0.00793 | 1026.2438 | 0 | 1026.1028 | 0.00793 | 694.6041 | 6.7798e-06
| 693.3604 | 0.00102 | 693.3604 | 0.0002601 | 694.7248 | 4.9907e-05 | 694.7248 | 1.4651e-05 | 920.2 | -0.00015177 | 693.3604 | 0.0011 | 920.2 | -0.0011327 | 920.2 | -0.0014196 | 694.7248 | 1.4721e-05 | 694.7248 | 1.433e-05 | 693.3604 | 0.00074975 | 1026.2713 | 0.00441 | 1026.2713 | 0.0071 | 1026.4139 | 1.0001e-05 | 1026.2713 | 0.00751 | 694.7248 | 3.101e-06
| 693.4857 | 0 | 693.4857 | 0 | 694.8456 | 0 | 694.8456 | 2.7723e-05 | 920.44 | -0.00028669 | 693.4857 | 0.00232 | 920.44 | -0.0004547 | 920.44 | -0.00050931 | 694.8456 | 2.9172e-05 | 694.8456 | 2.8012e-05 | 693.4857 | 0 | 1026.4399 | 0.0027 | 1026.4399 | 0.00986 | 1026.5839 | 0 | 1026.4399 | 0.00782 | 694.8456 | 5.8601e-06
| 693.611 | 0.00094928 | 693.611 | 0.0017 | 694.9664 | 6.7514e-05 | 694.9664 | 1.3307e-05 | 920.68 | 1.6864e-05 | 693.611 | 0.00167 | 920.68 | 0.00067532 | 920.68 | 0.0011487 | 694.9664 | 1.4826e-05 | 694.9664 | 1.3682e-05 | 693.611 | 0.00135 | 1026.6085 | 0.00466 | 1026.6085 | 0.00612 | 1026.7539 | 5.0004e-05 | 1026.6085 | 0.00765 | 694.9664 | 2.7591e-06
| 693.7364 | 0 | 693.7364 | 0 | 695.0872 | 0 | 695.0872 | 2.5628e-05 | 920.92 | 0.00015177 | 693.7364 | 0.00238 | 920.92 | -3.4977e-05 | 920.92 | -0.00096444 | 695.0872 | 3.0237e-05 | 695.0872 | 2.8012e-05 | 693.7364 | 0 | 1026.7771 | 0.00349 | 1026.7771 | 0.00461 | 1026.924 | 0 | 1026.7771 | 0.00797 | 695.0872 | 4.1386e-06
| 693.8617 | 0.00138 | 693.8617 | 0.00135 | 695.208 | 3.2289e-05 | 695.208 | 1.259e-05 | 921.16 | 0.00089378 | 693.8617 | 0.00133 | 921.16 | 0.0017085 | 921.16 | -0.00057433 | 695.208 | 1.5821e-05 | 695.208 | 1.433e-05 | 693.8617 | 0.00191 | 1026.9457 | 0.00572 | 1026.9457 | 0.00575 | 1027.094 | 5.0004e-05 | 1026.9457 | 0.00765 | 695.208 | 1.3795e-06
| 693.9871 | 0 | 693.9871 | 0 | 695.3288 | 0 | 695.3288 | 2.6882e-05 | 921.4 | -0.001231 | 693.9871 | 0.00167 | 921.4 | -0.0013264 | 921.4 | -0.0013871 | 695.3288 | 2.8844e-05 | 695.3288 | 2.6947e-05 | 693.9871 | 0 | 1027.1143 | 0.00398 | 1027.1143 | 0.00582 | 1027.264 | 0 | 1027.1143 | 0.0077 | 695.3288 | 3.2189e-06
| 694.1124 | 0.00113 | 694.1124 | 0.00106 | 695.4496 | 4.9907e-05 | 695.4496 | 1.4573e-05 | 921.64 | 0.00048905 | 694.1124 | 0.00153 | 921.64 | 0.0015793 | 921.64 | 0.0023515 | 695.4496 | 1.3491e-05 | 695.4496 | 1.3474e-05 | 694.1124 | 0.00089971 | 1027.2828 | 0.00464 | 1027.2828 | 0.00661 | 1027.4341 | 5.0004e-05 | 1027.2828 | 0.00741 | 695.4496 | 1.8394e-06
| 694.2378 | 0 | 694.2378 | 0 | 695.5704 | 0 | 695.5704 | 2.8585e-05 | 921.89 | -0.0010287 | 694.2378 | 7.5708e-05 | 921.89 | -0.00029326 | 921.89 | 0.00062851 | 695.5704 | 2.95e-05 | 695.5704 | 2.6519e-05 | 694.2378 | 0 | 1027.4514 | 0.00462 | 1027.4514 | 0.0065 | 1027.6041 | 0 | 1027.4514 | 0.00782 | 695.5704 | 5.9662e-06
| 694.3632 | 0.0005001 | 694.3632 | 0.00116 | 695.6912 | 3.2289e-05 | 695.6912 | 1.4214e-05 | 922.13 | -0.00028669 | 694.3632 | 0.00136 | 922.13 | 0.00054618 | 922.13 | 0.00053099 | 695.6912 | 1.6278e-05 | 695.6912 | 1.3902e-05 | 694.3632 | 0.00089971 | 1027.62 | 0.00457 | 1027.62 | 0.00705 | 1027.7742 | 5.0004e-05 | 1027.62 | 0.00753 | 695.6912 | 4.1386e-06
| 694.4886 | 0 | 694.4886 | 0 | 695.812 | 0 | 695.812 | 2.686e-05 | 922.37 | -0.001231 | 694.4886 | 0.00152 | 922.37 | 0.00080447 | 922.37 | -0.00037928 | 695.812 | 3.0401e-05 | 695.812 | 2.6727e-05 | 694.4886 | 0 | 1027.7886 | 0.00361 | 1027.7886 | 0.00795 | 1027.9442 | 0 | 1027.7886 | 0.00776 | 695.812 | 7.8056e-06
| 694.614 | 0.0016 | 694.614 | 0.00081498 | 695.9328 | 6.7514e-05 | 695.9328 | 1.278e-05 | 922.61 | -0.00099496 | 694.614 | 0.00204 | 922.61 | -0.001843 | 922.61 | 0.0002384 | 695.9328 | 1.4346e-05 | 695.9328 | 1.3682e-05 | 694.614 | 0.00093719 | 1027.9572 | 0.00513 | 1027.9572 | 0.00802 | 1028.1143 | 5.0004e-05 | 1027.9572 | 0.00737 | 695.9328 | 3.6788e-06
| 694.7394 | 0 | 694.7394 | 0 | 696.0536 | 0 | 696.0536 | 2.7487e-05 | 922.85 | -0.0029512 | 694.7394 | 0.00252 | 922.85 | -0.0018108 | 922.85 | -0.0010295 | 696.0536 | 2.964e-05 | 696.0536 | 2.5454e-05 | 694.7394 | 0 | 1028.1257 | 0.00464 | 1028.1257 | 0.00598 | 1028.2843 | 0 | 1028.1257 | 0.00774 | 696.0536 | 7.2279e-06
| 694.8648 | 0.00094928 | 694.8648 | 0.00144 | 696.1744 | 3.2289e-05 | 696.1744 | 1.4785e-05 | 923.09 | -0.0018044 | 694.8648 | 0.00232 | 923.09 | 0.0024833 | 923.09 | 0.0014737 | 696.1744 | 1.5564e-05 | 696.1744 | 1.1761e-05 | 694.8648 | 0.00131 | 1028.2943 | 0.00462 | 1028.2943 | 0.00552 | 1028.4544 | 5.0004e-05 | 1028.2943 | 0.00736 | 696.1744 | 3.5609e-06
| 694.9903 | 0 | 694.9903 | 0 | 696.2952 | 0 | 696.2952 | 2.9526e-05 | 923.33 | -0.00048905 | 694.9903 | 0.00152 | 923.33 | -0.0012941 | 923.33 | -0.00047681 | 696.2952 | 3.0319e-05 | 696.2952 | 2.5454e-05 | 694.9903 | 0 | 1028.4629 | 0.00446 | 1028.4629 | 0.00696 | 1028.6244 | 0 | 1028.4629 | 0.00762 | 696.2952 | 6.4261e-06
| 695.1157 | 0.000554 | 695.1157 | 0.00234 | 696.416 | 3.2289e-05 | 696.416 | 1.5121e-05 | 923.57 | 0.0015346 | 695.1157 | 0.00281 | 923.57 | 0.0020636 | 923.57 | 0.00075855 | 696.416 | 1.4943e-05 | 696.416 | 1.3682e-05 | 695.1157 | 0.00101 | 1028.6315 | 0.00577 | 1028.6315 | 0.00584 | 1028.7945 | 6.9993e-05 | 1028.6315 | 0.00725 | 696.416 | 2.8652e-06
| 695.2412 | 0 | 695.2412 | 0 | 696.5368 | 0 | 696.5368 | 2.9358e-05 | 923.81 | -0.001231 | 695.2412 | 0.00092742 | 923.81 | -0.0021982 | 923.81 | -0.0011595 | 696.5368 | 2.8949e-05 | 696.5368 | 2.6091e-05 | 695.2412 | 0.00020334 | 1028.8001 | 0.00333 | 1028.8001 | 0.00951 | 1028.9645 | 0 | 1028.8001 | 0.00755 | 696.5368 | 1.0329e-05
| 695.3667 | 0.00098522 | 695.3667 | 0.00172 | 696.6577 | 3.2289e-05 | 696.6577 | 1.4573e-05 | 924.05 | -0.00038786 | 695.3667 | 0.00204 | 924.05 | -0.0013587 | 924.05 | -0.0016797 | 696.6577 | 1.4416e-05 | 696.6577 | 1.2408e-05 | 695.3667 | 0.0001687 | 1028.9687 | 0.00523 | 1028.9687 | 0.00753 | 1029.1346 | 8.9995e-05 | 1028.9687 | 0.00716 | 696.6577 | 7.4637e-06
| 695.4921 | 0 | 695.4921 | 0 | 696.7785 | 0 | 696.7785 | 2.8036e-05 | 924.3 | 0.00048905 | 695.4921 | 0.00098419 | 924.3 | -0.0019399 | 924.3 | -0.00018422 | 696.7785 | 2.7731e-05 | 696.7785 | 2.6727e-05 | 695.4921 | 0 | 1029.1372 | 0.00377 | 1029.1372 | 0.00622 | 1029.3046 | 0 | 1029.1372 | 0.0074 | 696.7785 | 1.0907e-05
| 695.6176 | 0.00127 | 695.6176 | 0.00161 | 696.8993 | 6.7514e-05 | 696.8993 | 1.3822e-05 | 924.54 | 0.00028669 | 695.6176 | 0.00158 | 924.54 | -0.0012619 | 924.54 | -0.00054182 | 696.8993 | 1.3667e-05 | 696.8993 | 1.433e-05 | 695.6176 | 0.00082472 | 1029.3058 | 0.0044 | 1029.3058 | 0.00761 | 1029.4747 | 6.9993e-05 | 1029.3058 | 0.00714 | 696.8993 | 3.443e-06
| 695.7431 | 0 | 695.7431 | 0 | 697.0201 | 0 | 697.0201 | 2.7308e-05 | 924.78 | -0.00032042 | 695.7431 | 0.00232 | 924.78 | 0.001095 | 924.78 | -0.00018422 | 697.0201 | 2.8633e-05 | 697.0201 | 2.4806e-05 | 695.7431 | 0 | 1029.4744 | 0.00495 | 1029.4744 | 0.00694 | 1029.6448 | 0 | 1029.4744 | 0.00748 | 697.0201 | 6.7798e-06
| 695.8686 | 0.00116 | 695.8686 | 0.00217 | 697.1409 | 3.2289e-05 | 697.1409 | 1.38e-05 | 925.02 | -0.00025296 | 695.8686 | 0.00204 | 925.02 | -0.00097128 | 925.02 | -0.0008344 | 697.1409 | 1.5247e-05 | 697.1409 | 1.0476e-05 | 695.8686 | 0.00035613 | 1029.643 | 0.00398 | 1029.643 | 0.00589 | 1029.8148 | 8.9995e-05 | 1029.643 | 0.00729 | 697.1409 | 3.3251e-06
| 695.9942 | 0 | 695.9942 | 0 | 697.2617 | 0 | 697.2617 | 2.7073e-05 | 925.26 | 0.00082632 | 695.9942 | 0.00144 | 925.26 | -0.00080984 | 925.26 | 0.00036844 | 697.2617 | 2.964e-05 | 697.2617 | 2.1599e-05 | 695.9942 | 0 | 1029.8116 | 0.00314 | 1029.8116 | 0.00663 | 1029.9849 | 0 | 1029.8116 | 0.00754 | 697.2617 | 7.0038e-06
| 696.1197 | 0 | 696.1197 | 0.00158 | 697.3826 | 3.2289e-05 | 697.3826 | 1.3553e-05 | 925.5 | 0.00086005 | 696.1197 | 0.00181 | 925.5 | -0.00013183 | 925.5 | 0.00066102 | 697.3826 | 1.4498e-05 | 697.3826 | 1.1761e-05 | 696.1197 | 0.00069352 | 1029.9802 | 0.00528 | 1029.9802 | 0.00735 | 1030.155 | 3.0002e-05 | 1029.9802 | 0.00724 | 697.3826 | 3.6788e-06
| 696.2452 | 0 | 696.2452 | 0 | 697.5034 | 0 | 697.5034 | 2.835e-05 | 925.74 | 0.0013997 | 696.2452 | 0.00189 | 925.74 | 0.00022331 | 925.74 | -0.00047681 | 697.5034 | 2.8949e-05 | 697.5034 | 2.4806e-05 | 696.2452 | 0 | 1030.1488 | 0.00526 | 1030.1488 | 0.00707 | 1030.325 | 0 | 1030.1488 | 0.00736 | 697.5034 | 5.1645e-06
| 696.3708 | 0.00062587 | 696.3708 | 0.00147 | 697.6242 | 1.4682e-05 | 697.6242 | 1.5177e-05 | 925.98 | 0.0010624 | 696.3708 | 0.00039263 | 925.98 | 0.00099818 | 925.98 | -0.0017446 | 697.6242 | 1.4498e-05 | 697.6242 | 1.3682e-05 | 696.3708 | 0.00146 | 1030.3173 | 0.00438 | 1030.3173 | 0.00821 | 1030.4951 | 3.0002e-05 | 1030.3173 | 0.00711 | 697.6242 | 1.4974e-06
| 696.4964 | 0 | 696.4964 | 0 | 697.745 | 0 | 697.745 | 2.8473e-05 | 926.22 | -0.0012648 | 696.4964 | 0.00169 | 926.22 | 0.00041703 | 926.22 | 0.0010836 | 697.745 | 2.9031e-05 | 697.745 | 2.6727e-05 | 696.4964 | 0 | 1030.4859 | 0.00401 | 1030.4859 | 0.00578 | 1030.6652 | 0 | 1030.4859 | 0.00736 | 697.745 | 6.7798e-06
| 696.6219 | 0.00051807 | 696.6219 | 0.00086701 | 697.8658 | 4.9907e-05 | 697.8658 | 1.3408e-05 | 926.47 | -0.0015008 | 696.6219 | 0.00369 | 926.47 | 0.0015793 | 926.47 | 0.00059601 | 697.8658 | 1.458e-05 | 697.8658 | 1.3682e-05 | 696.6219 | 0 | 1030.6545 | 0.00326 | 1030.6545 | 0.00633 | 1030.8353 | 5.0004e-05 | 1030.6545 | 0.0071 | 697.8658 | 5.2824e-06
| 696.7475 | 0 | 696.7475 | 0 | 697.9867 | 0 | 697.9867 | 2.7409e-05 | 926.71 | -0.0005565 | 696.7475 | 0.00294 | 926.71 | -0.0013264 | 926.71 | -0.0028175 | 697.9867 | 2.8328e-05 | 697.9867 | 2.6091e-05 | 696.7475 | 0 | 1030.8231 | 0.00401 | 1030.8231 | 0.00749 | 1031.0053 | 0 | 1030.8231 | 0.00739 | 697.9867 | 1.1591e-05
| 696.8731 | 0.00035636 | 696.8731 | 0.00123 | 698.1075 | 3.2289e-05 | 698.1075 | 1.4192e-05 | 926.95 | 0.0014672 | 696.8731 | 0.00315 | 926.95 | -0.0010036 | 926.95 | -0.00073687 | 698.1075 | 1.3772e-05 | 698.1075 | 1.2408e-05 | 696.8731 | 0 | 1030.9917 | 0.00414 | 1030.9917 | 0.00594 | 1031.1754 | 5.0004e-05 | 1030.9917 | 0.0072 | 698.1075 | 6.32e-06
| 696.9987 | 0 | 696.9987 | 0 | 698.2283 | 0 | 698.2283 | 2.7857e-05 | 927.19 | -0.00059023 | 696.9987 | 0.00152 | 927.19 | 0.00064304 | 927.19 | 0.00014088 | 698.2283 | 2.9827e-05 | 698.2283 | 2.3521e-05 | 696.9987 | 0 | 1031.1602 | 0.00465 | 1031.1602 | 0.00563 | 1031.3455 | 0 | 1031.1602 | 0.00759 | 698.2283 | 7.5816e-06
| 697.1244 | 0.00094928 | 697.1244 | 0.00064159 | 698.3491 | 4.9907e-05 | 698.3491 | 1.3789e-05 | 927.43 | 0.001737 | 697.1244 | 0.00263 | 927.43 | -0.0013264 | 927.43 | -0.00031426 | 698.3491 | 1.6278e-05 | 698.3491 | 1.1124e-05 | 697.1244 | 0.00086221 | 1031.3288 | 0.00351 | 1031.3288 | 0.00628 | 1031.5156 | 6.9993e-05 | 1031.3288 | 0.00729 | 698.3491 | 1.2616e-06
| 697.25 | 0 | 697.25 | 0 | 698.47 | 0 | 698.47 | 2.7823e-05 | 927.67 | -0.0011636 | 697.25 | 0.00113 | 927.67 | 0.0013211 | 927.67 | -0.0020372 | 698.47 | 3.0214e-05 | 698.47 | 2.6091e-05 | 697.25 | 0 | 1031.4974 | 0.00295 | 1031.4974 | 0.00603 | 1031.6856 | 0 | 1031.4974 | 0.00771 | 698.47 | 5.0465e-06
| 697.3756 | 8.684e-05 | 697.3756 | 0.00196 | 698.5908 | 3.2289e-05 | 698.5908 | 1.4293e-05 | 927.91 | -0.0013997 | 697.3756 | 0.00306 | 927.91 | -6.7263e-05 | 927.91 | 0.00062851 | 698.5908 | 1.4182e-05 | 698.5908 | 1.4967e-05 | 697.3756 | 0 | 1031.666 | 0.00426 | 1031.666 | 0.00695 | 1031.8557 | 8.9995e-05 | 1031.666 | 0.00745 | 698.5908 | 3.7849e-06
| 697.5013 | 0 | 697.5013 | 0 | 698.7116 | 0 | 698.7116 | 2.9078e-05 | 928.15 | -0.0016358 | 697.5013 | 0.00334 | 928.15 | -0.00061613 | 928.15 | 0.00010836 | 698.7116 | 2.9722e-05 | 698.7116 | 2.5454e-05 | 697.5013 | 0 | 1031.8346 | 0.0049 | 1031.8346 | 0.00527 | 1032.0258 | 0 | 1031.8346 | 0.00773 | 698.7116 | 1.1025e-05
| 697.6269 | 0.00042823 | 697.6269 | 0.00229 | 698.8325 | 1.4682e-05 | 698.8325 | 1.5054e-05 | 928.4 | 0.001231 | 697.6269 | 0.00295 | 928.4 | -0.0012941 | 928.4 | 0.0015387 | 698.8325 | 1.5763e-05 | 698.8325 | 1.0805e-05 | 697.6269 | 0.00116 | 1032.0032 | 0.00473 | 1032.0032 | 0.00823 | 1032.1959 | 8.9995e-05 | 1032.0032 | 0.00724 | 698.8325 | 7.2279e-06
| 697.7526 | 0 | 697.7526 | 0 | 698.9533 | 0 | 698.9533 | 2.8216e-05 | 928.64 | -0.00069142 | 697.7526 | 0.0007003 | 928.64 | -0.0032313 | 928.64 | -0.0025248 | 698.9533 | 3.0811e-05 | 698.9533 | 2.4487e-05 | 697.7526 | 0 | 1032.1717 | 0.00427 | 1032.1717 | 0.00496 | 1032.366 | 0 | 1032.1717 | 0.00752 | 698.9533 | 1.1944e-05
| 697.8783 | 0 | 697.8783 | 0.00179 | 699.0741 | 3.2289e-05 | 699.0741 | 1.343e-05 | 928.88 | 0.0028162 | 697.8783 | 0.00397 | 928.88 | 0.0024833 | 928.88 | 0.00046596 | 699.0741 | 1.5072e-05 | 699.0741 | 1.4012e-05 | 697.8783 | 0.00105 | 1032.3403 | 0.0056 | 1032.3403 | 0.00709 | 1032.5361 | 8.9995e-05 | 1032.3403 | 0.00731 | 699.0741 | 4.7046e-06
| 698.004 | 0 | 698.004 | 0 | 699.195 | 0 | 699.195 | 2.5449e-05 | 929.12 | -0.0010961 | 698.004 | 0.00209 | 929.12 | -0.0017139 | 929.12 | 0.00069354 | 699.195 | 3.1162e-05 | 699.195 | 2.62e-05 | 698.004 | 0 | 1032.5089 | 0.00436 | 1032.5089 | 0.00561 | 1032.7062 | 0 | 1032.5089 | 0.00759 | 699.195 | 8.6074e-06
| 698.1297 | 0.00039229 | 698.1297 | 0.00137 | 699.3158 | 4.9907e-05 | 699.3158 | 1.2176e-05 | 929.36 | 0.00048905 | 698.1297 | 0.00334 | 929.36 | -0.0010036 | 929.36 | -0.00099695 | 699.3158 | 1.6243e-05 | 699.3158 | 1.2507e-05 | 698.1297 | 0.00074975 | 1032.6775 | 0.00466 | 1032.6775 | 0.00682 | 1032.8763 | 6.9993e-05 | 1032.6775 | 0.0072 | 699.3158 | 3.9028e-06
| 698.2554 | 0 | 698.2554 | 0 | 699.4366 | 0 | 699.4366 | 2.5326e-05 | 929.6 | 0.00025296 | 698.2554 | 0.0015 | 929.6 | -0.00051927 | 929.6 | 0.0010836 | 699.4366 | 3.1678e-05 | 699.4366 | 2.1709e-05 | 698.2554 | 0 | 1032.8461 | 0.00539 | 1032.8461 | 0.0055 | 1033.0464 | 0 | 1032.8461 | 0.00751 | 699.4366 | 8.0414e-06
| 698.3811 | 0.00082352 | 698.3811 | 0.00172 | 699.5575 | 3.2289e-05 | 699.5575 | 1.3217e-05 | 929.84 | 0.00062396 | 698.3811 | 0.00136 | 929.84 | -2.6905e-06 | 929.84 | -0.0010945 | 699.5575 | 1.5575e-05 | 699.5575 | 9.191e-06 | 698.3811 | 0.00073101 | 1033.0147 | 0.00412 | 1033.0147 | 0.00589 | 1033.2165 | 5.0004e-05 | 1033.0147 | 0.00716 | 699.5575 | 4.1386e-06
| 698.5069 | 0 | 698.5069 | 0 | 699.6783 | 0 | 699.6783 | 2.7196e-05 | 930.08 | -0.0014672 | 698.5069 | 0.00124 | 930.08 | -0.0020367 | 930.08 | -8.6692e-05 | 699.6783 | 3.1736e-05 | 699.6783 | 2.2236e-05 | 698.5069 | 0 | 1033.1832 | 0.00518 | 1033.1832 | 0.00793 | 1033.3866 | 0 | 1033.1832 | 0.00729 | 699.6783 | 4.8225e-06
| 698.6326 | 0.00084148 | 698.6326 | 0.0016 | 699.7992 | 8.5132e-05 | 699.7992 | 1.4024e-05 | 930.32 | 0.00082632 | 698.6326 | 0.00084678 | 930.32 | 0.0018376 | 930.32 | 0.00059601 | 699.7992 | 1.6407e-05 | 699.7992 | 1.3045e-05 | 698.6326 | 0 | 1033.3518 | 0.00367 | 1033.3518 | 0.00615 | 1033.5567 | 6.9993e-05 | 1033.3518 | 0.00687 | 699.7992 | 6.8388e-07
| 698.7584 | 0 | 698.7584 | 0 | 699.92 | 0 | 699.92 | 2.9078e-05 | 930.57 | -0.00075887 | 698.7584 | 0.00113 | 930.57 | -0.0016815 | 930.57 | -0.001257 | 699.92 | 3.1467e-05 | 699.92 | 2.7057e-05 | 698.7584 | 0 | 1033.5204 | 0.00331 | 1033.5204 | 0.00585 | 1033.7268 | 0 | 1033.5204 | 0.00725 | 699.92 | 8.5013e-06
| 698.8841 | 0 | 698.8841 | 0.00072829 | 700.0409 | 4.9907e-05 | 700.0409 | 1.5121e-05 | 930.81 | -0.0012648 | 698.8841 | 0.00309 | 930.81 | 0.001547 | 930.81 | 0.00020589 | 700.0409 | 1.5212e-05 | 700.0409 | 1.4012e-05 | 698.8841 | 0 | 1033.689 | 0.00408 | 1033.689 | 0.00719 | 1033.8969 | 6.9993e-05 | 1033.689 | 0.00718 | 700.0409 | 7.8056e-06
| 699.0099 | 0 | 699.0099 | 0 | 700.1617 | 0 | 700.1617 | 2.9235e-05 | 931.05 | -0.00075887 | 699.0099 | 0.00052996 | 931.05 | -0.0015202 | 931.05 | -0.0008344 | 700.1617 | 2.9804e-05 | 700.1617 | 2.8979e-05 | 699.0099 | 0 | 1033.8576 | 0.00467 | 1033.8576 | 0.00972 | 1034.067 | 0 | 1033.8576 | 0.00749 | 700.1617 | 1.0789e-05
| 699.1357 | 0.00030245 | 699.1357 | 0.00076297 | 700.2826 | 1.4682e-05 | 700.2826 | 1.4293e-05 | 931.29 | 0.00099496 | 699.1357 | 0.00343 | 931.29 | -0.0026824 | 931.29 | 7.5855e-05 | 700.2826 | 1.4826e-05 | 700.2826 | 1.4967e-05 | 699.1357 | 0.00029991 | 1034.0262 | 0.00335 | 1034.0262 | 0.00538 | 1034.2371 | 8.9995e-05 | 1034.0262 | 0.00711 | 700.2826 | 2.9831e-06
| 699.2615 | 0 | 699.2615 | 0 | 700.4034 | 0 | 700.4034 | 2.8137e-05 | 931.53 | 8.4319e-05 | 699.2615 | 0.00138 | 931.53 | -3.4977e-05 | 931.53 | 0.00036844 | 700.4034 | 3.0706e-05 | 700.4034 | 2.4806e-05 | 699.2615 | 0 | 1034.1947 | 0.00283 | 1034.1947 | 0.00478 | 1034.4072 | 0 | 1034.1947 | 0.00745 | 700.4034 | 5.9662e-06
| 699.3873 | 0.00098522 | 699.3873 | 0.00057222 | 700.5243 | 4.9907e-05 | 700.5243 | 1.4001e-05 | 931.77 | 0.001231 | 699.3873 | 0.00244 | 931.77 | 0.0012565 | 931.77 | -5.4182e-05 | 700.5243 | 1.6255e-05 | 700.5243 | 9.8388e-06 | 699.3873 | 0.00041236 | 1034.3633 | 0.00577 | 1034.3633 | 0.00777 | 1034.5773 | 5.0004e-05 | 1034.3633 | 0.00721 | 700.5243 | 2.9831e-06
| 699.5131 | 0 | 699.5131 | 0 | 700.6451 | 0 | 700.6451 | 2.8473e-05 | 932.01 | -0.00048905 | 699.5131 | 0.00132 | 932.01 | 0.00012645 | 932.01 | -0.00089942 | 700.6451 | 2.9277e-05 | 700.6451 | 2.2884e-05 | 699.5131 | 0 | 1034.5319 | 0.00297 | 1034.5319 | 0.00682 | 1034.7474 | 0 | 1034.5319 | 0.00752 | 700.6451 | 8.7253e-06
| 699.639 | 0.00087741 | 699.639 | 0.00039883 | 700.7659 | 3.2289e-05 | 700.7659 | 1.4584e-05 | 932.25 | 0.0017707 | 699.639 | 0.00272 | 932.25 | 0.00051389 | 932.25 | 0.00033593 | 700.7659 | 1.3339e-05 | 700.7659 | 1.3045e-05 | 699.639 | 0.00078724 | 1034.7005 | 0.00461 | 1034.7005 | 0.00622 | 1034.9175 | 5.0004e-05 | 1034.7005 | 0.00712 | 700.7659 | 5.7422e-06
| 699.7648 | 0 | 699.7648 | 0 | 700.8868 | 0 | 700.8868 | 2.835e-05 | 932.5 | 0.0016695 | 699.7648 | 0.0024 | 932.5 | -0.00013183 | 932.5 | 0.0015062 | 700.8868 | 2.9769e-05 | 700.8868 | 2.5454e-05 | 699.7648 | 0 | 1034.8691 | 0.00297 | 1034.8691 | 0.00722 | 1035.0876 | 0 | 1034.8691 | 0.00738 | 700.8868 | 1.2286e-05
| 699.8907 | 0.00076961 | 699.8907 | 0.0012 | 701.0077 | 6.7514e-05 | 701.0077 | 1.3766e-05 | 932.74 | 0.0014334 | 699.8907 | 0.00386 | 932.74 | 0.0017408 | 932.74 | -0.00054182 | 701.0077 | 1.7098e-05 | 701.0077 | 1.2408e-05 | 699.8907 | 0 | 1035.0376 | 0.0033 | 1035.0376 | 0.00563 | 1035.2578 | 6.9993e-05 | 1035.0376 | 0.00719 | 701.0077 | 6.544e-06
| 700.0165 | 0 | 700.0165 | 0 | 701.1285 | 0 | 701.1285 | 2.8014e-05 | 932.98 | 8.4319e-05 | 700.0165 | 0.00041639 | 932.98 | -0.0012296 | 932.98 | 0.00075855 | 701.1285 | 3.094e-05 | 701.1285 | 2.4378e-05 | 700.0165 | 0 | 1035.2062 | 0.00427 | 1035.2062 | 0.00531 | 1035.4279 | 0 | 1035.2062 | 0.00745 | 701.1285 | 1.4232e-05
| 700.1424 | 0.00094928 | 700.1424 | 0.00192 | 701.2494 | 4.9907e-05 | 701.2494 | 1.4505e-05 | 933.22 | -0.00065769 | 700.1424 | 0.00329 | 933.22 | -0.00039012 | 933.22 | -0.001127 | 701.2494 | 1.4475e-05 | 701.2494 | 1.198e-05 | 700.1424 | 0 | 1035.3748 | 0.00457 | 1035.3748 | 0.00767 | 1035.598 | 6.9993e-05 | 1035.3748 | 0.00709 | 701.2494 | 7.6877e-06
| 700.2683 | 0 | 700.2683 | 0 | 701.3702 | 0 | 701.3702 | 2.8507e-05 | 933.46 | -0.00072515 | 700.2683 | 0.00041639 | 933.46 | -0.0010036 | 933.46 | -2.1673e-05 | 701.3702 | 2.9008e-05 | 701.3702 | 2.3093e-05 | 700.2683 | 0 | 1035.5434 | 0.00384 | 1035.5434 | 0.00452 | 1035.7681 | 0 | 1035.5434 | 0.00739 | 701.3702 | 1.1249e-05
| 700.3942 | 0.00021262 | 700.3942 | 0.00166 | 701.4911 | 3.2289e-05 | 701.4911 | 1.4259e-05 | 933.7 | -0.00048905 | 700.3942 | 0.00244 | 933.7 | -0.0026824 | 933.7 | -0.0015171 | 701.4911 | 1.5166e-05 | 701.4911 | 1.1124e-05 | 700.3942 | 0.00124 | 1035.712 | 0.00363 | 1035.712 | 0.00677 | 1035.9383 | 6.9993e-05 | 1035.712 | 0.00708 | 701.4911 | 3.5609e-06
| 700.5201 | 0 | 700.5201 | 0 | 701.6119 | 0 | 701.6119 | 2.8787e-05 | 933.94 | -0.00011805 | 700.5201 | 0.00238 | 933.94 | 0.0011919 | 933.94 | -0.00057433 | 701.6119 | 2.9172e-05 | 701.6119 | 2.2884e-05 | 700.5201 | 0 | 1035.8806 | 0.00389 | 1035.8806 | 0.00578 | 1036.1084 | 0 | 1035.8806 | 0.00746 | 701.6119 | 6.32e-06
| 700.646 | 8.684e-05 | 700.646 | 0.00227 | 701.7328 | 3.2289e-05 | 701.7328 | 1.4785e-05 | 934.18 | 0.00096123 | 700.646 | 0.00272 | 934.18 | -0.00058385 | 934.18 | 0.00082357 | 701.7328 | 1.4311e-05 | 701.7328 | 1.1761e-05 | 700.646 | 0.00050609 | 1036.0491 | 0.00443 | 1036.0491 | 0.00684 | 1036.2785 | 3.0002e-05 | 1036.0491 | 0.00714 | 701.7328 | 2.7591e-06
| 700.7719 | 0 | 700.7719 | 0 | 701.8537 | 0 | 701.8537 | 2.9862e-05 | 934.43 | 0.001737 | 700.7719 | 0.0009558 | 934.43 | -0.002069 | 934.43 | -2.1673e-05 | 701.8537 | 2.7673e-05 | 701.8537 | 2.0315e-05 | 700.7719 | 0 | 1036.2177 | 0.00391 | 1036.2177 | 0.00629 | 1036.4487 | 0 | 1036.2177 | 0.00733 | 701.8537 | 9.7629e-06
| 700.8979 | 0.00057197 | 700.8979 | 0.00109 | 701.9745 | 4.9907e-05 | 701.9745 | 1.5099e-05 | 934.67 | -0.00028669 | 700.8979 | 0.00161 | 934.67 | -0.0010358 | 934.67 | 0.0013438 | 701.9745 | 1.3467e-05 | 701.9745 | 8.5541e-06 | 700.8979 | 0 | 1036.3863 | 0.00516 | 1036.3863 | 0.00536 | 1036.6188 | 3.0002e-05 | 1036.3863 | 0.00685 | 701.9745 | 7.0038e-06
| 701.0239 | 0 | 701.0239 | 0 | 702.0954 | 0 | 702.0954 | 2.9235e-05 | 934.91 | -8.4319e-05 | 701.0239 | 0.0007003 | 934.91 | 0.00028789 | 934.91 | 0.00088859 | 702.0954 | 2.8551e-05 | 702.0954 | 1.5823e-05 | 701.0239 | 0 | 1036.5549 | 0.00317 | 1036.5549 | 0.00573 | 1036.7889 | 0 | 1036.5549 | 0.00699 | 702.0954 | 1.389e-05
| 701.1498 | 0.00080555 | 701.1498 | 0.00199 | 702.2163 | 4.9907e-05 | 702.2163 | 1.4192e-05 | 935.15 | 0.00062396 | 701.1498 | 0 | 935.15 | -0.00016412 | 935.15 | 0.0019614 | 702.2163 | 1.5189e-05 | 702.2163 | 7.2693e-06 | 701.1498 | 0.00101 | 1036.7235 | 0.00473 | 1036.7235 | 0.00642 | 1036.959 | 8.9995e-05 | 1036.7235 | 0.00671 | 702.2163 | 6.8859e-06
| 701.2758 | 0 | 701.2758 | 0 | 702.3371 | 0 | 702.3371 | 2.7588e-05 | 935.39 | 0.0010961 | 701.2758 | 0.00201 | 935.39 | -0.0025855 | 935.39 | -0.00050931 | 702.3371 | 3.1115e-05 | 702.3371 | 1.8393e-05 | 701.2758 | 0 | 1036.892 | 0.0029 | 1036.892 | 0.00693 | 1037.1292 | 0 | 1036.892 | 0.00706 | 702.3371 | 9.5271e-06
| 701.4018 | 0.00106 | 701.4018 | 0.00123 | 702.458 | 4.9907e-05 | 702.458 | 1.3609e-05 | 935.63 | -0.0010624 | 701.4018 | 0.00136 | 935.63 | -0.0025855 | 935.63 | -0.00015171 | 702.458 | 1.6173e-05 | 702.458 | 1.1124e-05 | 701.4018 | 0 | 1037.0606 | 0.00445 | 1037.0606 | 0.00577 | 1037.2993 | 5.0004e-05 | 1037.0606 | 0.00683 | 702.458 | 2.6412e-06
| 701.5278 | 0 | 701.5278 | 0 | 702.5789 | 0 | 702.5789 | 2.5796e-05 | 935.87 | -0.0009275 | 701.5278 | 0.00052996 | 935.87 | 0.0010628 | 935.87 | 0.0015387 | 702.5789 | 3.0998e-05 | 702.5789 | 2.0962e-05 | 701.5278 | 0 | 1037.2292 | 0.0049 | 1037.2292 | 0.00796 | 1037.4695 | 0 | 1037.2292 | 0.00712 | 702.5789 | 6.32e-06
| 701.6538 | 0.00041025 | 701.6538 | 0.00050287 | 702.6997 | 4.9907e-05 | 702.6997 | 1.2545e-05 | 936.12 | -0.0005565 | 701.6538 | 0.00238 | 936.12 | -0.0012619 | 936.12 | 0.00079106 | 702.6997 | 1.5084e-05 | 702.6997 | 9.8388e-06 | 701.6538 | 0.00124 | 1037.3978 | 0.00469 | 1037.3978 | 0.00637 | 1037.6396 | 8.9995e-05 | 1037.3978 | 0.00687 | 702.6997 | 3.6788e-06
| 701.7798 | 0 | 701.7798 | 0 | 702.8206 | 0 | 702.8206 | 2.6647e-05 | 936.36 | -0.0011973 | 701.7798 | 0.00232 | 936.36 | -0.00048698 | 936.36 | -0.00086692 | 702.8206 | 3.0401e-05 | 702.8206 | 2.1599e-05 | 701.7798 | 0 | 1037.5664 | 0.00479 | 1037.5664 | 0.00554 | 1037.8097 | 0 | 1037.5664 | 0.00714 | 702.8206 | 9.645e-06
| 701.9058 | 0.00109 | 701.9058 | 0.00144 | 702.9415 | 4.9907e-05 | 702.9415 | 1.7474e-05 | 936.6 | 0.0014672 | 701.9058 | 0.00113 | 936.6 | -0.0027792 | 936.6 | 4.3346e-05 | 702.9415 | 1.8456e-05 | 702.9415 | 1.444e-05 | 701.9058 | 0.00073101 | 1037.7349 | 0.00433 | 1037.7349 | 0.00969 | 1037.9799 | 5.0004e-05 | 1037.7349 | 0.00717 | 702.9415 | 6.7798e-06
| 702.0318 | 0 | 702.0318 | 0 | 703.0624 | 1.4682e-05 | 703.0624 | 2.1674e-05 | 936.84 | -0.0010624 | 702.0318 | 0.00175 | 936.84 | -0.00022869 | 936.84 | -0.00015171 | 703.0624 | 2.2145e-05 | 703.0624 | 1.8075e-05 | 702.0318 | 0 | 1037.9035 | 0.00478 | 1037.9035 | 0.00854 | 1038.15 | 0 | 1037.9035 | 0.0073 | 703.0624 | 6.7798e-06
| 702.1579 | 0 | 702.1579 | 0.00052021 | 703.1832 | 0 | 703.1832 | 1.0193e-05 | 937.08 | 0.00021923 | 702.1579 | 0.00156 | 937.08 | -9.9549e-05 | 937.08 | -0.0011595 | 703.1832 | 9.3452e-06 | 703.1832 | 8.016e-06 | 702.1579 | 0.00020618 | 1038.0721 | 0.0032 | 1038.0721 | 0.00659 | 1038.3202 | 1.0001e-05 | 1038.0721 | 0.00726 | 703.1832 | 1.2616e-06
| 702.284 | 0 | 702.284 | 0 | 703.3041 | 0 | 703.3041 | 9.1849e-06 | 937.32 | 0.00025296 | 702.284 | 0.00186 | 937.32 | 0.00028789 | 937.32 | 0.00010836 | 703.3041 | 9.029e-06 | 703.3041 | 9.3008e-06 | 702.284 | 0 | 1038.2407 | 0.00436 | 1038.2407 | 0.00765 | 1038.4903 | 0 | 1038.2407 | 0.00706 | 703.3041 | 4.5985e-07
| 702.41 | 0.000554 | 702.41 | 0.00095371 | 703.425 | 1.4682e-05 | 703.425 | 8.3896e-06 | 937.56 | 0.00048905 | 702.41 | 0.00022234 | 937.56 | -0.0019721 | 937.56 | -0.00093193 | 703.425 | 8.9705e-06 | 703.425 | 9.0921e-06 | 702.41 | 0 | 1038.4093 | 0.00346 | 1038.4093 | 0.00475 | 1038.6605 | 1.0001e-05 | 1038.4093 | 0.00715 | 703.425 | 4.5985e-07
| 702.5361 | 0 | 702.5361 | 0 | 703.5459 | 0 | 703.5459 | 8.468e-06 | 937.8 | 0.00035414 | 702.5361 | 0.00035962 | 937.8 | 0.0011919 | 937.8 | 0.0016038 | 703.5459 | 1.02e-05 | 703.5459 | 1.1124e-05 | 702.5361 | 0 | 1038.5778 | 0.00535 | 1038.5778 | 0.00867 | 1038.8306 | 6.6672e-06 | 1038.5778 | 0.00688 | 703.5459 | 0
| 702.6622 | 0 | 702.6622 | 0.0017 | 703.6667 | 0 | 703.6667 | 9.5657e-06 | 938.05 | 0.0013322 | 702.6622 | 0 | 938.05 | -0.00022869 | 938.05 | 0.0011162 | 703.6667 | 1.1746e-05 | 703.6667 | 7.9172e-06 | 702.6622 | 0.00018744 | 1038.7464 | 0.00349 | 1038.7464 | 0.007 | 1039.0008 | 1.0001e-05 | 1038.7464 | 0.00716 | 703.6667 | 6.8388e-07
| 702.7883 | 0 | 702.7883 | 0 | 703.7876 | 0 | 703.7876 | 1.0271e-05 | 938.29 | -0.00032042 | 702.7883 | 0.0001041 | 938.29 | 0.00015874 | 938.29 | -0.001192 | 703.7876 | 1.1348e-05 | 703.7876 | 6.314e-06 | 702.7883 | 0 | 1038.915 | 0.00506 | 1038.915 | 0.01035 | 1039.1709 | 6.6672e-06 | 1038.915 | 0.00702 | 703.7876 | 1.1437e-06
| 702.9144 | 0.00106 | 702.9144 | 0.00031212 | 703.9085 | 0 | 703.9085 | 9.9689e-06 | 938.53 | 1.6864e-05 | 702.9144 | 0.00033588 | 938.53 | 0.0011273 | 938.53 | -0.00054182 | 703.9085 | 1.0493e-05 | 703.9085 | 5.4575e-06 | 702.9144 | 0.00011247 | 1039.0836 | 0.00629 | 1039.0836 | 0.00568 | 1039.3411 | 0 | 1039.0836 | 0.00734 | 703.9085 | 1.3795e-06
| 703.0406 | 1.7997e-05 | 703.0406 | 0 | 704.0294 | 3.2289e-05 | 704.0294 | 8.5464e-06 | 938.77 | -0.00062396 | 703.0406 | 0.0006719 | 938.77 | 0.00090132 | 938.77 | -8.6692e-05 | 704.0294 | 1.0083e-05 | 704.0294 | 8.6639e-06 | 703.0406 | 0 | 1039.2522 | 0.00443 | 1039.2522 | 0.00689 | 1039.5113 | 2.6669e-05 | 1039.2522 | 0.00703 | 704.0294 | 6.8388e-07
| 703.1667 | 0.00064383 | 703.1667 | 0.00097105 | 704.1503 | 0 | 704.1503 | 8.0312e-06 | 939.01 | -0.0014334 | 703.1667 | 0.00119 | 939.01 | 9.4169e-05 | 939.01 | 0.0017663 | 704.1503 | 1.0141e-05 | 704.1503 | 1.0047e-05 | 703.1667 | 0 | 1039.4207 | 0.00403 | 1039.4207 | 0.00587 | 1039.6814 | 3.0002e-05 | 1039.4207 | 0.00733 | 704.1503 | 4.5985e-07
| 703.2928 | 0 | 703.2928 | 0 | 704.2712 | 0 | 704.2712 | 7.3031e-06 | 939.25 | -0.00065769 | 703.2928 | 0.00064351 | 939.25 | 0.00064304 | 939.25 | -0.00050931 | 704.2712 | 9.8956e-06 | 704.2712 | 8.7737e-06 | 703.2928 | 1.5646e-05 | 1039.5893 | 0.00418 | 1039.5893 | 0.00756 | 1039.8516 | 6.6672e-06 | 1039.5893 | 0.00706 | 704.2712 | 1.0376e-06
| 703.419 | 0.00124 | 703.419 | 0.00142 | 704.3921 | 1.4682e-05 | 704.3921 | 9.8121e-06 | 939.49 | -0.00021923 | 703.419 | 0.00119 | 939.49 | -0.00029326 | 939.49 | 0.0010836 | 704.3921 | 9.3218e-06 | 704.3921 | 6.8411e-06 | 703.419 | 1.8743e-05 | 1039.7579 | 0.00375 | 1039.7579 | 0.00877 | 1040.0218 | 1.0001e-05 | 1039.7579 | 0.00737 | 704.3921 | 1.0376e-06
| 703.5452 | 0 | 703.5452 | 0 | 704.513 | 0 | 704.513 | 9.7785e-06 | 939.74 | -0.00032042 | 703.5452 | 0.00127 | 939.74 | 0.0019667 | 939.74 | 0.0010186 | 704.513 | 9.2398e-06 | 704.513 | 6.2042e-06 | 703.5452 | 0 | 1039.9265 | 0.00406 | 1039.9265 | 0.00686 | 1040.1919 | 0 | 1039.9265 | 0.00706 | 704.513 | 8.0179e-07
| 703.6713 | 0.00138 | 703.6713 | 0.00053755 | 704.6338 | 1.4682e-05 | 704.6338 | 1.1156e-05 | 939.98 | 0.00075887 | 703.6713 | 0.00093192 | 939.98 | -0.00077756 | 939.98 | 0.00088859 | 704.6338 | 9.193e-06 | 704.6338 | 7.8074e-06 | 703.6713 | 0 | 1040.095 | 0.00515 | 1040.095 | 0.00417 | 1040.3621 | 3.0002e-05 | 1040.095 | 0.00746 | 704.6338 | 0
| 703.7975 | 0 | 703.7975 | 0 | 704.7547 | 0 | 704.7547 | 9.7225e-06 | 940.22 | -0.00065769 | 703.7975 | 0.00121 | 940.22 | 0.00051389 | 940.22 | 0.0019289 | 704.7547 | 9.0759e-06 | 704.7547 | 7.9172e-06 | 703.7975 | 5.3176e-05 | 1040.2636 | 0.0042 | 1040.2636 | 0.00687 | 1040.5322 | 6.6672e-06 | 1040.2636 | 0.00731 | 704.7547 | 0
| 703.9237 | 0.00058994 | 703.9237 | 0.00114 | 704.8756 | 1.4682e-05 | 704.8756 | 8.3896e-06 | 940.46 | 0.0014334 | 703.9237 | 0.00212 | 940.46 | -0.0021658 | 940.46 | -0.0022323 | 704.8756 | 1.0141e-05 | 704.8756 | 8.9823e-06 | 703.9237 | 0 | 1040.4322 | 0.00534 | 1040.4322 | 0.00522 | 1040.7024 | 3.0002e-05 | 1040.4322 | 0.00756 | 704.8756 | 1.8394e-06
| 704.0499 | 0 | 704.0499 | 0 | 704.9965 | 3.2289e-05 | 704.9965 | 7.5047e-06 | 940.7 | 0.00028669 | 704.0499 | 0.00021766 | 940.7 | -0.001165 | 940.7 | -0.00060684 | 704.9965 | 1.1477e-05 | 704.9965 | 9.4106e-06 | 704.0499 | 0 | 1040.6008 | 0.00272 | 1040.6008 | 0.00745 | 1040.8726 | 0 | 1040.6008 | 0.0072 | 704.9965 | 1.8394e-06
| 704.1762 | 0.00145 | 704.1762 | 0.00062425 | 705.1174 | 0 | 705.1174 | 7.6167e-06 | 940.94 | -0.00086005 | 704.1762 | 0.00025072 | 940.94 | -0.0022951 | 940.94 | -0.0024274 | 705.1174 | 1.1699e-05 | 705.1174 | 7.4889e-06 | 704.1762 | 0 | 1040.7694 | 0.00297 | 1040.7694 | 0.00621 | 1041.0428 | 0 | 1040.7694 | 0.00734 | 705.1174 | 2.8652e-06
| 704.3024 | 0 | 704.3024 | 0 | 705.2383 | 1.4682e-05 | 705.2383 | 8.4456e-06 | 941.18 | 0.00021923 | 704.3024 | 0.00294 | 941.18 | -0.0014233 | 941.18 | 0.0010511 | 705.2383 | 1.0469e-05 | 705.2383 | 5.8857e-06 | 704.3024 | 0 | 1040.9379 | 0.00669 | 1040.9379 | 0.00584 | 1041.2129 | 0 | 1040.9379 | 0.00708 | 705.2383 | 1.3795e-06
| 704.4286 | 0.00073368 | 704.4286 | 0.00048552 | 705.3592 | 0 | 705.3592 | 9.2297e-06 | 941.43 | -0.00075887 | 704.4286 | 0.00244 | 941.43 | -9.9549e-05 | 941.43 | 0.00046596 | 705.3592 | 9.1344e-06 | 705.3592 | 3.9531e-06 | 704.4286 | 0 | 1041.1065 | 0.00361 | 1041.1065 | 0.006 | 1041.3831 | 0 | 1041.1065 | 0.00728 | 705.3592 | 2.2992e-06
| 704.5549 | 0 | 704.5549 | 0 | 705.4801 | 1.4682e-05 | 705.4801 | 8.58e-06 | 941.67 | 0.0001855 | 704.5549 | 0.00212 | 941.67 | 0.00073989 | 941.67 | 0.00069354 | 705.4801 | 9.5443e-06 | 705.4801 | 5.2379e-06 | 704.5549 | 0 | 1041.2751 | 0.0057 | 1041.2751 | 0.00775 | 1041.5533 | 6.6672e-06 | 1041.2751 | 0.00708 | 705.4801 | 1.2616e-06
| 704.6812 | 0.00058994 | 704.6812 | 0.00151 | 705.601 | 0 | 705.601 | 8.4232e-06 | 941.91 | -0.0012648 | 704.6812 | 0.00158 | 941.91 | -0.0026179 | 941.91 | 0.00046596 | 705.601 | 1.1125e-05 | 705.601 | 5.9846e-06 | 704.6812 | 0.00039362 | 1041.4437 | 0.00441 | 1041.4437 | 0.00761 | 1041.7235 | 0 | 1041.4437 | 0.00735 | 705.601 | 1.1437e-06
| 704.8074 | 0 | 704.8074 | 0 | 705.7219 | 0 | 705.7219 | 7.8519e-06 | 942.15 | 0.00059023 | 704.8074 | 0.00050157 | 942.15 | 0.00022331 | 942.15 | 0.0011812 | 705.7219 | 1.1043e-05 | 705.7219 | 8.5541e-06 | 704.8074 | 0.00012826 | 1041.6122 | 0.00486 | 1041.6122 | 0.00731 | 1041.8937 | 0 | 1041.6122 | 0.00721 | 705.7219 | 2.2403e-07
| 704.9337 | 3.2945e-05 | 704.9337 | 0.00036414 | 705.8428 | 0 | 705.8428 | 8.6248e-06 | 942.39 | 8.4319e-05 | 704.9337 | 0.00167 | 942.39 | 0.00077218 | 942.39 | 0.0020264 | 705.8428 | 1.0797e-05 | 705.8428 | 9.9487e-06 | 704.9337 | 0.00044985 | 1041.7808 | 0.00299 | 1041.7808 | 0.00737 | 1042.0638 | 0 | 1041.7808 | 0.0074 | 705.8428 | 4.5985e-07
| 705.06 | 0 | 705.06 | 0 | 705.9637 | 1.4682e-05 | 705.9637 | 8.468e-06 | 942.63 | 0.00086005 | 705.06 | 0.00038799 | 942.63 | 0.00054618 | 942.63 | -0.00093193 | 705.9637 | 8.6191e-06 | 705.9637 | 8.2356e-06 | 705.06 | 0 | 1041.9494 | 0.00446 | 1041.9494 | 0.00854 | 1042.234 | 0 | 1041.9494 | 0.00719 | 705.9637 | 2.2992e-06
| 705.1863 | 0.00115 | 705.1863 | 0.00232 | 706.0846 | 0 | 706.0846 | 8.7592e-06 | 942.87 | -0.00099496 | 705.1863 | 0.00025072 | 942.87 | -0.0020367 | 942.87 | -0.0017121 | 706.0846 | 9.3569e-06 | 706.0846 | 7.2693e-06 | 705.1863 | 0.00050609 | 1042.118 | 0.00401 | 1042.118 | 0.00668 | 1042.4042 | 5.0004e-05 | 1042.118 | 0.00736 | 706.0846 | 2.9831e-06
| 705.3127 | 0 | 705.3127 | 0 | 706.2055 | 0 | 706.2055 | 7.8183e-06 | 943.12 | 0.0013997 | 705.3127 | 0.00115 | 943.12 | 0.0012565 | 943.12 | 0.002124 | 706.2055 | 9.919e-06 | 706.2055 | 6.314e-06 | 705.3127 | 0 | 1042.2866 | 0.00441 | 1042.2866 | 0.00745 | 1042.5744 | 0 | 1042.2866 | 0.00706 | 706.2055 | 4.3627e-06
| 705.439 | 3.2945e-05 | 705.439 | 0.00198 | 706.3264 | 0 | 706.3264 | 7.6167e-06 | 943.36 | -0.00086005 | 705.439 | 0.00124 | 943.36 | 0.00051389 | 943.36 | -0.00285 | 706.3264 | 1.0715e-05 | 706.3264 | 8.5541e-06 | 705.439 | 0.0005998 | 1042.4551 | 0.0048 | 1042.4551 | 0.00784 | 1042.7446 | 0 | 1042.4551 | 0.00731 | 706.3264 | 3.5609e-06
| 705.5653 | 0 | 705.5653 | 0 | 706.4473 | 0 | 706.4473 | 7.6391e-06 | 943.6 | 0.00021923 | 705.5653 | 0.00078546 | 943.6 | -0.00051927 | 943.6 | -0.00044429 | 706.4473 | 9.9542e-06 | 706.4473 | 7.3791e-06 | 705.5653 | 0 | 1042.6237 | 0.00565 | 1042.6237 | 0.00733 | 1042.9148 | 0 | 1042.6237 | 0.00711 | 706.4473 | 2.8652e-06
| 705.6917 | 0.00098522 | 705.6917 | 0.00121 | 706.5682 | 0 | 706.5682 | 8.3448e-06 | 943.84 | -0.0031197 | 705.6917 | 0.00147 | 943.84 | 0.00064304 | 943.84 | 0.00027091 | 706.5682 | 9.5209e-06 | 706.5682 | 6.8411e-06 | 705.6917 | 0 | 1042.7923 | 0.00297 | 1042.7923 | 0.00615 | 1043.085 | 1.0001e-05 | 1042.7923 | 0.00731 | 706.5682 | 1.2616e-06
| 705.8181 | 0 | 705.8181 | 0 | 706.6891 | 0 | 706.6891 | 9.4873e-06 | 944.08 | -0.00021923 | 705.8181 | 0.00087064 | 944.08 | -0.00048698 | 944.08 | 0.00040094 | 706.6891 | 9.919e-06 | 706.6891 | 5.4575e-06 | 705.8181 | 0 | 1042.9608 | 0.00497 | 1042.9608 | 0.00763 | 1043.2552 | 0 | 1042.9608 | 0.00691 | 706.6891 | 6.8388e-07
| 705.9444 | 1.4969e-05 | 705.9444 | 0.00172 | 706.81 | 0 | 706.81 | 9.9913e-06 | 944.32 | -0.0028838 | 705.9444 | 0 | 944.32 | -0.0027792 | 944.32 | -0.0017446 | 706.81 | 9.8956e-06 | 706.81 | 5.9846e-06 | 705.9444 | 0.00093719 | 1043.1294 | 0.00293 | 1043.1294 | 0.00512 | 1043.4254 | 1.0001e-05 | 1043.1294 | 0.00703 | 706.81 | 9.197e-07
| 706.0708 | 0 | 706.0708 | 0 | 706.9309 | 0 | 706.9309 | 9.5769e-06 | 944.57 | -0.0029174 | 706.0708 | 0.00072869 | 944.57 | -0.00016412 | 944.57 | 0.00088859 | 706.9309 | 9.4623e-06 | 706.9309 | 6.6324e-06 | 706.0708 | 0 | 1043.298 | 0.00406 | 1043.298 | 0.00995 | 1043.5956 | 0 | 1043.298 | 0.00688 | 706.9309 | 1.0376e-06
| 706.1972 | 0.00084148 | 706.1972 | 0.00196 | 707.0518 | 0 | 707.0518 | 7.5607e-06 | 944.81 | -0.0012648 | 706.1972 | 0.00235 | 944.81 | -0.00026098 | 944.81 | -0.00086692 | 707.0518 | 9.7082e-06 | 707.0518 | 7.3791e-06 | 706.1972 | 0 | 1043.4666 | 0.00332 | 1043.4666 | 0.00714 | 1043.7658 | 0 | 1043.4666 | 0.00712 | 707.0518 | 2.7591e-06
| 706.3236 | 0 | 706.3236 | 0 | 707.1728 | 3.2289e-05 | 707.1728 | 7.2023e-06 | 945.05 | -0.00045532 | 706.3236 | 0.00209 | 945.05 | 0.00054618 | 945.05 | 0.0012462 | 707.1728 | 1.1149e-05 | 707.1728 | 8.5541e-06 | 706.3236 | 0 | 1043.6351 | 0.00521 | 1043.6351 | 0.00552 | 1043.936 | 0 | 1043.6351 | 0.00695 | 707.1728 | 3.3251e-06
| 706.4501 | 0.00048213 | 706.4501 | 0.00113 | 707.2937 | 1.4682e-05 | 707.2937 | 7.3591e-06 | 945.29 | -0.0017032 | 706.4501 | 0.0019 | 945.29 | 0.0013211 | 945.29 | -5.4182e-05 | 707.2937 | 1.1043e-05 | 707.2937 | 8.5541e-06 | 706.4501 | 0.00035613 | 1043.8037 | 0.00488 | 1043.8037 | 0.00515 | 1044.1062 | 1.0001e-05 | 1043.8037 | 0.00726 | 707.2937 | 4.9404e-06
| 706.5765 | 0 | 706.5765 | 0 | 707.4146 | 1.4682e-05 | 707.4146 | 8.7144e-06 | 945.53 | 0.00015177 | 706.5765 | 0.00124 | 945.53 | 0.00019102 | 945.53 | -0.00063934 | 707.4146 | 9.5092e-06 | 707.4146 | 1.0695e-05 | 706.5765 | 0 | 1043.9723 | 0.00424 | 1043.9723 | 0.00731 | 1044.2764 | 0 | 1043.9723 | 0.00715 | 707.4146 | 2.5233e-06
| 706.7029 | 0.00051807 | 706.7029 | 0.00086701 | 707.5355 | 0 | 707.5355 | 8.86e-06 | 945.77 | 5.0592e-05 | 706.7029 | 0.00193 | 945.77 | -0.00016412 | 945.77 | -0.00018422 | 707.5355 | 9.6263e-06 | 707.5355 | 1.198e-05 | 706.7029 | 0.00037488 | 1044.1409 | 0.00506 | 1044.1409 | 0.00515 | 1044.4466 | 1.0001e-05 | 1044.1409 | 0.00741 | 707.5355 | 1.9573e-06
| 706.8294 | 0 | 706.8294 | 0 | 707.6564 | 1.4682e-05 | 707.6564 | 8.244e-06 | 946.01 | 0.0018044 | 706.8294 | 0.00084224 | 946.01 | -0.00064841 | 946.01 | -0.0014846 | 707.6564 | 1.068e-05 | 707.6564 | 1.2408e-05 | 706.8294 | 0 | 1044.3094 | 0.0058 | 1044.3094 | 0.00837 | 1044.6168 | 0 | 1044.3094 | 0.00706 | 707.6564 | 1.0376e-06
| 706.9558 | 0.00024855 | 706.9558 | 0.00153 | 707.7773 | 0 | 707.7773 | 8.2104e-06 | 946.26 | -0.0025465 | 706.9558 | 0.00184 | 946.26 | -0.0006807 | 946.26 | -0.0001192 | 707.7773 | 1.1699e-05 | 707.7773 | 1.0377e-05 | 706.9558 | 0.00054357 | 1044.478 | 0.00537 | 1044.478 | 0.00705 | 1044.787 | 0 | 1044.478 | 0.00731 | 707.7773 | 1.2616e-06
| 707.0823 | 0 | 707.0823 | 0 | 707.8983 | 0 | 707.8983 | 8.4792e-06 | 946.5 | 0.0025127 | 707.0823 | 0.00024605 | 946.5 | 0.00012645 | 946.5 | -0.0010945 | 707.8983 | 1.0001e-05 | 707.8983 | 6.7313e-06 | 707.0823 | 0 | 1044.6466 | 0.00351 | 1044.6466 | 0.00652 | 1044.9572 | 0 | 1044.6466 | 0.007 | 707.8983 | 1.0376e-06
| 707.2088 | 0.00156 | 707.2088 | 0.00097105 | 708.0192 | 0 | 708.0192 | 9.4649e-06 | 946.74 | -0.00038786 | 707.2088 | 0.00090353 | 946.74 | -0.0029407 | 946.74 | -0.0026874 | 708.0192 | 9.7668e-06 | 708.0192 | 5.9846e-06 | 707.2088 | 0 | 1044.8151 | 0.00445 | 1044.8151 | 0.00668 | 1045.1274 | 0 | 1044.8151 | 0.00723 | 708.0192 | 4.5985e-07
| 707.3353 | 0 | 707.3353 | 0 | 708.1401 | 3.2289e-05 | 708.1401 | 8.9944e-06 | 946.98 | 8.4319e-05 | 707.3353 | 0.00277 | 946.98 | 0.00012645 | 946.98 | 0.0010836 | 708.1401 | 9.2398e-06 | 708.1401 | 4.9194e-06 | 707.3353 | 0 | 1044.9837 | 0.00518 | 1044.9837 | 0.00603 | 1045.2976 | 0 | 1044.9837 | 0.00697 | 708.1401 | 4.1386e-06
| 707.4618 | 0.00084148 | 707.4618 | 0.00147 | 708.261 | 1.4682e-05 | 708.261 | 8.972e-06 | 947.22 | -0.0018044 | 707.4618 | 0.00064808 | 947.22 | -0.0012941 | 947.22 | -0.00021673 | 708.261 | 1.0165e-05 | 708.261 | 5.1281e-06 | 707.4618 | 0 | 1045.1523 | 0.00408 | 1045.1523 | 0.00584 | 1045.4678 | 0 | 1045.1523 | 0.00723 | 708.261 | 5.1645e-06
| 707.5883 | 0 | 707.5883 | 0 | 708.3819 | 0 | 708.3819 | 8.4792e-06 | 947.46 | -0.00069142 | 707.5883 | 0.00018926 | 947.46 | 0.0012888 | 947.46 | 0.0012462 | 708.3819 | 1.0423e-05 | 708.3819 | 6.5226e-06 | 707.5883 | 0 | 1045.3209 | 0.00558 | 1045.3209 | 0.00914 | 1045.6381 | 0 | 1045.3209 | 0.00697 | 708.3819 | 4.9404e-06
| 707.7149 | 0.00073368 | 707.7149 | 0.0012 | 708.5029 | 1.4682e-05 | 708.5029 | 9.3305e-06 | 947.71 | -0.001366 | 707.7149 | 0.00116 | 947.71 | -0.0024887 | 947.71 | -0.00063934 | 708.5029 | 1.1043e-05 | 708.5029 | 8.1258e-06 | 707.7149 | 0.00048734 | 1045.4894 | 0.00441 | 1045.4894 | 0.00703 | 1045.8083 | 0 | 1045.4894 | 0.00715 | 708.5029 | 1.2616e-06
| 707.8414 | 0 | 707.8414 | 0 | 708.6238 | 0 | 708.6238 | 1.0047e-05 | 947.95 | 0.00096123 | 707.8414 | 0.00078546 | 947.95 | 2.9596e-05 | 947.95 | 0.00075855 | 708.6238 | 1.1395e-05 | 708.6238 | 9.6192e-06 | 707.8414 | 0 | 1045.658 | 0.00485 | 1045.658 | 0.00763 | 1045.9785 | 0 | 1045.658 | 0.00696 | 708.6238 | 8.0179e-07
| 707.9679 | 0.00058994 | 707.9679 | 0.00111 | 708.7447 | 0 | 708.7447 | 1.0148e-05 | 948.19 | -0.0022766 | 707.9679 | 0.00081839 | 948.19 | -0.0011327 | 948.19 | 0.00014088 | 708.7447 | 1.1336e-05 | 708.7447 | 9.4106e-06 | 707.9679 | 0 | 1045.8266 | 0.00438 | 1045.8266 | 0.00491 | 1046.1487 | 0 | 1045.8266 | 0.0073 | 708.7447 | 8.0179e-07
| 708.0945 | 0 | 708.0945 | 0 | 708.8657 | 3.2289e-05 | 708.8657 | 9.6777e-06 | 948.43 | 0.0010287 | 708.0945 | 0.00061512 | 948.43 | 0.0002556 | 948.43 | 0.0012462 | 708.8657 | 1.102e-05 | 708.8657 | 9.191e-06 | 708.0945 | 0 | 1045.9951 | 0.00802 | 1045.9951 | 0.01006 | 1046.3189 | 0 | 1045.9951 | 0.00712 | 708.8657 | 9.197e-07
| 708.2211 | 0 | 708.2211 | 0.0018 | 708.9866 | 0 | 708.9866 | 8.3896e-06 | 948.67 | 0.00042159 | 708.2211 | 0.00156 | 948.67 | -0.0017784 | 948.67 | 0.00049847 | 708.9866 | 1.0879e-05 | 708.9866 | 8.9823e-06 | 708.2211 | 0.00061854 | 1046.1637 | 0.00386 | 1046.1637 | 0.00688 | 1046.4892 | 0 | 1046.1637 | 0.00739 | 708.9866 | 9.197e-07
| 708.3477 | 0 | 708.3477 | 0 | 709.1075 | 1.4682e-05 | 709.1075 | 8.7144e-06 | 948.91 | 0.00015177 | 708.3477 | 0.00113 | 948.91 | -0.00058385 | 948.91 | 0.00017338 | 709.1075 | 9.5911e-06 | 709.1075 | 7.6976e-06 | 708.3477 | 0 | 1046.3323 | 0.0046 | 1046.3323 | 0.00886 | 1046.6594 | 0 | 1046.3323 | 0.00712 | 709.1075 | 9.197e-07
| 708.4743 | 0.00143 | 708.4743 | 0.00048552 | 709.2284 | 4.9907e-05 | 709.2284 | 9.4089e-06 | 949.16 | 0.0018044 | 708.4743 | 0.0015 | 949.16 | 0.0018376 | 949.16 | 0.0017663 | 709.2284 | 9.6497e-06 | 709.2284 | 7.0607e-06 | 708.4743 | 0.0005998 | 1046.5008 | 0.00487 | 1046.5008 | 0.00707 | 1046.8296 | 0 | 1046.5008 | 0.00728 | 709.2284 | 3.443e-06
| 708.6009 | 0 | 708.6009 | 0 | 709.3494 | 1.4682e-05 | 709.3494 | 1.0014e-05 | 949.4 | -0.00042159 | 708.6009 | 0.00209 | 949.4 | 0.0019345 | 949.4 | 0.00017338 | 709.3494 | 9.7317e-06 | 709.3494 | 6.5226e-06 | 708.6009 | 0 | 1046.6694 | 0.00648 | 1046.6694 | 0.00926 | 1046.9998 | 0 | 1046.6694 | 0.00702 | 709.3494 | 4.0207e-06
| 708.7275 | 0.00069774 | 708.7275 | 0.00095371 | 709.4703 | 1.4682e-05 | 709.4703 | 9.9689e-06 | 949.64 | -0.0025127 | 708.7275 | 0.00283 | 949.64 | -0.0010681 | 949.64 | 0.00020589 | 709.4703 | 1.0633e-05 | 709.4703 | 9.0921e-06 | 708.7275 | 0.00089971 | 1046.838 | 0.00337 | 1046.838 | 0.00601 | 1047.1701 | 0 | 1046.838 | 0.0073 | 709.4703 | 4.7046e-06
| 708.8541 | 0 | 708.8541 | 0 | 709.5912 | 1.4682e-05 | 709.5912 | 8.86e-06 | 949.88 | 0.00042159 | 708.8541 | 0.00050157 | 949.88 | 0.0025802 | 949.88 | 0.00056349 | 709.5912 | 1.061e-05 | 709.5912 | 8.4443e-06 | 708.8541 | 0 | 1047.0066 | 0.00516 | 1047.0066 | 0.00691 | 1047.3403 | 0 | 1047.0066 | 0.0072 | 709.5912 | 2.1813e-06
| 708.9808 | 0.00142 | 708.9808 | 0.00079764 | 709.7122 | 1.4682e-05 | 709.7122 | 8.468e-06 | 950.12 | 0.00028669 | 708.9808 | 0.00176 | 950.12 | -0.0020367 | 950.12 | -0.00034676 | 709.7122 | 1.0762e-05 | 709.7122 | 9.3008e-06 | 708.9808 | 0 | 1047.1751 | 0.00556 | 1047.1751 | 0.00598 | 1047.5105 | 1.0001e-05 | 1047.1751 | 0.00746 | 709.7122 | 2.2992e-06
| 709.1074 | 0 | 709.1074 | 0.00019118 | 709.8331 | 0 | 709.8331 | 9.1737e-06 | 950.36 | 0.0010287 | 709.1074 | 0.00075708 | 950.36 | 9.4169e-05 | 950.36 | -0.00044429 | 709.8331 | 1.0762e-05 | 709.8331 | 9.9487e-06 | 709.1074 | 0 | 1047.3437 | 0.00457 | 1047.3437 | 0.00833 | 1047.6808 | 0 | 1047.3437 | 0.00712 | 709.8331 | 1.6036e-06
| 709.2341 | 0.00091335 | 709.2341 | 0.00116 | 709.9541 | 0 | 709.9541 | 9.6777e-06 | 950.61 | 0.00021923 | 709.2341 | 0.00255 | 950.61 | 9.4169e-05 | 950.61 | -0.0008344 | 709.9541 | 1.0844e-05 | 709.9541 | 1.0267e-05 | 709.2341 | 0 | 1047.5123 | 0.00441 | 1047.5123 | 0.00767 | 1047.851 | 0 | 1047.5123 | 0.00721 | 709.9541 | 3.2189e-06
| 709.3608 | 0 | 709.3608 | 0 | 710.075 | 0 | 710.075 | 9.4425e-06 | 950.85 | -0.00038786 | 709.3608 | 4.7316e-05 | 950.85 | -9.9549e-05 | 950.85 | -0.00015171 | 710.075 | 9.7082e-06 | 710.075 | 9.8388e-06 | 709.3608 | 0 | 1047.6808 | 0.00448 | 1047.6808 | 0.00779 | 1048.0212 | 0 | 1047.6808 | 0.00697 | 710.075 | 2.5233e-06
| 709.4874 | 0.00010482 | 709.4874 | 0.00057222 | 710.1959 | 1.4682e-05 | 710.1959 | 9.7561e-06 | 951.09 | -0.00021923 | 709.4874 | 0.00298 | 951.09 | 6.1882e-05 | 951.09 | -0.0010945 | 710.1959 | 1.1102e-05 | 710.1959 | 6.7313e-06 | 709.4874 | 0.00013121 | 1047.8494 | 0.00405 | 1047.8494 | 0.00693 | 1048.1915 | 0 | 1047.8494 | 0.00718 | 710.1959 | 4.7046e-06
| 709.6141 | 0 | 709.6141 | 0 | 710.3169 | 1.4682e-05 | 710.3169 | 1.0294e-05 | 951.33 | -0.00028669 | 709.6141 | 0 | 951.33 | 9.4169e-05 | 951.33 | -0.001192 | 710.3169 | 1.0879e-05 | 710.3169 | 6.7313e-06 | 709.6141 | 0 | 1048.018 | 0.00485 | 1048.018 | 0.00955 | 1048.3617 | 0 | 1048.018 | 0.00693 | 710.3169 | 4.3627e-06
| 709.7409 | 0.00087741 | 709.7409 | 0.00041617 | 710.4378 | 0 | 710.4378 | 9.7225e-06 | 951.57 | -5.0592e-05 | 709.7409 | 0.00019395 | 951.57 | -0.0010036 | 951.57 | 0.00036844 | 710.4378 | 1.1149e-05 | 710.4378 | 6.5226e-06 | 709.7409 | 0.00020618 | 1048.1865 | 0.00429 | 1048.1865 | 0.00717 | 1048.532 | 0 | 1048.1865 | 0.00706 | 710.4378 | 4.7046e-06
| 709.8676 | 0 | 709.8676 | 0 | 710.5588 | 0 | 710.5588 | 8.7368e-06 | 951.81 | 0.001737 | 709.8676 | 0.00101 | 951.81 | 0.0012565 | 951.81 | -5.4182e-05 | 710.5588 | 9.6497e-06 | 710.5588 | 7.2693e-06 | 709.8676 | 0 | 1048.3551 | 0.00516 | 1048.3551 | 0.00849 | 1048.7022 | 0 | 1048.3551 | 0.00689 | 710.5588 | 4.9404e-06
| 709.9943 | 0.00021262 | 709.9943 | 0.00128 | 710.6797 | 0 | 710.6797 | 8.3224e-06 | 952.06 | -0.0010961 | 709.9943 | 0.00070485 | 952.06 | 0.0015793 | 952.06 | -0.0024923 | 710.6797 | 9.7668e-06 | 710.6797 | 7.3791e-06 | 709.9943 | 0.00046859 | 1048.5237 | 0.00337 | 1048.5237 | 0.00691 | 1048.8725 | 0 | 1048.5237 | 0.00722 | 710.6797 | 4.0207e-06
| 710.121 | 0 | 710.121 | 0 | 710.8007 | 1.4682e-05 | 710.8007 | 9.0505e-06 | 952.3 | -0.00052277 | 710.121 | 0.0026 | 952.3 | 0.00093361 | 952.3 | 0.00043346 | 710.8007 | 1.02e-05 | 710.8007 | 7.0607e-06 | 710.121 | 0 | 1048.6922 | 0.00389 | 1048.6922 | 0.00744 | 1049.0427 | 6.6672e-06 | 1048.6922 | 0.00707 | 710.8007 | 3.2189e-06
| 710.2478 | 0.00058994 | 710.2478 | 0.00084967 | 710.9216 | 1.4682e-05 | 710.9216 | 8.8376e-06 | 952.54 | -0.00028669 | 710.2478 | 0.00067647 | 952.54 | -0.00055155 | 952.54 | -0.00041178 | 710.9216 | 1.0305e-05 | 710.9216 | 7.1595e-06 | 710.2478 | 0.00037488 | 1048.8608 | 0.00586 | 1048.8608 | 0.00679 | 1049.2129 | 0 | 1048.8608 | 0.00728 | 710.9216 | 8.0179e-07
| 710.3745 | 0 | 710.3745 | 0 | 711.0426 | 3.2289e-05 | 711.0426 | 9.0168e-06 | 952.78 | 0.0005565 | 710.3745 | 0.00269 | 952.78 | 0.00093361 | 952.78 | 0.0028717 | 711.0426 | 9.7668e-06 | 711.0426 | 6.6324e-06 | 710.3745 | 0 | 1049.0294 | 0.00478 | 1049.0294 | 0.00703 | 1049.3832 | 0 | 1049.0294 | 0.00698 | 711.0426 | 2.6412e-06
| 710.5013 | 0.00076961 | 710.5013 | 0.00158 | 711.1635 | 1.4682e-05 | 711.1635 | 9.2521e-06 | 953.02 | -0.0010961 | 710.5013 | 0.0011 | 953.02 | -0.0023273 | 953.02 | 0.00062851 | 711.1635 | 8.8065e-06 | 711.1635 | 9.191e-06 | 710.5013 | 0.00050609 | 1049.1979 | 0.00337 | 1049.1979 | 0.0077 | 1049.5534 | 0 | 1049.1979 | 0.00721 | 711.1635 | 3.2189e-06
| 710.6281 | 0 | 710.6281 | 0 | 711.2844 | 0 | 711.2844 | 9.2633e-06 | 953.26 | 5.0592e-05 | 710.6281 | 0.00072869 | 953.26 | -0.0024887 | 953.26 | 0.00043346 | 711.2844 | 8.3498e-06 | 711.2844 | 8.3454e-06 | 710.6281 | 0 | 1049.3665 | 0.00566 | 1049.3665 | 0.00784 | 1049.7237 | 0 | 1049.3665 | 0.00701 | 711.2844 | 3.9028e-06
| 710.7549 | 0.00035636 | 710.7549 | 0.00093636 | 711.4054 | 1.4682e-05 | 711.4054 | 9.0729e-06 | 953.51 | -0.0015346 | 710.7549 | 0.00215 | 953.51 | -6.7263e-05 | 953.51 | -0.00047681 | 711.4054 | 8.947e-06 | 711.4054 | 9.729e-06 | 710.7549 | 0 | 1049.535 | 0.00379 | 1049.535 | 0.00638 | 1049.8939 | 0 | 1049.535 | 0.00732 | 711.4054 | 3.6788e-06
| 710.8817 | 0 | 710.8817 | 0 | 711.5263 | 0 | 711.5263 | 8.8712e-06 | 953.75 | 0.00011805 | 710.8817 | 0.00178 | 953.75 | -0.00071299 | 953.75 | -0.00034676 | 711.5263 | 9.8722e-06 | 711.5263 | 6.9509e-06 | 710.8817 | 0 | 1049.7036 | 0.00516 | 1049.7036 | 0.00863 | 1050.0642 | 0 | 1049.7036 | 0.00698 | 711.5263 | 3.6788e-06
| 711.0085 | 0.00093132 | 711.0085 | 0.00088435 | 711.6473 | 1.4682e-05 | 711.6473 | 9.2073e-06 | 953.99 | -0.00011805 | 711.0085 | 0 | 953.99 | 0.0012888 | 953.99 | 0.00062851 | 711.6473 | 1.1149e-05 | 711.6473 | 8.1258e-06 | 711.0085 | 0.00031865 | 1049.8722 | 0.00347 | 1049.8722 | 0.00795 | 1050.2345 | 0 | 1049.8722 | 0.00709 | 711.6473 | 2.9831e-06
| 711.1354 | 0 | 711.1354 | 0 | 711.7682 | 0 | 711.7682 | 9.8121e-06 | 954.23 | -0.00045532 | 711.1354 | 0.00021766 | 954.23 | 0.0014824 | 954.23 | -0.0001192 | 711.7682 | 1.1582e-05 | 711.7682 | 1.0377e-05 | 711.1354 | 0 | 1050.0407 | 0.00586 | 1050.0407 | 0.00839 | 1050.4047 | 0 | 1050.0407 | 0.00691 | 711.7682 | 1.8394e-06
| 711.2622 | 0.0016 | 711.2622 | 0.00277 | 711.8892 | 1.4682e-05 | 711.8892 | 1.0092e-05 | 954.47 | -0.00075887 | 711.2622 | 0.00176 | 954.47 | -0.0018108 | 954.47 | 0.00017338 | 711.8892 | 1.1699e-05 | 711.8892 | 1.2408e-05 | 711.2622 | 0.00095593 | 1050.2093 | 0.00422 | 1050.2093 | 0.00512 | 1050.575 | 0 | 1050.2093 | 0.00724 | 711.8892 | 2.0634e-06
| 711.3891 | 0 | 711.3891 | 0 | 712.0102 | 0 | 712.0102 | 9.8121e-06 | 954.71 | -0.00028669 | 711.3891 | 0.00132 | 954.71 | 0.0009659 | 954.71 | 0.0019614 | 712.0102 | 9.4623e-06 | 712.0102 | 1.3474e-05 | 711.3891 | 0 | 1050.3779 | 0.00542 | 1050.3779 | 0.00979 | 1050.7452 | 0 | 1050.3779 | 0.00705 | 712.0102 | 2.9831e-06
| 711.5159 | 0.001 | 711.5159 | 0.00032946 | 712.1311 | 0 | 712.1311 | 9.7561e-06 | 954.96 | 0.00015177 | 711.5159 | 0.00136 | 954.96 | -0.00093899 | 954.96 | -0.002915 | 712.1311 | 8.9939e-06 | 712.1311 | 1.0695e-05 | 711.5159 | 0.00133 | 1050.5464 | 0.0033 | 1050.5464 | 0.0057 | 1050.9155 | 1.0001e-05 | 1050.5464 | 0.00715 | 712.1311 | 2.5233e-06
| 711.6428 | 0.00057588 | 711.6428 | 0 | 712.2521 | 1.4682e-05 | 712.2521 | 9.4873e-06 | 955.2 | -0.0001855 | 711.6428 | 0.00124 | 955.2 | -0.00074527 | 955.2 | 0.00040094 | 712.2521 | 7.7994e-06 | 712.2521 | 8.7737e-06 | 711.6428 | 0 | 1050.715 | 0.00523 | 1050.715 | 0.00921 | 1051.0858 | 0 | 1050.715 | 0.00694 | 712.2521 | 1.7215e-06
| 711.7697 | 0.00069774 | 711.7697 | 0.00172 | 712.373 | 0 | 712.373 | 1.0036e-05 | 955.44 | -0.00042159 | 711.7697 | 0.00193 | 955.44 | 0.00032017 | 955.44 | 0.00069354 | 712.373 | 8.4552e-06 | 712.373 | 7.1595e-06 | 711.7697 | 1.8743e-05 | 1050.8835 | 0.00589 | 1050.8835 | 0.00819 | 1051.256 | 0 | 1050.8835 | 0.0073 | 712.373 | 2.4054e-06
| 711.8966 | 0 | 711.8966 | 0 | 712.494 | 1.4682e-05 | 712.494 | 9.1289e-06 | 955.68 | 0.0014672 | 711.8966 | 0.00118 | 955.68 | 2.9596e-05 | 955.68 | -0.0017121 | 712.494 | 8.1858e-06 | 712.494 | 7.0607e-06 | 711.8966 | 0 | 1051.0521 | 0.00514 | 1051.0521 | 0.00928 | 1051.4263 | 0 | 1051.0521 | 0.00716 | 712.494 | 2.6412e-06
| 712.0235 | 0.00028449 | 712.0235 | 0.00084967 | 712.615 | 3.2289e-05 | 712.615 | 8.8152e-06 | 955.92 | -0.0019393 | 712.0235 | 0.0019 | 955.92 | -0.00087442 | 955.92 | -0.0022648 | 712.615 | 9.2632e-06 | 712.615 | 8.1258e-06 | 712.0235 | 0.00044985 | 1051.2207 | 0.00333 | 1051.2207 | 0.00589 | 1051.5966 | 0 | 1051.2207 | 0.00753 | 712.615 | 3.5609e-06
| 712.1504 | 0.00012598 | 712.1504 | 0 | 712.7359 | 0 | 712.7359 | 8.6584e-06 | 956.16 | 0.00069142 | 712.1504 | 0.00052996 | 956.16 | -0.0013264 | 956.16 | -0.0025575 | 712.7359 | 1.0493e-05 | 712.7359 | 7.0607e-06 | 712.1504 | 0 | 1051.3892 | 0.00563 | 1051.3892 | 0.00919 | 1051.7668 | 0 | 1051.3892 | 0.00741 | 712.7359 | 3.7849e-06
| 712.2773 | 0.00125 | 712.2773 | 0.00125 | 712.8569 | 0 | 712.8569 | 8.972e-06 | 956.41 | 0.00038786 | 712.2773 | 0.00195 | 956.41 | -0.0023919 | 956.41 | -0.0018747 | 712.8569 | 1.0598e-05 | 712.8569 | 7.5878e-06 | 712.2773 | 0.0001687 | 1051.5578 | 0.00403 | 1051.5578 | 0.00563 | 1051.9371 | 3.0002e-05 | 1051.5578 | 0.00766 | 712.8569 | 3.5609e-06
| 712.4043 | 0 | 712.4043 | 0 | 712.9778 | 0 | 712.9778 | 9.3081e-06 | 956.65 | -0.0011299 | 712.4043 | 0.00124 | 956.65 | -0.0015202 | 956.65 | 0.0002384 | 712.9778 | 1.02e-05 | 712.9778 | 5.6661e-06 | 712.4043 | 0 | 1051.7263 | 0.0062 | 1051.7263 | 0.00928 | 1052.1074 | 0 | 1051.7263 | 0.00722 | 712.9778 | 2.9831e-06
| 712.5312 | 0.00058994 | 712.5312 | 0.00039883 | 713.0988 | 0 | 713.0988 | 8.5576e-06 | 956.89 | -0.0029174 | 712.5312 | 0.00204 | 956.89 | -0.00074527 | 956.89 | -0.00034676 | 713.0988 | 9.7317e-06 | 713.0988 | 8.2356e-06 | 712.5312 | 0 | 1051.8949 | 0.00495 | 1051.8949 | 0.00621 | 1052.2777 | 0 | 1051.8949 | 0.00732 | 713.0988 | 2.6412e-06
| 712.6582 | 0 | 712.6582 | 0 | 713.2198 | 0 | 713.2198 | 8.6248e-06 | 957.13 | 0.00079259 | 712.6582 | 0.0013 | 957.13 | 0.00057846 | 957.13 | 0.0025791 | 713.2198 | 9.7082e-06 | 713.2198 | 7.1595e-06 | 712.6582 | 0 | 1052.0635 | 0.00493 | 1052.0635 | 0.00698 | 1052.4479 | 0 | 1052.0635 | 0.00698 | 713.2198 | 2.5233e-06
| 712.7852 | 0.00145 | 712.7852 | 0.00093636 | 713.3407 | 4.9907e-05 | 713.3407 | 8.468e-06 | 957.37 | -0.00072515 | 712.7852 | 0.00127 | 957.37 | -0.0021336 | 957.37 | 0.00066102 | 713.3407 | 9.6497e-06 | 713.3407 | 9.0921e-06 | 712.7852 | 0.00041236 | 1052.232 | 0.00349 | 1052.232 | 0.0096 | 1052.6182 | 1.0001e-05 | 1052.232 | 0.00739 | 713.3407 | 3.443e-06
| 712.9122 | 0 | 712.9122 | 0 | 713.4617 | 1.4682e-05 | 713.4617 | 8.636e-06 | 957.62 | 0.0029174 | 712.9122 | 0.00107 | 957.62 | 0.00015874 | 957.62 | 0.0017663 | 713.4617 | 1.0423e-05 | 713.4617 | 6.2042e-06 | 712.9122 | 3.4411e-05 | 1052.4006 | 0.0058 | 1052.4006 | 0.00724 | 1052.7885 | 0 | 1052.4006 | 0.00714 | 713.4617 | 2.0634e-06
| 713.0392 | 0.00116 | 713.0392 | 0.0016 | 713.5827 | 1.4682e-05 | 713.5827 | 9.5769e-06 | 957.86 | 0.001737 | 713.0392 | 0.00124 | 957.86 | -0.00058385 | 957.86 | 0.00066102 | 713.5827 | 1.0469e-05 | 713.5827 | 5.9846e-06 | 713.0392 | 0.00080598 | 1052.5691 | 0.00351 | 1052.5691 | 0.00635 | 1052.9588 | 0 | 1052.5691 | 0.00748 | 713.5827 | 3.9028e-06
| 713.1662 | 0 | 713.1662 | 0 | 713.7037 | 0 | 713.7037 | 8.5464e-06 | 958.1 | 0.001366 | 713.1662 | 0.00203 | 958.1 | 0.0014179 | 958.1 | 0.0014088 | 713.7037 | 1.0341e-05 | 713.7037 | 5.1281e-06 | 713.1662 | 0 | 1052.7377 | 0.00403 | 1052.7377 | 0.00747 | 1053.1291 | 0 | 1052.7377 | 0.00728 | 713.7037 | 4.4806e-06
| 713.2932 | 0.00143 | 713.2932 | 0.00116 | 713.8246 | 0 | 713.8246 | 9.7785e-06 | 958.34 | -0.0015346 | 713.2932 | 0 | 958.34 | -0.0024242 | 958.34 | -0.0014846 | 713.8246 | 9.2398e-06 | 713.8246 | 6.5226e-06 | 713.2932 | 1.8743e-05 | 1052.9062 | 0.00441 | 1052.9062 | 0.01071 | 1053.2994 | 0 | 1052.9062 | 0.0075 | 713.8246 | 6.2021e-06
| 713.4202 | 0 | 713.4202 | 0 | 713.9456 | 0 | 713.9456 | 8.3448e-06 | 958.58 | 0.00032042 | 713.4202 | 0.00147 | 958.58 | -0.0010358 | 958.58 | -0.00018422 | 713.9456 | 9.2749e-06 | 713.9456 | 8.2356e-06 | 713.4202 | 0 | 1053.0748 | 0.00422 | 1053.0748 | 0.00877 | 1053.4696 | 6.6672e-06 | 1053.0748 | 0.00723 | 713.9456 | 4.2448e-06
| 713.5473 | 0.00122 | 713.5473 | 0.00172 | 714.0666 | 0 | 714.0666 | 9.0953e-06 | 958.82 | -0.00021923 | 713.5473 | 0.00093192 | 958.82 | -0.001843 | 958.82 | -0.0013871 | 714.0666 | 9.5209e-06 | 714.0666 | 7.4889e-06 | 713.5473 | 0 | 1053.2434 | 0.00434 | 1053.2434 | 0.00955 | 1053.6399 | 0 | 1053.2434 | 0.00743 | 714.0666 | 3.6788e-06
| 713.6743 | 0 | 713.6743 | 0 | 714.1875 | 0 | 714.1875 | 7.8183e-06 | 959.07 | -0.0009275 | 713.6743 | 0.00061512 | 959.07 | 0.00019102 | 959.07 | -0.0011595 | 714.1875 | 1.0247e-05 | 714.1875 | 8.016e-06 | 713.6743 | 0 | 1053.4119 | 0.00661 | 1053.4119 | 0.00712 | 1053.8102 | 0 | 1053.4119 | 0.00721 | 714.1875 | 2.9831e-06
| 713.8014 | 0.00142 | 713.8014 | 0.00134 | 714.3085 | 0 | 714.3085 | 8.7816e-06 | 959.31 | 0.00096123 | 713.8014 | 0.00053456 | 959.31 | 0.0004816 | 959.31 | 0.0002384 | 714.3085 | 1.1699e-05 | 714.3085 | 7.9172e-06 | 713.8014 | 0.00103 | 1053.5805 | 0.0037 | 1053.5805 | 0.00577 | 1053.9805 | 3.0002e-05 | 1053.5805 | 0.00749 | 714.3085 | 2.5233e-06
| 713.9285 | 0.00039592 | 713.9285 | 0 | 714.4295 | 1.4682e-05 | 714.4295 | 9.2857e-06 | 959.55 | 0.0015008 | 713.9285 | 0.00132 | 959.55 | 0.001095 | 959.55 | 0.00056349 | 714.4295 | 1.0013e-05 | 714.4295 | 8.5541e-06 | 713.9285 | 0 | 1053.749 | 0.00439 | 1053.749 | 0.00642 | 1054.1508 | 0 | 1053.749 | 0.00735 | 714.4295 | 1.1437e-06
| 714.0556 | 0.00066181 | 714.0556 | 0.00032946 | 714.5505 | 1.4682e-05 | 714.5505 | 9.7337e-06 | 959.79 | -0.00096123 | 714.0556 | 0.00122 | 959.79 | 0.00051389 | 959.79 | 0.0020264 | 714.5505 | 9.7082e-06 | 714.5505 | 8.016e-06 | 714.0556 | 0.00013121 | 1053.9176 | 0.00401 | 1053.9176 | 0.00872 | 1054.3211 | 0 | 1053.9176 | 0.00761 | 714.5505 | 1.8394e-06
| 714.1826 | 0 | 714.1826 | 0 | 714.6715 | 1.4682e-05 | 714.6715 | 9.1513e-06 | 960.03 | 0.001231 | 714.1826 | 0 | 960.03 | 9.4169e-05 | 960.03 | 0.00027091 | 714.6715 | 8.8534e-06 | 714.6715 | 6.4128e-06 | 714.1826 | 0 | 1054.0861 | 0.0073 | 1054.0861 | 0.00781 | 1054.4914 | 0 | 1054.0861 | 0.00735 | 714.6715 | 4.7046e-06
| 714.3098 | 0.00181 | 714.3098 | 0.00184 | 714.7924 | 1.4682e-05 | 714.7924 | 9.2297e-06 | 960.28 | -5.0592e-05 | 714.3098 | 0.00016557 | 960.28 | -2.6905e-06 | 960.28 | -0.00285 | 714.7924 | 1.102e-05 | 714.7924 | 7.8074e-06 | 714.3098 | 0.00044985 | 1054.2547 | 0.00513 | 1054.2547 | 0.00826 | 1054.6617 | 0 | 1054.2547 | 0.00755 | 714.7924 | 7.2279e-06
| 714.4369 | 0 | 714.4369 | 0 | 714.9134 | 3.2289e-05 | 714.9134 | 8.7816e-06 | 960.52 | 0.00035414 | 714.4369 | 0.00138 | 960.52 | -0.0010036 | 960.52 | -0.0014521 | 714.9134 | 1.068e-05 | 714.9134 | 7.6976e-06 | 714.4369 | 0 | 1054.4232 | 0.0056 | 1054.4232 | 0.00649 | 1054.832 | 0 | 1054.4232 | 0.00735 | 714.9134 | 7.8056e-06
| 714.564 | 0.00091335 | 714.564 | 0 | 715.0344 | 0 | 715.0344 | 7.5159e-06 | 960.76 | -0.00035414 | 714.564 | 0 | 960.76 | 6.1882e-05 | 960.76 | -0.0022973 | 715.0344 | 1.1149e-05 | 715.0344 | 1.0377e-05 | 714.564 | 0.00018744 | 1054.5918 | 0.0036 | 1054.5918 | 0.00707 | 1055.0023 | 0 | 1054.5918 | 0.00751 | 715.0344 | 7.4637e-06
| 714.6911 | 0 | 714.6911 | 0 | 715.1554 | 0 | 715.1554 | 7.8743e-06 | 961 | 0.00059023 | 714.6911 | 0.0011 | 961 | 0.00015874 | 961 | 0.00082357 | 715.1554 | 1.205e-05 | 715.1554 | 9.0921e-06 | 714.6911 | 0 | 1054.7603 | 0.00462 | 1054.7603 | 0.00867 | 1055.1726 | 0 | 1054.7603 | 0.00702 | 715.1554 | 6.544e-06
| 714.8183 | 0.00149 | 714.8183 | 0.00081498 | 715.2764 | 0 | 715.2764 | 9.3305e-06 | 961.24 | -0.0009275 | 714.8183 | 0.00246 | 961.24 | -0.0011973 | 961.24 | -0.0032725 | 715.2764 | 1.191e-05 | 715.2764 | 9.5204e-06 | 714.8183 | 3.7485e-05 | 1054.9289 | 0.00464 | 1054.9289 | 0.00615 | 1055.3429 | 0 | 1054.9289 | 0.00729 | 715.2764 | 4.3627e-06
| 714.9455 | 7.1987e-05 | 714.9455 | 0 | 715.3973 | 1.4682e-05 | 715.3973 | 1.0014e-05 | 961.48 | 0.0024115 | 714.9455 | 0.00055835 | 961.48 | -2.6905e-06 | 961.48 | 0.0010186 | 715.3973 | 1.0411e-05 | 715.3973 | 7.4889e-06 | 714.9455 | 0 | 1055.0974 | 0.00526 | 1055.0974 | 0.00944 | 1055.5132 | 0 | 1055.0974 | 0.00695 | 715.3973 | 1.8394e-06
| 715.0726 | 0.00178 | 715.0726 | 0.00093636 | 715.5183 | 1.4682e-05 | 715.5183 | 1.0383e-05 | 961.73 | -0.0012648 | 715.0726 | 0.00119 | 961.73 | -0.0013909 | 961.73 | -0.00096444 | 715.5183 | 9.9542e-06 | 715.5183 | 7.6976e-06 | 715.0726 | 0.00046859 | 1055.266 | 0.00516 | 1055.266 | 0.00675 | 1055.6835 | 0 | 1055.266 | 0.0073 | 715.5183 | 2.8652e-06
| 715.1998 | 0 | 715.1998 | 0 | 715.6393 | 1.4682e-05 | 715.6393 | 9.3081e-06 | 961.97 | 0.00065769 | 715.1998 | 0.0013 | 961.97 | 0.0015793 | 961.97 | 0.0015387 | 715.6393 | 9.5209e-06 | 715.6393 | 6.0944e-06 | 715.1998 | 0 | 1055.4345 | 0.00535 | 1055.4345 | 0.00715 | 1055.8538 | 0 | 1055.4345 | 0.00695 | 715.6393 | 3.9028e-06
| 715.327 | 0.00231 | 715.327 | 0.00177 | 715.7603 | 1.4682e-05 | 715.7603 | 1.0036e-05 | 962.21 | -0.0011973 | 715.327 | 0.00204 | 962.21 | 0.0002556 | 962.21 | -5.4182e-05 | 715.7603 | 1.1746e-05 | 715.7603 | 6.9509e-06 | 715.327 | 0.0007685 | 1055.6031 | 0.00445 | 1055.6031 | 0.0103 | 1056.0241 | 0 | 1055.6031 | 0.00733 | 715.7603 | 6.0841e-06
| 715.4543 | 0 | 715.4543 | 0 | 715.8813 | 0 | 715.8813 | 9.3865e-06 | 962.45 | -0.00028669 | 715.4543 | 0.00209 | 962.45 | 0.0025479 | 962.45 | 0.00043346 | 715.8813 | 1.0118e-05 | 715.8813 | 6.6324e-06 | 715.4543 | 0 | 1055.7716 | 0.00575 | 1055.7716 | 0.01006 | 1056.1944 | 0 | 1055.7716 | 0.00713 | 715.8813 | 3.9028e-06
| 715.5815 | 0.00136 | 715.5815 | 0.00224 | 716.0023 | 0 | 716.0023 | 1.0294e-05 | 962.69 | -8.4319e-05 | 715.5815 | 0.00113 | 962.69 | 0.00093361 | 962.69 | 0.0013112 | 716.0023 | 1.1395e-05 | 716.0023 | 9.729e-06 | 715.5815 | 0.00014995 | 1055.9402 | 0.0068 | 1055.9402 | 0.00559 | 1056.3647 | 1.0001e-05 | 1055.9402 | 0.00747 | 716.0023 | 4.0207e-06
| 715.7087 | 0 | 715.7087 | 0 | 716.1233 | 1.4682e-05 | 716.1233 | 9.6217e-06 | 962.94 | -0.00099496 | 715.7087 | 0.00101 | 962.94 | 0.0007076 | 962.94 | -0.00047681 | 716.1233 | 8.8299e-06 | 716.1233 | 1.198e-05 | 715.7087 | 0 | 1056.1087 | 0.00448 | 1056.1087 | 0.00949 | 1056.535 | 0 | 1056.1087 | 0.00722 | 716.1233 | 5.1645e-06
| 715.836 | 0.00161 | 715.836 | 0.00146 | 716.2443 | 0 | 716.2443 | 9.7561e-06 | 963.18 | -0.0011299 | 715.836 | 0.00070485 | 963.18 | 0.0012888 | 963.18 | 0.0019289 | 716.2443 | 1.006e-05 | 716.2443 | 1.1552e-05 | 715.836 | 0.00033739 | 1056.2773 | 0.00455 | 1056.2773 | 0.00605 | 1056.7053 | 0 | 1056.2773 | 0.00749 | 716.2443 | 5.2824e-06
| 715.9632 | 0 | 715.9632 | 0 | 716.3652 | 1.4682e-05 | 716.3652 | 9.6553e-06 | 963.42 | 0.0015346 | 715.9632 | 0.00092742 | 963.42 | 0.00012645 | 963.42 | 0.00010836 | 716.3652 | 9.0993e-06 | 716.3652 | 9.6192e-06 | 715.9632 | 0 | 1056.4458 | 0.00405 | 1056.4458 | 0.00765 | 1056.8756 | 0 | 1056.4458 | 0.00717 | 716.3652 | 4.0207e-06
| 716.0905 | 0.00174 | 716.0905 | 0.00116 | 716.4862 | 1.4682e-05 | 716.4862 | 9.1737e-06 | 963.66 | -0.00032042 | 716.0905 | 0.00133 | 963.66 | -0.00087442 | 963.66 | -0.00031426 | 716.4862 | 9.8371e-06 | 716.4862 | 7.5878e-06 | 716.0905 | 3.7485e-05 | 1056.6144 | 0.00407 | 1056.6144 | 0.00941 | 1057.046 | 0 | 1056.6144 | 0.00745 | 716.4862 | 6.8388e-07
| 716.2178 | 8.9983e-05 | 716.2178 | 0 | 716.6072 | 3.2289e-05 | 716.6072 | 8.0088e-06 | 963.9 | -0.00015177 | 716.2178 | 0.00167 | 963.9 | 0.0007076 | 963.9 | 0.0011162 | 716.6072 | 9.193e-06 | 716.6072 | 7.1595e-06 | 716.2178 | 0 | 1056.7829 | 0.00514 | 1056.7829 | 0.00744 | 1057.2163 | 0 | 1056.7829 | 0.00728 | 716.6072 | 2.2992e-06
| 716.3451 | 0.00169 | 716.3451 | 0.00098839 | 716.7282 | 1.4682e-05 | 716.7282 | 6.9558e-06 | 964.15 | -0.0014334 | 716.3451 | 0.00136 | 964.15 | 0.001547 | 964.15 | -0.00054182 | 716.7282 | 9.1812e-06 | 716.7282 | 6.5226e-06 | 716.3451 | 5.6228e-05 | 1056.9515 | 0.00513 | 1056.9515 | 0.0063 | 1057.3866 | 0 | 1056.9515 | 0.00763 | 716.7282 | 3.443e-06
| 716.4724 | 0.00148 | 716.4724 | 0 | 716.8492 | 0 | 716.8492 | 8.1096e-06 | 964.39 | 0.0013322 | 716.4724 | 0.00147 | 964.39 | -0.00087442 | 964.39 | -0.0010295 | 716.8492 | 9.3803e-06 | 716.8492 | 4.9194e-06 | 716.4724 | 0 | 1057.12 | 0.00459 | 1057.12 | 0.00904 | 1057.5569 | 0 | 1057.12 | 0.00748 | 716.8492 | 5.6243e-06
| 716.5997 | 0.00196 | 716.5997 | 0.00065893 | 716.9702 | 0 | 716.9702 | 9.8793e-06 | 964.63 | -0.00099496 | 716.5997 | 0.00036425 | 964.63 | -0.0033282 | 964.63 | 0.00043346 | 716.9702 | 9.0524e-06 | 716.9702 | 5.5563e-06 | 716.5997 | 0.00093719 | 1057.2886 | 0.00412 | 1057.2886 | 0.00858 | 1057.7272 | 0 | 1057.2886 | 0.00765 | 716.9702 | 4.2448e-06
| 716.727 | 0.0004679 | 716.727 | 0 | 717.0912 | 0 | 717.0912 | 9.9689e-06 | 964.87 | -0.0016695 | 716.727 | 0.00087064 | 964.87 | -3.4977e-05 | 964.87 | 0.00062851 | 717.0912 | 9.2632e-06 | 717.0912 | 1.0157e-05 | 716.727 | 0 | 1057.4571 | 0.00488 | 1057.4571 | 0.00672 | 1057.8976 | 0 | 1057.4571 | 0.00738 | 717.0912 | 3.443e-06
| 716.8543 | 0.00214 | 716.8543 | 0.00088435 | 717.2122 | 0 | 717.2122 | 1.0115e-05 | 965.11 | -0.0005565 | 716.8543 | 0.00133 | 965.11 | -0.00080984 | 965.11 | -0.002915 | 717.2122 | 9.0524e-06 | 717.2122 | 1.2837e-05 | 716.8543 | 0.00135 | 1057.6256 | 0.00528 | 1057.6256 | 0.00948 | 1058.0679 | 0 | 1057.6256 | 0.00758 | 717.2122 | 4.0207e-06
| 716.9817 | 0 | 716.9817 | 0 | 717.3332 | 0 | 717.3332 | 9.9353e-06 | 965.36 | 0.0013997 | 716.9817 | 0 | 965.36 | -0.0021013 | 965.36 | -0.001257 | 717.3332 | 9.111e-06 | 717.3332 | 1.2408e-05 | 716.9817 | 0 | 1057.7942 | 0.00502 | 1057.7942 | 0.00837 | 1058.2382 | 0 | 1057.7942 | 0.00738 | 717.3332 | 4.4806e-06
| 717.109 | 0.00174 | 717.109 | 0.00151 | 717.4542 | 3.2289e-05 | 717.4542 | 1.0215e-05 | 965.6 | -0.0010624 | 717.109 | 0.00158 | 965.6 | 0.00035245 | 965.6 | -0.00037928 | 717.4542 | 8.6777e-06 | 717.4542 | 9.729e-06 | 717.109 | 0.00028115 | 1057.9627 | 0.00311 | 1057.9627 | 0.0071 | 1058.4085 | 0 | 1057.9627 | 0.00756 | 717.4542 | 4.9404e-06
| 717.2364 | 0.00052189 | 717.2364 | 0 | 717.5752 | 0 | 717.5752 | 9.5209e-06 | 965.84 | -0.0009275 | 717.2364 | 0 | 965.84 | 0.00051389 | 965.84 | 0.00010836 | 717.5752 | 8.1039e-06 | 717.5752 | 8.3454e-06 | 717.2364 | 0 | 1058.1313 | 0.00561 | 1058.1313 | 0.00756 | 1058.5789 | 0 | 1058.1313 | 0.00727 | 717.5752 | 2.6412e-06
| 717.3638 | 0.0016 | 717.3638 | 0.00163 | 717.6962 | 0 | 717.6962 | 8.3896e-06 | 966.08 | -0.001366 | 717.3638 | 0.00283 | 966.08 | -0.0017461 | 966.08 | 0.00014088 | 717.6962 | 8.9705e-06 | 717.6962 | 9.191e-06 | 717.3638 | 0.00061854 | 1058.2998 | 0.00333 | 1058.2998 | 0.00682 | 1058.7492 | 1.0001e-05 | 1058.2998 | 0.00748 | 717.6962 | 6.4261e-06
| 717.4912 | 0.00113 | 717.4912 | 0 | 717.8172 | 1.4682e-05 | 717.8172 | 7.6951e-06 | 966.32 | -0.0005565 | 717.4912 | 0.0007003 | 966.32 | 0.0020636 | 966.32 | 0.00072604 | 717.8172 | 9.6028e-06 | 717.8172 | 7.8074e-06 | 717.4912 | 0 | 1058.4684 | 0.00587 | 1058.4684 | 0.00805 | 1058.9195 | 0 | 1058.4684 | 0.00723 | 717.8172 | 5.6243e-06
| 717.6186 | 0.003 | 717.6186 | 0.00114 | 717.9382 | 3.2289e-05 | 717.9382 | 9.0505e-06 | 966.57 | 0.00072515 | 717.6186 | 0.00033588 | 966.57 | -0.00064841 | 966.57 | 0.0012787 | 717.9382 | 1.0961e-05 | 717.9382 | 7.6976e-06 | 717.6186 | 1.8743e-05 | 1058.6369 | 0.00492 | 1058.6369 | 0.00682 | 1059.0899 | 0 | 1058.6369 | 0.00745 | 717.9382 | 1.0329e-05
| 717.746 | 0.00089982 | 717.746 | 0 | 718.0593 | 0 | 718.0593 | 9.0953e-06 | 966.81 | -0.00072515 | 717.746 | 0.00164 | 966.81 | 0.0018054 | 966.81 | 0.00079106 | 718.0593 | 1.0598e-05 | 718.0593 | 8.016e-06 | 717.746 | 0 | 1058.8055 | 0.00438 | 1058.8055 | 0.00698 | 1059.2602 | 0 | 1058.8055 | 0.00718 | 718.0593 | 5.9662e-06
| 717.8734 | 0.00278 | 717.8734 | 0.00144 | 718.1803 | 0 | 718.1803 | 9.7337e-06 | 967.05 | -0.0012648 | 717.8734 | 0.00098869 | 967.05 | -0.0013587 | 967.05 | -0.0016147 | 718.1803 | 1.0774e-05 | 718.1803 | 6.314e-06 | 717.8734 | 0.00067477 | 1058.974 | 0.00452 | 1058.974 | 0.00575 | 1059.4305 | 0 | 1058.974 | 0.00747 | 718.1803 | 9.1852e-06
| 718.0009 | 0.00146 | 718.0009 | 0 | 718.3013 | 0 | 718.3013 | 7.5159e-06 | 967.29 | 0.00086005 | 718.0009 | 0.00107 | 967.29 | 0.00041703 | 967.29 | 0.0020589 | 718.3013 | 9.1812e-06 | 718.3013 | 6.2042e-06 | 718.0009 | 0 | 1059.1425 | 0.00553 | 1059.1425 | 0.00759 | 1059.6009 | 0 | 1059.1425 | 0.00725 | 718.3013 | 4.4806e-06
| 718.1283 | 0.00307 | 718.1283 | 0.00146 | 718.4223 | 0 | 718.4223 | 8.3224e-06 | 967.53 | 0.00038786 | 718.1283 | 0.0013 | 967.53 | -0.0009067 | 967.53 | -0.001127 | 718.4223 | 9.5092e-06 | 718.4223 | 4.6998e-06 | 718.1283 | 0 | 1059.3111 | 0.00398 | 1059.3111 | 0.0041 | 1059.7712 | 1.0001e-05 | 1059.3111 | 0.00758 | 718.4223 | 6.8859e-06
| 718.2558 | 0.00023396 | 718.2558 | 0 | 718.5433 | 1.4682e-05 | 718.5433 | 7.2807e-06 | 967.77 | -0.0013322 | 718.2558 | 0 | 967.77 | -0.00019641 | 967.77 | 0.00049847 | 718.5433 | 9.193e-06 | 718.5433 | 6.314e-06 | 718.2558 | 0 | 1059.4796 | 0.00638 | 1059.4796 | 0.00784 | 1059.9416 | 0 | 1059.4796 | 0.00743 | 718.5433 | 4.1386e-06
| 718.3833 | 0.00393 | 718.3833 | 0.00055488 | 718.6643 | 1.4682e-05 | 718.6643 | 8.8936e-06 | 968.02 | 0.00062396 | 718.3833 | 0.00173 | 968.02 | -0.0021658 | 968.02 | 0.00069354 | 718.6643 | 1.0692e-05 | 718.6643 | 3.9531e-06 | 718.3833 | 0.00022492 | 1059.6481 | 0.00499 | 1059.6481 | 0.00598 | 1060.1119 | 0 | 1059.6481 | 0.00767 | 718.6643 | 6.0841e-06
| 718.5108 | 0.00203 | 718.5108 | 0 | 718.7853 | 0 | 718.7853 | 8.916e-06 | 968.26 | 0.0012985 | 718.5108 | 0 | 968.26 | -0.0012619 | 968.26 | 0.0009211 | 718.7853 | 1.0388e-05 | 718.7853 | 6.4128e-06 | 718.5108 | 0 | 1059.8167 | 0.00488 | 1059.8167 | 0.00626 | 1060.2822 | 0 | 1059.8167 | 0.00736 | 718.7853 | 4.3627e-06
| 718.6382 | 0.00404 | 718.6382 | 0.0012 | 718.9063 | 0 | 718.9063 | 9.4985e-06 | 968.5 | -0.00025296 | 718.6382 | 0.00283 | 968.5 | -0.0019076 | 968.5 | 0.0015062 | 718.9063 | 1.0575e-05 | 718.9063 | 7.8074e-06 | 718.6382 | 0 | 1059.9852 | 0.0036 | 1059.9852 | 0.00656 | 1060.4526 | 0 | 1059.9852 | 0.00747 | 718.9063 | 7.0038e-06
| 718.7658 | 0.00146 | 718.7658 | 0 | 719.0273 | 0 | 719.0273 | 8.9384e-06 | 968.74 | 1.6864e-05 | 718.7658 | 0 | 968.74 | -0.0010358 | 968.74 | -0.001127 | 719.0273 | 9.6731e-06 | 719.0273 | 9.3008e-06 | 718.7658 | 0 | 1060.1538 | 0.0064 | 1060.1538 | 0.00733 | 1060.6229 | 0 | 1060.1538 | 0.00716 | 719.0273 | 6.0841e-06
| 718.8933 | 0.0042 | 718.8933 | 0.00102 | 719.1483 | 1.4682e-05 | 719.1483 | 8.0872e-06 | 968.99 | -0.00052277 | 718.8933 | 0.00139 | 968.99 | 0.00080447 | 968.99 | -0.0012245 | 719.1483 | 1.0305e-05 | 719.1483 | 5.7759e-06 | 718.8933 | 0.00037488 | 1060.3223 | 0.00471 | 1060.3223 | 0.00596 | 1060.7933 | 0 | 1060.3223 | 0.0074 | 719.1483 | 7.2279e-06
| 719.0208 | 0.00198 | 719.0208 | 0 | 719.2694 | 1.4682e-05 | 719.2694 | 8.524e-06 | 969.23 | 0.002715 | 719.0208 | 0.0009558 | 969.23 | -3.4977e-05 | 969.23 | 0.0017663 | 719.2694 | 9.9542e-06 | 719.2694 | 5.1281e-06 | 719.0208 | 0 | 1060.4908 | 0.00561 | 1060.4908 | 0.00881 | 1060.9636 | 0 | 1060.4908 | 0.00719 | 719.2694 | 4.5985e-06
| 719.1483 | 0.00433 | 719.1483 | 0.00097105 | 719.3904 | 0 | 719.3904 | 8.1096e-06 | 969.47 | -0.0020068 | 719.1483 | 0.00164 | 969.47 | -0.0014556 | 969.47 | -0.0016472 | 719.3904 | 1.0985e-05 | 719.3904 | 5.1281e-06 | 719.1483 | 5.6228e-05 | 1060.6594 | 0.00349 | 1060.6594 | 0.01069 | 1061.134 | 1.0001e-05 | 1060.6594 | 0.00759 | 719.3904 | 6.0841e-06
| 719.2759 | 0.00313 | 719.2759 | 0 | 719.5114 | 0 | 719.5114 | 8.4008e-06 | 969.71 | -0.0001855 | 719.2759 | 0.00169 | 969.71 | 0.0016761 | 969.71 | 0.002384 | 719.5114 | 9.8136e-06 | 719.5114 | 7.4889e-06 | 719.2759 | 0 | 1060.8279 | 0.00561 | 1060.8279 | 0.01004 | 1061.3043 | 6.6672e-06 | 1060.8279 | 0.00744 | 719.5114 | 3.5609e-06
| 719.4035 | 0.00458 | 719.4035 | 0.00191 | 719.6324 | 0 | 719.6324 | 8.58e-06 | 969.95 | -0.00059023 | 719.4035 | 0.00027911 | 969.95 | -0.00029326 | 969.95 | -0.00073687 | 719.6324 | 1.0095e-05 | 719.6324 | 6.4128e-06 | 719.4035 | 0.00061854 | 1060.9964 | 0.00335 | 1060.9964 | 0.00805 | 1061.4747 | 1.0001e-05 | 1060.9964 | 0.00788 | 719.6324 | 6.4261e-06
| 719.531 | 0.00279 | 719.531 | 0 | 719.7534 | 0 | 719.7534 | 9.4873e-06 | 970.2 | -0.00065769 | 719.531 | 0.00169 | 970.2 | -0.00074527 | 970.2 | 0.00066102 | 719.7534 | 9.0524e-06 | 719.7534 | 7.0607e-06 | 719.531 | 0 | 1061.165 | 0.00598 | 1061.165 | 0.00844 | 1061.645 | 0 | 1061.165 | 0.00764 | 719.7534 | 5.4003e-06
| 719.6586 | 0.0049 | 719.6586 | 0.00093636 | 719.8745 | 1.4682e-05 | 719.8745 | 1.0148e-05 | 970.44 | -0.00072515 | 719.6586 | 0.0004494 | 970.44 | -0.0020367 | 970.44 | -0.0012895 | 719.8745 | 9.3452e-06 | 719.8745 | 5.1281e-06 | 719.6586 | 0.00099342 | 1061.3335 | 0.0045 | 1061.3335 | 0.01083 | 1061.8154 | 0 | 1061.3335 | 0.00785 | 719.8745 | 9.3031e-06
| 719.7862 | 0.00398 | 719.7862 | 0 | 719.9955 | 0 | 719.9955 | 9.7785e-06 | 970.68 | -0.0019057 | 719.7862 | 0.00087064 | 970.68 | -0.00026098 | 970.68 | 0.0009536 | 719.9955 | 8.5606e-06 | 719.9955 | 4.3814e-06 | 719.7862 | 0 | 1061.502 | 0.00734 | 1061.502 | 0.01078 | 1061.9857 | 0 | 1061.502 | 0.00752 | 719.9955 | 8.0414e-06
| 719.9138 | 0.00514 | 719.9138 | 0.00106 | 720.1165 | 1.4682e-05 | 720.1165 | 1.0014e-05 | 970.92 | -0.00028669 | 719.9138 | 0.0019 | 970.92 | 0.0004816 | 970.92 | -0.00034676 | 720.1165 | 8.7011e-06 | 720.1165 | 3.9531e-06 | 719.9138 | 0 | 1061.6706 | 0.0057 | 1061.6706 | 0.00895 | 1062.1561 | 0 | 1061.6706 | 0.00775 | 720.1165 | 9.869e-06
| 720.0415 | 0.00434 | 720.0415 | 0 | 720.2375 | 0 | 720.2375 | 9.7225e-06 | 971.16 | 0.00025296 | 720.0415 | 0.00027444 | 971.16 | 0.00073989 | 971.16 | -2.1673e-05 | 720.2375 | 8.4201e-06 | 720.2375 | 6.7313e-06 | 720.0415 | 0 | 1061.8391 | 0.00502 | 1061.8391 | 0.01083 | 1062.3265 | 0 | 1061.8391 | 0.00756 | 720.2375 | 6.6619e-06
| 720.1691 | 0.00645 | 720.1691 | 0.00147 | 720.3585 | 1.4682e-05 | 720.3585 | 9.6217e-06 | 971.41 | -0.00032042 | 720.1691 | 0 | 971.41 | 0.00041703 | 971.41 | 0.00014088 | 720.3585 | 9.193e-06 | 720.3585 | 8.7737e-06 | 720.1691 | 0.00065603 | 1062.0076 | 0.00427 | 1062.0076 | 0.00746 | 1062.4968 | 0 | 1062.0076 | 0.00797 | 720.3585 | 8.2655e-06
| 720.2967 | 0.00499 | 720.2967 | 0 | 720.4796 | 0 | 720.4796 | 8.1656e-06 | 971.65 | -0.00025296 | 720.2967 | 0.00050157 | 971.65 | -0.00084214 | 971.65 | 0.00010836 | 720.4796 | 9.3803e-06 | 720.4796 | 9.3008e-06 | 720.2967 | 0 | 1062.1762 | 0.00638 | 1062.1762 | 0.00942 | 1062.6672 | 0 | 1062.1762 | 0.00797 | 720.4796 | 4.8225e-06
| 720.4244 | 0.00634 | 720.4244 | 0.00187 | 720.6006 | 1.4682e-05 | 720.6006 | 8.3896e-06 | 971.89 | 0.0010961 | 720.4244 | 0.00178 | 971.89 | 0.00019102 | 971.89 | -0.0017121 | 720.6006 | 1.0364e-05 | 720.6006 | 6.4128e-06 | 720.4244 | 0.00114 | 1062.3447 | 0.00377 | 1062.3447 | 0.01073 | 1062.8375 | 0 | 1062.3447 | 0.00841 | 720.6006 | 7.2279e-06
| 720.5521 | 0.0047 | 720.5521 | 0 | 720.7216 | 1.4682e-05 | 720.7216 | 8.3224e-06 | 972.13 | -0.00032042 | 720.5521 | 0.00147 | 972.13 | 0.0011596 | 972.13 | -0.0016472 | 720.7216 | 9.5209e-06 | 720.7216 | 6.8411e-06 | 720.5521 | 0 | 1062.5132 | 0.00608 | 1062.5132 | 0.0109 | 1063.0079 | 6.6672e-06 | 1062.5132 | 0.00811 | 720.7216 | 3.9028e-06
| 720.6797 | 0.00738 | 720.6797 | 0.00137 | 720.8427 | 1.4682e-05 | 720.8427 | 8.9944e-06 | 972.37 | 0.0013322 | 720.6797 | 0.0004494 | 972.37 | -0.0004547 | 972.37 | -0.001257 | 720.8427 | 1.0551e-05 | 720.8427 | 6.7313e-06 | 720.6797 | 5.6228e-05 | 1062.6817 | 0.00483 | 1062.6817 | 0.00958 | 1063.1783 | 0 | 1062.6817 | 0.00827 | 720.8427 | 4.8225e-06
| 720.8074 | 0.0065 | 720.8074 | 0 | 720.9637 | 0 | 720.9637 | 9.0281e-06 | 972.62 | 0.0009275 | 720.8074 | 0.00050157 | 972.62 | -2.6905e-06 | 972.62 | 0.00027091 | 720.9637 | 9.4389e-06 | 720.9637 | 8.2356e-06 | 720.8074 | 0 | 1062.8503 | 0.00532 | 1062.8503 | 0.00889 | 1063.3486 | 0 | 1062.8503 | 0.00798 | 720.9637 | 3.6788e-06
| 720.9351 | 0.00832 | 720.9351 | 0.00058956 | 721.0847 | 1.4682e-05 | 721.0847 | 9.9129e-06 | 972.86 | -0.0015684 | 720.9351 | 0.00144 | 972.86 | -0.0019076 | 972.86 | -0.00080189 | 721.0847 | 9.5209e-06 | 721.0847 | 8.9823e-06 | 720.9351 | 0 | 1063.0188 | 0.00623 | 1063.0188 | 0.00772 | 1063.519 | 0 | 1063.0188 | 0.00827 | 721.0847 | 7.2279e-06
| 721.0628 | 0.00599 | 721.0628 | 0 | 721.2057 | 1.4682e-05 | 721.2057 | 9.9689e-06 | 973.1 | -0.0010287 | 721.0628 | 0.00098419 | 973.1 | -0.00074527 | 973.1 | -0.00034676 | 721.2057 | 9.2749e-06 | 721.2057 | 8.9823e-06 | 721.0628 | 0 | 1063.1873 | 0.00673 | 1063.1873 | 0.01028 | 1063.6894 | 0 | 1063.1873 | 0.00798 | 721.2057 | 7.5816e-06
| 721.1906 | 0.00925 | 721.1906 | 0.00052021 | 721.3268 | 0 | 721.3268 | 8.3896e-06 | 973.34 | -0.0022428 | 721.1906 | 0.00258 | 973.34 | -0.0024564 | 973.34 | -0.0012245 | 721.3268 | 9.8371e-06 | 721.3268 | 9.4106e-06 | 721.1906 | 0.00044985 | 1063.3559 | 0.00525 | 1063.3559 | 0.00784 | 1063.8598 | 0 | 1063.3559 | 0.00815 | 721.3268 | 1.0105e-05
| 721.3183 | 0.00925 | 721.3183 | 0 | 721.4478 | 0 | 721.4478 | 7.2807e-06 | 973.58 | 0.00086005 | 721.3183 | 0.0013 | 973.58 | -0.0010036 | 973.58 | 0.00017338 | 721.4478 | 1.0083e-05 | 721.4478 | 7.1595e-06 | 721.3183 | 0 | 1063.5244 | 0.00542 | 1063.5244 | 0.01092 | 1064.0301 | 6.6672e-06 | 1063.5244 | 0.00787 | 721.4478 | 8.5013e-06
| 721.4461 | 0.0109 | 721.4461 | 0.00106 | 721.5688 | 3.2289e-05 | 721.5688 | 6.8102e-06 | 973.83 | 0.00025296 | 721.4461 | 0.00107 | 973.83 | -0.00016412 | 973.83 | 0.00036844 | 721.5688 | 8.5137e-06 | 721.5688 | 7.2693e-06 | 721.4461 | 0 | 1063.6929 | 0.00481 | 1063.6929 | 0.00793 | 1064.2005 | 0 | 1063.6929 | 0.00802 | 721.5688 | 9.0673e-06
| 721.5738 | 0.00905 | 721.5738 | 0 | 721.6899 | 0 | 721.6899 | 7.1687e-06 | 974.07 | -0.00032042 | 721.5738 | 0.00033123 | 974.07 | 0.00057846 | 974.07 | -0.00034676 | 721.6899 | 8.3732e-06 | 721.6899 | 6.9509e-06 | 721.5738 | 0 | 1063.8614 | 0.00615 | 1063.8614 | 0.00939 | 1064.3709 | 0 | 1063.8614 | 0.00773 | 721.6899 | 4.7046e-06
| 721.7016 | 0.01103 | 721.7016 | 0.0006936 | 721.8109 | 1.4682e-05 | 721.8109 | 7.5383e-06 | 974.31 | -0.0026139 | 721.7016 | 0.00036425 | 974.31 | -0.0017139 | 974.31 | 0.00088859 | 721.8109 | 9.5911e-06 | 721.8109 | 8.8725e-06 | 721.7016 | 7.4971e-05 | 1064.03 | 0.00598 | 1064.03 | 0.01018 | 1064.5412 | 0 | 1064.03 | 0.00798 | 721.8109 | 4.2448e-06
| 721.8294 | 0.01254 | 721.8294 | 0 | 721.9319 | 0 | 721.9319 | 7.5383e-06 | 974.55 | 0.0001855 | 721.8294 | 0.0011 | 974.55 | 0.0021605 | 974.55 | 0.0017988 | 721.9319 | 1.0259e-05 | 721.9319 | 8.5541e-06 | 721.8294 | 0 | 1064.1985 | 0.00483 | 1064.1985 | 0.01294 | 1064.7116 | 0 | 1064.1985 | 0.00792 | 721.9319 | 3.2189e-06
| 721.9572 | 0.01412 | 721.9572 | 0.00039883 | 722.053 | 0 | 722.053 | 7.8967e-06 | 974.8 | -0.00082632 | 721.9572 | 0.00204 | 974.8 | 0.00057846 | 974.8 | 0.00014088 | 722.053 | 1.1266e-05 | 722.053 | 7.0607e-06 | 721.9572 | 0 | 1064.367 | 0.00421 | 1064.367 | 0.01087 | 1064.882 | 0 | 1064.367 | 0.00831 | 722.053 | 7.5816e-06
| 722.085 | 0.01247 | 722.085 | 0 | 722.174 | 1.4682e-05 | 722.174 | 8.3448e-06 | 975.04 | 0.001231 | 722.085 | 0.00186 | 975.04 | 0.0009659 | 975.04 | 0.00010836 | 722.174 | 9.6731e-06 | 722.174 | 6.314e-06 | 722.085 | 0 | 1064.5355 | 0.00739 | 1064.5355 | 0.01206 | 1065.0524 | 6.6672e-06 | 1064.5355 | 0.00848 | 722.174 | 6.0841e-06
| 722.2128 | 0.01543 | 722.2128 | 0.0006936 | 722.295 | 0 | 722.295 | 9.0953e-06 | 975.28 | 0.00035414 | 722.2128 | 0.00119 | 975.28 | 0.00044931 | 975.28 | -0.0019722 | 722.295 | 1.0903e-05 | 722.295 | 5.5563e-06 | 722.2128 | 0.00013121 | 1064.7041 | 0.00548 | 1064.7041 | 0.01146 | 1065.2228 | 0 | 1064.7041 | 0.00885 | 722.295 | 1.0223e-05
| 722.3406 | 0.01463 | 722.3406 | 0 | 722.4161 | 1.4682e-05 | 722.4161 | 9.2297e-06 | 975.52 | 0.00045532 | 722.3406 | 0.00269 | 975.52 | -0.00026098 | 975.52 | -2.1673e-05 | 722.4161 | 1.1008e-05 | 722.4161 | 7.3791e-06 | 722.3406 | 0 | 1064.8726 | 0.00645 | 1064.8726 | 0.00916 | 1065.3932 | 0 | 1064.8726 | 0.00906 | 722.4161 | 7.3458e-06
| 722.4684 | 0.0162 | 722.4684 | 0.00192 | 722.5371 | 0 | 722.5371 | 8.7928e-06 | 975.76 | -0.00059023 | 722.4684 | 0.00215 | 975.76 | 0.0017085 | 975.76 | -5.4182e-05 | 722.5371 | 1.1828e-05 | 722.5371 | 6.314e-06 | 722.4684 | 0.00033739 | 1065.0411 | 0.00546 | 1065.0411 | 0.01261 | 1065.5635 | 0 | 1065.0411 | 0.0095 | 722.5371 | 8.5013e-06
| 722.5963 | 0.01735 | 722.5963 | 0 | 722.6582 | 0 | 722.6582 | 8.8152e-06 | 976.01 | 0.00065769 | 722.5963 | 7.5708e-05 | 976.01 | -0.00097128 | 976.01 | -0.0013871 | 722.6582 | 1.0692e-05 | 722.6582 | 7.3791e-06 | 722.5963 | 0 | 1065.2096 | 0.00826 | 1065.2096 | 0.01028 | 1065.7339 | 0 | 1065.2096 | 0.00991 | 722.6582 | 4.4806e-06
| 722.7242 | 0.01859 | 722.7242 | 0.00116 | 722.7792 | 1.4682e-05 | 722.7792 | 9.2857e-06 | 976.25 | 0.00069142 | 722.7242 | 0.00102 | 976.25 | -0.00029326 | 976.25 | -0.001322 | 722.7792 | 9.5677e-06 | 722.7792 | 6.2042e-06 | 722.7242 | 0.0012 | 1065.3781 | 0.00504 | 1065.3781 | 0.01326 | 1065.9043 | 0 | 1065.3781 | 0.01044 | 722.7792 | 4.8225e-06
| 722.852 | 0.01958 | 722.852 | 0 | 722.9003 | 0 | 722.9003 | 8.86e-06 | 976.49 | -0.00052277 | 722.852 | 0.00186 | 976.49 | -0.0017139 | 976.49 | -0.00024923 | 722.9003 | 9.0524e-06 | 722.9003 | 7.8074e-06 | 722.852 | 0 | 1065.5466 | 0.00566 | 1065.5466 | 0.01287 | 1066.0747 | 6.6672e-06 | 1065.5466 | 0.0105 | 722.9003 | 3.6788e-06
| 722.9799 | 0.0191 | 722.9799 | 0.0018 | 723.0213 | 1.4682e-05 | 723.0213 | 8.4792e-06 | 976.73 | -0.0001855 | 722.9799 | 0.0001088 | 976.73 | 0.0009659 | 976.73 | 0.0032292 | 723.0213 | 9.3569e-06 | 723.0213 | 7.3791e-06 | 722.9799 | 0 | 1065.7152 | 0.00614 | 1065.7152 | 0.01479 | 1066.2451 | 3.0002e-05 | 1065.7152 | 0.01064 | 723.0213 | 5.0465e-06
| 723.1078 | 0.02053 | 723.1078 | 0 | 723.1423 | 0 | 723.1423 | 8.244e-06 | 976.97 | -0.0018381 | 723.1078 | 0 | 976.97 | 0.0020314 | 976.97 | 0.00027091 | 723.1423 | 9.8136e-06 | 723.1423 | 9.191e-06 | 723.1078 | 0 | 1065.8837 | 0.00779 | 1065.8837 | 0.0097 | 1066.4155 | 0 | 1065.8837 | 0.01046 | 723.1423 | 5.2824e-06
| 723.2357 | 0.02282 | 723.2357 | 0.00095371 | 723.2634 | 0 | 723.2634 | 8.3672e-06 | 977.22 | -0.0011299 | 723.2357 | 0.00036425 | 977.22 | -0.0015847 | 977.22 | -0.0014196 | 723.2634 | 9.919e-06 | 723.2634 | 8.6639e-06 | 723.2357 | 0 | 1066.0522 | 0.00509 | 1066.0522 | 0.01092 | 1066.5859 | 0 | 1066.0522 | 0.01085 | 723.2634 | 7.8056e-06
| 723.3637 | 0.02241 | 723.3637 | 0 | 723.3844 | 0 | 723.3844 | 8.7816e-06 | 977.46 | 0.0014334 | 723.3637 | 0.00092742 | 977.46 | -0.0006807 | 977.46 | -0.00063934 | 723.3844 | 1.0364e-05 | 723.3844 | 1.0586e-05 | 723.3637 | 0 | 1066.2207 | 0.00962 | 1066.2207 | 0.01318 | 1066.7563 | 0 | 1066.2207 | 0.01122 | 723.3844 | 7.6877e-06
| 723.4916 | 0.02702 | 723.4916 | 0.00166 | 723.5055 | 3.2289e-05 | 723.5055 | 8.188e-06 | 977.7 | -0.0012648 | 723.4916 | 0.00013718 | 977.7 | -0.001843 | 977.7 | 0.0009536 | 723.5055 | 1.0961e-05 | 723.5055 | 8.7737e-06 | 723.4916 | 0 | 1066.3892 | 0.00671 | 1066.3892 | 0.01408 | 1066.9267 | 0 | 1066.3892 | 0.01176 | 723.5055 | 7.2279e-06
| 723.6195 | 0.02723 | 723.6195 | 0.00024332 | 723.6265 | 1.4682e-05 | 723.6265 | 8.244e-06 | 977.94 | 0.00015177 | 723.6195 | 0.00266 | 977.94 | -0.001165 | 977.94 | 0.0012137 | 723.6265 | 1.1617e-05 | 723.6265 | 7.9172e-06 | 723.6195 | 0 | 1066.5577 | 0.00842 | 1066.5577 | 0.01362 | 1067.0971 | 0 | 1066.5577 | 0.01166 | 723.6265 | 5.7422e-06
| 723.7475 | 0.02761 | 723.7475 | 0.00065893 | 723.7476 | 1.4682e-05 | 723.7476 | 7.3815e-06 | 978.19 | -0.0012648 | 723.7475 | 0.00013718 | 978.19 | 0.001095 | 978.19 | 0.00040094 | 723.7476 | 1.1313e-05 | 723.7476 | 4.6998e-06 | 723.7475 | 0.00011247 | 1066.7263 | 0.00919 | 1066.7263 | 0.01219 | 1067.2675 | 1.0001e-05 | 1066.7263 | 0.01182 | 723.7476 | 4.1386e-06
| 723.8755 | 0.02973 | 723.8755 | 0 | 723.8686 | 0 | 723.8686 | 8.2888e-06 | 978.43 | 0.00045532 | 723.8755 | 0.00033123 | 978.43 | 0.0023219 | 978.43 | 0.0020589 | 723.8686 | 9.5677e-06 | 723.8686 | 7.3791e-06 | 723.8755 | 0 | 1066.8948 | 0.00775 | 1066.8948 | 0.01528 | 1067.4379 | 0 | 1066.8948 | 0.0122 | 723.8686 | 3.101e-06
| 724.0034 | 0.02998 | 724.0034 | 0.00086701 | 723.9897 | 1.4682e-05 | 723.9897 | 8.916e-06 | 978.67 | -0.00048905 | 724.0034 | 0.00113 | 978.67 | 0.00022331 | 978.67 | -0.0021998 | 723.9897 | 9.9542e-06 | 723.9897 | 7.9172e-06 | 724.0034 | 0 | 1067.0633 | 0.01141 | 1067.0633 | 0.01572 | 1067.6083 | 0 | 1067.0633 | 0.01301 | 723.9897 | 6.2021e-06
| 724.1314 | 0.03286 | 724.1314 | 0 | 724.1107 | 0 | 724.1107 | 9.4985e-06 | 978.91 | 0.0011299 | 724.1314 | 0.0009558 | 978.91 | 0.00057846 | 978.91 | 7.5855e-05 | 724.1107 | 1.0013e-05 | 724.1107 | 7.6976e-06 | 724.1314 | 0 | 1067.2318 | 0.00946 | 1067.2318 | 0.01519 | 1067.7787 | 0 | 1067.2318 | 0.01352 | 724.1107 | 5.2824e-06
| 724.2594 | 0.03378 | 724.2594 | 0.00031212 | 724.2318 | 0 | 724.2318 | 9.5209e-06 | 979.15 | 0.00096123 | 724.2594 | 0.00124 | 979.15 | -0.00016412 | 979.15 | -0.00080189 | 724.2318 | 1.0282e-05 | 724.2318 | 4.6998e-06 | 724.2594 | 0 | 1067.4003 | 0.00993 | 1067.4003 | 0.01572 | 1067.9491 | 0 | 1067.4003 | 0.01391 | 724.2318 | 9.9869e-06
| 724.3874 | 0.03331 | 724.3874 | 0 | 724.3528 | 0 | 724.3528 | 8.4792e-06 | 979.4 | -0.0009275 | 724.3874 | 0.0009558 | 979.4 | -0.0018108 | 979.4 | -0.00021673 | 724.3528 | 8.8885e-06 | 724.3528 | 5.0292e-06 | 724.3874 | 0 | 1067.5688 | 0.00899 | 1067.5688 | 0.0147 | 1068.1195 | 0 | 1067.5688 | 0.0143 | 724.3528 | 5.6243e-06
| 724.5155 | 0.03732 | 724.5155 | 0.00108 | 724.4739 | 0 | 724.4739 | 9.7225e-06 | 979.64 | 5.0592e-05 | 724.5155 | 0.00064808 | 979.64 | -0.0011004 | 979.64 | -0.00067186 | 724.4739 | 8.947e-06 | 724.4739 | 7.4889e-06 | 724.5155 | 0.00105 | 1067.7373 | 0.00962 | 1067.7373 | 0.01595 | 1068.2899 | 1.0001e-05 | 1067.7373 | 0.01452 | 724.4739 | 9.645e-06
| 724.6435 | 0.03831 | 724.6435 | 0 | 724.595 | 0 | 724.595 | 9.3865e-06 | 979.88 | 0.0010624 | 724.6435 | 0.00041639 | 979.88 | 0.00077218 | 979.88 | 0.0010511 | 724.595 | 9.4272e-06 | 724.595 | 1.0805e-05 | 724.6435 | 0 | 1067.9059 | 0.01303 | 1067.9059 | 0.01456 | 1068.4603 | 0 | 1067.9059 | 0.01485 | 724.595 | 5.5064e-06
| 724.7716 | 0.04156 | 724.7716 | 0.00102 | 724.716 | 0 | 724.716 | 1.0999e-05 | 980.12 | -0.00045532 | 724.7716 | 0.00113 | 980.12 | 0.0010305 | 980.12 | 0.0012137 | 724.716 | 1.0095e-05 | 724.716 | 8.2356e-06 | 724.7716 | 3.7485e-05 | 1068.0744 | 0.01296 | 1068.0744 | 0.01598 | 1068.6307 | 0 | 1068.0744 | 0.01473 | 724.716 | 7.9235e-06
| 724.8996 | 0.04292 | 724.8996 | 0 | 724.8371 | 3.2289e-05 | 724.8371 | 9.7561e-06 | 980.37 | -0.001737 | 724.8996 | 0.00184 | 980.37 | 0.0014824 | 980.37 | 0.0011812 | 724.8371 | 1.0341e-05 | 724.8371 | 7.3791e-06 | 724.8996 | 0 | 1068.2429 | 0.0119 | 1068.2429 | 0.0141 | 1068.8011 | 0 | 1068.2429 | 0.01505 | 724.8371 | 4.5985e-06
| 725.0277 | 0.04537 | 725.0277 | 0.00158 | 724.9581 | 1.4682e-05 | 724.9581 | 1.0171e-05 | 980.61 | 0.00021923 | 725.0277 | 0.00218 | 980.61 | 0.00051389 | 980.61 | 0.0013763 | 724.9581 | 1.0423e-05 | 724.9581 | 5.8857e-06 | 725.0277 | 0.00020618 | 1068.4114 | 0.01507 | 1068.4114 | 0.01593 | 1068.9715 | 1.0001e-05 | 1068.4114 | 0.01477 | 724.9581 | 7.3458e-06
| 725.1558 | 0.04573 | 725.1558 | 0 | 725.0792 | 1.4682e-05 | 725.0792 | 8.972e-06 | 980.85 | 0.0016695 | 725.1558 | 0.00169 | 980.85 | 0.00067532 | 980.85 | -0.00060684 | 725.0792 | 9.2164e-06 | 725.0792 | 7.9172e-06 | 725.1558 | 0 | 1068.5799 | 0.01423 | 1068.5799 | 0.01391 | 1069.1419 | 0 | 1068.5799 | 0.01513 | 725.0792 | 4.7046e-06
| 725.2839 | 0.05094 | 725.2839 | 0.00084967 | 725.2002 | 1.4682e-05 | 725.2002 | 9.0505e-06 | 981.09 | -0.00069142 | 725.2839 | 0.00136 | 981.09 | -0.00032556 | 981.09 | -0.00054182 | 725.2002 | 8.3732e-06 | 725.2002 | 7.8074e-06 | 725.2839 | 0 | 1068.7484 | 0.0154 | 1068.7484 | 0.0159 | 1069.3123 | 0 | 1068.7484 | 0.01476 | 725.2002 | 6.2021e-06
| 725.412 | 0.05116 | 725.412 | 0 | 725.3213 | 0 | 725.3213 | 8.5576e-06 | 981.33 | 0.00099496 | 725.412 | 0.00027444 | 981.33 | -0.0020045 | 981.33 | -0.00015171 | 725.3213 | 1.0036e-05 | 725.3213 | 7.4889e-06 | 725.412 | 0 | 1068.9169 | 0.01479 | 1068.9169 | 0.01376 | 1069.4827 | 0 | 1068.9169 | 0.01517 | 725.3213 | 4.7046e-06
| 725.5401 | 0.0537 | 725.5401 | 0.00097105 | 725.4424 | 0 | 725.4424 | 9.0953e-06 | 981.58 | -0.0017707 | 725.5401 | 0.0015 | 981.58 | 0.00064304 | 981.58 | 0.0017663 | 725.4424 | 1.1699e-05 | 725.4424 | 7.5878e-06 | 725.5401 | 0 | 1069.0854 | 0.01563 | 1069.0854 | 0.01593 | 1069.6532 | 0 | 1069.0854 | 0.01471 | 725.4424 | 6.7798e-06
| 725.6682 | 0.05491 | 725.6682 | 0 | 725.5634 | 0 | 725.5634 | 8.7592e-06 | 981.82 | 0.0011636 | 725.6682 | 0.00223 | 981.82 | -0.0006807 | 981.82 | -0.00044429 | 725.5634 | 1.2402e-05 | 725.5634 | 7.8074e-06 | 725.6682 | 0 | 1069.2539 | 0.0134 | 1069.2539 | 0.01378 | 1069.8236 | 0 | 1069.2539 | 0.01513 | 725.5634 | 7.5816e-06
| 725.7964 | 0.05832 | 725.7964 | 0.00104 | 725.6845 | 1.4682e-05 | 725.6845 | 8.972e-06 | 982.06 | -0.00089378 | 725.7964 | 0.0021 | 982.06 | -0.0015202 | 982.06 | -0.00063934 | 725.6845 | 1.109e-05 | 725.6845 | 7.4889e-06 | 725.7964 | 0.00114 | 1069.4224 | 0.01596 | 1069.4224 | 0.01528 | 1069.994 | 1.0001e-05 | 1069.4224 | 0.01451 | 725.6845 | 8.5013e-06
| 725.9245 | 0.05678 | 725.9245 | 0 | 725.8056 | 1.4682e-05 | 725.8056 | 8.7928e-06 | 982.3 | -0.00032042 | 725.9245 | 0 | 982.3 | 0.00077218 | 982.3 | 0.00059601 | 725.8056 | 9.7551e-06 | 725.8056 | 7.4889e-06 | 725.9245 | 0 | 1069.5909 | 0.01437 | 1069.5909 | 0.01406 | 1070.1644 | 0 | 1069.5909 | 0.01497 | 725.8056 | 6.4261e-06
| 726.0527 | 0.0652 | 726.0527 | 0 | 725.9266 | 1.4682e-05 | 725.9266 | 1.166e-05 | 982.55 | 0.00079259 | 726.0527 | 0.00102 | 982.55 | -0.00087442 | 982.55 | 0.00069354 | 725.9266 | 9.3803e-06 | 725.9266 | 6.9509e-06 | 726.0527 | 0.00097468 | 1069.7594 | 0.01577 | 1069.7594 | 0.01551 | 1070.3348 | 0 | 1069.7594 | 0.01431 | 725.9266 | 5.1645e-06
| 726.1809 | 0.0674 | 726.1809 | 0 | 726.0477 | 1.4682e-05 | 726.0477 | 1.156e-05 | 982.79 | -0.0001855 | 726.1809 | 0.00198 | 982.79 | -0.00022869 | 982.79 | 0.0024165 | 726.0477 | 9.4857e-06 | 726.0477 | 7.8074e-06 | 726.1809 | 0 | 1069.9279 | 0.01482 | 1069.9279 | 0.01373 | 1070.5053 | 0 | 1069.9279 | 0.01489 | 726.0477 | 3.2189e-06
| 726.3091 | 0.06702 | 726.3091 | 0.0018 | 726.1688 | 0 | 726.1688 | 1.1884e-05 | 983.03 | -0.00079259 | 726.3091 | 0.00036425 | 983.03 | -0.00035784 | 983.03 | -0.00024923 | 726.1688 | 1.0083e-05 | 726.1688 | 8.7737e-06 | 726.3091 | 0 | 1070.0964 | 0.01565 | 1070.0964 | 0.01523 | 1070.6757 | 0 | 1070.0964 | 0.01419 | 726.1688 | 7.4637e-06
| 726.4373 | 0.06842 | 726.4373 | 0 | 726.2898 | 0 | 726.2898 | 9.1513e-06 | 983.27 | 0.00021923 | 726.4373 | 0.00141 | 983.27 | 0.0017085 | 983.27 | -0.00047681 | 726.2898 | 9.2984e-06 | 726.2898 | 9.729e-06 | 726.4373 | 0 | 1070.2649 | 0.01441 | 1070.2649 | 0.01355 | 1070.8461 | 6.6672e-06 | 1070.2649 | 0.0148 | 726.2898 | 6.2021e-06
| 726.5655 | 0.07203 | 726.5655 | 0.00125 | 726.4109 | 0 | 726.4109 | 9.2073e-06 | 983.52 | -0.0020405 | 726.5655 | 0.00286 | 983.52 | 0.00073989 | 983.52 | 0.00040094 | 726.4109 | 9.6497e-06 | 726.4109 | 1.0586e-05 | 726.5655 | 0.00041236 | 1070.4334 | 0.01537 | 1070.4334 | 0.0157 | 1071.0166 | 0 | 1070.4334 | 0.01411 | 726.4109 | 7.3458e-06
| 726.6937 | 0.07589 | 726.6937 | 0 | 726.532 | 0 | 726.532 | 8.524e-06 | 983.76 | -0.00011805 | 726.6937 | 0.00058673 | 983.76 | 0.0012565 | 983.76 | 0.0022214 | 726.532 | 1.0223e-05 | 726.532 | 1.1761e-05 | 726.6937 | 0 | 1070.6019 | 0.01446 | 1070.6019 | 0.01519 | 1071.187 | 0 | 1070.6019 | 0.01478 | 726.532 | 4.8225e-06
| 726.8219 | 0.07728 | 726.8219 | 0.00177 | 726.653 | 1.4682e-05 | 726.653 | 9.7225e-06 | 984 | 0.0011299 | 726.8219 | 0.00090353 | 984 | -0.0004547 | 984 | -0.00093193 | 726.653 | 1.1102e-05 | 726.653 | 9.9487e-06 | 726.8219 | 0.00033739 | 1070.7704 | 0.01514 | 1070.7704 | 0.01598 | 1071.3574 | 0 | 1070.7704 | 0.01413 | 726.653 | 8.0414e-06
| 726.9502 | 0.0778 | 726.9502 | 0 | 726.7741 | 0 | 726.7741 | 8.6024e-06 | 984.24 | 0.00072515 | 726.9502 | 0.00027444 | 984.24 | 0.0016439 | 984.24 | 7.5855e-05 | 726.7741 | 1.0259e-05 | 726.7741 | 9.191e-06 | 726.9502 | 0 | 1070.9389 | 0.0147 | 1070.9389 | 0.01345 | 1071.5278 | 0 | 1070.9389 | 0.01481 | 726.7741 | 5.9662e-06
| 727.0784 | 0.08166 | 727.0784 | 0.00102 | 726.8952 | 0 | 726.8952 | 1.0227e-05 | 984.48 | -0.001231 | 727.0784 | 0.00136 | 984.48 | 0.00015874 | 984.48 | -0.00070437 | 726.8952 | 9.919e-06 | 726.8952 | 5.3477e-06 | 727.0784 | 3.7485e-05 | 1071.1074 | 0.01559 | 1071.1074 | 0.01546 | 1071.6983 | 0 | 1071.1074 | 0.01427 | 726.8952 | 6.0841e-06
| 727.2067 | 0.08273 | 727.2067 | 0 | 727.0163 | 0 | 727.0163 | 9.1513e-06 | 984.73 | -0.0017032 | 727.2067 | 0.00249 | 984.73 | 0.0025802 | 984.73 | -0.00089942 | 727.0163 | 1.1266e-05 | 727.0163 | 6.8411e-06 | 727.2067 | 0 | 1071.2759 | 0.01482 | 1071.2759 | 0.01338 | 1071.8687 | 0 | 1071.2759 | 0.01498 | 727.0163 | 3.5609e-06
| 727.335 | 0.08583 | 727.335 | 0.00168 | 727.1373 | 0 | 727.1373 | 1.0507e-05 | 984.97 | 8.4319e-05 | 727.335 | 0.00059133 | 984.97 | -0.0023273 | 984.97 | -0.00099695 | 727.1373 | 1.1992e-05 | 727.1373 | 3.8543e-06 | 727.335 | 0 | 1071.4444 | 0.01425 | 1071.4444 | 0.01565 | 1072.0391 | 0 | 1071.4444 | 0.01454 | 727.1373 | 6.544e-06
| 727.4633 | 0.08644 | 727.4633 | 0 | 727.2584 | 0 | 727.2584 | 1.0036e-05 | 985.21 | 0.0034234 | 727.4633 | 0.00127 | 985.21 | 0.00090132 | 985.21 | -0.00021673 | 727.2584 | 1.1395e-05 | 727.2584 | 5.5563e-06 | 727.4633 | 0 | 1071.6129 | 0.01401 | 1071.6129 | 0.01477 | 1072.2096 | 6.6672e-06 | 1071.6129 | 0.01515 | 727.2584 | 6.32e-06
| 727.5916 | 0.08892 | 727.5916 | 0.00153 | 727.3795 | 0 | 727.3795 | 9.0281e-06 | 985.45 | -0.0018719 | 727.5916 | 0.00061971 | 985.45 | -0.0015202 | 985.45 | -0.0015171 | 727.3795 | 1.02e-05 | 727.3795 | 8.3454e-06 | 727.5916 | 0.00050609 | 1071.7814 | 0.0103 | 1071.7814 | 0.01595 | 1072.38 | 0 | 1071.7814 | 0.01476 | 727.3795 | 8.1476e-06
| 727.7199 | 0.0922 | 727.7199 | 0 | 727.5006 | 0 | 727.5006 | 7.5607e-06 | 985.7 | -0.001366 | 727.7199 | 0.00198 | 985.7 | 0.00032017 | 985.7 | -0.00037928 | 727.5006 | 9.4623e-06 | 727.5006 | 1.1124e-05 | 727.7199 | 0 | 1071.9499 | 0.01402 | 1071.9499 | 0.01417 | 1072.5504 | 0 | 1071.9499 | 0.01517 | 727.5006 | 5.4003e-06
| 727.8483 | 0.09461 | 727.8483 | 0.0018 | 727.6216 | 1.4682e-05 | 727.6216 | 6.7318e-06 | 985.94 | -0.0022428 | 727.8483 | 0.00161 | 985.94 | -0.00093899 | 985.94 | -0.00060684 | 727.6216 | 1.02e-05 | 727.6216 | 1.0695e-05 | 727.8483 | 0 | 1072.1184 | 0.01418 | 1072.1184 | 0.01583 | 1072.7209 | 0 | 1072.1184 | 0.0148 | 727.6216 | 7.8056e-06
| 727.9766 | 0.095 | 727.9766 | 0 | 727.7427 | 1.4682e-05 | 727.7427 | 7.2807e-06 | 986.18 | 0.0018381 | 727.9766 | 0.00115 | 986.18 | 0.00067532 | 986.18 | -0.00041178 | 727.7427 | 9.193e-06 | 727.7427 | 8.2356e-06 | 727.9766 | 0 | 1072.2869 | 0.0112 | 1072.2869 | 0.0147 | 1072.8913 | 6.6672e-06 | 1072.2869 | 0.01503 | 727.7427 | 4.9404e-06
| 728.1049 | 0.09855 | 728.1049 | 0.00173 | 727.8638 | 0 | 727.8638 | 8.4456e-06 | 986.42 | 0.00045532 | 728.1049 | 0.0004494 | 986.42 | 0.0004816 | 986.42 | -0.0019397 | 727.8638 | 9.7317e-06 | 727.8638 | 1.0476e-05 | 728.1049 | 0.00018744 | 1072.4554 | 0.01286 | 1072.4554 | 0.01591 | 1073.0618 | 1.0001e-05 | 1072.4554 | 0.0147 | 727.8638 | 5.9662e-06
| 728.2333 | 0.09957 | 728.2333 | 0 | 727.9849 | 0 | 727.9849 | 8.1432e-06 | 986.67 | 0.0005565 | 728.2333 | 0.00266 | 986.67 | -2.6905e-06 | 986.67 | -2.1673e-05 | 727.9849 | 8.8885e-06 | 727.9849 | 1.1014e-05 | 728.2333 | 0 | 1072.6238 | 0.01449 | 1072.6238 | 0.01524 | 1073.2322 | 0 | 1072.6238 | 0.0148 | 727.9849 | 3.101e-06
| 728.3617 | 0.10606 | 728.3617 | 0.00095371 | 728.106 | 1.4682e-05 | 728.106 | 1.0014e-05 | 986.91 | -0.0022766 | 728.3617 | 0.00079001 | 986.91 | -0.002973 | 986.91 | -0.00070437 | 728.106 | 1.0739e-05 | 728.106 | 1.1651e-05 | 728.3617 | 0 | 1072.7923 | 0.01356 | 1072.7923 | 0.01581 | 1073.4027 | 1.0001e-05 | 1072.7923 | 0.01454 | 728.106 | 5.0465e-06
| 728.4901 | 0.10206 | 728.4901 | 0 | 728.227 | 0 | 728.227 | 1.0406e-05 | 987.15 | -0.001366 | 728.4901 | 0 | 987.15 | 0.0007076 | 987.15 | -0.00047681 | 728.227 | 9.8136e-06 | 728.227 | 8.7737e-06 | 728.4901 | 0 | 1072.9608 | 0.01449 | 1072.9608 | 0.01366 | 1073.5731 | 0 | 1072.9608 | 0.01486 | 728.227 | 3.3251e-06
| 728.6185 | 0.10653 | 728.6185 | 0.00055488 | 728.3481 | 0 | 728.3481 | 1.1347e-05 | 987.39 | -0.0027488 | 728.6185 | 0.00084678 | 987.39 | 0.00044931 | 987.39 | -0.0023624 | 728.3481 | 1.02e-05 | 728.3481 | 9.6192e-06 | 728.6185 | 0 | 1073.1293 | 0.01324 | 1073.1293 | 0.01542 | 1073.7435 | 0 | 1073.1293 | 0.01474 | 728.3481 | 6.4261e-06
| 728.7469 | 0.11179 | 728.7469 | 0 | 728.4692 | 0 | 728.4692 | 9.4649e-06 | 987.63 | 0.00032042 | 728.7469 | 0.00064351 | 987.63 | 0.0011919 | 987.63 | 0.00085607 | 728.4692 | 8.2912e-06 | 728.4692 | 9.6192e-06 | 728.7469 | 0 | 1073.2978 | 0.01498 | 1073.2978 | 0.01391 | 1073.914 | 6.6672e-06 | 1073.2978 | 0.01509 | 728.4692 | 5.1645e-06
| 728.8753 | 0.11292 | 728.8753 | 0.00125 | 728.5903 | 1.4682e-05 | 728.5903 | 9.6217e-06 | 987.88 | -0.0013322 | 728.8753 | 0.00127 | 987.88 | 0.0020314 | 987.88 | 0.00030341 | 728.5903 | 9.2164e-06 | 728.5903 | 9.9487e-06 | 728.8753 | 0.00046859 | 1073.4663 | 0.01444 | 1073.4663 | 0.01526 | 1074.0845 | 0 | 1073.4663 | 0.01475 | 728.5903 | 9.421e-06
| 729.0037 | 0.11329 | 729.0037 | 0 | 728.7114 | 0 | 728.7114 | 7.5943e-06 | 988.12 | 5.0592e-05 | 729.0037 | 0.00138 | 988.12 | -0.0011327 | 988.12 | 0.002189 | 728.7114 | 9.6028e-06 | 728.7114 | 1.0476e-05 | 729.0037 | 0 | 1073.6348 | 0.01488 | 1073.6348 | 0.01383 | 1074.2549 | 0 | 1073.6348 | 0.01514 | 728.7114 | 6.4261e-06
| 729.1322 | 0.11767 | 729.1322 | 0.00194 | 728.8325 | 1.4682e-05 | 728.8325 | 8.1096e-06 | 988.36 | 0.0011299 | 729.1322 | 0.0011 | 988.36 | 0.0012565 | 988.36 | -0.00057433 | 728.8325 | 1.02e-05 | 728.8325 | 8.8725e-06 | 729.1322 | 0 | 1073.8033 | 0.01505 | 1073.8033 | 0.01561 | 1074.4253 | 1.0001e-05 | 1073.8033 | 0.01467 | 728.8325 | 1.1708e-05
| 729.2607 | 0.11813 | 729.2607 | 0 | 728.9535 | 1.4682e-05 | 728.9535 | 8.1432e-06 | 988.6 | 0.00035414 | 729.2607 | 0.00192 | 988.6 | 0.00041703 | 988.6 | 0.002124 | 728.9535 | 1.0141e-05 | 728.9535 | 1.0586e-05 | 729.2607 | 0 | 1073.9717 | 0.01491 | 1073.9717 | 0.01385 | 1074.5958 | 0 | 1073.9717 | 0.0151 | 728.9535 | 7.9235e-06
| 729.3891 | 0.11955 | 729.3891 | 0.00189 | 729.0746 | 1.4682e-05 | 729.0746 | 9.8345e-06 | 988.85 | -0.0020068 | 729.3891 | 0.0001088 | 988.85 | -0.00097128 | 988.85 | 0.002384 | 729.0746 | 1.0762e-05 | 729.0746 | 8.9823e-06 | 729.3891 | 0 | 1074.1402 | 0.01479 | 1074.1402 | 0.01537 | 1074.7663 | 0 | 1074.1402 | 0.01457 | 729.0746 | 1.1025e-05
| 729.5176 | 0.12373 | 729.5176 | 0 | 729.1957 | 3.2289e-05 | 729.1957 | 1.0271e-05 | 989.09 | 0.0027826 | 729.5176 | 0.00172 | 989.09 | 0.00041703 | 989.09 | 0.00085607 | 729.1957 | 1.0364e-05 | 729.1957 | 7.9172e-06 | 729.5176 | 0 | 1074.3087 | 0.01216 | 1074.3087 | 0.01371 | 1074.9367 | 0 | 1074.3087 | 0.01507 | 729.1957 | 5.4003e-06
| 729.6461 | 0.1264 | 729.6461 | 0.00084967 | 729.3168 | 3.2289e-05 | 729.3168 | 9.1289e-06 | 989.33 | -0.0011636 | 729.6461 | 0.00127 | 989.33 | -0.0015847 | 989.33 | -0.00080189 | 729.3168 | 1.0692e-05 | 729.3168 | 5.7759e-06 | 729.6461 | 0.00111 | 1074.4772 | 0.01342 | 1074.4772 | 0.01563 | 1075.1072 | 1.0001e-05 | 1074.4772 | 0.01454 | 729.3168 | 7.4637e-06
| 729.7746 | 0.12642 | 729.7746 | 0 | 729.4379 | 0 | 729.4379 | 9.1849e-06 | 989.57 | 0.00062396 | 729.7746 | 0 | 989.57 | 0.0025802 | 989.57 | 0.0026441 | 729.4379 | 9.6731e-06 | 729.4379 | 6.2042e-06 | 729.7746 | 0 | 1074.6457 | 0.0128 | 1074.6457 | 0.01419 | 1075.2776 | 0 | 1074.6457 | 0.01509 | 729.4379 | 5.2824e-06
| 729.9031 | 0.12931 | 729.9031 | 0.00146 | 729.559 | 0 | 729.559 | 9.0729e-06 | 989.82 | 0.00028669 | 729.9031 | 0.00232 | 989.82 | 0.00064304 | 989.82 | 0.00017338 | 729.559 | 1.0692e-05 | 729.559 | 7.0607e-06 | 729.9031 | 0.00039362 | 1074.8142 | 0.01129 | 1074.8142 | 0.0159 | 1075.4481 | 3.0002e-05 | 1074.8142 | 0.01464 | 729.559 | 9.869e-06
| 730.0317 | 0.1355 | 730.0317 | 0 | 729.6801 | 0 | 729.6801 | 8.524e-06 | 990.06 | 0.0016695 | 730.0317 | 0.00257 | 990.06 | 0.0011273 | 990.06 | 0.0026766 | 729.6801 | 9.8136e-06 | 729.6801 | 6.2042e-06 | 730.0317 | 0 | 1074.9826 | 0.01416 | 1074.9826 | 0.01519 | 1075.6185 | 0 | 1074.9826 | 0.01516 | 729.6801 | 9.0673e-06
| 730.1602 | 0.13908 | 730.1602 | 0.00137 | 729.8012 | 0 | 729.8012 | 8.3896e-06 | 990.3 | -0.0020068 | 730.1602 | 0.00201 | 990.3 | -0.0013909 | 990.3 | -0.00028175 | 729.8012 | 1.1254e-05 | 729.8012 | 6.4128e-06 | 730.1602 | 0.00088096 | 1075.1511 | 0.01335 | 1075.1511 | 0.01584 | 1075.789 | 1.0001e-05 | 1075.1511 | 0.01475 | 729.8012 | 1.2286e-05
| 730.2887 | 0.14057 | 730.2887 | 0 | 729.9223 | 0 | 729.9223 | 8.0648e-06 | 990.54 | 0.00015177 | 730.2887 | 0.00201 | 990.54 | 0.0019022 | 990.54 | 0.0018964 | 729.9223 | 1.1043e-05 | 729.9223 | 6.314e-06 | 730.2887 | 0 | 1075.3196 | 0.01254 | 1075.3196 | 0.01503 | 1075.9595 | 0 | 1075.3196 | 0.01505 | 729.9223 | 7.8056e-06
| 730.4173 | 0.14016 | 730.4173 | 0.00095371 | 730.0434 | 4.9907e-05 | 730.0434 | 1.0014e-05 | 990.79 | -0.00052277 | 730.4173 | 0.00124 | 990.79 | -0.0011004 | 990.79 | -0.0015822 | 730.0434 | 1.1805e-05 | 730.0434 | 9.4106e-06 | 730.4173 | 0.00011247 | 1075.4881 | 0.01504 | 1075.4881 | 0.016 | 1076.1299 | 0 | 1075.4881 | 0.0147 | 730.0434 | 7.6877e-06
| 730.5459 | 0.14577 | 730.5459 | 0 | 730.1645 | 0 | 730.1645 | 1.0215e-05 | 991.03 | -0.00028669 | 730.5459 | 0.00098419 | 991.03 | 0.00061074 | 991.03 | 0.0012787 | 730.1645 | 1.0001e-05 | 730.1645 | 6.4128e-06 | 730.5459 | 0 | 1075.6566 | 0.01489 | 1075.6566 | 0.01452 | 1076.3004 | 0 | 1075.6566 | 0.01492 | 730.1645 | 4.1386e-06
| 730.6745 | 0.14699 | 730.6745 | 0.00091902 | 730.2855 | 0 | 730.2855 | 9.7785e-06 | 991.27 | -0.00059023 | 730.6745 | 0.00255 | 991.27 | 2.9596e-05 | 991.27 | -0.00021673 | 730.2855 | 9.3452e-06 | 730.2855 | 9.191e-06 | 730.6745 | 0 | 1075.825 | 0.01495 | 1075.825 | 0.01597 | 1076.4709 | 0 | 1075.825 | 0.01469 | 730.2855 | 9.4092e-06
| 730.8031 | 0.14762 | 730.8031 | 0 | 730.4067 | 0 | 730.4067 | 8.2664e-06 | 991.51 | -0.00045532 | 730.8031 | 0 | 991.51 | 0.00077218 | 991.51 | 0.00043346 | 730.4067 | 7.7642e-06 | 730.4067 | 6.8411e-06 | 730.8031 | 0 | 1075.9935 | 0.01484 | 1075.9935 | 0.01487 | 1076.6413 | 0 | 1075.9935 | 0.01492 | 730.4067 | 7.8056e-06
| 730.9317 | 0.1513 | 730.9317 | 0.00139 | 730.5277 | 1.4682e-05 | 730.5277 | 7.6951e-06 | 991.76 | -0.0020742 | 730.9317 | 0.00147 | 991.76 | 0.00019102 | 991.76 | -0.0008344 | 730.5277 | 9.5911e-06 | 730.5277 | 9.3008e-06 | 730.9317 | 0 | 1076.162 | 0.01227 | 1076.162 | 0.01584 | 1076.8118 | 0 | 1076.162 | 0.01469 | 730.5277 | 1.2628e-05
| 731.0603 | 0.15266 | 731.0603 | 0 | 730.6489 | 0 | 730.6489 | 8.0088e-06 | 992 | 0.00042159 | 731.0603 | 0.00314 | 992 | -0.0017139 | 992 | 0.00085607 | 730.6489 | 8.5957e-06 | 730.6489 | 6.0944e-06 | 731.0603 | 0 | 1076.3305 | 0.01451 | 1076.3305 | 0.01429 | 1076.9823 | 0 | 1076.3305 | 0.01503 | 730.6489 | 6.8859e-06
| 731.1889 | 0.15155 | 731.1889 | 0.0003468 | 730.7699 | 1.4682e-05 | 730.7699 | 7.7511e-06 | 992.24 | -0.00059023 | 731.1889 | 0.00053456 | 992.24 | -2.6905e-06 | 992.24 | 0.0012462 | 730.7699 | 9.4857e-06 | 730.7699 | 8.7737e-06 | 731.1889 | 0.00029991 | 1076.4989 | 0.01481 | 1076.4989 | 0.01576 | 1077.1527 | 0 | 1076.4989 | 0.01477 | 730.7699 | 1.4126e-05
| 731.3176 | 0.15378 | 731.3176 | 0 | 730.891 | 0 | 730.891 | 8.468e-06 | 992.48 | 0.00069142 | 731.3176 | 0.00203 | 992.48 | 0.001547 | 992.48 | 0.0015387 | 730.891 | 7.7408e-06 | 730.891 | 1.0904e-05 | 731.3176 | 0 | 1076.6674 | 0.01397 | 1076.6674 | 0.01415 | 1077.3232 | 0 | 1076.6674 | 0.01515 | 730.891 | 9.3031e-06
| 731.4463 | 0.15791 | 731.4463 | 0.00132 | 731.0122 | 1.4682e-05 | 731.0122 | 9.1849e-06 | 992.73 | -0.00045532 | 731.4463 | 0.0017 | 992.73 | -9.9549e-05 | 992.73 | -0.00063934 | 731.0122 | 8.5137e-06 | 731.0122 | 1.1651e-05 | 731.4463 | 0 | 1076.8359 | 0.01232 | 1076.8359 | 0.01598 | 1077.4937 | 1.0001e-05 | 1076.8359 | 0.01471 | 731.0122 | 1.3784e-05
| 731.5749 | 0.16292 | 731.5749 | 0 | 731.1332 | 1.4682e-05 | 731.1332 | 1.0047e-05 | 992.97 | -0.0016695 | 731.5749 | 0.00038799 | 992.97 | 0.00064304 | 992.97 | 0.0016038 | 731.1332 | 8.5606e-06 | 731.1332 | 9.6192e-06 | 731.5749 | 0 | 1077.0043 | 0.01322 | 1077.0043 | 0.01473 | 1077.6642 | 0 | 1077.0043 | 0.01512 | 731.1332 | 7.3458e-06
| 731.7036 | 0.15958 | 731.7036 | 0.00084967 | 731.2544 | 1.4682e-05 | 731.2544 | 9.5657e-06 | 993.21 | -0.0001855 | 731.7036 | 0.00201 | 993.21 | -0.0028761 | 993.21 | -0.0015171 | 731.2544 | 1.0141e-05 | 731.2544 | 5.9846e-06 | 731.7036 | 0 | 1077.1728 | 0.01345 | 1077.1728 | 0.01593 | 1077.8347 | 1.0001e-05 | 1077.1728 | 0.01464 | 731.2544 | 7.9235e-06
| 731.8323 | 0.16379 | 731.8323 | 0 | 731.3755 | 0 | 731.3755 | 9.5993e-06 | 993.45 | -0.0012985 | 731.8323 | 0.00186 | 993.45 | 0.00077218 | 993.45 | 0.0016688 | 731.3755 | 9.6848e-06 | 731.3755 | 7.2693e-06 | 731.8323 | 0 | 1077.3413 | 0.01474 | 1077.3413 | 0.01492 | 1078.0051 | 0 | 1077.3413 | 0.01513 | 731.3755 | 4.4806e-06
| 731.961 | 0.16729 | 731.961 | 0.00053755 | 731.4966 | 1.4682e-05 | 731.4966 | 1.0451e-05 | 993.7 | 0.0015684 | 731.961 | 0.00176 | 993.7 | 0.00093361 | 993.7 | -0.00044429 | 731.4966 | 1.0141e-05 | 731.4966 | 5.6661e-06 | 731.961 | 0 | 1077.5098 | 0.0142 | 1077.5098 | 0.01579 | 1078.1756 | 1.0001e-05 | 1077.5098 | 0.01472 | 731.4966 | 7.8056e-06
| 732.0897 | 0.17102 | 732.0897 | 0 | 731.6177 | 0 | 731.6177 | 1.0742e-05 | 993.94 | 0.00042159 | 732.0897 | 0 | 993.94 | 0.0052923 | 993.94 | 4.3346e-05 | 731.6177 | 8.7479e-06 | 731.6177 | 6.5226e-06 | 732.0897 | 0 | 1077.6782 | 0.01397 | 1077.6782 | 0.01427 | 1078.3461 | 0 | 1077.6782 | 0.0152 | 731.6177 | 9.3031e-06
| 732.2185 | 0.17103 | 732.2185 | 0.00102 | 731.7388 | 0 | 731.7388 | 9.2073e-06 | 994.18 | -0.0005565 | 732.2185 | 0.00141 | 994.18 | -0.00071299 | 994.18 | -0.00099695 | 731.7388 | 8.6191e-06 | 731.7388 | 6.2042e-06 | 732.2185 | 0.00026241 | 1077.8467 | 0.01465 | 1077.8467 | 0.01588 | 1078.5166 | 1.0001e-05 | 1077.8467 | 0.01479 | 731.7388 | 1.1944e-05
| 732.3472 | 0.17631 | 732.3472 | 0 | 731.8599 | 1.4682e-05 | 731.8599 | 8.5576e-06 | 994.42 | 0.0013322 | 732.3472 | 0.00107 | 994.42 | 0.001095 | 994.42 | 0.00059601 | 731.8599 | 7.6354e-06 | 731.8599 | 8.9823e-06 | 732.3472 | 0 | 1078.0152 | 0.01495 | 1078.0152 | 0.01394 | 1078.687 | 0 | 1078.0152 | 0.0151 | 731.8599 | 1.1025e-05
| 732.476 | 0.18388 | 732.476 | 0.00062425 | 731.981 | 1.4682e-05 | 731.981 | 8.244e-06 | 994.67 | 0.00082632 | 732.476 | 0.00064808 | 994.67 | 0.00080447 | 994.67 | -0.0016472 | 731.981 | 8.584e-06 | 731.981 | 9.5204e-06 | 732.476 | 0.00041236 | 1078.1836 | 0.01305 | 1078.1836 | 0.01567 | 1078.8575 | 1.0001e-05 | 1078.1836 | 0.01475 | 731.981 | 1.1944e-05
| 732.6047 | 0.18209 | 732.6047 | 0 | 732.1021 | 1.4682e-05 | 732.1021 | 8.916e-06 | 994.91 | 0.00021923 | 732.6047 | 0.00118 | 994.91 | 0.0022573 | 994.91 | 0.0014737 | 732.1021 | 8.6426e-06 | 732.1021 | 1.0157e-05 | 732.6047 | 0 | 1078.3521 | 0.01444 | 1078.3521 | 0.0141 | 1079.028 | 0 | 1078.3521 | 0.01502 | 732.1021 | 8.7253e-06
| 732.7335 | 0.18131 | 732.7335 | 0.00102 | 732.2232 | 1.4682e-05 | 732.2232 | 8.6584e-06 | 995.15 | -0.00038786 | 732.7335 | 0.00116 | 995.15 | 0.0011596 | 995.15 | -0.0022323 | 732.2232 | 9.3569e-06 | 732.2232 | 1.0267e-05 | 732.7335 | 1.8743e-05 | 1078.5205 | 0.01201 | 1078.5205 | 0.0156 | 1079.1985 | 0 | 1078.5205 | 0.01472 | 732.2232 | 7.5816e-06
| 732.8623 | 0.18896 | 732.8623 | 0 | 732.3443 | 0 | 732.3443 | 8.4792e-06 | 995.39 | -0.00021923 | 732.8623 | 0.00141 | 995.39 | 0.0016439 | 995.39 | 0.0018964 | 732.3443 | 8.9119e-06 | 732.3443 | 1.0047e-05 | 732.8623 | 0 | 1078.689 | 0.01268 | 1078.689 | 0.01496 | 1079.369 | 6.6672e-06 | 1078.689 | 0.01505 | 732.3443 | 3.3251e-06
| 732.9911 | 0.18765 | 732.9911 | 0.00045084 | 732.4654 | 0 | 732.4654 | 9.4201e-06 | 995.64 | 0.0010287 | 732.9911 | 0.00232 | 995.64 | -0.00029326 | 995.64 | -0.00024923 | 732.4654 | 9.6028e-06 | 732.4654 | 1.0267e-05 | 732.9911 | 0.00088096 | 1078.8575 | 0.01448 | 1078.8575 | 0.01572 | 1079.5395 | 1.0001e-05 | 1078.8575 | 0.01474 | 732.4654 | 4.5985e-06
| 733.1199 | 0.18925 | 733.1199 | 0 | 732.5865 | 0 | 732.5865 | 8.4456e-06 | 995.88 | -0.00062396 | 733.1199 | 0 | 995.88 | 0.0014824 | 995.88 | 0.0019614 | 732.5865 | 9.7902e-06 | 732.5865 | 8.016e-06 | 733.1199 | 0 | 1079.0259 | 0.01355 | 1079.0259 | 0.01552 | 1079.71 | 0 | 1079.0259 | 0.01513 | 732.5865 | 3.5609e-06
| 733.2487 | 0.19063 | 733.2487 | 0.00098839 | 732.7076 | 0 | 732.7076 | 9.0168e-06 | 996.12 | -0.00028669 | 733.2487 | 0.00136 | 996.12 | -0.0019076 | 996.12 | 4.3346e-05 | 732.7076 | 9.4389e-06 | 732.7076 | 1.0157e-05 | 733.2487 | 0.00074975 | 1079.1944 | 0.01303 | 1079.1944 | 0.01577 | 1079.8805 | 1.0001e-05 | 1079.1944 | 0.01472 | 732.7076 | 8.9611e-06
| 733.3776 | 0.19438 | 733.3776 | 0 | 732.8288 | 0 | 732.8288 | 8.244e-06 | 996.36 | 0.00052277 | 733.3776 | 0.00081385 | 996.36 | -0.00058385 | 996.36 | -0.00060684 | 732.8288 | 9.0173e-06 | 732.8288 | 9.5204e-06 | 733.3776 | 0 | 1079.3629 | 0.0135 | 1079.3629 | 0.01424 | 1080.051 | 0 | 1079.3629 | 0.01515 | 732.8288 | 7.5816e-06
| 733.5064 | 0.19572 | 733.5064 | 0.00041617 | 732.9499 | 0 | 732.9499 | 9.7561e-06 | 996.61 | -0.0015346 | 733.5064 | 0.00161 | 996.61 | 0.00038475 | 996.61 | 4.3346e-05 | 732.9499 | 8.5606e-06 | 732.9499 | 7.6976e-06 | 733.5064 | 0.00103 | 1079.5313 | 0.01471 | 1079.5313 | 0.01568 | 1080.2214 | 0 | 1079.5313 | 0.01477 | 732.9499 | 1.1143e-05
| 733.6353 | 0.19535 | 733.6353 | 0 | 733.071 | 0 | 733.071 | 9.4425e-06 | 996.85 | -0.00011805 | 733.6353 | 0.0013 | 996.85 | 0.00057846 | 996.85 | -0.0011595 | 733.071 | 1.0013e-05 | 733.071 | 7.0607e-06 | 733.6353 | 0 | 1079.6998 | 0.01423 | 1079.6998 | 0.0145 | 1080.3919 | 0 | 1079.6998 | 0.01518 | 733.071 | 5.9662e-06
| 733.7642 | 0.19816 | 733.7642 | 8.6698e-05 | 733.1921 | 0 | 733.1921 | 9.6441e-06 | 997.09 | 0.00069142 | 733.7642 | 0.00113 | 997.09 | 0.00061074 | 997.09 | 0.0019289 | 733.1921 | 1.0715e-05 | 733.1921 | 8.9823e-06 | 733.7642 | 0.00069352 | 1079.8682 | 0.01509 | 1079.8682 | 0.0159 | 1080.5624 | 0 | 1079.8682 | 0.01479 | 733.1921 | 1.0683e-05
| 733.8931 | 0.19873 | 733.8931 | 0 | 733.3132 | 1.4682e-05 | 733.3132 | 9.5433e-06 | 997.33 | -0.001602 | 733.8931 | 0.00024605 | 997.33 | -0.00097128 | 997.33 | -0.00063934 | 733.3132 | 1.0774e-05 | 733.3132 | 1.0377e-05 | 733.8931 | 0 | 1080.0367 | 0.01355 | 1080.0367 | 0.01436 | 1080.7329 | 0 | 1080.0367 | 0.01506 | 733.3132 | 6.544e-06
| 734.0219 | 0.19708 | 734.0219 | 0.00022542 | 733.4343 | 0 | 733.4343 | 9.2073e-06 | 997.58 | 0.0010961 | 734.0219 | 0.00201 | 997.58 | -0.00084214 | 997.58 | -0.00080189 | 733.4343 | 9.5092e-06 | 733.4343 | 8.8725e-06 | 734.0219 | 0 | 1080.2051 | 0.01168 | 1080.2051 | 0.01576 | 1080.9034 | 0 | 1080.2051 | 0.01472 | 733.4343 | 1.2746e-05
| 734.1509 | 0.20264 | 734.1509 | 0 | 733.5554 | 1.4682e-05 | 733.5554 | 8.972e-06 | 997.82 | 0.0015346 | 734.1509 | 0.00121 | 997.82 | 0.0004816 | 997.82 | -0.00076939 | 733.5554 | 9.2398e-06 | 733.5554 | 8.9823e-06 | 734.1509 | 0 | 1080.3736 | 0.01437 | 1080.3736 | 0.01471 | 1081.0739 | 6.6672e-06 | 1080.3736 | 0.01502 | 733.5554 | 8.2655e-06
| 734.2798 | 0.19856 | 734.2798 | 0.00179 | 733.6766 | 1.4682e-05 | 733.6766 | 8.636e-06 | 998.06 | -0.00042159 | 734.2798 | 0.00081839 | 998.06 | -0.0011973 | 998.06 | -0.0018422 | 733.6766 | 9.919e-06 | 733.6766 | 1.1761e-05 | 734.2798 | 0 | 1080.5421 | 0.01336 | 1080.5421 | 0.01577 | 1081.2444 | 0 | 1080.5421 | 0.01472 | 733.6766 | 1.1708e-05
| 734.4087 | 0.20716 | 734.4087 | 0 | 733.7977 | 1.4682e-05 | 733.7977 | 9.5657e-06 | 998.3 | -0.00011805 | 734.4087 | 0.0006719 | 998.3 | 9.4169e-05 | 998.3 | -0.00063934 | 733.7977 | 9.6497e-06 | 733.7977 | 1.187e-05 | 734.4087 | 0 | 1080.7105 | 0.01435 | 1080.7105 | 0.01468 | 1081.4149 | 0 | 1080.7105 | 0.01509 | 733.7977 | 6.6619e-06
| 734.5377 | 0.20445 | 734.5377 | 0.00116 | 733.9188 | 0 | 733.9188 | 6.7766e-06 | 998.55 | -0.0024789 | 734.5377 | 0 | 998.55 | -0.0022627 | 998.55 | 0.00030341 | 733.9188 | 6.9796e-06 | 733.9188 | 6.6324e-06 | 734.5377 | 0.00073101 | 1080.879 | 0.01234 | 1080.879 | 0.01591 | 1081.5854 | 0 | 1080.879 | 0.01514 | 733.9188 | 5.9662e-06
| 734.6666 | 0.19913 | 734.6666 | 0 | 734.0399 | 0 | 734.0399 | 1.8381e-05 | 998.79 | -0.0014672 | 734.6666 | 0.0026 | 998.79 | -0.0015202 | 998.79 | -0.0013546 | 734.0399 | 1.9768e-05 | 734.0399 | 1.5714e-05 | 734.6666 | 0 | 1081.0474 | 0.01451 | 1081.0474 | 0.01626 | 1081.7559 | 0 | 1081.0474 | 0.0151 | 734.0399 | 1.6307e-05
| 734.7956 | 0.20542 | 734.7956 | 0.00113 | 734.161 | 4.9907e-05 | 734.161 | 1.4897e-05 | 999.03 | 0.001231 | 734.7956 | 0.00266 | 999.03 | -0.00074527 | 999.03 | -0.00080189 | 734.161 | 1.7016e-05 | 734.161 | 1.3474e-05 | 734.7956 | 0.00046859 | 1081.2159 | 0.01383 | 1081.2159 | 0.01449 | 1081.9264 | 5.0004e-05 | 1081.2159 | 0.01511 | 734.161 | 1.435e-05
| 734.9246 | 0.20323 | 734.9246 | 0 | 734.2822 | 1.4682e-05 | 734.2822 | 2.8428e-05 | 999.27 | 0.0005565 | 734.9246 | 0.00078546 | 999.27 | -0.0009067 | 999.27 | -0.0020047 | 734.2822 | 3.1244e-05 | 734.2822 | 2.5234e-05 | 734.9246 | 0 | 1081.3843 | 0.01522 | 1081.3843 | 0.0163 | 1082.097 | 0 | 1081.3843 | 0.01477 | 734.2822 | 2.5952e-05
| 735.0536 | 0.20824 | 735.0536 | 0.00086701 | 734.4033 | 4.9907e-05 | 734.4033 | 1.3789e-05 | 999.52 | -0.00021923 | 735.0536 | 0.00198 | 999.52 | 0.0015793 | 999.52 | 0.0022214 | 734.4033 | 1.4697e-05 | 734.4033 | 1.2189e-05 | 735.0536 | 0 | 1081.5528 | 0.01291 | 1081.5528 | 0.01403 | 1082.2675 | 3.0002e-05 | 1081.5528 | 0.0152 | 734.4033 | 1.1591e-05
| 735.1826 | 0.20466 | 735.1826 | 0 | 734.5244 | 0 | 734.5244 | 2.7588e-05 | 999.76 | -0.00072515 | 735.1826 | 0.00144 | 999.76 | 0.00099818 | 999.76 | -0.00060684 | 734.5244 | 2.9394e-05 | 734.5244 | 2.4378e-05 | 735.1826 | 0 | 1081.7212 | 0.01352 | 1081.7212 | 0.01628 | 1082.438 | 0 | 1081.7212 | 0.01478 | 734.5244 | 2.5256e-05
| 735.3116 | 0.20671 | 735.3116 | 0.00041617 | 734.6455 | 3.2289e-05 | 734.6455 | 1.4001e-05 | 1000 | 0.0018719 | 735.3116 | 0.00204 | 1000 | 0.00032017 | 1000 | -0.00015171 | 734.6455 | 1.4861e-05 | 734.6455 | 1.2617e-05 | 735.3116 | 0 | 1081.8897 | 0.01481 | 1081.8897 | 0.01447 | 1082.6085 | 5.0004e-05 | 1081.8897 | 0.01514 | 734.6455 | 1.3666e-05
| 735.4406 | 0.20816 | 735.4406 | 0 | 734.7667 | 0 | 734.7667 | 2.8529e-05 | 1000.2 | 1.6864e-05 | 735.4406 | 0.00072869 | 1000.2 | -0.00058385 | 1000.2 | 0.0016688 | 734.7667 | 2.882e-05 | 734.7667 | 2.7375e-05 | 735.4406 | 0 | 1082.0581 | 0.01503 | 1082.0581 | 0.01616 | 1082.779 | 0 | 1082.0581 | 0.01471 | 734.7667 | 2.5952e-05
| 735.5697 | 0.21261 | 735.5697 | 0.00187 | 734.8878 | 4.9907e-05 | 734.8878 | 1.4785e-05 | 1000.5 | 0.0005565 | 735.5697 | 0.00229 | 1000.5 | 0.0016761 | 1000.5 | 0.0027091 | 734.8878 | 1.3994e-05 | 734.8878 | 1.4967e-05 | 735.5697 | 0.00020618 | 1082.2265 | 0.01408 | 1082.2265 | 0.01384 | 1082.9495 | 1.0001e-05 | 1082.2265 | 0.01514 | 734.8878 | 1.297e-05
| 735.6987 | 0.20601 | 735.6987 | 0 | 735.0089 | 0 | 735.0089 | 2.8608e-05 | 1000.7 | 1.6864e-05 | 735.6987 | 0.00169 | 1000.7 | -0.0025855 | 1000.7 | 0.00069354 | 735.0089 | 3.2041e-05 | 735.0089 | 2.9297e-05 | 735.6987 | 0 | 1082.395 | 0.01441 | 1082.395 | 0.01586 | 1083.12 | 0 | 1082.395 | 0.01469 | 735.0089 | 2.9395e-05
| 735.8278 | 0.2068 | 735.8278 | 0.00101 | 735.13 | 3.2289e-05 | 735.13 | 1.4102e-05 | 1001 | -0.0001855 | 735.8278 | 0.00232 | 1001 | -6.7263e-05 | 1001 | 0.0011487 | 735.13 | 1.8081e-05 | 735.13 | 1.433e-05 | 735.8278 | 0 | 1082.5634 | 0.01411 | 1082.5634 | 0.01414 | 1083.2905 | 3.0002e-05 | 1082.5634 | 0.01515 | 735.13 | 1.7109e-05
| 735.9569 | 0.20334 | 735.9569 | 0 | 735.2512 | 0 | 735.2512 | 2.6894e-05 | 1001.2 | -8.4319e-05 | 735.9569 | 0.00041639 | 1001.2 | -0.0014556 | 1001.2 | -0.0008344 | 735.2512 | 3.4383e-05 | 735.2512 | 2.6727e-05 | 735.9569 | 0 | 1082.7319 | 0.01204 | 1082.7319 | 0.01601 | 1083.461 | 0 | 1082.7319 | 0.0147 | 735.2512 | 3.0079e-05
| 736.086 | 0.20702 | 736.086 | 0.00142 | 735.3723 | 6.7514e-05 | 735.3723 | 1.3228e-05 | 1001.5 | 0.0018044 | 736.086 | 0.0017 | 1001.5 | -0.00032556 | 1001.5 | 0.00075855 | 735.3723 | 1.6301e-05 | 735.3723 | 1.2408e-05 | 736.086 | 0.00139 | 1082.9003 | 0.01352 | 1082.9003 | 0.01357 | 1083.6316 | 5.0004e-05 | 1082.9003 | 0.01514 | 735.3723 | 1.3666e-05
| 736.2151 | 0.20219 | 736.2151 | 0 | 735.4934 | 0 | 735.4934 | 2.6446e-05 | 1001.7 | -0.0026813 | 736.2151 | 0.00189 | 1001.7 | -0.00051927 | 1001.7 | -0.0014196 | 735.4934 | 3.313e-05 | 735.4934 | 2.866e-05 | 736.2151 | 0 | 1083.0687 | 0.01287 | 1083.0687 | 0.01594 | 1083.8021 | 0 | 1083.0687 | 0.01476 | 735.4934 | 3.0079e-05
| 736.3442 | 0.20556 | 736.3442 | 0.0007803 | 735.6146 | 3.2289e-05 | 735.6146 | 1.3632e-05 | 1001.9 | 0.0031873 | 736.3442 | 0 | 1001.9 | 0.0015793 | 1001.9 | 0.0031317 | 735.6146 | 1.6828e-05 | 735.6146 | 1.6471e-05 | 736.3442 | 0 | 1083.2372 | 0.01223 | 1083.2372 | 0.01428 | 1083.9726 | 1.0001e-05 | 1083.2372 | 0.01516 | 735.6146 | 1.6413e-05
| 736.4733 | 0.19931 | 736.4733 | 0 | 735.7357 | 0 | 735.7357 | 2.7308e-05 | 1002.2 | 0.00015177 | 736.4733 | 0.00078546 | 1002.2 | -0.0012296 | 1002.2 | 0.0002384 | 735.7357 | 3.2989e-05 | 735.7357 | 3.0153e-05 | 736.4733 | 0 | 1083.4056 | 0.01421 | 1083.4056 | 0.01624 | 1084.1431 | 0 | 1083.4056 | 0.0148 | 735.7357 | 3.1458e-05
| 736.6024 | 0.20093 | 736.6024 | 0.00132 | 735.8568 | 3.2289e-05 | 735.8568 | 1.4102e-05 | 1002.4 | 1.6864e-05 | 736.6024 | 0.00158 | 1002.4 | -0.0009067 | 1002.4 | 0.0011487 | 735.8568 | 1.6173e-05 | 735.8568 | 1.3902e-05 | 736.6024 | 0 | 1083.5741 | 0.01329 | 1083.5741 | 0.01377 | 1084.3136 | 3.0002e-05 | 1083.5741 | 0.01516 | 735.8568 | 1.5045e-05
| 736.7316 | 0.19661 | 736.7316 | 0 | 735.9779 | 0 | 735.9779 | 3.022e-05 | 1002.7 | -0.00028669 | 736.7316 | 0.00243 | 1002.7 | 0.00041703 | 1002.7 | 0.00040094 | 735.9779 | 3.3458e-05 | 735.9779 | 2.9297e-05 | 736.7316 | 0 | 1083.7425 | 0.01418 | 1083.7425 | 0.01624 | 1084.4841 | 0 | 1083.7425 | 0.01478 | 735.9779 | 2.8699e-05
| 736.8607 | 0.19654 | 736.8607 | 0.00137 | 736.0991 | 1.4682e-05 | 736.0991 | 1.632e-05 | 1002.9 | -8.4319e-05 | 736.8607 | 0.00224 | 1002.9 | -0.00013183 | 1002.9 | -0.00050931 | 736.0991 | 1.7308e-05 | 736.0991 | 1.5615e-05 | 736.8607 | 0.00018744 | 1083.9109 | 0.01389 | 1083.9109 | 0.01382 | 1084.6547 | 1.0001e-05 | 1083.9109 | 0.01512 | 736.0991 | 1.3666e-05
| 736.9899 | 0.19265 | 736.9899 | 0 | 736.2202 | 0 | 736.2202 | 2.9884e-05 | 1003.2 | -0.002715 | 736.9899 | 4.7316e-05 | 1003.2 | -0.002521 | 1003.2 | -0.00054182 | 736.2202 | 3.2966e-05 | 736.2202 | 3.1218e-05 | 736.9899 | 0 | 1084.0794 | 0.01401 | 1084.0794 | 0.01645 | 1084.8252 | 0 | 1084.0794 | 0.01471 | 736.2202 | 2.3877e-05
| 737.1191 | 0.1922 | 737.1191 | 0.00101 | 736.3413 | 4.9907e-05 | 736.3413 | 1.3665e-05 | 1003.4 | 0.0022766 | 737.1191 | 0.00158 | 1003.4 | 0.0030968 | 1003.4 | 0.0012137 | 736.3413 | 1.5681e-05 | 736.3413 | 1.5615e-05 | 737.1191 | 0.00044985 | 1084.2478 | 0.0143 | 1084.2478 | 0.01366 | 1084.9957 | 6.9993e-05 | 1084.2478 | 0.01512 | 736.3413 | 1.0223e-05
| 737.2483 | 0.18826 | 737.2483 | 0 | 736.4625 | 0 | 736.4625 | 2.7689e-05 | 1003.6 | -0.00079259 | 737.2483 | 0.00184 | 1003.6 | -0.00080984 | 1003.6 | -0.0017771 | 736.4625 | 3.3832e-05 | 736.4625 | 3.1218e-05 | 737.2483 | 0 | 1084.4162 | 0.01341 | 1084.4162 | 0.01607 | 1085.1662 | 0 | 1084.4162 | 0.01475 | 736.4625 | 2.1129e-05
| 737.3775 | 0.18625 | 737.3775 | 0.00108 | 736.5836 | 1.4682e-05 | 736.5836 | 1.4113e-05 | 1003.9 | -0.00096123 | 737.3775 | 0.00050617 | 1003.9 | -0.0011004 | 1003.9 | 0.00036844 | 736.5836 | 1.8187e-05 | 736.5836 | 1.5823e-05 | 737.3775 | 7.4971e-05 | 1084.5847 | 0.0141 | 1084.5847 | 0.01514 | 1085.3368 | 3.0002e-05 | 1084.5847 | 0.01517 | 736.5836 | 1.0907e-05
| 737.5067 | 0.18167 | 737.5067 | 0 | 736.7047 | 0 | 736.7047 | 2.8216e-05 | 1004.1 | 5.0592e-05 | 737.5067 | 0.0013 | 1004.1 | -0.0026179 | 1004.1 | -0.0018747 | 736.7047 | 3.3868e-05 | 736.7047 | 3.0153e-05 | 737.5067 | 0 | 1084.7531 | 0.01383 | 1084.7531 | 0.01637 | 1085.5073 | 0 | 1084.7531 | 0.01477 | 736.7047 | 2.8015e-05
| 737.636 | 0.17973 | 737.636 | 0.00144 | 736.8259 | 4.9907e-05 | 736.8259 | 1.4236e-05 | 1004.4 | 0.00089378 | 737.636 | 0.00090353 | 1004.4 | 0.0002556 | 1004.4 | 0.00072604 | 736.8259 | 1.5728e-05 | 736.8259 | 1.4539e-05 | 737.636 | 0.00048734 | 1084.9215 | 0.01455 | 1084.9215 | 0.01345 | 1085.6778 | 5.0004e-05 | 1084.9215 | 0.01515 | 736.8259 | 1.7109e-05
| 737.7652 | 0.17343 | 737.7652 | 0 | 736.947 | 0 | 736.947 | 2.8395e-05 | 1004.6 | 0.00062396 | 737.7652 | 0.00050157 | 1004.6 | -0.00019641 | 1004.6 | 0.0022864 | 736.947 | 3.1865e-05 | 736.947 | 2.8012e-05 | 737.7652 | 0 | 1085.09 | 0.01254 | 1085.09 | 0.01593 | 1085.8484 | 0 | 1085.09 | 0.01473 | 736.947 | 3.0774e-05
| 737.8945 | 0.17491 | 737.8945 | 0.00071094 | 737.0682 | 3.2289e-05 | 737.0682 | 1.4315e-05 | 1004.9 | 0.0017032 | 737.8945 | 0.00201 | 1004.9 | 0.0012565 | 1004.9 | 0.0013763 | 737.0682 | 1.6219e-05 | 737.0682 | 1.3682e-05 | 737.8945 | 0 | 1085.2584 | 0.01352 | 1085.2584 | 0.01373 | 1086.0189 | 1.0001e-05 | 1085.2584 | 0.01511 | 737.0682 | 1.3666e-05
| 738.0237 | 0.1699 | 738.0237 | 0 | 737.1893 | 0 | 737.1893 | 2.7375e-05 | 1005.1 | -0.00032042 | 738.0237 | 0 | 1005.1 | -0.0013909 | 1005.1 | -0.0013546 | 737.1893 | 3.4113e-05 | 737.1893 | 2.6091e-05 | 738.0237 | 0 | 1085.4268 | 0.01148 | 1085.4268 | 0.01617 | 1086.1894 | 0 | 1085.4268 | 0.01469 | 737.1893 | 3.1458e-05
| 738.153 | 0.17146 | 738.153 | 0.00065893 | 737.3104 | 6.7514e-05 | 737.3104 | 1.3139e-05 | 1005.3 | 0.00072515 | 738.153 | 0.00246 | 1005.3 | 0.00083675 | 1005.3 | 0.002384 | 737.3104 | 1.7941e-05 | 737.3104 | 1.2408e-05 | 738.153 | 0.00111 | 1085.5952 | 0.01484 | 1085.5952 | 0.01491 | 1086.36 | 3.0002e-05 | 1085.5952 | 0.01512 | 737.3104 | 1.7793e-05
| 738.2823 | 0.16377 | 738.2823 | 0 | 737.4316 | 0 | 737.4316 | 2.6658e-05 | 1005.6 | 0.00069142 | 738.2823 | 0 | 1005.6 | -0.0027792 | 1005.6 | -0.00050931 | 737.4316 | 3.5097e-05 | 737.4316 | 2.4806e-05 | 738.2823 | 0 | 1085.7637 | 0.01315 | 1085.7637 | 0.01554 | 1086.5305 | 0 | 1085.7637 | 0.01468 | 737.4316 | 3.4217e-05
| 738.4116 | 0.16293 | 738.4116 | 0.0014 | 737.5527 | 4.9907e-05 | 737.5527 | 1.3643e-05 | 1005.8 | -0.0010287 | 738.4116 | 0.00198 | 1005.8 | -0.0010358 | 1005.8 | 1.0836e-05 | 737.5527 | 1.7203e-05 | 737.5527 | 1.2408e-05 | 738.4116 | 0.00013121 | 1085.9321 | 0.01324 | 1085.9321 | 0.01477 | 1086.701 | 5.0004e-05 | 1085.9321 | 0.01512 | 737.5527 | 1.6413e-05
| 738.5409 | 0.15781 | 738.5409 | 0 | 737.6739 | 0 | 737.6739 | 2.7196e-05 | 1006.1 | -0.0011973 | 738.5409 | 0.00277 | 1006.1 | 0.001547 | 1006.1 | 1.0836e-05 | 737.6739 | 3.4922e-05 | 737.6739 | 2.6727e-05 | 738.5409 | 0 | 1086.1005 | 0.01333 | 1086.1005 | 0.01616 | 1086.8716 | 0 | 1086.1005 | 0.01471 | 737.6739 | 2.8133e-05
| 738.6703 | 0.15367 | 738.6703 | 0.00177 | 737.795 | 8.5132e-05 | 737.795 | 1.3688e-05 | 1006.3 | 0.0016358 | 738.6703 | 0.00067647 | 1006.3 | 0.0010628 | 1006.3 | 0.0019614 | 737.795 | 1.7753e-05 | 737.795 | 1.433e-05 | 738.6703 | 0 | 1086.2689 | 0.01276 | 1086.2689 | 0.01444 | 1087.0421 | 6.9993e-05 | 1086.2689 | 0.01517 | 737.795 | 1.1708e-05
| 738.7996 | 0.14719 | 738.7996 | 0 | 737.9162 | 0 | 737.9162 | 2.751e-05 | 1006.6 | -0.0024789 | 738.7996 | 0.00215 | 1006.6 | -0.0010681 | 1006.6 | -0.0030125 | 737.9162 | 3.4793e-05 | 737.9162 | 2.7375e-05 | 738.7996 | 0 | 1086.4374 | 0.01312 | 1086.4374 | 0.01638 | 1087.2127 | 0 | 1086.4374 | 0.0148 | 737.9162 | 2.3417e-05
| 738.929 | 0.15062 | 738.929 | 0.00257 | 738.0373 | 3.2289e-05 | 738.0373 | 1.3979e-05 | 1006.8 | 1.6864e-05 | 738.929 | 0 | 1006.8 | 0.0020314 | 1006.8 | 0.00079106 | 738.0373 | 1.7074e-05 | 738.0373 | 1.3045e-05 | 738.929 | 0 | 1086.6058 | 0.01342 | 1086.6058 | 0.01391 | 1087.3832 | 5.0004e-05 | 1086.6058 | 0.01515 | 738.0373 | 1.1708e-05
| 739.0584 | 0.14331 | 739.0584 | 0 | 738.1584 | 0 | 738.1584 | 2.686e-05 | 1007 | -0.00038786 | 739.0584 | 0.00101 | 1007 | 0.00093361 | 1007 | -0.0019722 | 738.1584 | 3.5179e-05 | 738.1584 | 2.7375e-05 | 739.0584 | 0 | 1086.7742 | 0.01289 | 1086.7742 | 0.01623 | 1087.5537 | 0 | 1086.7742 | 0.01479 | 738.1584 | 2.9513e-05
| 739.1877 | 0.13948 | 739.1877 | 0.00168 | 738.2796 | 3.2289e-05 | 738.2796 | 1.2982e-05 | 1007.3 | 0.00082632 | 739.1877 | 0.00204 | 1007.3 | 0.0015793 | 1007.3 | 0.0018314 | 738.2796 | 1.8152e-05 | 738.2796 | 1.433e-05 | 739.1877 | 0.00041236 | 1086.9426 | 0.01303 | 1086.9426 | 0.01403 | 1087.7243 | 1.0001e-05 | 1086.9426 | 0.01511 | 738.2796 | 1.7793e-05
| 739.3171 | 0.13611 | 739.3171 | 0 | 738.4007 | 0 | 738.4007 | 2.8406e-05 | 1007.5 | -0.0025465 | 739.3171 | 0.00016089 | 1007.5 | 0.001547 | 1007.5 | -0.00050931 | 738.4007 | 3.5554e-05 | 738.4007 | 3.1218e-05 | 739.3171 | 0 | 1087.111 | 0.01437 | 1087.111 | 0.01614 | 1087.8948 | 0 | 1087.111 | 0.01477 | 738.4007 | 3.0079e-05
| 739.4465 | 0.13421 | 739.4465 | 0.00093636 | 738.5219 | 4.9907e-05 | 738.5219 | 1.5861e-05 | 1007.8 | 0.00015177 | 739.4465 | 0.00079001 | 1007.8 | -0.00013183 | 1007.8 | 0.0016038 | 738.5219 | 1.7426e-05 | 738.5219 | 1.6899e-05 | 739.4465 | 0 | 1087.2794 | 0.01309 | 1087.2794 | 0.01456 | 1088.0654 | 3.0002e-05 | 1087.2794 | 0.01514 | 738.5219 | 1.2286e-05
| 739.5759 | 0.13154 | 739.5759 | 0 | 738.643 | 0 | 738.643 | 2.9078e-05 | 1008 | 8.4319e-05 | 739.5759 | 0.00055835 | 1008 | -0.00058385 | 1008 | 0.00014088 | 738.643 | 3.5823e-05 | 738.643 | 2.9945e-05 | 739.5759 | 0 | 1087.4479 | 0.01486 | 1087.4479 | 0.0163 | 1088.2359 | 0 | 1087.4479 | 0.0147 | 738.643 | 2.4572e-05
| 739.7054 | 0.12493 | 739.7054 | 0.00052021 | 738.7642 | 4.9907e-05 | 738.7642 | 1.3632e-05 | 1008.3 | 8.4319e-05 | 739.7054 | 0.00181 | 1008.3 | -0.00087442 | 1008.3 | -0.00099695 | 738.7642 | 1.8409e-05 | 738.7642 | 1.3045e-05 | 739.7054 | 0.00011247 | 1087.6163 | 0.01316 | 1087.6163 | 0.01442 | 1088.4065 | 6.9993e-05 | 1087.6163 | 0.01507 | 738.7642 | 1.2286e-05
| 739.8348 | 0.12211 | 739.8348 | 0 | 738.8853 | 0 | 738.8853 | 2.7823e-05 | 1008.5 | -0.0010624 | 739.8348 | 0 | 1008.5 | -0.0034897 | 1008.5 | -0.00034676 | 738.8853 | 3.4687e-05 | 738.8853 | 2.8012e-05 | 739.8348 | 0 | 1087.7847 | 0.01251 | 1087.7847 | 0.01628 | 1088.577 | 0 | 1087.7847 | 0.01451 | 738.8853 | 2.7332e-05
| 739.9643 | 0.12025 | 739.9643 | 0.00217 | 739.0065 | 3.2289e-05 | 739.0065 | 1.4741e-05 | 1008.7 | 0.00032042 | 739.9643 | 0.00136 | 1008.7 | 0.0002556 | 1008.7 | 0.0010511 | 739.0065 | 1.6301e-05 | 739.0065 | 1.4967e-05 | 739.9643 | 0.00018744 | 1087.9531 | 0.01249 | 1087.9531 | 0.0143 | 1088.7476 | 3.0002e-05 | 1087.9531 | 0.01497 | 739.0065 | 1.5045e-05
| 740.0937 | 0.11415 | 740.0937 | 0 | 739.1276 | 0 | 739.1276 | 2.7118e-05 | 1009 | 0.00052277 | 740.0937 | 0.00030283 | 1009 | -0.00055155 | 1009 | 0.00043346 | 739.1276 | 3.2228e-05 | 739.1276 | 3.0582e-05 | 740.0937 | 0 | 1088.1215 | 0.01404 | 1088.1215 | 0.0163 | 1088.9181 | 0 | 1088.1215 | 0.01429 | 739.1276 | 3.2838e-05
| 740.2232 | 0.11127 | 740.2232 | 0.00158 | 739.2488 | 3.2289e-05 | 739.2488 | 1.278e-05 | 1009.2 | 0.00086005 | 740.2232 | 0.00193 | 1009.2 | 0.0010628 | 1009.2 | 0.0017663 | 739.2488 | 1.5927e-05 | 739.2488 | 1.5615e-05 | 740.2232 | 0.00024367 | 1088.2899 | 0.01216 | 1088.2899 | 0.01335 | 1089.0887 | 3.0002e-05 | 1088.2899 | 0.01479 | 739.2488 | 1.7793e-05
| 740.3527 | 0.10846 | 740.3527 | 0 | 739.3699 | 0 | 739.3699 | 2.6154e-05 | 1009.5 | 0.0010624 | 740.3527 | 0.00172 | 1009.5 | 0.00057846 | 1009.5 | 0.00056349 | 739.3699 | 3.3458e-05 | 739.3699 | 3.1218e-05 | 740.3527 | 0 | 1088.4583 | 0.01481 | 1088.4583 | 0.01561 | 1089.2592 | 0 | 1088.4583 | 0.01418 | 739.3699 | 3.4217e-05
| 740.4822 | 0.10762 | 740.4822 | 0.00106 | 739.4911 | 6.7514e-05 | 739.4911 | 1.3844e-05 | 1009.7 | 0.0009275 | 740.4822 | 0.00193 | 1009.7 | -0.00032556 | 1009.7 | 0.00036844 | 739.4911 | 1.7566e-05 | 739.4911 | 1.5615e-05 | 740.4822 | 0 | 1088.6267 | 0.01462 | 1088.6267 | 0.01398 | 1089.4298 | 3.0002e-05 | 1088.6267 | 0.01482 | 739.4911 | 1.6767e-05
| 740.6117 | 0.09781 | 740.6117 | 0 | 739.6122 | 0 | 739.6122 | 2.6345e-05 | 1010 | -0.00086005 | 740.6117 | 0.00092742 | 1010 | -0.00029326 | 1010 | -0.0014196 | 739.6122 | 3.2638e-05 | 739.6122 | 3.0582e-05 | 740.6117 | 0 | 1088.7952 | 0.01409 | 1088.7952 | 0.01596 | 1089.6003 | 0 | 1088.7952 | 0.01426 | 739.6122 | 3.1116e-05
| 740.7412 | 0.09718 | 740.7412 | 0.00186 | 739.7334 | 6.7514e-05 | 739.7334 | 1.2937e-05 | 1010.2 | 0.00042159 | 740.7412 | 0.00030748 | 1010.2 | 0.0012565 | 1010.2 | 0.0012137 | 739.7334 | 1.5107e-05 | 739.7334 | 1.4967e-05 | 740.7412 | 0.00033739 | 1088.9636 | 0.01462 | 1088.9636 | 0.01336 | 1089.7709 | 3.0002e-05 | 1088.9636 | 0.01487 | 739.7334 | 1.4692e-05
| 740.8708 | 0.09401 | 740.8708 | 0 | 739.8546 | 0 | 739.8546 | 2.5225e-05 | 1010.4 | 0.0010287 | 740.8708 | 0.00121 | 1010.4 | 0.00035245 | 1010.4 | 0.00040094 | 739.8546 | 3.1244e-05 | 739.8546 | 2.6727e-05 | 740.8708 | 0 | 1089.132 | 0.01455 | 1089.132 | 0.01608 | 1089.9415 | 0 | 1089.132 | 0.01439 | 739.8546 | 2.6636e-05
| 741.0003 | 0.09307 | 741.0003 | 0.00248 | 739.9757 | 6.7514e-05 | 739.9757 | 1.2568e-05 | 1010.7 | -0.00032042 | 741.0003 | 0.00141 | 1010.7 | -0.00084214 | 1010.7 | 0.002384 | 739.9757 | 1.6196e-05 | 739.9757 | 1.198e-05 | 741.0003 | 0 | 1089.3004 | 0.01432 | 1089.3004 | 0.01445 | 1090.112 | 3.0002e-05 | 1089.3004 | 0.01501 | 739.9757 | 1.2286e-05
| 741.1299 | 0.08919 | 741.1299 | 0 | 740.0969 | 0 | 740.0969 | 2.7465e-05 | 1010.9 | 0.00045532 | 741.1299 | 0.00158 | 1010.9 | 0.00064304 | 1010.9 | -0.0014196 | 740.0969 | 3.4348e-05 | 740.0969 | 2.6299e-05 | 741.1299 | 0 | 1089.4688 | 0.01482 | 1089.4688 | 0.01635 | 1090.2826 | 0 | 1089.4688 | 0.01451 | 740.0969 | 2.6636e-05
| 741.2595 | 0.08816 | 741.2595 | 0.00118 | 740.218 | 4.9907e-05 | 740.218 | 1.5121e-05 | 1011.2 | 0.0011636 | 741.2595 | 0.00102 | 1011.2 | 0.00032017 | 1011.2 | 0.0023515 | 740.218 | 1.8163e-05 | 740.218 | 1.4539e-05 | 741.2595 | 0 | 1089.6372 | 0.01436 | 1089.6372 | 0.01347 | 1090.4531 | 3.0002e-05 | 1089.6372 | 0.01505 | 740.218 | 1.435e-05
| 741.389 | 0.08608 | 741.389 | 0 | 740.3392 | 0 | 740.3392 | 2.9728e-05 | 1011.4 | 0.00011805 | 741.389 | 0.00144 | 1011.4 | -0.0009067 | 1011.4 | 0.00053099 | 740.3392 | 3.5179e-05 | 740.3392 | 2.8012e-05 | 741.389 | 0 | 1089.8056 | 0.01441 | 1089.8056 | 0.01603 | 1090.6237 | 0 | 1089.8056 | 0.0146 | 740.3392 | 2.8699e-05
| 741.5186 | 0.0843 | 741.5186 | 0.00039883 | 740.4603 | 4.9907e-05 | 740.4603 | 1.4763e-05 | 1011.7 | -0.0014334 | 741.5186 | 0.00113 | 1011.7 | -3.4977e-05 | 1011.7 | -0.00089942 | 740.4603 | 1.7039e-05 | 740.4603 | 1.3682e-05 | 741.5186 | 0.00031865 | 1089.974 | 0.01418 | 1089.974 | 0.01419 | 1090.7942 | 3.0002e-05 | 1089.974 | 0.01513 | 740.4603 | 1.435e-05
| 741.6482 | 0.07782 | 741.6482 | 0 | 740.5815 | 0 | 740.5815 | 2.8406e-05 | 1011.9 | 1.6864e-05 | 741.6482 | 0.00212 | 1011.9 | -0.00022869 | 1011.9 | -0.00070437 | 740.5815 | 3.5308e-05 | 740.5815 | 2.6091e-05 | 741.6482 | 0 | 1090.1424 | 0.01289 | 1090.1424 | 0.01621 | 1090.9648 | 0 | 1090.1424 | 0.0147 | 740.5815 | 3.2838e-05
| 741.7779 | 0.07986 | 741.7779 | 0.0012 | 740.7026 | 4.9907e-05 | 740.7026 | 1.3744e-05 | 1012.1 | 0.00021923 | 741.7779 | 0.00238 | 1012.1 | -0.00022869 | 1012.1 | 0.00069354 | 740.7026 | 1.8433e-05 | 740.7026 | 1.2408e-05 | 741.7779 | 0.00046859 | 1090.3108 | 0.013 | 1090.3108 | 0.01428 | 1091.1354 | 3.0002e-05 | 1090.3108 | 0.01516 | 740.7026 | 1.8488e-05
| 741.9075 | 0.07443 | 741.9075 | 0 | 740.8238 | 0 | 740.8238 | 2.7409e-05 | 1012.4 | -0.00011805 | 741.9075 | 0.00078546 | 1012.4 | -0.001617 | 1012.4 | -5.4182e-05 | 740.8238 | 3.5273e-05 | 740.8238 | 2.6727e-05 | 741.9075 | 0 | 1090.4792 | 0.01369 | 1090.4792 | 0.01642 | 1091.3059 | 0 | 1090.4792 | 0.01476 | 740.8238 | 3.1458e-05
| 742.0371 | 0.07321 | 742.0371 | 0.00058956 | 740.945 | 3.2289e-05 | 740.945 | 1.4192e-05 | 1012.6 | 0.00086005 | 742.0371 | 0 | 1012.6 | -0.00026098 | 1012.6 | -0.00031426 | 740.945 | 1.7074e-05 | 740.945 | 1.433e-05 | 742.0371 | 0.00063729 | 1090.6476 | 0.01441 | 1090.6476 | 0.01454 | 1091.4765 | 3.0002e-05 | 1090.6476 | 0.01517 | 740.945 | 1.297e-05
| 742.1668 | 0.06977 | 742.1668 | 0 | 741.0661 | 0 | 741.0661 | 2.8507e-05 | 1012.9 | 0.00038786 | 742.1668 | 0 | 1012.9 | 0.0011919 | 1012.9 | -0.0014521 | 741.0661 | 3.3095e-05 | 741.0661 | 2.866e-05 | 742.1668 | 0 | 1090.816 | 0.01324 | 1090.816 | 0.01617 | 1091.6471 | 0 | 1090.816 | 0.01478 | 741.0661 | 2.9395e-05
| 742.2965 | 0.073 | 742.2965 | 0.00116 | 741.1873 | 1.4682e-05 | 741.1873 | 1.4841e-05 | 1013.1 | 0.0021416 | 742.2965 | 0.00013718 | 1013.1 | 0.0030322 | 1013.1 | 0.00010836 | 741.1873 | 1.6255e-05 | 741.1873 | 1.433e-05 | 742.2965 | 0.00118 | 1090.9844 | 0.01417 | 1090.9844 | 0.01437 | 1091.8176 | 1.0001e-05 | 1090.9844 | 0.01516 | 741.1873 | 1.6413e-05
| 742.4262 | 0.06772 | 742.4262 | 0 | 741.3085 | 0 | 741.3085 | 2.8641e-05 | 1013.4 | 5.0592e-05 | 742.4262 | 0.00198 | 1013.4 | 9.4169e-05 | 1013.4 | 0.00040094 | 741.3085 | 3.4441e-05 | 741.3085 | 2.9297e-05 | 742.4262 | 0 | 1091.1528 | 0.01207 | 1091.1528 | 0.01626 | 1091.9882 | 0 | 1091.1528 | 0.0148 | 741.3085 | 3.0774e-05
| 742.5559 | 0.06786 | 742.5559 | 0.00158 | 741.4296 | 1.4682e-05 | 741.4296 | 1.4348e-05 | 1013.6 | -0.0001855 | 742.5559 | 0.00127 | 1013.6 | 0.0029031 | 1013.6 | 0.00079106 | 741.4296 | 1.8269e-05 | 741.4296 | 1.4967e-05 | 742.5559 | 0 | 1091.3212 | 0.01329 | 1091.3212 | 0.01507 | 1092.1588 | 1.0001e-05 | 1091.3212 | 0.01515 | 741.4296 | 1.435e-05
| 742.6856 | 0.06608 | 742.6856 | 0 | 741.5508 | 0 | 741.5508 | 2.77e-05 | 1013.8 | 0.00069142 | 742.6856 | 0.00238 | 1013.8 | -0.0018752 | 1013.8 | -0.00080189 | 741.5508 | 3.3704e-05 | 741.5508 | 2.866e-05 | 742.6856 | 0 | 1091.4896 | 0.01385 | 1091.4896 | 0.01619 | 1092.3294 | 0 | 1091.4896 | 0.01477 | 741.5508 | 3.2154e-05
| 742.8153 | 0.06242 | 742.8153 | 0.0014 | 741.672 | 3.2289e-05 | 741.672 | 1.3464e-05 | 1014.1 | 0.0005565 | 742.8153 | 0 | 1014.1 | -0.0019076 | 1014.1 | 0.00040094 | 741.672 | 1.5435e-05 | 741.672 | 1.3682e-05 | 742.8153 | 0.00063729 | 1091.6579 | 0.01394 | 1091.6579 | 0.0141 | 1092.4999 | 5.0004e-05 | 1091.6579 | 0.01512 | 741.672 | 1.7793e-05
| 742.945 | 0.06049 | 742.945 | 0 | 741.7931 | 0 | 741.7931 | 2.5998e-05 | 1014.3 | 0.00096123 | 742.945 | 0.00124 | 1014.3 | 0.00057846 | 1014.3 | -0.00063934 | 741.7931 | 3.149e-05 | 741.7931 | 2.8012e-05 | 742.945 | 0 | 1091.8263 | 0.00988 | 1091.8263 | 0.0164 | 1092.6705 | 0 | 1091.8263 | 0.0148 | 741.7931 | 3.2154e-05
| 743.0748 | 0.06261 | 743.0748 | 0.00153 | 741.9143 | 4.9907e-05 | 741.9143 | 1.2624e-05 | 1014.6 | 0.001231 | 743.0748 | 0.00238 | 1014.6 | 0.00041703 | 1014.6 | 0.0022539 | 741.9143 | 1.6055e-05 | 741.9143 | 1.433e-05 | 743.0748 | 0.00124 | 1091.9947 | 0.01276 | 1091.9947 | 0.01435 | 1092.8411 | 3.0002e-05 | 1091.9947 | 0.01514 | 741.9143 | 1.435e-05
| 743.2045 | 0.05534 | 743.2045 | 0 | 742.0354 | 0 | 742.0354 | 2.6031e-05 | 1014.8 | 0.00082632 | 743.2045 | 0.00041639 | 1014.8 | -0.0010036 | 1014.8 | -0.0023624 | 742.0354 | 3.2474e-05 | 742.0354 | 2.4059e-05 | 743.2045 | 0 | 1092.1631 | 0.01359 | 1092.1631 | 0.01633 | 1093.0117 | 0 | 1092.1631 | 0.01479 | 742.0354 | 2.7332e-05
| 743.3343 | 0.05658 | 743.3343 | 0.00177 | 742.1566 | 3.2289e-05 | 742.1566 | 1.3453e-05 | 1015.1 | -0.0022428 | 743.3343 | 0.00107 | 1015.1 | 0.002451 | 1015.1 | -0.00021673 | 742.1566 | 1.6418e-05 | 742.1566 | 9.729e-06 | 743.3343 | 0.00026241 | 1092.3315 | 0.01366 | 1092.3315 | 0.0137 | 1093.1822 | 5.0004e-05 | 1092.3315 | 0.01514 | 742.1566 | 1.297e-05
| 743.4641 | 0.05555 | 743.4641 | 0 | 742.2778 | 0 | 742.2778 | 2.9179e-05 | 1015.3 | -0.0011636 | 743.4641 | 0.00098419 | 1015.3 | -0.0041353 | 1015.3 | 0.0012787 | 742.2778 | 3.4933e-05 | 742.2778 | 2.2137e-05 | 743.4641 | 0 | 1092.4999 | 0.01345 | 1092.4999 | 0.01605 | 1093.3528 | 0 | 1092.4999 | 0.01478 | 742.2778 | 2.8015e-05
| 743.5939 | 0.05377 | 743.5939 | 0.00046818 | 742.399 | 4.9907e-05 | 742.399 | 1.5782e-05 | 1015.5 | 0.0033222 | 743.5939 | 0.00241 | 1015.5 | 2.9596e-05 | 1015.5 | 0.0028067 | 742.399 | 1.8515e-05 | 742.399 | 1.2408e-05 | 743.5939 | 0 | 1092.6683 | 0.01408 | 1092.6683 | 0.01468 | 1093.5234 | 5.0004e-05 | 1092.6683 | 0.01514 | 742.399 | 1.5045e-05
| 743.7237 | 0.05145 | 743.7237 | 0 | 742.5201 | 0 | 742.5201 | 3.04e-05 | 1015.8 | 0.00062396 | 743.7237 | 0.00089903 | 1015.8 | -0.0023596 | 1015.8 | 0.00020589 | 742.5201 | 3.5929e-05 | 742.5201 | 2.6727e-05 | 743.7237 | 0 | 1092.8366 | 0.01434 | 1092.8366 | 0.01617 | 1093.694 | 0 | 1092.8366 | 0.0148 | 742.5201 | 3.2154e-05
| 743.8535 | 0.05214 | 743.8535 | 0.0012 | 742.6413 | 3.2289e-05 | 742.6413 | 1.4785e-05 | 1016 | 0.0015346 | 743.8535 | 0.00073324 | 1016 | 0.0013533 | 1016 | 0.00059601 | 742.6413 | 1.7402e-05 | 742.6413 | 1.433e-05 | 743.8535 | 0.00029991 | 1093.005 | 0.01077 | 1093.005 | 0.01481 | 1093.8646 | 5.0004e-05 | 1093.005 | 0.01519 | 742.6413 | 1.7109e-05
| 743.9833 | 0.04879 | 743.9833 | 0 | 742.7625 | 0 | 742.7625 | 2.8171e-05 | 1016.3 | 0.00021923 | 743.9833 | 0.00107 | 1016.3 | -0.00039012 | 1016.3 | -0.00028175 | 742.7625 | 3.3458e-05 | 742.7625 | 2.6299e-05 | 743.9833 | 0 | 1093.1734 | 0.01129 | 1093.1734 | 0.01617 | 1094.0351 | 0 | 1093.1734 | 0.0148 | 742.7625 | 3.1458e-05
| 744.1132 | 0.04919 | 744.1132 | 0.00147 | 742.8836 | 3.2289e-05 | 742.8836 | 1.3632e-05 | 1016.5 | 0.00086005 | 744.1132 | 0.0038 | 1016.5 | 0.0012242 | 1016.5 | 0.0002384 | 742.8836 | 1.6055e-05 | 742.8836 | 1.2189e-05 | 744.1132 | 0.00018744 | 1093.3418 | 0.01164 | 1093.3418 | 0.01484 | 1094.2057 | 3.0002e-05 | 1093.3418 | 0.01514 | 742.8836 | 1.435e-05
| 744.243 | 0.04663 | 744.243 | 0 | 743.0048 | 0 | 743.0048 | 2.8294e-05 | 1016.8 | -0.0029512 | 744.243 | 0.00061512 | 1016.8 | -0.0014878 | 1016.8 | -0.0017771 | 743.0048 | 3.4078e-05 | 743.0048 | 2.7803e-05 | 744.243 | 0 | 1093.5102 | 0.01165 | 1093.5102 | 0.01607 | 1094.3763 | 0 | 1093.5102 | 0.01478 | 743.0048 | 3.0774e-05
| 744.3729 | 0.04587 | 744.3729 | 0.00177 | 743.126 | 3.2289e-05 | 743.126 | 1.492e-05 | 1017 | 0.00082632 | 744.3729 | 0 | 1017 | 0.00015874 | 1017 | 0.0019614 | 743.126 | 1.8023e-05 | 743.126 | 1.5823e-05 | 744.3729 | 0.00048734 | 1093.6785 | 0.01437 | 1093.6785 | 0.01419 | 1094.5469 | 6.9993e-05 | 1093.6785 | 0.01515 | 743.126 | 1.6413e-05
| 744.5028 | 0.04321 | 744.5028 | 0 | 743.2472 | 0 | 743.2472 | 2.8395e-05 | 1017.2 | 0.00028669 | 744.5028 | 0.00092742 | 1017.2 | -0.0013587 | 1017.2 | -0.0013871 | 743.2472 | 3.5554e-05 | 743.2472 | 2.866e-05 | 744.5028 | 0 | 1093.8469 | 0.01315 | 1093.8469 | 0.01617 | 1094.7175 | 0 | 1093.8469 | 0.01476 | 743.2472 | 3.3522e-05
| 744.6327 | 0.04296 | 744.6327 | 0.00149 | 743.3683 | 1.4682e-05 | 743.3683 | 1.3565e-05 | 1017.5 | -0.0010287 | 744.6327 | 0.003 | 1017.5 | 0.0016761 | 1017.5 | 0.0013438 | 743.3683 | 1.7531e-05 | 743.3683 | 1.3045e-05 | 744.6327 | 0.00101 | 1094.0153 | 0.01481 | 1094.0153 | 0.01403 | 1094.8881 | 5.0004e-05 | 1094.0153 | 0.01513 | 743.3683 | 1.7109e-05
| 744.7626 | 0.04058 | 744.7626 | 0 | 743.4895 | 0 | 743.4895 | 2.6367e-05 | 1017.7 | 0.003221 | 744.7626 | 0.00252 | 1017.7 | -0.0011004 | 1017.7 | -0.00096444 | 743.4895 | 3.4933e-05 | 743.4895 | 2.5981e-05 | 744.7626 | 0 | 1094.1837 | 0.0108 | 1094.1837 | 0.01621 | 1095.0587 | 0 | 1094.1837 | 0.01473 | 743.4895 | 3.3522e-05
| 744.8925 | 0.04069 | 744.8925 | 0.00123 | 743.6107 | 4.9907e-05 | 743.6107 | 1.2859e-05 | 1018 | -0.0014334 | 744.8925 | 0 | 1018 | 0.0009659 | 1018 | 0.0023191 | 743.6107 | 1.7718e-05 | 743.6107 | 1.2935e-05 | 744.8925 | 0.00080598 | 1094.352 | 0.01392 | 1094.352 | 0.014 | 1095.2293 | 1.0001e-05 | 1094.352 | 0.01513 | 743.6107 | 1.6413e-05
| 745.0224 | 0.04015 | 745.0224 | 0 | 743.7319 | 0 | 743.7319 | 2.8159e-05 | 1018.2 | -0.00062396 | 745.0224 | 0.00223 | 1018.2 | -0.0013909 | 1018.2 | -0.0015822 | 743.7319 | 3.3774e-05 | 743.7319 | 2.5981e-05 | 745.0224 | 0 | 1094.5204 | 0.00983 | 1094.5204 | 0.01637 | 1095.3999 | 0 | 1094.5204 | 0.01475 | 743.7319 | 3.1458e-05
| 745.1524 | 0.04129 | 745.1524 | 0.00165 | 743.853 | 6.7514e-05 | 743.853 | 1.5357e-05 | 1018.5 | 0.0012648 | 745.1524 | 0.00013718 | 1018.5 | 0.0014502 | 1018.5 | 0.0012462 | 743.853 | 1.636e-05 | 743.853 | 1.3045e-05 | 745.1524 | 0 | 1094.6888 | 0.01136 | 1094.6888 | 0.01416 | 1095.5704 | 5.0004e-05 | 1094.6888 | 0.01516 | 743.853 | 1.5045e-05
| 745.2823 | 0.04029 | 745.2823 | 0 | 743.9742 | 0 | 743.9742 | 2.9448e-05 | 1018.7 | -0.0009275 | 745.2823 | 0.00084224 | 1018.7 | -2.6905e-06 | 1018.7 | 0.00079106 | 743.9742 | 3.2474e-05 | 743.9742 | 2.5454e-05 | 745.2823 | 0 | 1094.8572 | 0.013 | 1094.8572 | 0.01624 | 1095.741 | 0 | 1094.8572 | 0.01473 | 743.9742 | 2.7332e-05
| 745.4123 | 0.03893 | 745.4123 | 0.0012 | 744.0954 | 4.9907e-05 | 744.0954 | 1.4158e-05 | 1018.9 | 0.0025127 | 745.4123 | 0.00167 | 1018.9 | 0.0024188 | 1018.9 | 0.0019289 | 744.0954 | 1.65e-05 | 744.0954 | 1.2408e-05 | 745.4123 | 0.00046859 | 1095.0255 | 0.01277 | 1095.0255 | 0.01372 | 1095.9116 | 5.0004e-05 | 1095.0255 | 0.01513 | 744.0954 | 1.2286e-05
| 745.5423 | 0.0365 | 745.5423 | 0 | 744.2166 | 0 | 744.2166 | 2.9649e-05 | 1019.2 | -0.00096123 | 745.5423 | 0.00081385 | 1019.2 | -3.4977e-05 | 1019.2 | -0.00093193 | 744.2166 | 3.5144e-05 | 744.2166 | 2.9945e-05 | 745.5423 | 0 | 1095.1939 | 0.01291 | 1095.1939 | 0.01624 | 1096.0822 | 0 | 1095.1939 | 0.01466 | 744.2166 | 2.9395e-05
| 745.6723 | 0.03769 | 745.6723 | 0.00142 | 744.3378 | 1.4682e-05 | 744.3378 | 1.5704e-05 | 1019.4 | -8.4319e-05 | 745.6723 | 0.00232 | 1019.4 | 0.0024833 | 1019.4 | -0.00041178 | 744.3378 | 1.8725e-05 | 744.3378 | 1.7536e-05 | 745.6723 | 0.00109 | 1095.3623 | 0.01201 | 1095.3623 | 0.0138 | 1096.2528 | 6.9993e-05 | 1095.3623 | 0.01511 | 744.3378 | 1.7109e-05
| 745.8023 | 0.03335 | 745.8023 | 0 | 744.4589 | 0 | 744.4589 | 3.1587e-05 | 1019.7 | 0.0014334 | 745.8023 | 0.00115 | 1019.7 | -0.00039012 | 1019.7 | -0.0017121 | 744.4589 | 3.58e-05 | 744.4589 | 3.3788e-05 | 745.8023 | 0 | 1095.5306 | 0.01397 | 1095.5306 | 0.01645 | 1096.4234 | 0 | 1095.5306 | 0.01471 | 744.4589 | 2.5716e-05
| 745.9323 | 0.03408 | 745.9323 | 0.00229 | 744.5801 | 3.2289e-05 | 744.5801 | 1.6118e-05 | 1019.9 | 0.00035414 | 745.9323 | 0.00173 | 1019.9 | -0.0015847 | 1019.9 | -0.0019397 | 744.5801 | 1.7156e-05 | 744.5801 | 1.6252e-05 | 745.9323 | 0.00114 | 1095.699 | 0.01143 | 1095.699 | 0.01445 | 1096.594 | 5.0004e-05 | 1095.699 | 0.01519 | 744.5801 | 8.6074e-06
| 746.0623 | 0.05156 | 746.0623 | 0 | 744.7013 | 0 | 744.7013 | 3.0769e-05 | 1020.2 | -5.0592e-05 | 746.0623 | 0.00203 | 1020.2 | 0.00083675 | 1020.2 | -0.0010945 | 744.7013 | 3.457e-05 | 744.7013 | 3.3151e-05 | 746.0623 | 0 | 1095.8673 | 0.01073 | 1095.8673 | 0.01617 | 1096.7646 | 0 | 1095.8673 | 0.01307 | 744.7013 | 2.3653e-05
| 746.1924 | 0.01778 | 746.1924 | 0.00057222 | 744.8225 | 6.7514e-05 | 744.8225 | 1.492e-05 | 1020.4 | 1.6864e-05 | 746.1924 | 0.00181 | 1020.4 | 0.0013211 | 1020.4 | 0.0026766 | 744.8225 | 1.7402e-05 | 744.8225 | 1.6899e-05 | 746.1924 | 0.00011247 | 1096.0357 | 0.00823 | 1096.0357 | 0.00971 | 1096.9352 | 3.0002e-05 | 1096.0357 | 0.00836 | 744.8225 | 1.5045e-05
| 746.3224 | 0 | 746.3224 | 0 | 744.9437 | 0 | 744.9437 | 2.9448e-05 | 1020.6 | -0.0009275 | 746.3224 | 0 | 1020.6 | -0.0032636 | 1020.6 | -0.0034026 | 744.9437 | 3.4301e-05 | 744.9437 | 2.9945e-05 | 746.3224 | 0 | 1096.2041 | 0 | 1096.2041 | 0.00045705 | 1097.1058 | 0 | 1096.2041 | 0.00327 | 744.9437 | 2.8015e-05
| 746.4525 | 0.00246 | 746.4525 | 0.00029479 | 745.0648 | 3.2289e-05 | 745.0648 | 1.4662e-05 | 1020.9 | 0.0010287 | 746.4525 | 0 | 1020.9 | -0.0035541 | 1020.9 | -0.0023299 | 745.0648 | 1.6899e-05 | 745.0648 | 1.3045e-05 | 746.4525 | 0.00063729 | 1096.3724 | 0 | 1096.3724 | 0 | 1097.2764 | 6.9993e-05 | 1096.3724 | 0.00022355 | 745.0648 | 1.297e-05
| 746.5825 | 0 | 746.5825 | 0 | 745.186 | 0 | 745.186 | 2.9212e-05 | 1021.1 | -0.001737 | 746.5825 | 0 | 1021.1 | -0.0054268 | 1021.1 | -0.00047681 | 745.186 | 3.3317e-05 | 745.186 | 2.7375e-05 | 746.5825 | 0 | 1096.5408 | 0 | 1096.5408 | 0 | 1097.447 | 0 | 1096.5408 | 0.0002081 | 745.186 | 2.8015e-05
| 746.7126 | 0.00124 | 746.7126 | 0.00102 | 745.3072 | 3.2289e-05 | 745.3072 | 1.4741e-05 | 1021.4 | 0.00015177 | 746.7126 | 0 | 1021.4 | -0.0022951 | 1021.4 | -0.0018422 | 745.3072 | 1.6418e-05 | 745.3072 | 1.4868e-05 | 746.7126 | 0.0005998 | 1096.7091 | 0.0001306 | 1096.7091 | 5.2751e-05 | 1097.6176 | 6.9993e-05 | 1096.7091 | 0.00018544 | 745.3072 | 1.5045e-05
| 746.8427 | 0 | 746.8427 | 0 | 745.4284 | 0 | 745.4284 | 2.835e-05 | 1021.6 | -0.0019057 | 746.8427 | 0 | 1021.6 | -0.0026501 | 1021.6 | -0.0025575 | 745.4284 | 3.1865e-05 | 745.4284 | 2.9835e-05 | 746.8427 | 0 | 1096.8775 | 0 | 1096.8775 | 0 | 1097.7882 | 0 | 1096.8775 | 0.00024441 | 745.4284 | 3.0079e-05
| 746.9729 | 0.00109 | 746.9729 | 0.00076297 | 745.5496 | 4.9907e-05 | 745.5496 | 2.0643e-05 | 1021.9 | 0.00028669 | 746.9729 | 0 | 1021.9 | -0.0011327 | 1021.9 | -0.0024923 | 745.5496 | 2.3152e-05 | 745.5496 | 2.3257e-05 | 746.9729 | 0.00033739 | 1097.0459 | 0 | 1097.0459 | 0.00068578 | 1097.9588 | 6.9993e-05 | 1097.0459 | 0.0002648 | 745.5496 | 2.2556e-05

## Integration
LED Item # | M365L2 |  | M385L2 |  | M405L2 |  | M455L3 |  | M470L3 |  | M505L3 |  | M530L3 |  | M590L3 |  | M617L3 |  | M625L3 |  | M660L3 |  | M735L3 |  | M780L3 |  | M850L3 |  | M940L3 |  | MCWHL5
| Area Under Normalized Curve |  | Area Under Normalized Curve |  | Area Under Normalized Curve |  | Area Under Normalized Curve |  | Area Under Normalized Curve |  | Area Under Normalized Curve |  | Area Under Normalized Curve |  | Area Under Normalized Curve |  | Area Under Normalized Curve |  | Area Under Normalized Curve |  | Area Under Normalized Curve |  | Area Under Normalized Curve |  | Area Under Normalized Curve |  | Area Under Normalized Curve |  | Area Under Normalized Curve |  | Area Under Normalized Curve
| Total | 12.4308 | Total | 12.562 | Total | 21.7652 | Total | 24.0532 | Total | 21.089 | Total | 38.2839 | Total | 41.5743 | Total | 14.8711 | Total | 18.4367 | Total | 19.2314 | Total | 18.2251 | Total | 38.242 | Total | 37.4574 | Total | 34.5024 | Total | 73.1931 | Total | 59.2628
Integration
| 1.7494e-05 |  | 1.9878e-06 |  | 1.7546e-06 |  | 1.235e-06 |  | -0.00013491 |  | 0.00017281 |  | 1.8834e-05 |  | 1.5172e-05 |  | 1.2765e-06 |  | 0 |  | 0 |  | 0.0001281 |  | 0.00027559 |  | 2.8399e-06 |  | 0.00060798 |  | 1.6217e-06
| 1.029e-05 |  | 0 |  | 7.9796e-07 |  | 1.1579e-06 |  | -0.0003329 |  | 0.00019039 |  | -1.7516e-05 |  | -2.8445e-05 |  | 1.2004e-06 |  | 0 |  | 0 |  | 0.00013321 |  | 0.00029017 |  | 2.3238e-06 |  | 0.00059263 |  | 1.4412e-06
| 2.0389e-05 |  | 4.9567e-05 |  | 1.5958e-06 |  | 1.0312e-06 |  | -4.3846e-05 |  | 0.00010929 |  | -3.2824e-05 |  | -1.0844e-06 |  | 1.1825e-06 |  | 0 |  | 0 |  | 0.00021342 |  | 0.00028482 |  | 0 |  | 0.0005919 |  | 1.1919e-06
| 4.1999e-05 |  | 4.9571e-05 |  | 7.9803e-07 |  | 9.3943e-07 |  | 0.00024621 |  | 6.7352e-05 |  | -8.7711e-05 |  | -0.00015713 |  | 1.1139e-06 |  | 0 |  | 1.4845e-05 |  | 0.00013436 |  | 0.00029405 |  | 0 |  | 0.00059654 |  | 1.0049e-06
| 4.0968e-05 |  | 2.1809e-05 |  | 0 |  | 8.8585e-07 |  | 0.00043846 |  | 0.00011299 |  | -1.0224e-05 |  | -2.384e-05 |  | 9.5417e-07 |  | 0 |  | 1.4844e-05 |  | 0.00012669 |  | 0.00019682 |  | 2.3241e-06 |  | 0.00059658 |  | 9.9852e-07
| 9.0727e-06 |  | 2.1808e-05 |  | 0 |  | 9.1029e-07 |  | 0.00019832 |  | 9.5128e-05 |  | 7.4016e-05 |  | 9.1018e-06 |  | 8.3331e-07 |  | 0 |  | 4.7031e-05 |  | 0.00014319 |  | 0.0001569 |  | 2.3241e-06 |  | 0.00059124 |  | 9.6079e-07
| 0 |  | 1.8834e-05 |  | 7.981e-07 |  | 9.1577e-07 |  | -0.00015851 |  | 3.6509e-05 |  | -8.7709e-05 |  | -0.00017338 |  | 8.1866e-07 |  | 0 |  | 4.7031e-05 |  | 9.204e-05 |  | 0.00020273 |  | 2.3244e-06 |  | 0.00058744 |  | 9.5438e-07
| 1.3374e-05 |  | 1.8834e-05 |  | 7.9818e-07 |  | 8.9819e-07 |  | -0.00026644 |  | 8.5196e-05 |  | -0.00027174 |  | 2.8175e-05 |  | 8.4484e-07 |  | 0 |  | 0 |  | 7.6e-05 |  | 0.00026955 |  | 2.3244e-06 |  | 0.00058748 |  | 1.0731e-06
| 1.3373e-05 |  | 0 |  | 7.9825e-07 |  | 8.928e-07 |  | 1.6864e-05 |  | 0.00014209 |  | -0.00012323 |  | -0.00012787 |  | 8.22e-07 |  | 0 |  | 0 |  | 9.1838e-05 |  | 0.00031181 |  | 7.7481e-07 |  | 0.00059059 |  | 1.1918e-06
| 0 |  | 7.948e-06 |  | 7.9825e-07 |  | 9.0193e-07 |  | 0.00015852 |  | 0.00010801 |  | -0.00012968 |  | -0.0002384 |  | 8.4619e-07 |  | 0 |  | 1.806e-05 |  | 0.00015469 |  | 0.00022042 |  | 1.2915e-06 |  | 0.00059443 |  | 1.211e-06
| 7.0878e-05 |  | 3.3718e-05 |  | 0 |  | 9.075e-07 |  | 0.0002054 |  | 0.00013373 |  | -0.00041754 |  | -0.00015133 |  | 8.4946e-07 |  | 0 |  | 1.806e-05 |  | 0.00019081 |  | 0.00016053 |  | 4.3912e-06 |  | 0.00060219 |  | 1.0739e-06
| 7.4987e-05 |  | 4.1662e-05 |  | 0 |  | 8.5641e-07 |  | 3.0354e-05 |  | 0.00019547 |  | -0.00022654 |  | 2.1674e-05 |  | 8.1069e-07 |  | 0 |  | 0 |  | 0.00020585 |  | 0.00023043 |  | 3.8748e-06 |  | 0.00060834 |  | 1.0112e-06
| 4.1144e-06 |  | 1.5894e-05 |  | 7.984e-07 |  | 8.4849e-07 |  | -1.6864e-05 |  | 8.2303e-05 |  | -1.3453e-05 |  | -6.2857e-05 |  | 7.8585e-07 |  | 0 |  | 0 |  | 0.00015825 |  | 0.00026042 |  | 2.325e-06 |  | 0.00061226 |  | 9.3614e-07
| 1.5429e-05 |  | 0 |  | 1.5969e-06 |  | 8.967e-07 |  | 1.3491e-05 |  | 3.8403e-05 |  | -0.00018457 |  | -0.00029042 |  | 8.528e-07 |  | 0 |  | 2.9858e-05 |  | 0.00012314 |  | 0.00027962 |  | 2.3252e-06 |  | 0.00060918 |  | 8.6761e-07
| 1.5428e-05 |  | 1.8829e-05 |  | 7.9847e-07 |  | 9.6432e-07 |  | 7.083e-06 |  | 0.00010927 |  | -0.00041754 |  | -0.0003732 |  | 9.7699e-07 |  | 0 |  | 2.9855e-05 |  | 8.6736e-05 |  | 0.000315 |  | 7.7506e-07 |  | 0.00060542 |  | 8.0541e-07
| 0 |  | 1.8829e-05 |  | 7.9854e-07 |  | 1.0058e-06 |  | 0.0002732 |  | 0.00010602 |  | -0.00036537 |  | -0.00039769 |  | 1.065e-06 |  | 0 |  | 0 |  | 0.00019407 |  | 0.00039567 |  | 7.7511e-07 |  | 0.00060926 |  | 6.9326e-07
| 0 |  | 1.2882e-05 |  | 7.9862e-07 |  | 1.0145e-06 |  | 8.4322e-05 |  | 0.00015173 |  | -0.00025882 |  | -8.5607e-05 |  | 1.1052e-06 |  | 0 |  | 0 |  | 0.00026201 |  | 0.00038033 |  | 7.7516e-07 |  | 0.00061699 |  | 5.3747e-07
| 0 |  | 1.2882e-05 |  | 0 |  | 1.0041e-06 |  | -0.00028332 |  | 0.00022629 |  | -0.00025237 |  | -7.9105e-05 |  | 1.102e-06 |  | 0 |  | 0 |  | 0.00027893 |  | 0.00030198 |  | 1.292e-06 |  | 0.00062548 |  | 4.4383e-07
| 0 |  | 1.7836e-05 |  | 7.9869e-07 |  | 1.0212e-06 |  | -0.0001452 |  | 0.00017601 |  | -0.00016329 |  | -4.8926e-05 |  | 1.1333e-06 |  | 0 |  | 0 |  | 0.0002997 |  | 0.00031199 |  | 1.292e-06 |  | 0.00063167 |  | 5.9332e-07
| 7.1983e-06 |  | 1.7834e-05 |  | 7.9869e-07 |  | 1.0877e-06 |  | 0.00010118 |  | 0.00017428 |  | -0.00023623 |  | 0.00018422 |  | 1.1091e-06 |  | 0 |  | 0 |  | 0.00023439 |  | 0.00032738 |  | 1.2921e-06 |  | 0.00063709 |  | 9.1147e-07
| 7.1767e-05 |  | 7.3139e-05 |  | 0 |  | 1.1645e-06 |  | 8.4319e-05 |  | 0.00010799 |  | -0.00031371 |  | 8.9943e-05 |  | 1.0755e-06 |  | 0 |  | 0 |  | 0.00015909 |  | 0.00032202 |  | 2.8428e-06 |  | 0.00063713 |  | 1.1868e-06
| 6.4568e-05 |  | 0.00010095 |  | 0 |  | 1.1604e-06 |  | -4.0473e-05 |  | 0 |  | -0.00013936 |  | 8.6694e-05 |  | 1.045e-06 |  | 0 |  | 3.414e-05 |  | 0.00015525 |  | 0.00036276 |  | 2.3261e-06 |  | 0.00062791 |  | 1.2061e-06
| 8.5527e-07 |  | 2.7805e-05 |  | 7.9884e-07 |  | 1.0812e-06 |  | 0.0001855 |  | 7.9418e-05 |  | -1.3453e-05 |  | 0.00014846 |  | 1.0297e-06 |  | 0 |  | 3.4137e-05 |  | 0.00026365 |  | 0.00032975 |  | 2.3261e-06 |  | 0.00061415 |  | 1.1432e-06
| 1.4222e-05 |  | 4.3693e-05 |  | 1.5978e-06 |  | 1.0075e-06 |  | 0.00035414 |  | 0.00012105 |  | 6.0456e-05 |  | -6.5994e-05 |  | 1.061e-06 |  | 0 |  | 0 |  | 0.00026905 |  | 0.00025213 |  | 2.3264e-06 |  | 0.00060497 |  | 1.0869e-06
| 1.3367e-05 |  | 7.3415e-05 |  | 7.9898e-07 |  | 9.1068e-07 |  | -2.3611e-05 |  | 0.00010962 |  | -6.8333e-05 |  | -0.00030016 |  | 1.0139e-06 |  | 0 |  | 0 |  | 0.00027289 |  | 0.0003144 |  | 2.3264e-06 |  | 0.00061035 |  | 9.7469e-07
| 0 |  | 2.9719e-05 |  | 7.9898e-07 |  | 8.034e-07 |  | -7.4202e-05 |  | 0.00018739 |  | 4.4669e-05 |  | -0.00015062 |  | 9.3683e-07 |  | 0 |  | 0 |  | 0.00025676 |  | 0.00035286 |  | 2.3264e-06 |  | 0.000615 |  | 8.9961e-07
| 1.7278e-05 |  | 2.3774e-05 |  | 7.9906e-07 |  | 6.8826e-07 |  | 8.4319e-05 |  | 0.00013047 |  | 0.00012538 |  | -8.886e-05 |  | 8.3685e-07 |  | 0 |  | 0 |  | 9.9029e-05 |  | 0.00026833 |  | 0 |  | 0.00061354 |  | 1.0248e-06
| 1.7279e-05 |  | 2.3776e-05 |  | 7.9913e-07 |  | 6.3711e-07 |  | 9.2076e-05 |  | 0.00013048 |  | -7.1756e-05 |  | -0.00026739 |  | 7.2538e-07 |  | 0 |  | 0 |  | 0.00013132 |  | 0.00031907 |  | 0 |  | 0.0006097 |  | 1.1751e-06
| 0 |  | 0 |  | 1.5983e-06 |  | 6.9442e-07 |  | -7.0829e-05 |  | 0.00020965 |  | -3.9281e-05 |  | -0.00021564 |  | 6.6801e-07 |  | 0 |  | 0 |  | 0.00016882 |  | 0.00035369 |  | 2.3268e-06 |  | 0.00060974 |  | 1.05e-06
| 2.1589e-05 |  | 0 |  | 1.5983e-06 |  | 7.5538e-07 |  | -0.00022935 |  | 0.0001254 |  | -0.00028143 |  | -0.00011811 |  | 7.0243e-07 |  | 0 |  | 0 |  | 9.2165e-05 |  | 0.00026067 |  | 2.327e-06 |  | 0.00061362 |  | 8.125e-07
| 2.1587e-05 |  | 7.9968e-05 |  | 1.5986e-06 |  | 7.8357e-07 |  | -0.00013811 |  | 7.8639e-05 |  | -0.00015312 |  | -1.1372e-06 |  | 8.492e-07 |  | 0 |  | 8.5653e-06 |  | 4.3295e-05 |  | 0.00022993 |  | 7.7566e-07 |  | 0.00060828 |  | 7.7542e-07
| 0 |  | 9.8831e-05 |  | 7.9928e-07 |  | 8.3723e-07 |  | 2.0237e-05 |  | 4.3504e-05 |  | -0.00020395 |  | -0.00014087 |  | 9.5375e-07 |  | 0 |  | 1.3747e-05 |  | 9.8438e-05 |  | 0.0002261 |  | 1.2929e-06 |  | 0.0006014 |  | 9.8789e-07
| 0 |  | 4.1644e-05 |  | 0 |  | 8.6711e-07 |  | 2.6983e-05 |  | 3.2155e-05 |  | -0.00052358 |  | -0.00022215 |  | 9.1231e-07 |  | 0 |  | 8.3935e-06 |  | 0.00018766 |  | 0.00022304 |  | 2.8447e-06 |  | 0.00060374 |  | 1.038e-06
| 0 |  | 2.2779e-05 |  | 0 |  | 8.1658e-07 |  | -0.00012479 |  | 7.7014e-05 |  | -0.00032017 |  | 0.00017122 |  | 8.5183e-07 |  | 0 |  | 3.2115e-06 |  | 8.9221e-05 |  | 0.00026766 |  | 2.3273e-06 |  | 0.00061301 |  | 9.5652e-07
| 1.9327e-05 |  | 2.4759e-05 |  | 7.9942e-07 |  | 7.5261e-07 |  | -0.00038955 |  | 5.756e-05 |  | 2.8241e-06 |  | 0.00045286 |  | 8.9973e-07 |  | 0 |  | 0 |  | 9.4612e-05 |  | 0.00030537 |  | 7.7586e-07 |  | 0.00061921 |  | 8.6865e-07
| 4.1936e-05 |  | 2.4757e-05 |  | 2.5578e-06 |  | 7.722e-07 |  | -0.00011804 |  | 1.2698e-05 |  | 1.2376e-05 |  | 0.00019722 |  | 1.0274e-06 |  | 0 |  | 7.3248e-06 |  | 0.0002423 |  | 0.00034152 |  | 1.2931e-06 |  | 0.00061459 |  | 8.2507e-07
| 2.2611e-05 |  | 6.4534e-05 |  | 2.5578e-06 |  | 8.5759e-07 |  | 8.095e-05 |  | 9.7087e-05 |  | -0.00010708 |  | -0.00014412 |  | 1.116e-06 |  | 0 |  | 7.3248e-06 |  | 0.00018454 |  | 0.0003108 |  | 1.2932e-06 |  | 0.00060698 |  | 8.5653e-07
| 0 |  | 6.4534e-05 |  | 1.599e-06 |  | 9.2042e-07 |  | -7.0827e-05 |  | 0.00018389 |  | 0.00013184 |  | 7.3687e-05 |  | 1.1492e-06 |  | 0 |  | 1.8044e-05 |  | 5.7378e-05 |  | 0.00024464 |  | 2.8452e-06 |  | 0.00061082 |  | 8.7515e-07
| 0 |  | 1.9806e-05 |  | 7.9957e-07 |  | 9.6992e-07 |  | -0.0002054 |  | 0.00017076 |  | -8.5314e-05 |  | 0.00031973 |  | 1.2283e-06 |  | 0 |  | 8.4291e-05 |  | 0.00012287 |  | 0.00033007 |  | 4.3971e-06 |  | 0.00062014 |  | 9.3174e-07
| 7.1939e-06 |  | 1.9804e-05 |  | 0 |  | 1.017e-06 |  | -0.00029681 |  | 0.0001776 |  | -0.00029112 |  | 0.0001127 |  | 1.2623e-06 |  | 0 |  | 0.00010786 |  | 0.00023236 |  | 0.00029776 |  | 7.502e-06 |  | 0.00062552 |  | 9.7614e-07
| 7.1933e-06 |  | 1.6832e-05 |  | 7.9972e-07 |  | 1.0305e-06 |  | -0.00023609 |  | 0.00012255 |  | -0.00011677 |  | 8.3441e-05 |  | 1.2656e-06 |  | 0 |  | 6.5164e-05 |  | 0.00024084 |  | 0.00020313 |  | 7.502e-06 |  | 0.00062479 |  | 1.2074e-06
| 0 |  | 1.6834e-05 |  | 1.5994e-06 |  | 9.4081e-07 |  | -0.00022665 |  | 5.2682e-05 |  | -0.00030906 |  | -6.258e-05 |  | 1.242e-06 |  | 0 |  | 2.3548e-05 |  | 0.00029087 |  | 0.00031011 |  | 2.8458e-06 |  | 0.00062329 |  | 1.4509e-06
| 0 |  | 4.9504e-06 |  | 1.5996e-06 |  | 8.6218e-07 |  | -0.00013828 |  | 6.2402e-05 |  | -0.00026205 |  | -0.00016363 |  | 1.2153e-06 |  | 0 |  | 0 |  | 0.00033322 |  | 0.00041402 |  | 5.1741e-07 |  | 0.00062411 |  | 1.5884e-06
| 0 |  | 2.8769e-05 |  | 1.5996e-06 |  | 8.335e-07 |  | -0.00013154 |  | 8.0235e-05 |  | 9.3093e-05 |  | -4.3346e-05 |  | 1.1828e-06 |  | 0 |  | 0 |  | 0.00022328 |  | 0.00038403 |  | 5.1748e-07 |  | 0.00062645 |  | 1.4388e-06
| 0 |  | 6.2427e-05 |  | 7.9986e-07 |  | 8.9338e-07 |  | -0.0002226 |  | 0.00010612 |  | 0.00019318 |  | -4.3346e-05 |  | 1.1675e-06 |  | 0 |  | 0 |  | 0.00018712 |  | 0.00031248 |  | 2.8461e-06 |  | 0.00062419 |  | 1.0638e-06
| 0 |  | 5.4488e-05 |  | 0 |  | 9.3374e-07 |  | -0.00019832 |  | 7.3703e-05 |  | 0.00012826 |  | -0.00023325 |  | 1.1523e-06 |  | 0 |  | 5.1794e-06 |  | 0.0002971 |  | 0.00032327 |  | 2.3288e-06 |  | 0.00062346 |  | 7.3237e-07
| 0 |  | 5.9434e-05 |  | 7.9994e-07 |  | 9.4656e-07 |  | -0.00016526 |  | 0.00010624 |  | 0.00042241 |  | -0.00031642 |  | 1.0739e-06 |  | 0 |  | 5.179e-06 |  | 0.00031098 |  | 0.000341 |  | 0 |  | 0.00062735 |  | 4.7604e-07
| 0 |  | 4.3562e-05 |  | 8.0001e-07 |  | 1.0077e-06 |  | -0.00016864 |  | 0.00012732 |  | 0.00022223 |  | -0.00029042 |  | 9.374e-07 |  | 0 |  | 0 |  | 0.00021476 |  | 0.00023169 |  | 2.0702e-06 |  | 0.00063196 |  | 5.0692e-07
| 2.9065e-06 |  | 3.9595e-06 |  | 0 |  | 1.0406e-06 |  | -0.0001629 |  | 3.1606e-05 |  | -0.00025143 |  | -0.00017523 |  | 8.0084e-07 |  | 0 |  | 0 |  | 0.00013284 |  | 0.00028407 |  | 2.8469e-06 |  | 0.00063051 |  | 7.8834e-07
| 2.2426e-05 |  | 3.9592e-06 |  | 2.7197e-06 |  | 1.0059e-06 |  | -0.00013154 |  | 1.3505e-06 |  | 2.6896e-06 |  | 7.3688e-05 |  | 7.5241e-07 |  | 0 |  | 0 |  | 0.00018442 |  | 0.00040725 |  | 7.7636e-07 |  | 0.00062281 |  | 1.0326e-06
| 2.6528e-05 |  | 9.8989e-06 |  | 2.7199e-06 |  | 8.5647e-07 |  | -8.4318e-05 |  | 8.049e-05 |  | 1.8832e-05 |  | 7.0438e-05 |  | 6.9696e-07 |  | 0 |  | 2.354e-05 |  | 0.0001355 |  | 0.0003018 |  | 2.3294e-06 |  | 0.00062285 |  | 9.6391e-07
| 2.6528e-05 |  | 9.8989e-06 |  | 8.0016e-07 |  | 6.9897e-07 |  | 0.00015178 |  | 0.00018039 |  | -0.00014583 |  | -0.00014087 |  | 6.8802e-07 |  | 0 |  | 3.5147e-05 |  | 0.00011011 |  | 0.00014333 |  | 2.3294e-06 |  | 0.00062986 |  | 7.6984e-07
| 1.9519e-05 |  | 3.1675e-05 |  | 8.0023e-07 |  | 6.0563e-07 |  | -8.1453e-05 |  | 0.00011907 |  | -0.00018363 |  | -0.00028445 |  | 7.3915e-07 |  | 0 |  | 1.1607e-05 |  | 0.00026873 |  | 0.00018414 |  | 7.7651e-07 |  | 0.00063525 |  | 9.6978e-07
| 2.0545e-05 |  | 3.1673e-05 |  | 0 |  | 5.9403e-07 |  | -0.00018551 |  | 2.0252e-05 |  | 9.1475e-06 |  | -0.00026115 |  | 8.5595e-07 |  | 0 |  | 6.1076e-05 |  | 0.00026798 |  | 0.00031572 |  | 7.7656e-07 |  | 0.00063144 |  | 1.2763e-06
| 2.2425e-05 |  | 6.5071e-05 |  | 0 |  | 6.7596e-07 |  | 6.7455e-05 |  | 9.0125e-05 |  | -1.3452e-05 |  | -0.0004172 |  | 1.0361e-06 |  | 0 |  | 6.1076e-05 |  | 0.00021024 |  | 0.00021552 |  | 7.7661e-07 |  | 0.00063071 |  | 1.2078e-06
| 1.8803e-06 |  | 6.5065e-05 |  | 8.003e-07 |  | 7.7298e-07 |  | -8.8535e-05 |  | 8.9037e-05 |  | -0.00011583 |  | -0.00030153 |  | 1.1152e-06 |  | 0 |  | 2.446e-05 |  | 0.00018484 |  | 0.00014468 |  | 1.2944e-06 |  | 0.00064076 |  | 8.9467e-07
| 0 |  | 0 |  | 8.0045e-07 |  | 9.1419e-07 |  | -2.6982e-05 |  | 1.431e-05 |  | -0.00033308 |  | -4.0094e-05 |  | 1.0745e-06 |  | 0 |  | 4.0507e-05 |  | 0.00017484 |  | 0.00028266 |  | 5.1778e-07 |  | 0.00064774 |  | 7.2577e-07
| 0 |  | 0 |  | 8.0045e-07 |  | 1.051e-06 |  | 7.7574e-05 |  | 5.914e-05 |  | -0.0004364 |  | 3.1427e-05 |  | 1.042e-06 |  | 0 |  | 1.6047e-05 |  | 0.00012083 |  | 0.00034813 |  | 0 |  | 0.00064389 |  | 7.1356e-07
| 0 |  | 2.7709e-05 |  | 8.0045e-07 |  | 1.1432e-06 |  | 0.00012749 |  | 0.00011274 |  | -0.00014973 |  | 5.686e-06 |  | 1.1148e-06 |  | 0 |  | 1.8185e-05 |  | 0.00016861 |  | 0.00038746 |  | 7.7676e-07 |  | 0.00063781 |  | 6.6341e-07
| 0 |  | 2.7709e-05 |  | 8.006e-07 |  | 1.122e-06 |  | 0.00031366 |  | 6.7913e-05 |  | -0.0001878 |  | -4.9851e-05 |  | 1.2101e-06 |  | 0 |  | 1.8185e-05 |  | 0.0002573 |  | 0.00028426 |  | 1.2946e-06 |  | 0.00064478 |  | 6.7575e-07
| 0 |  | 0 |  | 8.0053e-07 |  | 1.0438e-06 |  | 7.7561e-05 |  | 9.8731e-05 |  | -0.00026205 |  | -1.0831e-06 |  | 1.2356e-06 |  | 0 |  | 3.744e-05 |  | 0.00023573 |  | 0.00018951 |  | 1.2948e-06 |  | 0.00064941 |  | 8.6985e-07
| 0 |  | 0 |  | 8.0067e-07 |  | 9.4254e-07 |  | -0.00038955 |  | 0.00016777 |  | -0.00027516 |  | -0.00020253 |  | 1.2371e-06 |  | 0 |  | 0.0001082 |  | 0.00021032 |  | 0.0002342 |  | 1.2947e-06 |  | 0.00064251 |  | 9.8318e-07
| 1.5209e-05 |  | 1.6822e-05 |  | 8.0067e-07 |  | 8.4603e-07 |  | -0.00018549 |  | 0.00015636 |  | -0.00026205 |  | -0.00024166 |  | 1.246e-06 |  | 0 |  | 8.1457e-05 |  | 0.00017721 |  | 0.00031282 |  | 2.8487e-06 |  | 0.00063566 |  | 9.0795e-07
| 1.5209e-05 |  | 1.6822e-05 |  | 0 |  | 8.6077e-07 |  | 7.42e-05 |  | 8.7309e-05 |  | -0.00013614 |  | -0.0004172 |  | 1.1982e-06 |  | 0 |  | 3.1939e-05 |  | 0.00023886 |  | 0.00035905 |  | 2.3307e-06 |  | 0.00063874 |  | 8.3922e-07
| 9.056e-06 |  | 1.7809e-05 |  | 8.0075e-07 |  | 9.0597e-07 |  | 9.5617e-05 |  | 1.2687e-05 |  | -0.0001565 |  | -0.00042781 |  | 1.1458e-06 |  | 0 |  | 2.1241e-05 |  | 0.00022801 |  | 0.00027894 |  | 3.8851e-06 |  | 0.00063879 |  | 7.2668e-07
| 9.056e-06 |  | 2.4752e-05 |  | 2.562e-06 |  | 9.2133e-07 |  | -0.00011805 |  | 9.143e-05 |  | -0.00016519 |  | -0.00014738 |  | 1.0597e-06 |  | 0 |  | 0 |  | 0.00017408 |  | 0.00027742 |  | 3.8848e-06 |  | 0.00062573 |  | 6.9523e-07
| 0 |  | 6.4573e-05 |  | 2.562e-06 |  | 8.9628e-07 |  | -0.00024958 |  | 0.00017746 |  | -0.00019425 |  | -0.00021239 |  | 9.6964e-07 |  | 0 |  | 6.3337e-05 |  | 0.00017677 |  | 0.00025197 |  | 7.7706e-07 |  | 0.00061806 |  | 8.7081e-07
| 0 |  | 9.63e-05 |  | 1.6018e-06 |  | 8.9942e-07 |  | -0.00016864 |  | 0.00015324 |  | -6.5106e-05 |  | -0.00019614 |  | 9.3396e-07 |  | 0 |  | 0.00011348 |  | 0.00018372 |  | 0.00021422 |  | 1.2951e-06 |  | 0.00062273 |  | 1.1655e-06
| 1.2131e-05 |  | 5.3514e-05 |  | 1.6019e-06 |  | 9.1905e-07 |  | -0.00025852 |  | 5.4533e-05 |  | -9.2102e-05 |  | -0.00010696 |  | 9.8579e-07 |  | 0 |  | 7.261e-05 |  | 0.00025897 |  | 0.00031986 |  | 2.8496e-06 |  | 0.00063124 |  | 1.3155e-06
| 1.2131e-05 |  | 1.484e-05 |  | 2.5625e-06 |  | 9.16e-07 |  | -0.00022935 |  | 1.5658e-05 |  | -0.0003008 |  | -0.00020264 |  | 1.0427e-06 |  | 0 |  | 4.4768e-05 |  | 0.00023045 |  | 0.00034298 |  | 2.3315e-06 |  | 0.00062893 |  | 1.2087e-06
| 0 |  | 4.5505e-05 |  | 1.7617e-06 |  | 8.9103e-07 |  | -0.00021585 |  | 0.00013375 |  | -0.00037506 |  | -0.00031967 |  | 1.0281e-06 |  | 0 |  | 2.2308e-05 |  | 0.00021584 |  | 0.00034072 |  | 0 |  | 0.00061976 |  | 1.084e-06
| 0 |  | 6.2362e-05 |  | 0 |  | 9.0272e-07 |  | -0.00013103 |  | 0.00015805 |  | -8.1928e-05 |  | -0.00010696 |  | 1.0179e-06 |  | 0 |  | 0 |  | 0.00017044 |  | 0.00034688 |  | 5.1818e-07 |  | 0.00060974 |  | 1.0217e-06
| 0 |  | 3.466e-05 |  | 0 |  | 9.1372e-07 |  | 4.3846e-05 |  | 0.00013692 |  | -1.3461e-05 |  | 8.9942e-05 |  | 1.0205e-06 |  | 0 |  | 5.3462e-05 |  | 0.00014888 |  | 0.00036929 |  | 1.2954e-06 |  | 0.00060597 |  | 9.2131e-07
| 0 |  | 2.673e-05 |  | 0 |  | 9.1381e-07 |  | 5.6663e-05 |  | 9.6985e-05 |  | -0.00037686 |  | -4.5516e-06 |  | 1.0321e-06 |  | 0 |  | 6.2926e-05 |  | 0.00021895 |  | 0.00041708 |  | 7.7731e-07 |  | 0.00061368 |  | 9.1496e-07
| 5.9787e-06 |  | 8.9222e-06 |  | 1.762e-06 |  | 9.1075e-07 |  | -4.3846e-05 |  | 6.1033e-05 |  | -9.0934e-05 |  | -5.3099e-05 |  | 1.0564e-06 |  | 0 |  | 5.8638e-05 |  | 0.00021048 |  | 0.00042713 |  | 0 |  | 0.00062991 |  | 1.0089e-06
| 1.5219e-05 |  | 2.8753e-05 |  | 2.5634e-06 |  | 9.3895e-07 |  | -0.0001855 |  | 0.00013976 |  | 2.2062e-05 |  | 0.00015171 |  | 1.1664e-06 |  | 0 |  | 7.1491e-05 |  | 0.00022515 |  | 0.00039169 |  | 5.1828e-07 |  | 0.00064306 |  | 9.9613e-07
| 6.9701e-05 |  | 6.6336e-05 |  | 1.6027e-06 |  | 9.9162e-07 |  | -8.8535e-05 |  | 0.00017739 |  | -0.00042433 |  | 0.00023097 |  | 1.2649e-06 |  | 0 |  | 2.2304e-05 |  | 0.00020511 |  | 0.00036473 |  | 1.2957e-06 |  | 0.00064927 |  | 9.6468e-07
| 6.0462e-05 |  | 3.7585e-05 |  | 1.6027e-06 |  | 1.0142e-06 |  | 8.4319e-05 |  | 0.00014024 |  | -0.00036861 |  | -0.00022215 |  | 1.2739e-06 |  | 0 |  | 0 |  | 0.00013918 |  | 0.00018199 |  | 1.2958e-06 |  | 0.00065008 |  | 1.0529e-06
| 0 |  | 2.0769e-05 |  | 8.0141e-07 |  | 1.0076e-06 |  | 0.00012816 |  | 0.000114 |  | 1.2376e-05 |  | -0.00016688 |  | 1.2113e-06 |  | 0 |  | 4.1693e-05 |  | 0.00010855 |  | 0.00010411 |  | 2.8507e-06 |  | 0.00065321 |  | 1.1218e-06
| 0 |  | 6.1418e-05 |  | 8.0148e-07 |  | 1.0279e-06 |  | 2.1249e-05 |  | 0.00016085 |  | -0.00015311 |  | 0.00011833 |  | 1.1654e-06 |  | 0 |  | 8.9695e-05 |  | 0.00020767 |  | 0.00026377 |  | 2.3327e-06 |  | 0.0006571 |  | 1.1528e-06
| 0 |  | 7.1296e-05 |  | 1.603e-06 |  | 1.0743e-06 |  | -0.00023946 |  | 8.8397e-05 |  | -0.00048806 |  | -0.00015388 |  | 1.1993e-06 |  | 0 |  | 7.1507e-05 |  | 0.00015194 |  | 0.00030619 |  | 3.8878e-06 |  | 0.00066482 |  | 1.0215e-06
| 8.2115e-06 |  | 3.0659e-05 |  | 1.603e-06 |  | 1.0945e-06 |  | -0.00012479 |  | 8.0419e-05 |  | -0.00012 |  | -6.2857e-05 |  | 1.2204e-06 |  | 0 |  | 7.5795e-05 |  | 0.00013499 |  | 0.0003286 |  | 4.4065e-06 |  | 0.00066876 |  | 9.5263e-07
| 8.2108e-06 |  | 0 |  | 2.5646e-06 |  | 1.0207e-06 |  | -0.00019124 |  | 0.00013356 |  | 1.9777e-05 |  | 5.0059e-05 |  | 1.1407e-06 |  | 0 |  | 5.9754e-05 |  | 0.00029003 |  | 0.00031934 |  | 5.1841e-07 |  | 0.00066182 |  | 9.2126e-07
| 3.2843e-05 |  | 0 |  | 3.5259e-06 |  | 9.1492e-07 |  | -0.00043508 |  | 0.00014326 |  | -0.00016843 |  | 6.3934e-05 |  | 1.0422e-06 |  | 0 |  | 4.6909e-05 |  | 0.00026461 |  | 0.00026229 |  | 2.0739e-06 |  | 0.00064879 |  | 9.3414e-07
| 3.284e-05 |  | 5.8166e-05 |  | 2.5646e-06 |  | 8.8679e-07 |  | -0.00026307 |  | 0.00017222 |  | -6.511e-05 |  | 0.00020372 |  | 1.0314e-06 |  | 0 |  | 3.9423e-05 |  | 0.00010955 |  | 0.00017652 |  | 4.4071e-06 |  | 0.00063722 |  | 1.0281e-06
| 0 |  | 6.1139e-05 |  | 8.017e-07 |  | 8.9727e-07 |  | 3.5419e-05 |  | 0.00011396 |  | -0.00016668 |  | 2.9584e-05 |  | 1.1178e-06 |  | 0 |  | 5.1731e-06 |  | 5.4182e-05 |  | 0.00020045 |  | 2.3333e-06 |  | 0.00063957 |  | 9.9024e-07
| 5.3108e-05 |  | 2.9671e-05 |  | 0 |  | 9.1998e-07 |  | -0.00010455 |  | 0.00011567 |  | -0.00031049 |  | -5.6349e-05 |  | 1.201e-06 |  | 0 |  | 4.2583e-05 |  | 0.0001514 |  | 0.00014891 |  | 0 |  | 0.00063961 |  | 8.4609e-07
| 5.3108e-05 |  | 2.6698e-05 |  | 0 |  | 9.0163e-07 |  | -0.00031029 |  | 0.00018362 |  | -0.00015875 |  | 3.1426e-05 |  | 1.1863e-06 |  | 0 |  | 3.741e-05 |  | 0.00027083 |  | 0.00012191 |  | 2.0743e-06 |  | 0.00063426 |  | 6.9606e-07
| 1.827e-05 |  | 9.8876e-06 |  | 0 |  | 9.1762e-07 |  | -0.00032935 |  | 0.00020014 |  | -9.8876e-05 |  | -7.9654e-05 |  | 1.1276e-06 |  | 0 |  | 0 |  | 0.00037425 |  | 0.00025233 |  | 2.8522e-06 |  | 0.00062967 |  | 7.148e-07
| 1.827e-05 |  | 9.8876e-06 |  | 0 |  | 8.8895e-07 |  | -0.00042834 |  | 0.00010036 |  | -9.0939e-05 |  | -1.0844e-05 |  | 1.0695e-06 |  | 0 |  | 0 |  | 0.00033569 |  | 0.0003573 |  | 1.2965e-06 |  | 0.00063202 |  | 8.5269e-07
| 0 |  | 0 |  | 8.0192e-07 |  | 8.192e-07 |  | -0.00017353 |  | 9.0084e-05 |  | 5.7065e-05 |  | 2.9583e-05 |  | 1.0362e-06 |  | 0 |  | 9.6182e-06 |  | 0.00031022 |  | 0.00038662 |  | 1.2965e-06 |  | 0.0006382 |  | 1.0974e-06
| 4.8225e-05 |  | 0 |  | 1.604e-06 |  | 7.9909e-07 |  | -0.00011805 |  | 0.00023205 |  | 3.8205e-05 |  | -8.8859e-05 |  | 1.0274e-06 |  | 0 |  | 2.1211e-05 |  | 0.0002709 |  | 0.00039207 |  | 7.7801e-07 |  | 0.00064368 |  | 1.2289e-06
| 6.7519e-05 |  | 2.0762e-05 |  | 1.604e-06 |  | 7.9358e-07 |  | -0.00036425 |  | 0.00014817 |  | 5.112e-05 |  | -6.9354e-05 |  | 1.051e-06 |  | 0 |  | 9.4835e-05 |  | 0.00014745 |  | 0.00043298 |  | 7.7801e-07 |  | 0.00064522 |  | 1.1916e-06
| 1.9292e-05 |  | 2.076e-05 |  | 8.0207e-07 |  | 8.0222e-07 |  | -0.00031518 |  | 6.3783e-05 |  | -4.1246e-05 |  | -0.00015474 |  | 1.0838e-06 |  | 0 |  | 9.1616e-05 |  | 5.1749e-05 |  | 0.00050173 |  | 7.7806e-07 |  | 0.00063836 |  | 1.01e-06
| 3.3632e-05 |  | 4.3497e-05 |  | 0 |  | 8.2371e-07 |  | -0.00017538 |  | 0.000122 |  | -0.00022008 |  | -0.00017013 |  | 1.0768e-06 |  | 0 |  | 4.4713e-05 |  | 4.0996e-05 |  | 0.00039753 |  | 0 |  | 0.00063605 |  | 8.8449e-07
| 3.3632e-05 |  | 4.3497e-05 |  | 0 |  | 8.8124e-07 |  | 3.0356e-05 |  | 0.00012998 |  | -0.00027174 |  | -0.00015063 |  | 1.032e-06 |  | 0 |  | 0.00010474 |  | 0.00018767 |  | 0.00026169 |  | 0 |  | 0.00063531 |  | 9.5986e-07
| 0 |  | 4.9428e-05 |  | 8.0221e-07 |  | 9.7924e-07 |  | 6.0206e-05 |  | 0.00014481 |  | -0.00042093 |  | -8.3062e-05 |  | 9.8605e-07 |  | 0 |  | 9.7264e-05 |  | 0.0002186 |  | 0.00032656 |  | 7.7821e-07 |  | 0.00063844 |  | 1.1668e-06
| 5.1295e-06 |  | 9.0046e-05 |  | 8.0229e-07 |  | 1.0883e-06 |  | -0.00017538 |  | 7.9237e-05 |  | -0.00040088 |  | -0.00017338 |  | 9.8806e-07 |  | 0 |  | 0.00012804 |  | 0.00020935 |  | 0.0002957 |  | 4.4096e-06 |  | 0.00063617 |  | 1.3234e-06
| 5.1295e-06 |  | 5.7426e-05 |  | 0 |  | 1.1752e-06 |  | -5.3121e-05 |  | 4.018e-05 |  | -0.0003599 |  | -0.00027763 |  | 1.0501e-06 |  | 0 |  | 0.00014941 |  | 0.00024398 |  | 0.00030035 |  | 4.4102e-06 |  | 0.00062926 |  | 1.3299e-06
| 5.2316e-05 |  | 2.3738e-05 |  | 1.7644e-06 |  | 1.1899e-06 |  | -2.0237e-05 |  | 5.2583e-05 |  | 8.019e-05 |  | -0.0002384 |  | 1.1071e-06 |  | 0 |  | 0.00011405 |  | 0.00020385 |  | 0.00033048 |  | 1.2971e-06 |  | 0.00063007 |  | 1.2796e-06
| 5.2316e-05 |  | 2.2749e-05 |  | 3.5295e-06 |  | 1.1179e-06 |  | -0.00012142 |  | 2.508e-05 |  | 4.4669e-05 |  | -4.3348e-06 |  | 1.1002e-06 |  | 0 |  | 0.00016188 |  | 0.00015578 |  | 0.00032585 |  | 1.2972e-06 |  | 0.00063162 |  | 1.1858e-06
| 4.4109e-05 |  | 1.5814e-05 |  | 1.7647e-06 |  | 1.0395e-06 |  | 7.0827e-05 |  | 8.7913e-05 |  | -0.00026838 |  | -5.5754e-05 |  | 1.0503e-06 |  | 0 |  | 0.00015028 |  | 0.00014344 |  | 0.00032666 |  | 1.2973e-06 |  | 0.00063633 |  | 1.1986e-06
| 4.4105e-05 |  | 2.9652e-06 |  | 8.0243e-07 |  | 9.9788e-07 |  | 3.3729e-06 |  | 7.5233e-05 |  | -0.00031049 |  | -0.00036844 |  | 9.9784e-07 |  | 0 |  | 7.5742e-05 |  | 8.9654e-05 |  | 0.00024131 |  | 5.1894e-07 |  | 0.00063556 |  | 1.1548e-06
| 2.4619e-05 |  | 6.928e-06 |  | 8.0251e-07 |  | 9.6491e-07 |  | 0.00013103 |  | 0 |  | -0.00048874 |  | -0.00029128 |  | 9.8193e-07 |  | 0 |  | 0.00011983 |  | 0.0001167 |  | 0.00024288 |  | 5.1894e-07 |  | 0.00063564 |  | 1.2993e-06
| 3.0588e-05 |  | 3.9619e-06 |  | 8.0258e-07 |  | 9.4785e-07 |  | 0.00034402 |  | 4.5023e-05 |  | -2.3138e-05 |  | -6.9352e-05 |  | 9.3785e-07 |  | 0 |  | 0.00017667 |  | 0.00020545 |  | 0.00029427 |  | 1.2974e-06 |  | 0.00063642 |  | 1.3935e-06
| 4.1874e-05 |  | 0 |  | 1.6052e-06 |  | 8.6519e-07 |  | 1.3491e-05 |  | 0.00010259 |  | -9.7401e-05 |  | -2.0589e-05 |  | 9.769e-07 |  | 0 |  | 0.00015161 |  | 0.00018769 |  | 0.00039392 |  | 1.2975e-06 |  | 0.00063337 |  | 1.3935e-06
| 5.0061e-05 |  | 1.3835e-05 |  | 8.0265e-07 |  | 7.9423e-07 |  | -6.0203e-05 |  | 9.6112e-05 |  | -3.7861e-05 |  | 3.641e-05 |  | 1.032e-06 |  | 0 |  | 9.7942e-05 |  | 0.00015679 |  | 0.0003646 |  | 2.8546e-06 |  | 0.00063573 |  | 1.2866e-06
| 1.4165e-05 |  | 6.1379e-05 |  | 0 |  | 8.0717e-07 |  | 0.00010455 |  | 4.7721e-05 |  | 9.632e-05 |  | 0.00037602 |  | 9.886e-07 |  | 0 |  | 0.0001441 |  | 0.00018306 |  | 0.00023948 |  | 2.8547e-06 |  | 0.00063886 |  | 1.054e-06
| 2.3378e-05 |  | 0.00012162 |  | 8.0273e-07 |  | 8.6106e-07 |  | -9.2071e-05 |  | 7.698e-05 |  | -0.00018702 |  | 0.00022074 |  | 9.4826e-07 |  | 0 |  | 0.00017494 |  | 0.00016962 |  | 0.00024876 |  | 2.8549e-06 |  | 0.00063581 |  | 9.0963e-07
| 2.338e-05 |  | 7.4087e-05 |  | 8.028e-07 |  | 8.7951e-07 |  | -0.00022934 |  | 7.3751e-05 |  | -0.0001426 |  | -8.2357e-05 |  | 9.2466e-07 |  | 0 |  | 0.00013849 |  | 0.00022989 |  | 0.0002565 |  | 2.336e-06 |  | 0.00062272 |  | 8.4718e-07
| 1.3139e-05 |  | 6.6097e-05 |  | 1.7656e-06 |  | 8.3664e-07 |  | -0.00012142 |  | 0.00011875 |  | -1.0224e-05 |  | -4.3346e-05 |  | 9.3811e-07 |  | 3.6807e-07 |  | 0.00013218 |  | 0.00031059 |  | 0.00031754 |  | 7.7871e-07 |  | 0.00061267 |  | 9.916e-07
| 1.314e-05 |  | 6.6103e-05 |  | 3.5314e-06 |  | 8.1528e-07 |  | -2.8331e-05 |  | 0.00012847 |  | -3.4466e-05 |  | -0.00028104 |  | 9.2026e-07 |  | 5.9028e-07 |  | 0.00017835 |  | 0.00035235 |  | 0.00039099 |  | 1.2979e-06 |  | 0.00061661 |  | 1.0104e-06
| 1.1091e-05 |  | 0 |  | 2.5688e-06 |  | 8.6068e-07 |  | 0.0001113 |  | 1.5638e-05 |  | 0.00013183 |  | -0.00036192 |  | 9.3059e-07 |  | 4.6182e-07 |  | 0.00016124 |  | 0.00022456 |  | 0.00039408 |  | 2.8555e-06 |  | 0.00062434 |  | 1.0047e-06
| 3.6727e-05 |  | 0 |  | 1.6059e-06 |  | 9.3971e-07 |  | -2.8331e-05 |  | 9.6296e-05 |  | 6.3842e-05 |  | -0.00021277 |  | 9.8375e-07 |  | 6.2577e-07 |  | 0.00012933 |  | 0.00012257 |  | 0.00038795 |  | 2.3364e-06 |  | 0.00062674 |  | 1.0866e-06
| 2.5633e-05 |  | 2.9641e-06 |  | 8.0302e-07 |  | 9.7287e-07 |  | -0.00031703 |  | 0.00018346 |  | -0.00028143 |  | -0.00015713 |  | 1.0005e-06 |  | 7.3693e-07 |  | 0.00014961 |  | 0.00022179 |  | 0.00035781 |  | 2.3364e-06 |  | 0.0006306 |  | 1.1931e-06
| 0 |  | 2.9644e-06 |  | 1.766e-06 |  | 9.5388e-07 |  | -0.00013828 |  | 0.00012223 |  | -2.6372e-05 |  | -9.2115e-05 |  | 9.7295e-07 |  | 7.015e-07 |  | 0.00014621 |  | 0.00011246 |  | 0.0003586 |  | 2.3366e-06 |  | 0.00063528 |  | 1.0989e-06
| 2.9006e-06 |  | 7.6346e-05 |  | 1.7662e-06 |  | 9.0434e-07 |  | -8.8529e-05 |  | 8.0057e-05 |  | -0.000126 |  | 5.6888e-06 |  | 1.0102e-06 |  | 7.37e-07 |  | 0.0002148 |  | 0.00017584 |  | 0.00045601 |  | 2.3367e-06 |  | 0.00064537 |  | 8.1008e-07
| 2.033e-05 |  | 7.634e-05 |  | 8.0317e-07 |  | 9.1729e-07 |  | -0.00015177 |  | 7.6816e-05 |  | -9.0938e-05 |  | 4.4429e-05 |  | 1.0916e-06 |  | 8.6021e-07 |  | 0.00028314 |  | 0.00027672 |  | 0.00042667 |  | 2.3369e-06 |  | 0.00065082 |  | 7.2823e-07
| 1.743e-05 |  | 2.4696e-05 |  | 2.5695e-06 |  | 9.2526e-07 |  | -0.0001452 |  | 0.00013208 |  | 5.0281e-05 |  | -4.2099e-05 |  | 1.1769e-06 |  | 9.7675e-07 |  | 0.00029567 |  | 0.00024736 |  | 0.00035249 |  | 7.7896e-07 |  | 0.00065396 |  | 8.2241e-07
| 1.5379e-05 |  | 4.252e-05 |  | 1.7665e-06 |  | 9.5537e-07 |  | -0.00028332 |  | 0.00010027 |  | -0.00011354 |  | -0.00012462 |  | 1.2263e-06 |  | 9.0054e-07 |  | 0.00038797 |  | 0.00015188 |  | 0.0003293 |  | 7.7906e-07 |  | 0.00065087 |  | 1.0928e-06
| 1.5379e-05 |  | 1.7823e-05 |  | 0 |  | 9.8724e-07 |  | -0.00013811 |  | 6.1985e-06 |  | -0.00025821 |  | 0.00017977 |  | 1.184e-06 |  | 8.0742e-07 |  | 0.00038056 |  | 0.00013953 |  | 0.0002845 |  | 2.337e-06 |  | 0.00064322 |  | 1.3063e-06
| 2.5629e-05 |  | 0 |  | 8.0331e-07 |  | 9.8181e-07 |  | 0.00024283 |  | 6.198e-06 |  | -0.0003008 |  | 0.00011595 |  | 1.1514e-06 |  | 7.6063e-07 |  | 0.00030989 |  | 0.00026906 |  | 0.00023117 |  | 2.3373e-06 |  | 0.00064326 |  | 1.338e-06
| 2.5629e-05 |  | 7.6333e-05 |  | 8.0339e-07 |  | 9.9355e-07 |  | 0.00017875 |  | 3.0451e-05 |  | -0.00013614 |  | 2.1673e-05 |  | 1.1253e-06 |  | 6.8439e-07 |  | 0.00036458 |  | 0.00024122 |  | 0.00020102 |  | 2.3373e-06 |  | 0.0006479 |  | 1.2317e-06
| 0 |  | 0.0001464 |  | 8.0339e-07 |  | 9.8619e-07 |  | -0.00014874 |  | 9.9379e-05 |  | -0.00027854 |  | -1.1372e-06 |  | 1.1509e-06 |  | 6.201e-07 |  | 0.00042667 |  | 0.00029923 |  | 0.00020954 |  | 2.3376e-06 |  | 0.00065877 |  | 1.1059e-06
| 1.8765e-06 |  | 0.00012142 |  | 1.6069e-06 |  | 1.0304e-06 |  | -7.7573e-05 |  | 6.8922e-05 |  | -0.00013936 |  | -0.00030342 |  | 1.1818e-06 |  | 5.9071e-07 |  | 0.00044657 |  | 0.00027214 |  | 0.00031549 |  | 2.3375e-06 |  | 0.00065726 |  | 1.1376e-06
| 1.9303e-05 |  | 5.136e-05 |  | 8.0346e-07 |  | 1.0623e-06 |  | 1.7707e-05 |  | 3.5037e-05 |  | 0.0001147 |  | -0.0002708 |  | 1.1395e-06 |  | 6.2016e-07 |  | 0.00043005 |  | 0.00023117 |  | 0.00027297 |  | 2.3378e-06 |  | 0.00065035 |  | 1.1376e-06
| 1.7427e-05 |  | 2.568e-05 |  | 8.0353e-07 |  | 1.0164e-06 |  | -0.00015515 |  | 0.00015294 |  | -4.2511e-05 |  | -0.00014737 |  | 1.0216e-06 |  | 6.148e-07 |  | 0.00034803 |  | 0.00031707 |  | 0.00021886 |  | 7.7926e-07 |  | 0.00064265 |  | 1.0745e-06
| 1.9475e-05 |  | 5.3395e-05 |  | 8.0361e-07 |  | 9.3619e-07 |  | 2.4792e-05 |  | 0.00012221 |  | -1.7516e-05 |  | 8.42e-05 |  | 9.4866e-07 |  | 4.9766e-07 |  | 0.00031382 |  | 0.00027688 |  | 0.00030163 |  | 1.2989e-06 |  | 0.00063264 |  | 8.732e-07
| 1.9475e-05 |  | 7.7098e-05 |  | 8.0361e-07 |  | 8.804e-07 |  | 0.00022935 |  | 7.6645e-05 |  | -0.00013937 |  | 5.7428e-05 |  | 1.0057e-06 |  | 4.5078e-07 |  | 0.00042375 |  | 0.00012298 |  | 0.00025911 |  | 1.2989e-06 |  | 0.00062572 |  | 8.732e-07
| 2.1525e-05 |  | 4.938e-05 |  | 8.0368e-07 |  | 8.8661e-07 |  | -8.0946e-05 |  | 0.00010737 |  | -0.00033954 |  | -0.00017339 |  | 1.1193e-06 |  | 4.9169e-07 |  | 0.00039299 |  | 0.00017172 |  | 0.00026918 |  | 7.7941e-07 |  | 0.00062344 |  | 1.0179e-06
| 7.2515e-05 |  | 3.4563e-05 |  | 8.0376e-07 |  | 8.5726e-07 |  | -0.00025852 |  | 0.00013185 |  | -0.00014973 |  | -0.00015474 |  | 1.2104e-06 |  | 5.2059e-07 |  | 0.00030127 |  | 0.00021145 |  | 0.00022322 |  | 0 |  | 0.00062808 |  | 1.0367e-06
| 5.0997e-05 |  | 3.4566e-05 |  | 8.0376e-07 |  | 8.1801e-07 |  | -0.00020911 |  | 0.00020162 |  | -4.251e-05 |  | -0.00021564 |  | 1.1719e-06 |  | 6.5525e-07 |  | 0.00034515 |  | 6.3083e-05 |  | 0.00014123 |  | 0 |  | 0.00063663 |  | 8.6109e-07
| 0 |  | 5.9245e-06 |  | 0 |  | 8.266e-07 |  | -0.0003258 |  | 0.00010478 |  | -0.00028194 |  | -0.00028446 |  | 1.0835e-06 |  | 7.8991e-07 |  | 0.00036331 |  | 4.0189e-05 |  | 0.0002731 |  | 0 |  | 0.00063981 |  | 7.0424e-07
| 2.9722e-05 |  | 5.925e-06 |  | 2.7327e-06 |  | 8.844e-07 |  | -0.00020236 |  | 3.6648e-05 |  | -0.00026205 |  | -0.00015388 |  | 9.8364e-07 |  | 8.6641e-07 |  | 0.00038441 |  | 2.133e-05 |  | 0.00042938 |  | 5.1971e-07 |  | 0.00063826 |  | 8.1089e-07
| 4.5919e-05 |  | 4.5422e-05 |  | 3.5366e-06 |  | 8.9666e-07 |  | -0.00017707 |  | 0.00010099 |  | -0.0003938 |  | -5.234e-05 |  | 1.0003e-06 |  | 9.3676e-07 |  | 0.000369 |  | 0.00018941 |  | 0.00030979 |  | 5.1971e-07 |  | 0.00062979 |  | 9.3679e-07
| 1.62e-05 |  | 4.5422e-05 |  | 1.6078e-06 |  | 8.2675e-07 |  | -0.00018887 |  | 0.00013838 |  | -0.00034277 |  | -0.00012787 |  | 1.0535e-06 |  | 9.7764e-07 |  | 0.00033313 |  | 0.00036985 |  | 0.00031987 |  | 5.1974e-07 |  | 0.00062055 |  | 9.8715e-07
| 2.2337e-05 |  | 2.6658e-05 |  | 8.0398e-07 |  | 7.5996e-07 |  | -0.00023373 |  | 7.4022e-05 |  | -2.7686e-05 |  | -0.00035614 |  | 1.0581e-06 |  | 1.0186e-06 |  | 0.00038776 |  | 0.00034047 |  | 0.00040392 |  | 5.1978e-07 |  | 0.00062523 |  | 1.006e-06
| 2.2337e-05 |  | 4.5462e-05 |  | 1.7683e-06 |  | 7.9377e-07 |  | -0.00010793 |  | 1.886e-05 |  | -0.00012323 |  | -0.00029691 |  | 1.0364e-06 |  | 8.9543e-07 |  | 0.00038776 |  | 0.00029716 |  | 0.00047979 |  | 5.1978e-07 |  | 0.00063765 |  | 1.1384e-06
| 0 |  | 1.8803e-05 |  | 2.5724e-06 |  | 8.9253e-07 |  | 1.4165e-05 |  | 6.5459e-05 |  | -0.00022431 |  | -9.6715e-05 |  | 1.0377e-06 |  | 8.6657e-07 |  | 0.00033879 |  | 0.00014161 |  | 0.00055872 |  | 1.2995e-06 |  | 0.00064771 |  | 1.1953e-06
| 1.3322e-05 |  | 3.1668e-05 |  | 8.0412e-07 |  | 9.147e-07 |  | -7.42e-05 |  | 8.4857e-05 |  | -0.0002782 |  | -0.00027742 |  | 1.0885e-06 |  | 9.0213e-07 |  | 0.00031716 |  | 0.00023219 |  | 0.00027866 |  | 1.2996e-06 |  | 0.00064315 |  | 1.1198e-06
| 1.332e-05 |  | 0.0001313 |  | 0 |  | 8.9147e-07 |  | 0.00011467 |  | 0.00018173 |  | -0.00020394 |  | -0.00030993 |  | 1.0796e-06 |  | 8.9018e-07 |  | 0.00028411 |  | 0.00029216 |  | 0.00012111 |  | 5.1988e-07 |  | 0.00063928 |  | 9.7523e-07
| 0 |  | 0.0001313 |  | 8.042e-07 |  | 8.9822e-07 |  | 0.00015936 |  | 0.00029492 |  | -0.00027854 |  | -8.9888e-05 |  | 1.0783e-06 |  | 7.9034e-07 |  | 0.00028638 |  | 0.00016988 |  | 0.00023641 |  | 5.1988e-07 |  | 0.00064706 |  | 8.9321e-07
| 6.9905e-06 |  | 5.536e-05 |  | 8.042e-07 |  | 9.2583e-07 |  | 1.6864e-05 |  | 0.00023059 |  | -0.00029757 |  | -0.00016363 |  | 1.0969e-06 |  | 6.5561e-07 |  | 0.00033535 |  | 0.00023068 |  | 0.00045594 |  | 2.8597e-06 |  | 0.00065179 |  | 8.8675e-07
| 1.6211e-05 |  | 2.3692e-05 |  | 0 |  | 8.72e-07 |  | -0.00031165 |  | 0.00014005 |  | -0.00011583 |  | -0.00011719 |  | 1.1016e-06 |  | 7.5559e-07 |  | 0.00031084 |  | 0.00027635 |  | 0.00055426 |  | 2.3396e-06 |  | 0.00064715 |  | 9.373e-07
| 9.221e-06 |  | 0 |  | 8.0434e-07 |  | 8.2781e-07 |  | -0.00053627 |  | 0.00015599 |  | -0.00035892 |  | 2.8174e-05 |  | 1.0952e-06 |  | 1.0311e-06 |  | 0.00031311 |  | 0.00024386 |  | 0.00037856 |  | 2.3399e-06 |  | 0.00063558 |  | 1.0755e-06
| 2.7662e-05 |  | 1.3852e-05 |  | 1.6087e-06 |  | 8.5481e-07 |  | -0.00015227 |  | 9.5073e-05 |  | -0.00017008 |  | 9.1025e-05 |  | 1.0605e-06 |  | 1.2597e-06 |  | 0.0003245 |  | 0.00018193 |  | 0.00032437 |  | 2.3399e-06 |  | 0.00062938 |  | 1.2577e-06
| 4.4877e-05 |  | 4.9386e-05 |  | 8.0442e-07 |  | 8.5305e-07 |  | 8.0952e-05 |  | 2.0735e-05 |  | -1.0224e-05 |  | 8.0189e-05 |  | 1.0773e-06 |  | 1.1834e-06 |  | 0.00037001 |  | 0.00021292 |  | 0.00037319 |  | 0 |  | 0.00063179 |  | 1.283e-06
| 4.6926e-05 |  | 3.5535e-05 |  | 8.0449e-07 |  | 8.2183e-07 |  | -8.1452e-05 |  | 6.06e-05 |  | -0.00026838 |  | -0.00030152 |  | 1.0607e-06 |  | 8.5501e-07 |  | 0.00037741 |  | 0.00022455 |  | 0.00038405 |  | 0 |  | 0.00063802 |  | 1.0822e-06
| 2.9709e-05 |  | 8.7665e-05 |  | 2.5738e-06 |  | 8.3042e-07 |  | 4.3846e-05 |  | 0.00016738 |  | -0.0001652 |  | -0.00029692 |  | 9.574e-07 |  | 5.0362e-07 |  | 0.00029203 |  | 0.00023848 |  | 0.0003647 |  | 7.8011e-07 |  | 0.00064344 |  | 8.8062e-07
| 4.5076e-05 |  | 0.00012229 |  | 2.574e-06 |  | 8.9924e-07 |  | -0.00011332 |  | 0.0001981 |  | -0.00020736 |  | -0.00031859 |  | 9.2027e-07 |  | 2.6357e-07 |  | 0.0003017 |  | 0.00034383 |  | 0.00030047 |  | 7.8011e-07 |  | 0.0006443 |  | 8.303e-07
| 5.206e-05 |  | 0.00010293 |  | 1.6093e-06 |  | 9.5519e-07 |  | -0.00039124 |  | 7.0581e-05 |  | -0.00038474 |  | -0.00040745 |  | 9.5309e-07 |  | 2.5216e-07 |  | 0.00034664 |  | 0.00022075 |  | 0.00031131 |  | 7.8016e-07 |  | 0.00063811 |  | 9.4992e-07
| 1.6208e-05 |  | 6.8304e-05 |  | 1.6093e-06 |  | 9.3063e-07 |  | -0.00023019 |  | 0 |  | -0.00028872 |  | -0.00021278 |  | 1.0128e-06 |  | 6.3912e-07 |  | 0.00041722 |  | 8.0686e-05 |  | 0.00033224 |  | 1.3004e-06 |  | 0.00063505 |  | 9.6866e-07
| 9.2185e-06 |  | 2.0725e-05 |  | 8.0471e-07 |  | 8.2881e-07 |  | -0.00018887 |  | 9.5048e-05 |  | -0.00020394 |  | -0.00014737 |  | 1.0321e-06 |  | 9.4974e-07 |  | 0.00040751 |  | 0.00013059 |  | 0.00027959 |  | 1.3004e-06 |  | 0.00063122 |  | 1.1012e-06
| 0 |  | 5.9304e-05 |  | 0 |  | 7.7969e-07 |  | -0.00018415 |  | 0.00011875 |  | -0.00012939 |  | 9.1032e-06 |  | 1.0726e-06 |  | 9.9066e-07 |  | 0.0003671 |  | 0.00019557 |  | 0.0002099 |  | 7.8026e-07 |  | 0.00062893 |  | 1.3972e-06
| 0 |  | 0.00011143 |  | 0 |  | 8.1415e-07 |  | -6.7455e-05 |  | 0.00012671 |  | -0.00011354 |  | 8.6697e-06 |  | 1.1523e-06 |  | 8.499e-07 |  | 0.0003597 |  | 0.0002471 |  | 0.00036484 |  | 2.3409e-06 |  | 0.00062975 |  | 1.769e-06
| 0 |  | 7.8787e-05 |  | 0 |  | 8.7501e-07 |  | -0.00012041 |  | 0.00022197 |  | -0.00024804 |  | -0.00010695 |  | 1.2467e-06 |  | 7.9159e-07 |  | 0.00036824 |  | 0.00029125 |  | 0.00040047 |  | 2.3411e-06 |  | 0.00063207 |  | 1.9262e-06
| 0 |  | 5.0342e-05 |  | 8.0486e-07 |  | 9.1554e-07 |  | -0.00021249 |  | 0.00020772 |  | 2.5292e-05 |  | -6.6103e-05 |  | 1.2422e-06 |  | 9.1499e-07 |  | 0.00029252 |  | 0.00028277 |  | 0.00033157 |  | 2.3411e-06 |  | 0.00063448 |  | 1.6741e-06
| 0 |  | 4.4407e-05 |  | 8.0486e-07 |  | 9.2659e-07 |  | -1.7715e-05 |  | 9.3088e-05 |  | 0.00021301 |  | -9.6715e-05 |  | 1.1954e-06 |  | 8.4456e-07 |  | 0.00022195 |  | 0.00030601 |  | 0.0003827 |  | 2.3412e-06 |  | 0.00063138 |  | 1.4227e-06
| 5.6069e-05 |  | 2.2697e-05 |  | 0 |  | 9.5624e-07 |  | 3.3633e-06 |  | 9.1381e-05 |  | -1.6685e-05 |  | 8.0189e-05 |  | 1.1449e-06 |  | 7.3273e-07 |  | 0.00038187 |  | 0.00034789 |  | 0.0003719 |  | 2.3414e-06 |  | 0.00063069 |  | 1.2212e-06
| 8.7811e-05 |  | 4.0498e-05 |  | 0 |  | 9.7589e-07 |  | 2.1246e-05 |  | 0.00010268 |  | -0.00023448 |  | -0.00012061 |  | 1.1468e-06 |  | 7.5019e-07 |  | 0.00041199 |  | 0.00027738 |  | 0.00044009 |  | 2.3415e-06 |  | 0.00062991 |  | 1.1016e-06
| 3.1747e-05 |  | 4.9378e-05 |  | 1.7704e-06 |  | 9.372e-07 |  | 0.00014503 |  | 6.5418e-05 |  | -0.00021685 |  | -0.00031967 |  | 1.175e-06 |  | 9.9644e-07 |  | 0.00023274 |  | 0.00026655 |  | 0.00042772 |  | 2.3415e-06 |  | 0.0006315 |  | 1.0764e-06
| 1.6386e-05 |  | 3.1575e-05 |  | 2.5756e-06 |  | 9.4465e-07 |  | -0.00012395 |  | 9.1267e-05 |  | -8.5315e-05 |  | -0.00027763 |  | 1.1874e-06 |  | 1.1784e-06 |  | 0.00016218 |  | 0.00035568 |  | 0.00032856 |  | 2.3417e-06 |  | 0.00063542 |  | 1.1897e-06
| 1.6386e-05 |  | 0 |  | 1.6103e-06 |  | 1.0252e-06 |  | -0.00030692 |  | 8.3191e-05 |  | -2.3138e-05 |  | -0.00022865 |  | 1.1579e-06 |  | 1.1086e-06 |  | 0.00021965 |  | 0.00031385 |  | 0.00040452 |  | 7.8061e-07 |  | 0.00063778 |  | 1.2784e-06
| 0 |  | 3.758e-05 |  | 1.6103e-06 |  | 1.1438e-06 |  | -0.00044621 |  | 7.8337e-05 |  | -1.0735e-05 |  | -0.00024008 |  | 1.0918e-06 |  | 9.5026e-07 |  | 0.00029986 |  | 0.00030147 |  | 0.00049677 |  | 7.8066e-07 |  | 0.00063085 |  | 1.1652e-06
| 0 |  | 3.9553e-05 |  | 8.0522e-07 |  | 1.1396e-06 |  | -0.0001855 |  | 6.8647e-05 |  | 0.00019641 |  | -0.0002319 |  | 1.0334e-06 |  | 7.9195e-07 |  | 0.00026459 |  | 0.00022207 |  | 0.00042237 |  | 0 |  | 0.00062697 |  | 9.9523e-07
| 1.1263e-05 |  | 1.9733e-06 |  | 8.053e-07 |  | 9.7256e-07 |  | 0.00022665 |  | 0.00020613 |  | 0.00012487 |  | -3.5273e-05 |  | 1.029e-06 |  | 7.2758e-07 |  | 0.00016841 |  | 4.5663e-05 |  | 0.000355 |  | 5.2048e-07 |  | 0.00062783 |  | 9.3841e-07
| 1.1264e-05 |  | 3.8479e-05 |  | 1.6106e-06 |  | 9.2218e-07 |  | 5.3963e-05 |  | 0.00024979 |  | -6.1882e-05 |  | 1.192e-05 |  | 1.065e-06 |  | 7.0409e-07 |  | 0.00017923 |  | 0.0001243 |  | 0.00031779 |  | 1.3013e-06 |  | 0.00063093 |  | 1.0141e-06
| 0 |  | 8.4952e-05 |  | 2.5766e-06 |  | 9.8494e-07 |  | -0.00042497 |  | 8.9669e-05 |  | -6.8365e-05 |  | -0.00010013 |  | 1.0233e-06 |  | 6.9813e-07 |  | 0.00018662 |  | 0.00026899 |  | 0.00037365 |  | 1.3013e-06 |  | 0.00062791 |  | 1.0329e-06
| 0 |  | 6.3243e-05 |  | 1.7712e-06 |  | 1.0212e-06 |  | -0.00050928 |  | 7.0244e-05 |  | -3.6053e-05 |  | -0.00010836 |  | 9.9571e-07 |  | 6.8608e-07 |  | 0.00015588 |  | 0.0002969 |  | 0.00037132 |  | 2.8632e-06 |  | 0.00062171 |  | 9.7601e-07
| 6.1435e-06 |  | 1.6772e-05 |  | 0 |  | 9.2173e-07 |  | -0.0002231 |  | 0.00025595 |  | -0.00022091 |  | 4.3237e-05 |  | 1.0106e-06 |  | 7.741e-07 |  | 0.00015874 |  | 0.00015764 |  | 0.00037522 |  | 2.8632e-06 |  | 0.00062408 |  | 9.5087e-07
| 4.9926e-05 |  | 5.5243e-05 |  | 0 |  | 8.6827e-07 |  | -0.00021248 |  | 0.00026397 |  | -0.00038151 |  | -0.00022865 |  | 1.0511e-06 |  | 8.0964e-07 |  | 0.00017465 |  | 0.00013206 |  | 0.00036904 |  | 2.8632e-06 |  | 0.00062412 |  | 9.4441e-07
| 5.5045e-05 |  | 5.5243e-05 |  | 1.7715e-06 |  | 9.421e-07 |  | -8.8531e-05 |  | 0.00010897 |  | -0.00060738 |  | -0.00038345 |  | 1.0826e-06 |  | 8.567e-07 |  | 0.00025088 |  | 0.00023569 |  | 0.00033648 |  | 2.8635e-06 |  | 0.00062024 |  | 9.9495e-07
| 1.1261e-05 |  | 2.3674e-05 |  | 1.7717e-06 |  | 1.0172e-06 |  | 0.0001484 |  | 5.7329e-05 |  | -0.00045577 |  | 6.3934e-05 |  | 1.0814e-06 |  | 8.0979e-07 |  | 0.00025712 |  | 0.0002334 |  | 0.00024147 |  | 1.3016e-06 |  | 0.00061334 |  | 9.8275e-07
| 0 |  | 2.3674e-05 |  | 8.0559e-07 |  | 1.019e-06 |  | 6.0203e-05 |  | 3.149e-05 |  | -0.00017346 |  | 0.00020026 |  | 1.0564e-06 |  | 7.1579e-07 |  | 0.00016838 |  | 0.00023651 |  | 0.0002756 |  | 7.8101e-07 |  | 0.00061183 |  | 9.4522e-07
| 0 |  | 6.9048e-06 |  | 1.6113e-06 |  | 9.6132e-07 |  | -0.0001484 |  | 3.6333e-05 |  | -0.00013937 |  | 6.0684e-05 |  | 1.0713e-06 |  | 6.3933e-07 |  | 0.00018545 |  | 0.00022566 |  | 0.00046527 |  | 7.8106e-07 |  | 0.00061028 |  | 1.0462e-06
| 2.3545e-05 |  | 6.9048e-06 |  | 8.0574e-07 |  | 9.7678e-07 |  | -0.00025144 |  | 2.6643e-05 |  | -0.00030567 |  | 5.6892e-06 |  | 1.0527e-06 |  | 7.0387e-07 |  | 0.00017464 |  | 0.000304 |  | 0.00041877 |  | 2.8639e-06 |  | 0.00060799 |  | 1.0528e-06
| 4.7901e-05 |  | 3.1562e-05 |  | 1.772e-06 |  | 1.0143e-06 |  | -0.00023609 |  | 0.00013827 |  | -1.6672e-05 |  | -0.00012136 |  | 1.0142e-06 |  | 9.2684e-07 |  | 0.00015016 |  | 0.00031022 |  | 0.00040484 |  | 2.8641e-06 |  | 0.00061036 |  | 1.0146e-06
| 7.2469e-05 |  | 3.1562e-05 |  | 2.578e-06 |  | 9.8609e-07 |  | -0.00026206 |  | 0.00023833 |  | 0.00012487 |  | -0.00017863 |  | 1.0143e-06 |  | 9.6791e-07 |  | 0.0001769 |  | 0.00031724 |  | 0.00042816 |  | 1.3019e-06 |  | 0.00062052 |  | 9.8949e-07
| 4.8111e-05 |  | 7.2806e-05 |  | 3.545e-06 |  | 9.3875e-07 |  | -0.00012816 |  | 0.00017348 |  | -0.00033309 |  | -5.9601e-05 |  | 1.0798e-06 |  | 8.7992e-07 |  | 0.00013856 |  | 0.00036453 |  | 0.00048553 |  | 2.8645e-06 |  | 0.00063289 |  | 9.4548e-07
| 1.433e-05 |  | 7.28e-05 |  | 2.7394e-06 |  | 9.5913e-07 |  | 7.083e-06 |  | 9.9254e-05 |  | -0.00015312 |  | 9.4439e-05 |  | 1.1699e-06 |  | 8.6252e-07 |  | 0.00012547 |  | 0.00032502 |  | 0.00041578 |  | 2.3436e-06 |  | 0.00063685 |  | 8.8861e-07
| 1.433e-05 |  | 0 |  | 1.7723e-06 |  | 1.0366e-06 |  | -0.00013491 |  | 0.00015272 |  | 0.00026098 |  | 0.00029149 |  | 1.1847e-06 |  | 9.2701e-07 |  | 0.00018541 |  | 0.00034521 |  | 0.00026453 |  | 2.3438e-06 |  | 0.00063146 |  | 9.4557e-07
| 0 |  | 0 |  | 2.5785e-06 |  | 1.0422e-06 |  | -0.00024081 |  | 0.00011773 |  | 0.00012826 |  | 0.00026169 |  | 1.1128e-06 |  | 9.1564e-07 |  | 0.00020703 |  | 0.00025214 |  | 0.00031653 |  | 2.8648e-06 |  | 0.00062607 |  | 1.1851e-06
| 0 |  | 5.2269e-05 |  | 8.0603e-07 |  | 9.9927e-07 |  | 8.0946e-05 |  | 4.0088e-05 |  | -0.00013937 |  | -1.7338e-05 |  | 1.0312e-06 |  | 8.6328e-07 |  | 0.0001652 |  | 0.00024593 |  | 0.00022779 |  | 5.2088e-07 |  | 0.00062064 |  | 1.305e-06
| 2.2516e-05 |  | 5.4242e-05 |  | 0 |  | 9.6914e-07 |  | -1.7706e-05 |  | 4.762e-05 |  | -0.00011244 |  | -2.8445e-05 |  | 9.6245e-07 |  | 9.2778e-07 |  | 0.00013334 |  | 0.00029482 |  | 0.00025496 |  | 5.2091e-07 |  | 0.00061913 |  | 1.2105e-06
| 4.8913e-05 |  | 5.0298e-05 |  | 1.7728e-06 |  | 9.4525e-07 |  | -0.00019478 |  | 3.1478e-05 |  | -0.00011922 |  | -2.5031e-05 |  | 9.0853e-07 |  | 1.0509e-06 |  | 0.00015469 |  | 0.00028941 |  | 0.00041743 |  | 5.2094e-07 |  | 0.00061917 |  | 1.0403e-06
| 2.7418e-05 |  | 4.8316e-05 |  | 1.773e-06 |  | 9.2134e-07 |  | -0.00018887 |  | 0.00012687 |  | -0.00018134 |  | -0.00016688 |  | 8.8804e-07 |  | 1.0389e-06 |  | 0.00013534 |  | 0.00028091 |  | 0.00037791 |  | 5.2098e-07 |  | 0.00062158 |  | 1.0087e-06
| 6.2443e-05 |  | 0 |  | 0 |  | 8.5123e-07 |  | 7.083e-06 |  | 0.00020132 |  | -5.8196e-05 |  | -0.00027421 |  | 9.2983e-07 |  | 9.0986e-07 |  | 0.00010228 |  | 0.00017933 |  | 0.00034064 |  | 2.8654e-06 |  | 0.0006161 |  | 1.2295e-06
| 7.0625e-05 |  | 0 |  | 8.0618e-07 |  | 8.254e-07 |  | 6.7455e-05 |  | 0.0002593 |  | 3.4977e-05 |  | -0.00029366 |  | 1.0662e-06 |  | 6.928e-07 |  | 9.7955e-05 |  | 0.0002104 |  | 0.00033681 |  | 2.8656e-06 |  | 0.00060532 |  | 1.5888e-06
| 2.6409e-05 |  | 8.3023e-05 |  | 1.6126e-06 |  | 8.7538e-07 |  | 2.4789e-05 |  | 0.00020585 |  | 6.3846e-05 |  | -0.0005234 |  | 1.1654e-06 |  | 5.8739e-07 |  | 0.00014069 |  | 0.0002794 |  | 0.00026753 |  | 1.3026e-06 |  | 0.00059915 |  | 1.7594e-06
| 1.7197e-05 |  | 8.3016e-05 |  | 2.5794e-06 |  | 9.5526e-07 |  | 0.0002597 |  | 0.00011201 |  | -3.767e-06 |  | -0.00042046 |  | 1.1293e-06 |  | 7.399e-07 |  | 0.00020072 |  | 0.00023362 |  | 0.00020778 |  | 7.8161e-07 |  | 0.00059919 |  | 1.6395e-06
| 0 |  | 5.2256e-05 |  | 1.7735e-06 |  | 9.8435e-07 |  | 0.00024081 |  | 0.0001376 |  | -0.00048873 |  | -0.00026057 |  | 1.1276e-06 |  | 9.276e-07 |  | 0.00021038 |  | 0.0001349 |  | 0.00023517 |  | 0 |  | 0.00060773 |  | 1.3432e-06
| 3.1721e-05 |  | 5.2256e-05 |  | 1.7735e-06 |  | 9.499e-07 |  | 3.0354e-05 |  | 8.7725e-05 |  | -0.00052357 |  | 8.9933e-05 |  | 1.1661e-06 |  | 1.0573e-06 |  | 0.00017683 |  | 0.00015353 |  | 0.00034929 |  | 5.2111e-07 |  | 0.00061242 |  | 1.1418e-06
| 3.1721e-05 |  | 1.3803e-05 |  | 1.7736e-06 |  | 9.4814e-07 |  | 5.6661e-05 |  | 0.00011218 |  | -8.1926e-05 |  | 0.00034703 |  | 1.1379e-06 |  | 9.5181e-07 |  | 0.0001351 |  | 0.00024141 |  | 0.00038502 |  | 4.4297e-06 |  | 0.00061169 |  | 1.1101e-06
| 2.7626e-05 |  | 1.3802e-05 |  | 0 |  | 9.6413e-07 |  | -3.3729e-06 |  | 0.00019274 |  | -0.00018457 |  | 0.00018746 |  | 1.0305e-06 |  | 9.0477e-07 |  | 8.5118e-05 |  | 0.00012144 |  | 0.00043007 |  | 3.9088e-06 |  | 0.00060551 |  | 1.1354e-06
| 2.7626e-05 |  | 3.7463e-05 |  | 1.7738e-06 |  | 9.7284e-07 |  | -0.00034352 |  | 0.00022685 |  | -0.00032601 |  | -0.00012061 |  | 9.5856e-07 |  | 1.0279e-06 |  | 5.741e-05 |  | 0.00014164 |  | 0.00045882 |  | 7.8176e-07 |  | 0.00059934 |  | 1.1232e-06
| 0 |  | 5.3274e-05 |  | 1.7738e-06 |  | 9.7653e-07 |  | -0.00039309 |  | 0.00012906 |  | -0.00040737 |  | -0.00024691 |  | 1.0647e-06 |  | 1.0333e-06 |  | 0.00014717 |  | 0.00025621 |  | 0.00037811 |  | 1.303e-06 |  | 0.00060016 |  | 1.0033e-06
| 2.8431e-05 |  | 1.5809e-05 |  | 0 |  | 9.5385e-07 |  | -0.00017876 |  | 0.000166 |  | -0.00049775 |  | 5.7432e-05 |  | 1.1999e-06 |  | 1.0926e-06 |  | 0.00019215 |  | 0.00024536 |  | 0.00024123 |  | 5.2121e-07 |  | 0.0006002 |  | 9.84e-07
| 2.8433e-05 |  | 0 |  | 1.7741e-06 |  | 9.4716e-07 |  | -0.00012395 |  | 0.00019453 |  | 5.0288e-05 |  | 0.00012175 |  | 1.2554e-06 |  | 1.0752e-06 |  | 9.6003e-05 |  | 0.0001879 |  | 0.0002785 |  | 5.2128e-07 |  | 0.00059787 |  | 1.1039e-06
| 0 |  | 2.9571e-05 |  | 2.5808e-06 |  | 9.6009e-07 |  | -1.6864e-05 |  | 9.1041e-05 |  | 0.00026744 |  | 9.6444e-05 |  | 1.1955e-06 |  | 1.2278e-06 |  | 4.9933e-05 |  | 0.00024073 |  | 0.0003906 |  | 2.867e-06 |  | 0.00059484 |  | 1.1927e-06
| 0 |  | 2.9574e-05 |  | 8.0676e-07 |  | 9.9034e-07 |  | 0.00017707 |  | 0.00012678 |  | -6.8366e-05 |  | -1.4791e-05 |  | 1.101e-06 |  | 1.2339e-06 |  | 8.4129e-05 |  | 0.00016468 |  | 0.00030829 |  | 2.3459e-06 |  | 0.00059484 |  | 1.1481e-06
| 0 |  | 0 |  | 8.0676e-07 |  | 9.5279e-07 |  | 0.00024622 |  | 0.00012847 |  | -4.2511e-05 |  | -4.9847e-05 |  | 1.0547e-06 |  | 9.8716e-07 |  | 0.00011289 |  | 0.0001243 |  | 0.00038908 |  | 0 |  | 0.00059876 |  | 1.2045e-06
| 7.1612e-06 |  | 0 |  | 1.6137e-06 |  | 8.9009e-07 |  | 0.00020186 |  | 0.00016997 |  | -0.00010566 |  | 3.2997e-05 |  | 1.0149e-06 |  | 7.2837e-07 |  | 0.0001362 |  | 0.00026794 |  | 0.00044657 |  | 0 |  | 0.00060501 |  | 1.2363e-06
| 7.1612e-06 |  | 1.0842e-05 |  | 1.6137e-06 |  | 8.6916e-07 |  | -9.5614e-05 |  | 0.00019725 |  | -1.0735e-05 |  | -1.4792e-05 |  | 9.3639e-07 |  | 5.9319e-07 |  | 8.6119e-05 |  | 0.00023922 |  | 0.0003099 |  | 7.8206e-07 |  | 0.00061049 |  | 1.0789e-06
| 0 |  | 2.3684e-05 |  | 1.614e-06 |  | 8.9518e-07 |  | -0.00031366 |  | 0.00012809 |  | 5.1119e-05 |  | 0.00013871 |  | 8.767e-07 |  | 8.0515e-07 |  | 8.9521e-05 |  | 0.00016998 |  | 0.00037129 |  | 1.3034e-06 |  | 0.00061208 |  | 8.8983e-07
| 0 |  | 1.9744e-05 |  | 8.0691e-07 |  | 8.9202e-07 |  | -0.00013811 |  | 3.658e-05 |  | -5.4806e-05 |  | -6.5999e-05 |  | 9.2489e-07 |  | 9.2276e-07 |  | 0.00013535 |  | 0.00012422 |  | 0.00037364 |  | 5.2144e-07 |  | 0.00061056 |  | 9.9084e-07
| 0 |  | 6.8993e-06 |  | 8.0706e-07 |  | 8.5893e-07 |  | -3.3728e-05 |  | 9.4923e-05 |  | -3.2824e-05 |  | -0.00035544 |  | 1.0892e-06 |  | 9.4044e-07 |  | 0.00010862 |  | 0.00024708 |  | 0.000355 |  | 0 |  | 0.00060823 |  | 1.2937e-06
| 0 |  | 2.6609e-05 |  | 8.0706e-07 |  | 8.5339e-07 |  | -0.00013457 |  | 0.00019779 |  | -0.00027177 |  | -9.6715e-05 |  | 1.1851e-06 |  | 8.9335e-07 |  | 9.5825e-05 |  | 0.00031462 |  | 0.00035269 |  | 7.8221e-07 |  | 0.00060905 |  | 1.4454e-06
| 0 |  | 2.6609e-05 |  | 1.7749e-06 |  | 9.3343e-07 |  | -0.00030693 |  | 0.00016539 |  | -0.00026529 |  | 2.8174e-05 |  | 1.1253e-06 |  | 8.4627e-07 |  | 0.00011515 |  | 0.00015795 |  | 0.00023075 |  | 1.3038e-06 |  | 0.0006068 |  | 1.3002e-06
| 0 |  | 7.8843e-06 |  | 1.7751e-06 |  | 1.0296e-06 |  | -0.00033644 |  | 6.3863e-05 |  | -0.00011583 |  | 2.2757e-05 |  | 1.0082e-06 |  | 7.4614e-07 |  | 7.8929e-05 |  | 0.00013231 |  | 0.00021282 |  | 2.8683e-06 |  | 0.00059825 |  | 1.0475e-06
| 0 |  | 7.8843e-06 |  | 8.0721e-07 |  | 1.034e-06 |  | -6.0203e-05 |  | 2.8237e-05 |  | -0.0002243 |  | -0.00010354 |  | 9.5355e-07 |  | 5.4637e-07 |  | 1.6889e-05 |  | 0.00021601 |  | 0.00030219 |  | 2.8685e-06 |  | 0.00059363 |  | 9.0887e-07
| 4.9356e-06 |  | 6.1382e-05 |  | 1.6144e-06 |  | 9.6378e-07 |  | 0.0001113 |  | 9.2821e-05 |  | -0.00031371 |  | -0.00024165 |  | 9.6836e-07 |  | 5.4637e-07 |  | 4.0325e-05 |  | 0.00028362 |  | 0.00030494 |  | 1.3039e-06 |  | 0.00059677 |  | 8.2654e-07
| 1.8231e-05 |  | 6.1376e-05 |  | 8.0728e-07 |  | 9.1644e-07 |  | -1.4166e-05 |  | 0.0001523 |  | -0.00048534 |  | -0.00032201 |  | 1.0328e-06 |  | 8.2899e-07 |  | 9.5537e-05 |  | 0.00026342 |  | 0.00030028 |  | 7.8241e-07 |  | 0.00060221 |  | 8.5838e-07
| 7.0126e-05 |  | 1.5767e-05 |  | 8.0735e-07 |  | 9.387e-07 |  | -6.7457e-06 |  | 0.00012805 |  | -0.00037182 |  | -0.00016038 |  | 1.1199e-06 |  | 1.1117e-06 |  | 8.7015e-05 |  | 0.00016747 |  | 0.00043676 |  | 2.3472e-06 |  | 0.00060695 |  | 8.3318e-07
| 5.6825e-05 |  | 2.0704e-05 |  | 8.0735e-07 |  | 9.2885e-07 |  | -1.7708e-05 |  | 6.3714e-05 |  | -0.00020397 |  | -0.00012061 |  | 1.1328e-06 |  | 1.1292e-06 |  | 4.9928e-05 |  | 0.00011751 |  | 0.00043831 |  | 2.3474e-06 |  | 0.00060773 |  | 9.0904e-07
| 0 |  | 4.4356e-05 |  | 8.0735e-07 |  | 9.2761e-07 |  | -0.00013103 |  | 2.205e-05 |  | -0.00039042 |  | -0.00035955 |  | 1.0265e-06 |  | 1.0525e-06 |  | 4.5672e-05 |  | 0.00020653 |  | 0.00036764 |  | 2.3475e-06 |  | 0.00060548 |  | 1.0737e-06
| 0 |  | 3.9414e-05 |  | 1.615e-06 |  | 9.2902e-07 |  | -7.7573e-05 |  | 3.8181e-05 |  | -0.0003008 |  | -0.00035543 |  | 8.9014e-07 |  | 9.174e-07 |  | 2.1138e-05 |  | 0.00034432 |  | 0.00039251 |  | 2.8692e-06 |  | 0.00060237 |  | 1.1368e-06
| 0 |  | 1.5766e-05 |  | 1.6149e-06 |  | 9.4371e-07 |  | -8.4993e-05 |  | 0.00014274 |  | -0.00041755 |  | -0.00017523 |  | 9.1002e-07 |  | 8.0559e-07 |  | 9.4214e-06 |  | 0.0003389 |  | 0.00037855 |  | 1.3043e-06 |  | 0.00060085 |  | 1.0861e-06
| 0 |  | 2.4652e-05 |  | 8.0757e-07 |  | 9.3711e-07 |  | -0.00010118 |  | 0.00016194 |  | -0.0002556 |  | 8.0192e-05 |  | 1.0377e-06 |  | 6.8192e-07 |  | 5.8525e-05 |  | 0.000216 |  | 0.00031249 |  | 7.8261e-07 |  | 0.00060167 |  | 9.9814e-07
| 0 |  | 2.8593e-05 |  | 8.0757e-07 |  | 9.4512e-07 |  | -0.00018769 |  | 0.00021194 |  | -0.0002243 |  | 0.00033679 |  | 1.1363e-06 |  | 7.3507e-07 |  | 5.8525e-05 |  | 0.00014462 |  | 0.00037937 |  | 2.348e-06 |  | 0.0005986 |  | 9.7284e-07
| 2.0451e-05 |  | 1.9705e-05 |  | 1.6153e-06 |  | 1.0198e-06 |  | 7.791e-05 |  | 0.00024433 |  | -0.00040737 |  | 0.00028218 |  | 1.1918e-06 |  | 9.1756e-07 |  | 2.4351e-05 |  | 0.00018359 |  | 0.0004299 |  | 2.348e-06 |  | 0.00059082 |  | 9.5412e-07
| 2.0451e-05 |  | 3.744e-05 |  | 8.0765e-07 |  | 1.0204e-06 |  | 0.00019899 |  | 0.00015057 |  | -1.668e-05 |  | 0.00015171 |  | 1.2118e-06 |  | 9.3508e-07 |  | 4.5651e-05 |  | 0.00018226 |  | 0.00040041 |  | 7.8271e-07 |  | 0.0005909 |  | 9.7293e-07
| 1.3292e-05 |  | 3.7437e-05 |  | 8.0772e-07 |  | 9.4837e-07 |  | 3.5413e-05 |  | 6.0792e-05 |  | -0.000126 |  | -9.3298e-05 |  | 1.2183e-06 |  | 9.1765e-07 |  | 2.1299e-05 |  | 0.00013381 |  | 0.00038875 |  | 7.8276e-07 |  | 0.00059479 |  | 1.1183e-06
| 1.3292e-05 |  | 6.8178e-05 |  | 8.0772e-07 |  | 9.3481e-07 |  | 3.3727e-05 |  | 7.7268e-05 |  | -0.00026206 |  | -0.00024165 |  | 1.1371e-06 |  | 9.2369e-07 |  | 0 |  | 0.00014437 |  | 0.00034057 |  | 7.8281e-07 |  | 0.00059949 |  | 1.2318e-06
| 0 |  | 9.8789e-05 |  | 8.0779e-07 |  | 9.6818e-07 |  | 5.3121e-05 |  | 0.00013976 |  | -0.00019041 |  | -2.8445e-05 |  | 1.0277e-06 |  | 9.5942e-07 |  | 0 |  | 0.00018662 |  | 0.00038647 |  | 7.8281e-07 |  | 0.00060108 |  | 1.2761e-06
| 7.9965e-06 |  | 7.3959e-05 |  | 8.0779e-07 |  | 1.0199e-06 |  | 0.00015582 |  | 0.00013636 |  | -0.00032941 |  | -0.0001445 |  | 1.0245e-06 |  | 9.2377e-07 |  | 5.4311e-05 |  | 0.00025429 |  | 0.00038805 |  | 0 |  | 0.00060035 |  | 1.2449e-06
| 7.9958e-06 |  | 4.3344e-05 |  | 8.0794e-07 |  | 1.0288e-06 |  | 0.00034402 |  | 0.0001217 |  | -0.00044287 |  | -0.00034243 |  | 1.1252e-06 |  | 7.7045e-07 |  | 8.9316e-05 |  | 0.00027686 |  | 0.0004114 |  | 0 |  | 0.00060116 |  | 1.1757e-06
| 2.8411e-05 |  | 3.7434e-05 |  | 1.6157e-06 |  | 9.9292e-07 |  | 0.00035768 |  | 0.00010079 |  | -0.0002616 |  | -0.00032883 |  | 1.176e-06 |  | 7.4682e-07 |  | 3.501e-05 |  | 0.00019594 |  | 0.00043865 |  | 7.8291e-07 |  | 0.00060198 |  | 1.0997e-06
| 3.25e-05 |  | 3.7434e-05 |  | 8.0801e-07 |  | 9.4687e-07 |  | 9.1064e-05 |  | 0.00013645 |  | -0.00012645 |  | -0.00028066 |  | 1.1582e-06 |  | 9.0589e-07 |  | 4.354e-05 |  | 0.00014468 |  | 0.00036632 |  | 7.8296e-07 |  | 0.00060276 |  | 9.5456e-07
| 4.0892e-06 |  | 1.2805e-05 |  | 1.777e-06 |  | 8.5378e-07 |  | -1.0624e-05 |  | 0.00013805 |  | -0.00027176 |  | -0.00018547 |  | 1.1569e-06 |  | 1.1241e-06 |  | 4.3536e-05 |  | 0.00011626 |  | 0.00043793 |  | 7.8301e-07 |  | 0.00059583 |  | 9.857e-07
| 0 |  | 1.2806e-05 |  | 1.777e-06 |  | 7.8351e-07 |  | 0.00011687 |  | 5.4555e-05 |  | -0.00034295 |  | -0.00014792 |  | 1.1595e-06 |  | 1.2008e-06 |  | 8.3523e-06 |  | 8.6459e-05 |  | 0.00043949 |  | 2.8711e-06 |  | 0.00058961 |  | 1.0675e-06
| 0 |  | 2.955e-06 |  | 8.0809e-07 |  | 7.5214e-07 |  | -2.3606e-05 |  | 0.00010962 |  | -7.4792e-05 |  | -0.00015713 |  | 1.1654e-06 |  | 1.0945e-06 |  | 8.3508e-06 |  | 0.00012429 |  | 0.00051341 |  | 2.8714e-06 |  | 0.00058809 |  | 1.2194e-06
| 0 |  | 3.7511e-05 |  | 1.6163e-06 |  | 7.8242e-07 |  | -0.00018415 |  | 0.00020279 |  | -2.4296e-05 |  | -6.5994e-05 |  | 1.0881e-06 |  | 9.943e-07 |  | 0 |  | 0.00019604 |  | 0.00043021 |  | 7.8311e-07 |  | 0.00059202 |  | 1.226e-06
| 0 |  | 5.7206e-05 |  | 8.0816e-07 |  | 8.9525e-07 |  | -0.0001629 |  | 0.0001219 |  | -0.00036669 |  | -7.6234e-05 |  | 1.0462e-06 |  | 9.0606e-07 |  | 1.0646e-06 |  | 0.0002194 |  | 0.00034388 |  | 2.3495e-06 |  | 0.00059361 |  | 1.043e-06
| 5.1115e-06 |  | 2.2655e-05 |  | 0 |  | 9.9337e-07 |  | -0.0001113 |  | 4.1117e-05 |  | -5.8655e-05 |  | -0.00022215 |  | 1.1166e-06 |  | 8.7108e-07 |  | 1.0647e-06 |  | 0.00032367 |  | 0.00023826 |  | 4.4379e-06 |  | 0.0005921 |  | 8.2824e-07
| 8.002e-06 |  | 3.9393e-05 |  | 0 |  | 1.0138e-06 |  | -0.00011332 |  | 7.0293e-05 |  | -7.1758e-05 |  | -0.00020595 |  | 1.2115e-06 |  | 8.5967e-07 |  | 4.5776e-05 |  | 0.00027604 |  | 0.00017757 |  | 4.4382e-06 |  | 0.0005991 |  | 8.5948e-07
| 1.618e-05 |  | 3.9397e-05 |  | 8.0831e-07 |  | 9.4351e-07 |  | -0.00016189 |  | 0.00016245 |  | -0.0002556 |  | 5.7432e-05 |  | 1.2882e-06 |  | 8.3609e-07 |  | 5.0932e-05 |  | 0.00029397 |  | 0.00031749 |  | 2.872e-06 |  | 0.00060462 |  | 1.0555e-06
| 2.7404e-05 |  | 3.9393e-05 |  | 8.0831e-07 |  | 8.3744e-07 |  | 9.5617e-05 |  | 0.00016066 |  | -3.7855e-05 |  | -6.2586e-05 |  | 1.2443e-06 |  | 9.1227e-07 |  | 4.3476e-05 |  | 0.00041164 |  | 0.00024114 |  | 2.8722e-06 |  | 0.00060462 |  | 1.2581e-06
| 1.4116e-05 |  | 5.6174e-05 |  | 8.0838e-07 |  | 7.666e-07 |  | 0.00013103 |  | 8.9476e-05 |  | -3.1074e-05 |  | -0.00032542 |  | 1.1542e-06 |  | 9.7704e-07 |  | 4.6674e-05 |  | 0.00030817 |  | 0.00023104 |  | 2.8722e-06 |  | 0.00060077 |  | 1.4477e-06
| 0 |  | 2.072e-05 |  | 8.0845e-07 |  | 8.1848e-07 |  | -0.00020911 |  | 0.00024119 |  | -0.00011354 |  | -0.00034243 |  | 1.0885e-06 |  | 1.0007e-06 |  | 8.3501e-06 |  | 0.00019321 |  | 0.00033543 |  | 5.2224e-07 |  | 0.00059847 |  | 1.5933e-06
| 0 |  | 3.9387e-06 |  | 8.0853e-07 |  | 9.1786e-07 |  | -0.00012041 |  | 0.00029133 |  | -5.1417e-05 |  | -0.00016157 |  | 1.0319e-06 |  | 9.3005e-07 |  | 4.5656e-05 |  | 0.00011904 |  | 0.00041639 |  | 5.2228e-07 |  | 0.00060007 |  | 1.7201e-06
| 0 |  | 1.9697e-05 |  | 8.0853e-07 |  | 9.9126e-07 |  | -8.1446e-05 |  | 0.00020105 |  | -0.00037008 |  | -7.2814e-05 |  | 9.7898e-07 |  | 8.6535e-07 |  | 6.2694e-05 |  | 0.00018266 |  | 0.00041642 |  | 1.3057e-06 |  | 0.00060166 |  | 1.4922e-06
| 1.022e-06 |  | 1.9695e-05 |  | 0 |  | 9.9373e-07 |  | -0.00014165 |  | 0.0001412 |  | -0.00051712 |  | -1.0831e-05 |  | 9.2352e-07 |  | 8.9498e-07 |  | 2.2183e-05 |  | 0.00022184 |  | 0.0003604 |  | 1.3059e-06 |  | 0.00060404 |  | 1.0935e-06
| 1.0219e-06 |  | 0 |  | 0 |  | 9.5866e-07 |  | 7.791e-05 |  | 0.00014289 |  | -0.00031923 |  | 0.00019684 |  | 9.0618e-07 |  | 8.364e-07 |  | 5.1513e-06 |  | 0.00034561 |  | 0.00036663 |  | 1.3058e-06 |  | 0.00060248 |  | 8.0329e-07
| 3.577e-05 |  | 0 |  | 0 |  | 9.3037e-07 |  | -4.958e-05 |  | 0.00013484 |  | -0.00015311 |  | -5.9167e-05 |  | 9.6754e-07 |  | 7.9534e-07 |  | 2.4338e-05 |  | 0.00040402 |  | 0.00033473 |  | 1.3059e-06 |  | 0.00059551 |  | 7.9687e-07
| 3.5767e-05 |  | 7.3821e-05 |  | 1.7785e-06 |  | 8.9026e-07 |  | -0.00030691 |  | 1.5584e-05 |  | -9.739e-05 |  | -0.00037168 |  | 1.0301e-06 |  | 6.5986e-07 |  | 2.4336e-05 |  | 0.00026704 |  | 0.00031142 |  | 1.3059e-06 |  | 0.00058781 |  | 1.0118e-06
| 0 |  | 7.382e-05 |  | 1.7786e-06 |  | 8.7307e-07 |  | -0.00018061 |  | 0.00013515 |  | -7.175e-05 |  | -0.00043124 |  | 1.0708e-06 |  | 6.1274e-07 |  | 0 |  | 0.00031843 |  | 0.00042509 |  | 7.8366e-07 |  | 0.00058002 |  | 1.1386e-06
| 4.9308e-06 |  | 9.846e-06 |  | 1.7788e-06 |  | 8.6019e-07 |  | 0.00025144 |  | 0.00022371 |  | -0.00014634 |  | -0.00020936 |  | 1.1329e-06 |  | 6.3639e-07 |  | 0 |  | 0.00038463 |  | 0.00051543 |  | 0 |  | 0.0005785 |  | 9.9903e-07
| 4.9312e-06 |  | 9.8469e-06 |  | 2.5876e-06 |  | 8.6574e-07 |  | 0.00048905 |  | 0.00012351 |  | -0.00032663 |  | 1.5171e-05 |  | 1.1774e-06 |  | 6.8358e-07 |  | 0 |  | 0.00027874 |  | 0.00045937 |  | 5.2248e-07 |  | 0.00058395 |  | 7.5869e-07
| 4.9819e-05 |  | 8.8613e-06 |  | 1.6178e-06 |  | 9.1026e-07 |  | 0.00019477 |  | 9.5681e-05 |  | -0.00045144 |  | 2.2758e-06 |  | 1.1698e-06 |  | 7.3083e-07 |  | 0 |  | 0.00015946 |  | 0.00039947 |  | 1.3062e-06 |  | 0.00059103 |  | 7.5291e-07
| 4.9819e-05 |  | 8.8613e-06 |  | 8.0889e-07 |  | 9.6333e-07 |  | 1.0117e-05 |  | 6.0755e-05 |  | -0.00037183 |  | 1.5171e-05 |  | 1.0691e-06 |  | 7.3083e-07 |  | 0 |  | 0.00022487 |  | 0.00041583 |  | 1.3063e-06 |  | 0.00059337 |  | 8.8609e-07
| 0 |  | 4.9223e-06 |  | 1.7791e-06 |  | 1.0072e-06 |  | 0.00019123 |  | 7.2104e-05 |  | -0.00013278 |  | -0.00018888 |  | 1.0124e-06 |  | 8.5432e-07 |  | 0 |  | 0.00017134 |  | 0.00038317 |  | 2.874e-06 |  | 0.00058566 |  | 1.0317e-06
| 0 |  | 1.5777e-05 |  | 1.7791e-06 |  | 1.0165e-06 |  | -4.2497e-05 |  | 0.00012637 |  | -0.00023786 |  | -0.00056777 |  | 1.0486e-06 |  | 9.0152e-07 |  | 2.0069e-05 |  | 8.0216e-05 |  | 0.00036993 |  | 2.874e-06 |  | 0.00057709 |  | 9.9986e-07
| 0 |  | 1.4792e-05 |  | 0 |  | 9.6906e-07 |  | -0.00026644 |  | 0.00010073 |  | -0.00029756 |  | -0.00061225 |  | 1.1474e-06 |  | 8.0176e-07 |  | 2.0069e-05 |  | 0.00019082 |  | 0.00038319 |  | 1.3064e-06 |  | 0.0005709 |  | 9.1744e-07
| 4.5979e-05 |  | 2.0713e-05 |  | 1.7794e-06 |  | 9.3766e-07 |  | -0.00021956 |  | 0.00011346 |  | -0.00031584 |  | -0.00039027 |  | 1.2256e-06 |  | 8.1333e-07 |  | 1.0479e-05 |  | 0.00021653 |  | 0.00047513 |  | 7.8391e-07 |  | 0.00057015 |  | 9.617e-07
| 6.7231e-05 |  | 6.8953e-05 |  | 1.7794e-06 |  | 1.0167e-06 |  | 2.1249e-05 |  | 0.00017487 |  | -8.8709e-05 |  | -4.8926e-05 |  | 1.1804e-06 |  | 1.0015e-06 |  | 1.0479e-05 |  | 0.00024771 |  | 0.00044945 |  | 2.3519e-06 |  | 0.00056941 |  | 1.0059e-06
| 2.125e-05 |  | 8.572e-05 |  | 8.0919e-07 |  | 1.1415e-06 |  | 0.0001113 |  | 0.00017315 |  | 3.8206e-05 |  | -5.3098e-05 |  | 1.0843e-06 |  | 1.1493e-06 |  | 0 |  | 0.0003443 |  | 0.0003996 |  | 2.3519e-06 |  | 0.00056785 |  | 1.0567e-06
| 0 |  | 3.3547e-05 |  | 8.0919e-07 |  | 1.1655e-06 |  | -3.5415e-06 |  | 9.7243e-05 |  | -0.0003633 |  | -0.00021619 |  | 1.0062e-06 |  | 1.0609e-06 |  | 0 |  | 0.00032954 |  | 0.00031341 |  | 2.352e-06 |  | 0.00057338 |  | 9.6829e-07
| 0 |  | 1.8747e-05 |  | 0 |  | 1.0737e-06 |  | -0.00019123 |  | 3.1958e-05 |  | -0.00033279 |  | -4.5513e-05 |  | 9.9794e-07 |  | 8.5463e-07 |  | 0 |  | 0.00024151 |  | 0.00031341 |  | 2.8747e-06 |  | 0.00057806 |  | 9.0534e-07
| 0 |  | 2.2683e-05 |  | 8.0926e-07 |  | 9.6191e-07 |  | -0.00042834 |  | 4.4845e-05 |  | -0.00037828 |  | -0.00030017 |  | 1.0205e-06 |  | 7.3721e-07 |  | 0 |  | 0.00020646 |  | 0.00035994 |  | 2.8751e-06 |  | 0.0005742 |  | 9.4953e-07
| 0 |  | 3.937e-06 |  | 2.5893e-06 |  | 9.231e-07 |  | -0.00024789 |  | 4.4845e-05 |  | -0.00065484 |  | -0.00028446 |  | 1.0084e-06 |  | 6.6646e-07 |  | 1.5804e-05 |  | 0.00013581 |  | 0.00042464 |  | 4.4433e-06 |  | 0.00056566 |  | 1.0003e-06
| 3.2468e-05 |  | 0 |  | 1.7801e-06 |  | 9.2442e-07 |  | -4.958e-05 |  | 0.00010274 |  | -0.00044127 |  | 0.00011833 |  | 9.6778e-07 |  | 6.0719e-07 |  | 1.5804e-05 |  | 7.8469e-05 |  | 0.00045895 |  | 2.8753e-06 |  | 0.00056258 |  | 8.678e-07
| 3.2468e-05 |  | 1.5786e-05 |  | 0 |  | 9.7444e-07 |  | -0.00015515 |  | 0.00017143 |  | -0.00019103 |  | -8.8859e-05 |  | 9.723e-07 |  | 7.3069e-07 |  | 7.7768e-05 |  | 0.00020292 |  | 0.00039976 |  | 2.8753e-06 |  | 0.00057119 |  | 7.2219e-07
| 0 |  | 4.8263e-05 |  | 8.0948e-07 |  | 9.5847e-07 |  | -0.00010624 |  | 6.868e-05 |  | -6.4976e-05 |  | -7.2821e-05 |  | 1.0311e-06 |  | 7.7798e-07 |  | 7.7761e-05 |  | 0.00019885 |  | 0.00046287 |  | 4.4442e-06 |  | 0.00057353 |  | 7.1575e-07
| 1.7365e-05 |  | 5.8128e-05 |  | 8.0955e-07 |  | 8.6406e-07 |  | 2.1249e-05 |  | 5.7328e-05 |  | -3.7856e-05 |  | 6.3719e-05 |  | 1.0564e-06 |  | 7.1932e-07 |  | 0 |  | 0.00015757 |  | 0.00050814 |  | 2.3528e-06 |  | 0.00057126 |  | 8.4195e-07
| 1.7365e-05 |  | 4.9271e-05 |  | 0 |  | 7.9056e-07 |  | 0.00011687 |  | 7.6392e-05 |  | -3.955e-06 |  | -0.00012061 |  | 1.0519e-06 |  | 8.0166e-07 |  | 0 |  | 0.0001345 |  | 0.00048476 |  | 7.8426e-07 |  | 0.00057282 |  | 1.0506e-06
| 8.1719e-06 |  | 2.3622e-05 |  | 0 |  | 8.0662e-07 |  | 8.769e-05 |  | 1.9064e-05 |  | -6.5111e-05 |  | 2.4923e-05 |  | 1.0584e-06 |  | 9.5485e-07 |  | 2.6456e-05 |  | 7.9845e-05 |  | 0.00037255 |  | 1.3073e-06 |  | 0.0005752 |  | 1.3107e-06
| 6.8331e-05 |  | 3.6413e-05 |  | 8.097e-07 |  | 8.7225e-07 |  | -8.4993e-05 |  | 5.6113e-05 |  | -0.000126 |  | 5.686e-06 |  | 1.0934e-06 |  | 1.1088e-06 |  | 2.6453e-05 |  | 0.00018463 |  | 0.0003149 |  | 1.3073e-06 |  | 0.00057835 |  | 1.5899e-06
| 6.0166e-05 |  | 3.6417e-05 |  | 1.6193e-06 |  | 9.0058e-07 |  | 0.00016999 |  | 5.6118e-05 |  | -3.9554e-06 |  | -0.00015816 |  | 1.0991e-06 |  | 9.0831e-07 |  | 9.4106e-06 |  | 0.00015613 |  | 0.00032739 |  | 1.3074e-06 |  | 0.00057605 |  | 1.5326e-06
| 1.4105e-05 |  | 0 |  | 1.6195e-06 |  | 9.3163e-07 |  | 0.00013491 |  | 2.8725e-05 |  | 5.9192e-06 |  | 3.7928e-05 |  | 1.08e-06 |  | 6.2503e-07 |  | 9.409e-06 |  | 0.00017096 |  | 0.00025354 |  | 1.3074e-06 |  | 0.00057531 |  | 1.222e-06
| 2.432e-05 |  | 0 |  | 1.6195e-06 |  | 9.3905e-07 |  | -0.00029039 |  | 0.0001831 |  | -4.1246e-05 |  | 3.2997e-05 |  | 1.0664e-06 |  | 5.251e-07 |  | 5.1486e-06 |  | 0.00023231 |  | 0.00035488 |  | 1.3074e-06 |  | 0.00057297 |  | 1.0067e-06
| 1.0213e-05 |  | 0 |  | 1.6195e-06 |  | 9.2484e-07 |  | -0.00024436 |  | 0.00019275 |  | -6.8366e-05 |  | -7.6234e-05 |  | 1.0748e-06 |  | 6.6076e-07 |  | 1.3658e-05 |  | 0.0002183 |  | 0.00050054 |  | 1.3075e-06 |  | 0.00056836 |  | 9.5664e-07
| 0 |  | 0 |  | 8.0985e-07 |  | 8.9774e-07 |  | -3.0356e-05 |  | 5.3969e-05 |  | -4.5739e-05 |  | -4.6596e-05 |  | 1.104e-06 |  | 8.6676e-07 |  | 3.2833e-05 |  | 0.00041789 |  | 0.00034461 |  | 7.8456e-07 |  | 0.00056369 |  | 1.0835e-06
| 3.5515e-05 |  | 1.0823e-05 |  | 0 |  | 9.2253e-07 |  | 0.00014165 |  | 3.1411e-05 |  | -4.1245e-05 |  | -0.00013768 |  | 1.1357e-06 |  | 9.3166e-07 |  | 2.6446e-05 |  | 0.00043585 |  | 0.0002994 |  | 2.3538e-06 |  | 0.00056372 |  | 1.1084e-06
| 3.5518e-05 |  | 1.0824e-05 |  | 8.0992e-07 |  | 9.7073e-07 |  | 0.00023019 |  | 0.00016055 |  | -0.00029211 |  | -0.00021619 |  | 1.1189e-06 |  | 9.8496e-07 |  | 5.2012e-05 |  | 0.00026044 |  | 0.0003197 |  | 2.3538e-06 |  | 0.00057156 |  | 1.0193e-06
| 1.7163e-05 |  | 5.9015e-05 |  | 8.0999e-07 |  | 9.8812e-07 |  | 6.7402e-06 |  | 0.00017825 |  | -0.00052358 |  | -0.00024165 |  | 1.0544e-06 |  | 9.3235e-07 |  | 4.988e-05 |  | 0.000216 |  | 0.00039224 |  | 2.3538e-06 |  | 0.00057627 |  | 1.1403e-06
| 7.0266e-05 |  | 5.9015e-05 |  | 8.0999e-07 |  | 9.8441e-07 |  | -7.7916e-05 |  | 9.7677e-05 |  | -0.0003972 |  | -0.00014791 |  | 9.9561e-07 |  | 8.027e-07 |  | 0 |  | 0.00026747 |  | 0.00050999 |  | 2.3541e-06 |  | 0.00057393 |  | 1.3179e-06
| 7.7403e-05 |  | 0 |  | 8.1007e-07 |  | 9.5669e-07 |  | -4.6038e-05 |  | 0.00015378 |  | -0.00036669 |  | -8.3062e-05 |  | 1.0015e-06 |  | 6.1374e-07 |  | 0 |  | 0.00036889 |  | 0.00050304 |  | 2.3541e-06 |  | 0.00057011 |  | 1.4696e-06
| 6.2084e-05 |  | 0 |  | 8.1014e-07 |  | 9.1784e-07 |  | 0.00018062 |  | 0.00012295 |  | -0.00047517 |  | -0.00032201 |  | 1.1024e-06 |  | 5.726e-07 |  | 3.2839e-05 |  | 0.00040711 |  | 0.00046092 |  | 4.447e-06 |  | 0.00056933 |  | 1.311e-06
| 9.906e-05 |  | 3.2468e-05 |  | 1.6203e-06 |  | 8.9559e-07 |  | 0.00018213 |  | 3.3291e-05 |  | -0.00020071 |  | -0.00032293 |  | 1.2517e-06 |  | 5.9017e-07 |  | 9.3548e-05 |  | 0.00033538 |  | 0.00052569 |  | 2.8777e-06 |  | 0.00057092 |  | 9.4341e-07
| 6.1279e-05 |  | 3.2468e-05 |  | 8.1022e-07 |  | 9.3152e-07 |  | -0.00012749 |  | 1.5572e-05 |  | -4.1246e-05 |  | 1.2509e-05 |  | 1.3255e-06 |  | 5.9022e-07 |  | 7.1184e-05 |  | 0.00023478 |  | 0.00047346 |  | 7.8481e-07 |  | 0.00057096 |  | 8.55e-07
| 1.92e-05 |  | 1.8694e-05 |  | 8.1022e-07 |  | 9.4698e-07 |  | -0.00014874 |  | 0.00010863 |  | -5.8196e-05 |  | 0.00016953 |  | 1.2744e-06 |  | 6.7869e-07 |  | 1.0472e-05 |  | 0.00032684 |  | 0.00034556 |  | 0 |  | 0.0005749 |  | 9.2527e-07
| 5.9024e-05 |  | 2.6583e-05 |  | 1.6206e-06 |  | 9.1801e-07 |  | 6.7471e-06 |  | 0.0001199 |  | 9.3095e-05 |  | 0.0001452 |  | 1.1485e-06 |  | 7.3754e-07 |  | 2.6446e-05 |  | 0.00041423 |  | 0.00046182 |  | 2.0931e-06 |  | 0.00057805 |  | 1.1154e-06
| 6.5135e-05 |  | 5.7079e-05 |  | 1.6207e-06 |  | 8.8532e-07 |  | 6.0206e-05 |  | 6.3614e-05 |  | 0.00013165 |  | 6.7126e-05 |  | 1.0775e-06 |  | 7.3761e-07 |  | 2.6444e-05 |  | 0.00037915 |  | 0.00053752 |  | 2.0932e-06 |  | 0.00057107 |  | 1.3179e-06
| 8.1472e-05 |  | 0.00013032 |  | 8.1036e-07 |  | 9.1129e-07 |  | -0.0001629 |  | 0.00016499 |  | 0.00018589 |  | 8.7609e-05 |  | 1.095e-06 |  | 6.7276e-07 |  | 0 |  | 0.00027149 |  | 0.00038539 |  | 5.2331e-07 |  | 0.00055859 |  | 1.4383e-06
| 0.00010696 |  | 0.00010474 |  | 1.7822e-06 |  | 9.7991e-07 |  | -4.958e-05 |  | 0.00016499 |  | 5.7073e-05 |  | 0.00033679 |  | 1.1525e-06 |  | 6.7276e-07 |  | 0 |  | 0.0002481 |  | 0.00029336 |  | 1.3084e-06 |  | 0.00054536 |  | 1.5079e-06
| 8.3465e-05 |  | 2.3609e-05 |  | 1.7825e-06 |  | 1.0178e-06 |  | 7.7573e-05 |  | 9.0988e-05 |  | -0.00024268 |  | 0.00013871 |  | 1.1469e-06 |  | 6.3711e-07 |  | 0 |  | 0.00028713 |  | 0.00029103 |  | 4.4487e-06 |  | 0.00054305 |  | 1.3689e-06
| 8.0414e-05 |  | 0 |  | 0 |  | 9.8928e-07 |  | -7.4369e-05 |  | 8.1335e-05 |  | -0.00040737 |  | 4.665e-05 |  | 1.0854e-06 |  | 5.8432e-07 |  | 0 |  | 0.00023487 |  | 0.00029417 |  | 3.6636e-06 |  | 0.00055089 |  | 1.0967e-06
| 7.9386e-05 |  | 1.0846e-05 |  | 8.1058e-07 |  | 8.6948e-07 |  | -0.00011687 |  | 9.2345e-05 |  | -0.00038703 |  | 9.1018e-06 |  | 1.1037e-06 |  | 5.7291e-07 |  | 0 |  | 0.00021928 |  | 0.0003574 |  | 0 |  | 0.00056263 |  | 9.5108e-07
| 6.7154e-05 |  | 3.2488e-05 |  | 1.6212e-06 |  | 7.7116e-07 |  | 0.00027994 |  | 0.00013445 |  | -8.7711e-05 |  | -0.00017989 |  | 1.0985e-06 |  | 6.2565e-07 |  | 0 |  | 0.00029655 |  | 0.00045888 |  | 0 |  | 0.00057281 |  | 1.0715e-06
| 6.5107e-05 |  | 2.164e-05 |  | 1.6212e-06 |  | 8.0208e-07 |  | 0.00035768 |  | 6.9205e-05 |  | 0.00015198 |  | -0.00012403 |  | 1.0823e-06 |  | 7.851e-07 |  | 0 |  | 0.00040347 |  | 0.00058764 |  | 2.0938e-06 |  | 0.00057281 |  | 1.3313e-06
| 8.346e-05 |  | 0 |  | 1.6215e-06 |  | 9.018e-07 |  | 3.8957e-05 |  | 3.1935e-05 |  | -2.0905e-05 |  | -0.00012744 |  | 1.0495e-06 |  | 9.2713e-07 |  | 0 |  | 0.00034498 |  | 0.00053542 |  | 2.8793e-06 |  | 0.00056508 |  | 1.5724e-06
| 0.00012135 |  | 2.0704e-05 |  | 2.5935e-06 |  | 1.0211e-06 |  | 0.00013811 |  | 4.1059e-05 |  | -3.7847e-05 |  | -0.00023326 |  | 1.0766e-06 |  | 9.5069e-07 |  | 0 |  | 0.00026927 |  | 0.00037074 |  | 7.8521e-07 |  | 0.00055884 |  | 1.5976e-06
| 0.00013047 |  | 3.4475e-05 |  | 3.5663e-06 |  | 1.067e-06 |  | 8.7686e-05 |  | 1.2078e-05 |  | -0.00016197 |  | -0.00027091 |  | 1.0587e-06 |  | 8.6233e-07 |  | 1.1696e-05 |  | 0.0002326 |  | 0.00041994 |  | 7.8531e-07 |  | 0.00055809 |  | 1.471e-06
| 0.00020476 |  | 6.5032e-05 |  | 1.783e-06 |  | 1.0465e-06 |  | 0.00011333 |  | 3.7841e-05 |  | -0.00039042 |  | -0.00028787 |  | 9.4543e-07 |  | 8.6225e-07 |  | 1.1695e-05 |  | 0.00027321 |  | 0.00044338 |  | 7.8531e-07 |  | 0.00056203 |  | 1.2488e-06
| 0.00025356 |  | 8.0776e-05 |  | 0 |  | 1.0424e-06 |  | -3.5314e-06 |  | 5.0725e-05 |  | 1.6386e-05 |  | -6.5994e-05 |  | 9.1003e-07 |  | 8.4482e-07 |  | 0 |  | 0.00032319 |  | 0.00042702 |  | 0 |  | 0.00056051 |  | 8.9998e-07
| 0.00022688 |  | 2.9506e-05 |  | 0 |  | 1.0436e-06 |  | -0.00013457 |  | 7.3118e-05 |  | 0.00019945 |  | 0.00017295 |  | 9.4625e-07 |  | 7.7386e-07 |  | 4.3471e-05 |  | 0.00018441 |  | 0.00054645 |  | 2.0944e-06 |  | 0.00055582 |  | 8.049e-07
| 0.00029324 |  | 4.9175e-06 |  | 1.7833e-06 |  | 1.0393e-06 |  | 0 |  | 0.00013272 |  | -0.00010386 |  | 6.3937e-05 |  | 1.0795e-06 |  | 6.9684e-07 |  | 4.3471e-05 |  | 0.00013681 |  | 0.00054418 |  | 2.88e-06 |  | 0.00055355 |  | 9.7617e-07
| 0.00037489 |  | 3.9418e-05 |  | 2.5947e-06 |  | 9.968e-07 |  | -0.00013103 |  | 9.2606e-05 |  | -0.00028872 |  | -1.1372e-06 |  | 1.1198e-06 |  | 7.7946e-07 |  | 0 |  | 0.00017645 |  | 0.00045049 |  | 1.3091e-06 |  | 0.00055511 |  | 1.2623e-06
| 0.00041179 |  | 8.6631e-05 |  | 1.6219e-06 |  | 9.6083e-07 |  | 0 |  | 0.00016181 |  | -0.00010566 |  | -7.282e-05 |  | 1.0854e-06 |  | 1.0632e-06 |  | 0 |  | 0.00028655 |  | 0.00047629 |  | 1.3092e-06 |  | 0.00055827 |  | 1.313e-06
| 0.00045485 |  | 5.2122e-05 |  | 2.5949e-06 |  | 9.4058e-07 |  | 0.00012142 |  | 0.00016985 |  | -0.00014583 |  | -0.00023515 |  | 1.0455e-06 |  | 1.1405e-06 |  | 1.8983e-05 |  | 0.00027954 |  | 0.00047085 |  | 1.3092e-06 |  | 0.00055284 |  | 1.1732e-06
| 0.00043444 |  | 6.8841e-06 |  | 3.5676e-06 |  | 8.9293e-07 |  | -0.00011332 |  | 0.00011994 |  | -3.7855e-05 |  | 0.00012858 |  | 1.0604e-06 |  | 9.8093e-07 |  | 1.8983e-05 |  | 0.00019444 |  | 0.00048884 |  | 5.2374e-07 |  | 0.00054975 |  | 1.1478e-06
| 0.00045084 |  | 6.8835e-06 |  | 1.7838e-06 |  | 8.4095e-07 |  | -6.3739e-05 |  | 0.00015992 |  | 0.00010453 |  | 0.00022074 |  | 1.1011e-06 |  | 8.3898e-07 |  | 0 |  | 0.00018898 |  | 0.00051227 |  | 0 |  | 0.00054585 |  | 1.2051e-06
| 0.00054673 |  | 3.2454e-05 |  | 8.1117e-07 |  | 8.0266e-07 |  | 0.00018769 |  | 0.00013101 |  | -0.00015989 |  | -3.1858e-05 |  | 1.0973e-06 |  | 7.796e-07 |  | 0 |  | 0.0001194 |  | 0.00040222 |  | 7.8561e-07 |  | 0.0005467 |  | 1.2117e-06
| 0.00064763 |  | 3.2451e-05 |  | 1.6225e-06 |  | 8.4172e-07 |  | 0.00013491 |  | 8.2957e-05 |  | -0.00021039 |  | 0.00010294 |  | 1.1136e-06 |  | 9.2772e-07 |  | 1.7917e-05 |  | 0.00015455 |  | 0.00047485 |  | 7.8571e-07 |  | 0.00054982 |  | 1.1102e-06
| 0.00078203 |  | 3.8351e-05 |  | 8.1124e-07 |  | 9.686e-07 |  | -7.0827e-05 |  | 6.3584e-05 |  | -0.00010227 |  | 0.00016612 |  | 1.1537e-06 |  | 1.1049e-06 |  | 1.7917e-05 |  | 0.00030383 |  | 0.00053658 |  | 7.8571e-07 |  | 0.00055142 |  | 1.0913e-06
| 0.00081152 |  | 5.7078e-05 |  | 1.7843e-06 |  | 1.1216e-06 |  | -0.00023373 |  | 0.00018138 |  | -3.1074e-05 |  | 0.00010809 |  | 1.214e-06 |  | 1.1578e-06 |  | 4.0804e-06 |  | 0.00023474 |  | 0.00031713 |  | 1.3096e-06 |  | 0.00054911 |  | 1.1422e-06
| 0.00096512 |  | 7.2806e-05 |  | 1.7843e-06 |  | 1.1315e-06 |  | -0.00023373 |  | 0.00020244 |  | 6.3846e-05 |  | 0.00021391 |  | 1.1642e-06 |  | 1.1226e-06 |  | 4.08e-06 |  | 0.00027459 |  | 0.0002609 |  | 5.2384e-07 |  | 0.00053821 |  | 1.2373e-06
| 0.0012634 |  | 5.408e-05 |  | 8.1139e-07 |  | 9.7001e-07 |  | -0.0002597 |  | 6.7479e-05 |  | 0.00014152 |  | 0.00019722 |  | 1.0666e-06 |  | 1.005e-06 |  | 0 |  | 0.00038357 |  | 0.00031014 |  | 5.2388e-07 |  | 0.00053278 |  | 1.2505e-06
| 0.0014692 |  | 0 |  | 1.6229e-06 |  | 8.3576e-07 |  | -0.00043205 |  | 0 |  | 2.6556e-05 |  | -2.8445e-05 |  | 9.8447e-07 |  | 8.9277e-07 |  | 0 |  | 0.00025701 |  | 0.00035857 |  | 2.8815e-06 |  | 0.00053278 |  | 1.1554e-06
| 0.0015872 |  | 0 |  | 1.6229e-06 |  | 8.3328e-07 |  | -0.00035768 |  | 0 |  | -0.00020736 |  | 1.2523e-05 |  | 9.9483e-07 |  | 7.3315e-07 |  | 0 |  | 0.00018517 |  | 0.00044378 |  | 2.3577e-06 |  | 0.00054222 |  | 1.1359e-06
| 0.0017034 |  | 3.1464e-05 |  | 1.6231e-06 |  | 9.2128e-07 |  | -0.00026915 |  | 1.4217e-05 |  | -0.00030567 |  | 8.0791e-05 |  | 1.0758e-06 |  | 4.4369e-07 |  | 1.5943e-05 |  | 0.0001922 |  | 0.00048597 |  | 2.3577e-06 |  | 0.00055472 |  | 1.1549e-06
| 0.0019465 |  | 3.4418e-05 |  | 8.1154e-07 |  | 9.4976e-07 |  | -0.00030811 |  | 4.4264e-05 |  | -0.00031245 |  | -0.00015133 |  | 1.1516e-06 |  | 2.9559e-07 |  | 1.5941e-05 |  | 0.00018674 |  | 0.00050553 |  | 2.358e-06 |  | 0.00056101 |  | 1.0793e-06
| 0.0023854 |  | 1.8687e-05 |  | 8.1161e-07 |  | 8.7492e-07 |  | -0.00038113 |  | 3.0049e-05 |  | -0.00034923 |  | -5.635e-05 |  | 1.2151e-06 |  | 4.6073e-07 |  | 0 |  | 0.00019457 |  | 0.00042977 |  | 2.3579e-06 |  | 0.00055714 |  | 9.3338e-07
| 0.0027443 |  | 1.5731e-05 |  | 8.1161e-07 |  | 8.3591e-07 |  | -0.00010979 |  | 9.9225e-05 |  | -0.00035991 |  | -2.8447e-05 |  | 1.1802e-06 |  | 7.3268e-07 |  | 1.7914e-05 |  | 0.00033053 |  | 0.00045712 |  | 6.0265e-06 |  | 0.00054698 |  | 8.8841e-07
| 0.0031092 |  | 2.4577e-05 |  | 0 |  | 8.8243e-07 |  | 1.4169e-05 |  | 0.0001956 |  | -0.00027177 |  | -1.4792e-05 |  | 1.144e-06 |  | 9.1608e-07 |  | 1.7913e-05 |  | 0.0003548 |  | 0.00052204 |  | 6.0265e-06 |  | 0.0005408 |  | 9.263e-07
| 0.0034933 |  | 2.4579e-05 |  | 8.1176e-07 |  | 9.5187e-07 |  | -0.00018415 |  | 0.00012483 |  | -0.00023448 |  | 0.00023781 |  | 1.1079e-06 |  | 8.5727e-07 |  | 9.4007e-06 |  | 0.000397 |  | 0.00052751 |  | 2.3583e-06 |  | 0.00053845 |  | 1.0027e-06
| 0.0037895 |  | 7.8806e-05 |  | 1.6235e-06 |  | 9.6054e-07 |  | -3.0355e-05 |  | 0.00011348 |  | -0.00014583 |  | 0.0001127 |  | 1.1338e-06 |  | 6.7999e-07 |  | 9.3999e-06 |  | 0.00034701 |  | 0.00055646 |  | 0 |  | 0.00054083 |  | 1.092e-06
| 0.0043508 |  | 8.4718e-05 |  | 1.6237e-06 |  | 9.4143e-07 |  | 0.00027977 |  | 0.00015988 |  | -0.000126 |  | -0.00028104 |  | 1.1533e-06 |  | 7.0919e-07 |  | 0 |  | 0.0002173 |  | 0.00050573 |  | 5.2411e-07 |  | 0.00054012 |  | 1.0797e-06
| 0.0048005 |  | 5.5063e-05 |  | 1.6237e-06 |  | 9.6744e-07 |  | 0.00023727 |  | 7.4831e-05 |  | -0.00028872 |  | -0.00041758 |  | 1.1261e-06 |  | 8.7495e-07 |  | 0 |  | 0.00028528 |  | 0.00039862 |  | 2.8828e-06 |  | 0.00053305 |  | 1.0921e-06
| 0.0051575 |  | 7.1819e-05 |  | 8.119e-07 |  | 1.0066e-06 |  | 0.00016644 |  | 0 |  | -0.00028872 |  | -0.00023666 |  | 1.0964e-06 |  | 9.224e-07 |  | 0 |  | 0.00035333 |  | 0.00036974 |  | 4.4555e-06 |  | 0.00052608 |  | 1.1554e-06
| 0.005771 |  | 5.1169e-05 |  | 8.119e-07 |  | 1.0189e-06 |  | 0.00022934 |  | 6.7461e-05 |  | -0.00028142 |  | -5.6349e-05 |  | 1.0265e-06 |  | 7.9791e-07 |  | 0 |  | 0.00037133 |  | 0.00038775 |  | 6.028e-06 |  | 0.00052924 |  | 1.4032e-06
| 0.0063663 |  | 2.8507e-05 |  | 8.1198e-07 |  | 9.8001e-07 |  | -7.0828e-05 |  | 0.00016667 |  | -0.00028533 |  | -0.00020595 |  | 1.09e-06 |  | 5.6175e-07 |  | 8.3346e-06 |  | 0.00025876 |  | 0.0004839 |  | 4.4558e-06 |  | 0.00054097 |  | 1.4861e-06
| 0.0067954 |  | 5.7252e-05 |  | 0 |  | 9.5284e-07 |  | -0.00011333 |  | 9.9199e-05 |  | -0.00012939 |  | -0.00022643 |  | 1.1827e-06 |  | 5.9763e-07 |  | 8.3339e-06 |  | 0.00029396 |  | 0.0004855 |  | 1.3106e-06 |  | 0.00054726 |  | 1.3467e-06
| 0.007262 |  | 5.7257e-05 |  | 0 |  | 9.3611e-07 |  | -3.8956e-05 |  | 5.8958e-05 |  | -0.00010905 |  | -5.5753e-05 |  | 1.1963e-06 |  | 7.6283e-07 |  | 0 |  | 0.00033463 |  | 0.00032447 |  | 7.8636e-07 |  | 0.00054886 |  | 1.1876e-06
| 0.0078684 |  | 6.4621e-05 |  | 0 |  | 9.1327e-07 |  | -0.00012749 |  | 9.2472e-05 |  | -0.00042771 |  | -8.6475e-05 |  | 1.1045e-06 |  | 8.2789e-07 |  | 0 |  | 0.00028148 |  | 0.00033778 |  | 2.3594e-06 |  | 0.00054577 |  | 1.0162e-06
| 0.0083622 |  | 8.4325e-05 |  | 8.1212e-07 |  | 9.2194e-07 |  | -4.7217e-05 |  | 6.6778e-05 |  | -0.00037506 |  | -0.00017013 |  | 1.0138e-06 |  | 8.1635e-07 |  | 0 |  | 0.00041756 |  | 0.00035579 |  | 2.8837e-06 |  | 0.00053955 |  | 8.6419e-07
| 0.0089075 |  | 6.5901e-05 |  | 1.6244e-06 |  | 9.9391e-07 |  | 1.7708e-05 |  | 9.9013e-05 |  | 5.0286e-05 |  | -0.00028445 |  | 9.8666e-07 |  | 8.1643e-07 |  | 0 |  | 0.00037927 |  | 0.00042463 |  | 1.3108e-06 |  | 0.00053332 |  | 9.7189e-07
| 0.0095064 |  | 4.6193e-05 |  | 1.6244e-06 |  | 1.0676e-06 |  | 0.00013457 |  | 0.00014567 |  | -0.00019719 |  | -8.6468e-05 |  | 1.008e-06 |  | 8.5773e-07 |  | 0 |  | 0.00031671 |  | 0.0004911 |  | 7.8656e-07 |  | 0.0005302 |  | 1.118e-06
| 0.0099783 |  | 3.7351e-05 |  | 1.6245e-06 |  | 1.0808e-06 |  | -0.00018415 |  | 0.00013945 |  | -0.00044805 |  | -0.00010354 |  | 1.1571e-06 |  | 8.9305e-07 |  | 2.0187e-05 |  | 0.00030891 |  | 0.00052163 |  | 7.8656e-07 |  | 0.00053258 |  | 1.0672e-06
| 0.010426 |  | 6.7887e-05 |  | 2.5989e-06 |  | 1.0257e-06 |  | -0.00033289 |  | 5.9514e-05 |  | -0.00026498 |  | -0.00018205 |  | 1.2402e-06 |  | 9.4659e-07 |  | 2.0186e-05 |  | 0.00024636 |  | 0.00056546 |  | 1.3109e-06 |  | 0.00053496 |  | 8.1941e-07
| 0.010895 |  | 6.0024e-05 |  | 1.7865e-06 |  | 1.0319e-06 |  | -5.0592e-05 |  | 2.5472e-05 |  | -0.0002104 |  | 9.3194e-05 |  | 1.1877e-06 |  | 1.0535e-06 |  | 0 |  | 0.00024872 |  | 0.00049275 |  | 5.2444e-07 |  | 0.00053734 |  | 5.7802e-07
| 0.011695 |  | 2.9483e-05 |  | 0 |  | 1.0438e-06 |  | 2.8331e-05 |  | 8.1249e-05 |  | -0.00020397 |  | 8.42e-05 |  | 1.0291e-06 |  | 1.036e-06 |  | 0 |  | 0.00019151 |  | 0.00044194 |  | 5.2444e-07 |  | 0.00053972 |  | 6.2244e-07
| 0.012287 |  | 0.00010202 |  | 0 |  | 1.0208e-06 |  | 0.00015228 |  | 5.5784e-05 |  | -0.00013278 |  | -0.00023667 |  | 9.636e-07 |  | 9.3513e-07 |  | 0 |  | 0.00021655 |  | 0.00048265 |  | 5.2448e-07 |  | 0.0005421 |  | 7.6272e-07
| 0.012805 |  | 0.00010201 |  | 1.7869e-06 |  | 9.8621e-07 |  | 0.00014166 |  | 0.00010712 |  | -0.00028871 |  | -0.00026739 |  | 1.0123e-06 |  | 9.5284e-07 |  | 2.2162e-05 |  | 0.00014572 |  | 0.00050299 |  | 5.2448e-07 |  | 0.00054053 |  | 9.7224e-07
| 0.013384 |  | 0 |  | 1.787e-06 |  | 9.212e-07 |  | -9.2076e-05 |  | 0.00010712 |  | -0.00042431 |  | -0.00020594 |  | 1.0215e-06 |  | 1.0003e-06 |  | 2.7473e-05 |  | 0.00012226 |  | 0.00050849 |  | 2.885e-06 |  | 0.00053431 |  | 1.0356e-06
| 0.014024 |  | 0 |  | 8.1256e-07 |  | 8.8525e-07 |  | -0.00016189 |  | 7.9905e-05 |  | -0.00041379 |  | -0.00021889 |  | 1.059e-06 |  | 9.6448e-07 |  | 5.3108e-06 |  | 0.00019311 |  | 0.00057737 |  | 2.3604e-06 |  | 0.00052887 |  | 9.9126e-07
| 0.014782 |  | 5.4051e-05 |  | 1.6251e-06 |  | 8.6913e-07 |  | -2.8331e-05 |  | 0.00016322 |  | -0.00037686 |  | -0.00019571 |  | 1.0908e-06 |  | 8.3989e-07 |  | 0 |  | 0.00018373 |  | 0.00056802 |  | 0 |  | 0.00052656 |  | 1.0291e-06
| 0.015561 |  | 5.6017e-05 |  | 8.1264e-07 |  | 8.7293e-07 |  | 0.0002479 |  | 8.3305e-05 |  | -2.0905e-05 |  | 0.00010809 |  | 1.1875e-06 |  | 8.9345e-07 |  | 0 |  | 0.00014287 |  | 0.00052581 |  | 5.2461e-07 |  | 0.00052894 |  | 1.0925e-06
| 0.016343 |  | 1.9701e-06 |  | 8.1271e-07 |  | 8.6991e-07 |  | 0.00017353 |  | 0 |  | -7.8529e-05 |  | 0.00017636 |  | 1.2796e-06 |  | 9.3547e-07 |  | 0 |  | 0.00019296 |  | 0.00043194 |  | 1.3115e-06 |  | 0.00053445 |  | 9.9144e-07
| 0.016871 |  | 2.3639e-05 |  | 2.6001e-06 |  | 8.7487e-07 |  | -0.0003506 |  | 0.00011221 |  | -0.00024464 |  | -7.6234e-05 |  | 1.3036e-06 |  | 7.7561e-07 |  | 4.8751e-05 |  | 0.00025979 |  | 0.00043429 |  | 1.3116e-06 |  | 0.00053993 |  | 8.3283e-07
| 0.017637 |  | 6.2945e-05 |  | 3.575e-06 |  | 9.2021e-07 |  | -0.00028669 |  | 0.00011221 |  | -0.00015228 |  | 2.1673e-06 |  | 1.2603e-06 |  | 6.6322e-07 |  | 4.8751e-05 |  | 0.00026294 |  | 0.00050631 |  | 1.3116e-06 |  | 0.00054387 |  | 8.3291e-07
| 0.018578 |  | 3.9303e-05 |  | 3.5753e-06 |  | 9.5751e-07 |  | -3.5415e-06 |  | 5.8989e-06 |  | -0.00021414 |  | 8.0786e-05 |  | 1.1924e-06 |  | 7.7575e-07 |  | 5.1404e-06 |  | 0.00034747 |  | 0.00050086 |  | 1.3117e-06 |  | 0.00054312 |  | 9.4135e-07
| 0.019366 |  | 2.0634e-05 |  | 2.6005e-06 |  | 8.7503e-07 |  | 0.00013103 |  | 0.00011186 |  | 5.0286e-05 |  | 5.0065e-05 |  | 1.147e-06 |  | 9.7698e-07 |  | 5.1404e-06 |  | 0.00029819 |  | 0.00055725 |  | 1.3118e-06 |  | 0.00053768 |  | 9.7921e-07
| 0.020055 |  | 5.9044e-05 |  | 8.1286e-07 |  | 8.1115e-07 |  | 0.00014165 |  | 0.00021816 |  | 0.00020623 |  | -8.6475e-05 |  | 1.0925e-06 |  | 8.7667e-07 |  | 0 |  | 0.00023716 |  | 0.00059016 |  | 7.8711e-07 |  | 0.00053615 |  | 9.7921e-07
| 0.020822 |  | 6.0027e-05 |  | 8.13e-07 |  | 8.4913e-07 |  | 0.0001027 |  | 0.00017453 |  | -0.0003294 |  | 6.7131e-05 |  | 1.0155e-06 |  | 6.2205e-07 |  | 0 |  | 0.00015279 |  | 0.00051971 |  | 0 |  | 0.00053537 |  | 9.03e-07
| 0.021853 |  | 2.1615e-05 |  | 8.1293e-07 |  | 9.2844e-07 |  | 4.6037e-05 |  | 6.2326e-05 |  | -0.00066841 |  | 0.00034021 |  | 1.0018e-06 |  | 5.7457e-07 |  | 0 |  | 0.00019039 |  | 0.00048455 |  | 0 |  | 0.00053152 |  | 8.3893e-07
| 0.023137 |  | 3.6352e-05 |  | 8.1308e-07 |  | 9.2861e-07 |  | 0.00011804 |  | 0.00010765 |  | -0.00033632 |  | 0.00024274 |  | 1.0941e-06 |  | 7.936e-07 |  | 0 |  | 0.00035931 |  | 0.00035852 |  | 7.8721e-07 |  | 0.00052056 |  | 7.5681e-07
| 0.024271 |  | 5.3094e-05 |  | 1.6262e-06 |  | 8.8891e-07 |  | 3.5401e-06 |  | 0.00011516 |  | -0.00012939 |  | -8.6475e-05 |  | 1.1382e-06 |  | 1.0302e-06 |  | 4.9805e-05 |  | 0.00036324 |  | 0.000274 |  | 7.8721e-07 |  | 0.00050964 |  | 7.7574e-07
| 0.025074 |  | 2.9514e-05 |  | 1.6262e-06 |  | 9.6645e-07 |  | -0.00032581 |  | 7.5071e-06 |  | -9.5486e-05 |  | -0.00028446 |  | 1.111e-06 |  | 1.0423e-06 |  | 4.9805e-05 |  | 0.00032804 |  | 0.00042355 |  | 3.9363e-06 |  | 0.00051123 |  | 8.3908e-07
| 0.026117 |  | 1.2772e-05 |  | 1.6263e-06 |  | 1.1136e-06 |  | -0.00028332 |  | 5.0939e-05 |  | 0.00012826 |  | -0.00015475 |  | 1.0066e-06 |  | 9.5362e-07 |  | 2.1092e-05 |  | 0.00032023 |  | 0.00041966 |  | 4.4614e-06 |  | 0.00051753 |  | 8.7769e-07
| 0.027403 |  | 6.402e-05 |  | 8.1322e-07 |  | 1.1583e-06 |  | -2.479e-05 |  | 0.00011835 |  | -9.887e-05 |  | 9.7853e-05 |  | 9.3342e-07 |  | 1.0778e-06 |  | 4.7638e-05 |  | 0.00026542 |  | 0.00039539 |  | 2.8868e-06 |  | 0.00052379 |  | 9.4112e-07
| 0.02845 |  | 6.402e-05 |  | 0 |  | 1.0789e-06 |  | -7.42e-05 |  | 9.9053e-05 |  | -0.00033308 |  | 9.6444e-05 |  | 9.5029e-07 |  | 1.2913e-06 |  | 2.6548e-05 |  | 0.00019733 |  | 0.00054579 |  | 2.3621e-06 |  | 0.00052464 |  | 9.2806e-07
| 0.02988 |  | 5.4032e-05 |  | 8.133e-07 |  | 1.0039e-06 |  | -0.00018769 |  | 9.2254e-05 |  | -0.00031245 |  | -0.00031518 |  | 1.0062e-06 |  | 1.3327e-06 |  | 0 |  | 0.00016886 |  | 0.0007024 |  | 0 |  | 0.00051916 |  | 9.6668e-07
| 0.031405 |  | 6.8802e-05 |  | 8.133e-07 |  | 1.0312e-06 |  | 1.7708e-05 |  | 0.00015523 |  | -0.00030906 |  | -0.00033907 |  | 1.097e-06 |  | 1.1192e-06 |  | 0 |  | 0.00016652 |  | 0.00070244 |  | 0 |  | 0.00051136 |  | 9.7321e-07
| 0.032564 |  | 2.5576e-05 |  | 8.1337e-07 |  | 1.0562e-06 |  | -3.1869e-05 |  | 0.00029064 |  | -0.00018363 |  | 9.1023e-06 |  | 1.1211e-06 |  | 9.1798e-07 |  | 0 |  | 0.00024982 |  | 0.00043543 |  | 7.8746e-07 |  | 0.00051061 |  | 8.4592e-07
| 0.034134 |  | 1.7698e-05 |  | 1.6267e-06 |  | 9.91e-07 |  | -0.00013457 |  | 0.00019869 |  | -0.00012261 |  | 2.2758e-06 |  | 1.1165e-06 |  | 7.7016e-07 |  | 5.1391e-06 |  | 0.00030699 |  | 0.00033597 |  | 7.8751e-07 |  | 0.00051766 |  | 6.0423e-07
| 0.035926 |  | 6.092e-05 |  | 1.6269e-06 |  | 9.7806e-07 |  | -0.00019123 |  | 0.00014544 |  | -0.00025821 |  | -0.00014792 |  | 1.1063e-06 |  | 6.9904e-07 |  | 5.1391e-06 |  | 0.00026865 |  | 0.0004723 |  | 2.3627e-06 |  | 0.00052243 |  | 5.4091e-07
| 0.037468 |  | 5.4027e-05 |  | 1.627e-06 |  | 1.0129e-06 |  | -0.00017352 |  | 0.0001567 |  | -0.00032262 |  | -0.00015816 |  | 1.07e-06 |  | 6.9911e-07 |  | 0 |  | 0.00028589 |  | 0.00049736 |  | 2.8877e-06 |  | 0.00052008 |  | 8.3366e-07
| 0.039026 |  | 0 |  | 1.627e-06 |  | 1.0371e-06 |  | 4.3846e-05 |  | 7.1715e-05 |  | -0.00027498 |  | -0.00025465 |  | 1.07e-06 |  | 6.8755e-07 |  | 0 |  | 0.00036345 |  | 0.00053734 |  | 1.3127e-06 |  | 0.00051384 |  | 1.1767e-06
| 0.040678 |  | 0 |  | 2.6029e-06 |  | 9.5775e-07 |  | 4.6038e-05 |  | 0.000115 |  | -0.00022431 |  | -0.00025373 |  | 1.1052e-06 |  | 6.5779e-07 |  | 0 |  | 0.00033214 |  | 0.00058438 |  | 7.8766e-07 |  | 0.00051466 |  | 1.2656e-06
| 0.042746 |  | 0 |  | 1.7893e-06 |  | 8.9133e-07 |  | -0.00016999 |  | 9.3922e-05 |  | 0.00011809 |  | -0.00010013 |  | 1.2246e-06 |  | 6.4015e-07 |  | 0 |  | 0.00026401 |  | 0.00044105 |  | 7.8766e-07 |  | 0.00052096 |  | 1.1258e-06
| 0.044885 |  | 0 |  | 0 |  | 9.0569e-07 |  | 7.0773e-06 |  | 0.00010695 |  | 0.00018928 |  | 2.2757e-05 |  | 1.2876e-06 |  | 7.2905e-07 |  | 4.8729e-05 |  | 0.00027264 |  | 0.00033297 |  | 1.3129e-06 |  | 0.00052413 |  | 9.4163e-07
| 0.046449 |  | 1.1787e-05 |  | 0 |  | 9.4178e-07 |  | 0.00030456 |  | 0.00020166 |  | -0.00022092 |  | 1.5929e-05 |  | 1.2605e-06 |  | 7.4068e-07 |  | 4.8729e-05 |  | 0.00032435 |  | 0.00047634 |  | 2.8883e-06 |  | 0.00051786 |  | 8.8486e-07
| 0.048341 |  | 3.5412e-05 |  | 0 |  | 1.0361e-06 |  | 0.00015582 |  | 0.00014052 |  | -0.00034296 |  | 8.4199e-05 |  | 1.2014e-06 |  | 7.0538e-07 |  | 0 |  | 0.00031888 |  | 0.00048655 |  | 2.3634e-06 |  | 0.00050692 |  | 9.5478e-07
| 0.050697 |  | 2.3629e-05 |  | 1.7896e-06 |  | 1.1591e-06 |  | -3.3729e-06 |  | 4.904e-05 |  | -0.00022332 |  | 2.8173e-05 |  | 1.1644e-06 |  | 7.352e-07 |  | 0 |  | 0.00026876 |  | 0.00040353 |  | 7.8781e-07 |  | 0.00050226 |  | 1.0182e-06
| 0.052508 |  | 0 |  | 2.6036e-06 |  | 1.2473e-06 |  | -0.00018769 |  | 0.00011186 |  | 0.00012147 |  | -7.9604e-06 |  | 1.1619e-06 |  | 7.7666e-07 |  | 7.2645e-06 |  | 0.00021549 |  | 0.00058535 |  | 1.3131e-06 |  | 0.00050621 |  | 1.1268e-06
| 0.053924 |  | 0 |  | 1.6278e-06 |  | 1.1909e-06 |  | -0.00044267 |  | 0.00012472 |  | 6.0445e-05 |  | -1.1372e-06 |  | 1.1335e-06 |  | 7.883e-07 |  | 3.1682e-05 |  | 0.00015413 |  | 0.00061438 |  | 1.3132e-06 |  | 0.00051251 |  | 1.1844e-06
| 0.055668 |  | 0 |  | 1.6278e-06 |  | 1.0537e-06 |  | -0.0001204 |  | 0.00014566 |  | -0.0001938 |  | -3.8691e-05 |  | 1.0997e-06 |  | 8.4125e-07 |  | 2.4416e-05 |  | 0.00017843 |  | 0.00051646 |  | 1.3132e-06 |  | 0.00051176 |  | 1.3811e-06
| 0.057155 |  | 2.9467e-06 |  | 1.6279e-06 |  | 9.5011e-07 |  | 0.00014166 |  | 0.0001087 |  | -6.1586e-05 |  | -1.4791e-05 |  | 1.0836e-06 |  | 9.6613e-07 |  | 0 |  | 0.0001798 |  | 0.00037203 |  | 2.8892e-06 |  | 0.00050549 |  | 1.4381e-06
| 0.058318 |  | 2.9464e-06 |  | 8.1396e-07 |  | 9.1658e-07 |  | 0.00021957 |  | 0.00013587 |  | -0.00012261 |  | -0.0002708 |  | 1.1173e-06 |  | 9.8439e-07 |  | 2.8524e-05 |  | 0.00029894 |  | 0.00031798 |  | 2.8894e-06 |  | 0.00049846 |  | 1.2472e-06
| 0.060239 |  | 3.0444e-05 |  | 8.1403e-07 |  | 9.6696e-07 |  | 1.4169e-05 |  | 0.00016159 |  | -4.8025e-05 |  | -0.000421 |  | 1.1882e-06 |  | 7.4156e-07 |  | 2.8524e-05 |  | 0.0002935 |  | 0.00058942 |  | 5.2534e-07 |  | 0.00049536 |  | 1.012e-06
| 0.062151 |  | 5.5052e-05 |  | 8.1411e-07 |  | 1.0093e-06 |  | -0.00023946 |  | 0.00011175 |  | -0.00032017 |  | -0.00011812 |  | 1.2831e-06 |  | 6.2898e-07 |  | 0 |  | 0.00019632 |  | 0.00066862 |  | 0 |  | 0.00050166 |  | 8.2772e-07
| 0.063599 |  | 2.4608e-05 |  | 0 |  | 1.0298e-06 |  | 0.00012395 |  | 0.00014045 |  | -0.00066501 |  | -1.1372e-06 |  | 1.2091e-06 |  | 7.7085e-07 |  | 0 |  | 0.00025242 |  | 0.0005793 |  | 2.3643e-06 |  | 0.00050953 |  | 8.8526e-07
| 0.06545 |  | 0 |  | 8.1418e-07 |  | 1.0398e-06 |  | 8.8535e-05 |  | 0.00011953 |  | -0.00035652 |  | -0.00028105 |  | 1.0495e-06 |  | 1.0315e-06 |  | 0 |  | 0.00026888 |  | 0.0004672 |  | 2.8899e-06 |  | 0.00051267 |  | 8.4741e-07
| 0.067689 |  | 5.1062e-05 |  | 1.6284e-06 |  | 1.0373e-06 |  | 0.00013103 |  | 6.8325e-05 |  | -2.0905e-05 |  | -0.00020936 |  | 9.527e-07 |  | 1.2039e-06 |  | 0 |  | 0.00029712 |  | 0.00037159 |  | 2.8899e-06 |  | 0.00051349 |  | 9.298e-07
| 0.069629 |  | 5.1062e-05 |  | 1.6285e-06 |  | 1.0548e-06 |  | 0.00017352 |  | 1.9021e-05 |  | -0.00011922 |  | -0.00013768 |  | 9.333e-07 |  | 1.2217e-06 |  | 0 |  | 0.00025717 |  | 0.00044769 |  | 2.3646e-06 |  | 0.00051355 |  | 1.2608e-06
| 0.071408 |  | 0 |  | 8.1425e-07 |  | 1.0498e-06 |  | 0 |  | 3.9916e-05 |  | -0.00019719 |  | -4.5513e-05 |  | 9.3915e-07 |  | 1.1382e-06 |  | 0 |  | 0.00025717 |  | 0.00042496 |  | 7.8821e-07 |  | 0.00051826 |  | 1.6172e-06
| 0.073344 |  | 0 |  | 0 |  | 1.086e-06 |  | -0.00011332 |  | 0.00010674 |  | -6.8365e-05 |  | 2.2756e-05 |  | 9.6911e-07 |  | 1.0256e-06 |  | 3.915e-05 |  | 0.00028461 |  | 0.00036537 |  | 1.3139e-06 |  | 0.00051983 |  | 1.8338e-06
| 0.075128 |  | 5.204e-05 |  | 0 |  | 1.1352e-06 |  | 3.5415e-06 |  | 6.9764e-05 |  | -2.4295e-05 |  | 3.2997e-05 |  | 1.1524e-06 |  | 1.0495e-06 |  | 3.9147e-05 |  | 0.00024387 |  | 0.0004352 |  | 1.3139e-06 |  | 0.0005144 |  | 1.6371e-06
| 0.07691 |  | 5.204e-05 |  | 8.144e-07 |  | 1.1221e-06 |  | 9.4437e-05 |  | 2.8132e-05 |  | 4.7891e-05 |  | 0.00017771 |  | 1.3018e-06 |  | 1.0854e-06 |  | 0 |  | 0.00027524 |  | 0.00057635 |  | 1.3139e-06 |  | 0.00050735 |  | 1.2675e-06
| 0.078849 |  | 3.3384e-05 |  | 8.144e-07 |  | 1.0401e-06 |  | 4.9579e-05 |  | 3.2953e-05 |  | -7.8541e-05 |  | 6.3715e-05 |  | 1.2713e-06 |  | 1.044e-06 |  | 0 |  | 0.00036311 |  | 0.00053564 |  | 5.2561e-07 |  | 0.00049957 |  | 1.019e-06
| 0.080361 |  | 6.3893e-05 |  | 0 |  | 9.4209e-07 |  | -1.0625e-05 |  | 7.7678e-06 |  | -0.00014973 |  | 9.1032e-06 |  | 1.137e-06 |  | 8.7788e-07 |  | 0 |  | 0.00033487 |  | 0.00043447 |  | 5.2561e-07 |  | 0.000498 |  | 1.0447e-06
| 0.081793 |  | 5.1129e-05 |  | 1.7912e-06 |  | 9.3207e-07 |  | -0.00012395 |  | 7.1914e-05 |  | 2.8241e-06 |  | 3.6411e-05 |  | 1.0433e-06 |  | 6.5241e-07 |  | 1.3798e-05 |  | 0.0002298 |  | 0.00052548 |  | 2.8909e-06 |  | 0.00049332 |  | 1.2166e-06
| 0.083317 |  | 3.5379e-05 |  | 2.6062e-06 |  | 9.7698e-07 |  | -6.0204e-05 |  | 0.00011156 |  | -0.00021413 |  | -0.00023326 |  | 1.0422e-06 |  | 7.0005e-07 |  | 1.3796e-05 |  | 0.00019529 |  | 0.00064156 |  | 2.8912e-06 |  | 0.00049411 |  | 1.1789e-06
| 0.084981 |  | 1.5743e-05 |  | 8.1462e-07 |  | 1.0286e-06 |  | -7.0827e-06 |  | 0.00011949 |  | -0.00037346 |  | -0.00017182 |  | 1.1267e-06 |  | 8.9015e-07 |  | 8.4903e-06 |  | 0.00032082 |  | 0.00056555 |  | 1.3142e-06 |  | 0.00049888 |  | 1.0958e-06
| 0.086674 |  | 4.1329e-05 |  | 8.1462e-07 |  | 1.0404e-06 |  | 8.4993e-05 |  | 0.00011788 |  | -4.1246e-05 |  | 0.00010809 |  | 1.1845e-06 |  | 1.0681e-06 |  | 8.4903e-06 |  | 0.00039298 |  | 0.00042907 |  | 7.8856e-07 |  | 0.00050358 |  | 1.0572e-06
| 0.088347 |  | 7.3729e-05 |  | 8.1469e-07 |  | 1.0262e-06 |  | -8.4988e-05 |  | 0.0001275 |  | 0.00020622 |  | 9.4439e-05 |  | 1.158e-06 |  | 9.8467e-07 |  | 1.3796e-05 |  | 0.00029025 |  | 0.00043066 |  | 2.3657e-06 |  | 0.00050205 |  | 1.1083e-06
| 0.09041 |  | 3.3378e-05 |  | 8.1477e-07 |  | 9.467e-07 |  | -0.00024435 |  | 0.00014517 |  | -0.00011922 |  | -4.8928e-05 |  | 1.0879e-06 |  | 7.7087e-07 |  | 2.9557e-05 |  | 0.00017042 |  | 0.00044167 |  | 2.8916e-06 |  | 0.00049659 |  | 1.1274e-06
| 0.092289 |  | 2.2582e-05 |  | 8.1477e-07 |  | 8.6403e-07 |  | -0.00021923 |  | 0.00014518 |  | -0.00045578 |  | -0.00020914 |  | 1.0275e-06 |  | 7.8915e-07 |  | 1.5763e-05 |  | 0.00016101 |  | 0.00047308 |  | 5.2578e-07 |  | 0.00049976 |  | 1.0129e-06
| 0.094015 |  | 4.3243e-05 |  | 8.1484e-07 |  | 8.554e-07 |  | -0.00023374 |  | 0.00010017 |  | -0.00028872 |  | -0.00012743 |  | 1.0068e-06 |  | 7.7764e-07 |  | 3.3827e-05 |  | 0.00037815 |  | 0.00052722 |  | 0 |  | 0.00050917 |  | 7.5845e-07
| 0.096142 |  | 5.0115e-05 |  | 1.6297e-06 |  | 9.3249e-07 |  | -0.00029393 |  | 3.2944e-05 |  | -0.00020058 |  | -1.1378e-05 |  | 9.6582e-07 |  | 7.4778e-07 |  | 3.3827e-05 |  | 0.00037271 |  | 0.00059947 |  | 2.3661e-06 |  | 0.00051708 |  | 6.1186e-07
| 0.098185 |  | 3.5356e-05 |  | 2.6071e-06 |  | 1.0513e-06 |  | -0.00042497 |  | 0.00010828 |  | -0.00017007 |  | -0.00017523 |  | 1.0023e-06 |  | 7.3627e-07 |  | 0 |  | 0.00037585 |  | 0.00065597 |  | 2.8921e-06 |  | 0.00051316 |  | 7.2056e-07
| 0.099619 |  | 9.8298e-06 |  | 2.6071e-06 |  | 1.0743e-06 |  | -0.00020541 |  | 0.00012434 |  | -0.00027176 |  | -4.21e-05 |  | 1.0582e-06 |  | 7.6613e-07 |  | 2.7589e-05 |  | 0.00033077 |  | 0.00060186 |  | 5.2588e-07 |  | 0.0005077 |  | 9.1166e-07
| 0.10152 |  | 3.9263e-06 |  | 1.63e-06 |  | 1.0508e-06 |  | -6.0203e-05 |  | 7.7939e-05 |  | -0.0005328 |  | -6.5994e-05 |  | 1.0486e-06 |  | 8.43e-07 |  | 2.7589e-05 |  | 0.00019503 |  | 0.00046928 |  | 0 |  | 0.00049989 |  | 9.8178e-07
| 0.10353 |  | 0 |  | 8.1506e-07 |  | 1.0092e-06 |  | -0.00025499 |  | 8.2766e-05 |  | -0.00041754 |  | -0.00037321 |  | 1.035e-06 |  | 8.6076e-07 |  | 0 |  | 0.00028959 |  | 0.00046225 |  | 7.8886e-07 |  | 0.00049364 |  | 8.863e-07
| 0.10483 |  | 0 |  | 0 |  | 9.3709e-07 |  | -7.7918e-05 |  | 7.1502e-05 |  | -0.00041754 |  | -0.00022302 |  | 1.0213e-06 |  | 9.6744e-07 |  | 0 |  | 0.00039397 |  | 0.00055328 |  | 7.8891e-07 |  | 0.00048972 |  | 9.2426e-07
| 0.10627 |  | 1.0798e-05 |  | 0 |  | 8.4444e-07 |  | -4.6034e-05 |  | 0.00010821 |  | -0.00040737 |  | -0.00021961 |  | 1.0513e-06 |  | 1.0028e-06 |  | 1.91e-05 |  | 0.00041597 |  | 0.00042382 |  | 0 |  | 0.00049446 |  | 9.367e-07
| 0.10799 |  | 1.0798e-05 |  | 0 |  | 8.2842e-07 |  | -0.00031518 |  | 0.00019814 |  | -3.1076e-05 |  | -0.00032884 |  | 9.9162e-07 |  | 8.7859e-07 |  | 3.8048e-05 |  | 0.00040189 |  | 0.00037128 |  | 5.2601e-07 |  | 0.00050237 |  | 9.3687e-07
| 0.10944 |  | 1.4723e-05 |  | 1.7927e-06 |  | 9.4277e-07 |  | -0.00033642 |  | 0.00012768 |  | 3.6718e-05 |  | -0.00024008 |  | 9.5577e-07 |  | 7.0659e-07 |  | 1.8946e-05 |  | 0.00040817 |  | 0.00037128 |  | 2.8929e-06 |  | 0.00050629 |  | 1.0134e-06
| 0.11059 |  | 4.9157e-05 |  | 2.6083e-06 |  | 1.0288e-06 |  | -0.00016863 |  | 9.3721e-06 |  | -0.00020071 |  | -0.00017338 |  | 9.8e-07 |  | 7.8416e-07 |  | 2.8508e-05 |  | 0.00041916 |  | 0.00031869 |  | 2.8932e-06 |  | 0.00050394 |  | 1.2047e-06
| 0.11159 |  | 6.7806e-05 |  | 1.6306e-06 |  | 9.8337e-07 |  | -0.00018415 |  | 7.3587e-05 |  | -9.5486e-05 |  | -0.00014109 |  | 1.0268e-06 |  | 9.4453e-07 |  | 2.8508e-05 |  | 0.00035798 |  | 0.00041529 |  | 2.8932e-06 |  | 0.00049851 |  | 1.5171e-06
| 0.11221 |  | 3.3372e-05 |  | 1.6306e-06 |  | 8.8634e-07 |  | -9.9161e-05 |  | 0.00016302 |  | -0.00012939 |  | -0.0002196 |  | 1.0899e-06 |  | 9.0245e-07 |  | 7.26e-06 |  | 0.00033914 |  | 0.00053148 |  | 2.8934e-06 |  | 0.00049615 |  | 1.5747e-06
| 0.11279 |  | 7.8674e-05 |  | 8.1535e-07 |  | 8.7771e-07 |  | -9.2069e-05 |  | 0.00020489 |  | -0.00010905 |  | -0.00021277 |  | 1.1505e-06 |  | 6.8849e-07 |  | 7.2593e-06 |  | 0.0004004 |  | 0.00054093 |  | 4.4717e-06 |  | 0.00049226 |  | 1.3325e-06
| 0.11308 |  | 0.00010032 |  | 0 |  | 9.4125e-07 |  | -6.0197e-05 |  | 0.00011815 |  | 0.00027741 |  | -0.00028446 |  | 1.2507e-06 |  | 5.1657e-07 |  | 1.9478e-06 |  | 0.00031642 |  | 0.00046952 |  | 3.9461e-06 |  | 0.0004915 |  | 1.1218e-06
| 0.11271 |  | 4.716e-05 |  | 8.1543e-07 |  | 9.5431e-07 |  | -0.00010624 |  | 4.5786e-05 |  | 0.00033843 |  | -0.0003698 |  | 1.2553e-06 |  | 5.7633e-07 |  | 1.9477e-06 |  | 0.00023713 |  | 0.00051666 |  | 7.8921e-07 |  | 0.00049154 |  | 1.0648e-06
| 0.11247 |  | 2.5518e-05 |  | 1.631e-06 |  | 9.1396e-07 |  | -0.00021956 |  | 6.8282e-05 |  | 0.00013843 |  | -0.0001172 |  | 1.2248e-06 |  | 6.4775e-07 |  | 0 |  | 0.0002662 |  | 0.00049392 |  | 7.8921e-07 |  | 0.00049549 |  | 1.0269e-06
| 0.11268 |  | 8.5466e-05 |  | 1.631e-06 |  | 8.9654e-07 |  | -0.00012749 |  | 0.00018252 |  | 5.3677e-05 |  | 0.00024464 |  | 1.1448e-06 |  | 7.1301e-07 |  | 0 |  | 0.00032902 |  | 0.00047194 |  | 2.3679e-06 |  | 0.00049706 |  | 7.6496e-07
| 0.11201 |  | 8.5458e-05 |  | 3.5879e-06 |  | 8.7608e-07 |  | -1.7708e-05 |  | 0.00024053 |  | -0.00015312 |  | 0.00022416 |  | 1.1001e-06 |  | 8.3751e-07 |  | 7.2587e-06 |  | 0.00031412 |  | 0.0005772 |  | 2.3679e-06 |  | 0.00049238 |  | 5.8032e-07
| 0.11058 |  | 1.5703e-05 |  | 3.5879e-06 |  | 8.1262e-07 |  | 0.00018061 |  | 0.00015508 |  | -7.5146e-05 |  | 6.0305e-05 |  | 1.0799e-06 |  | 9.9794e-07 |  | 7.2593e-06 |  | 0.00019135 |  | 0.00047752 |  | 2.3679e-06 |  | 0.00048302 |  | 6.825e-07
| 0.10961 |  | 3.931e-05 |  | 1.6313e-06 |  | 7.4611e-07 |  | 0.00014165 |  | 0.00010348 |  | -0.00011244 |  | 5.689e-05 |  | 1.0559e-06 |  | 1.0694e-06 |  | 0 |  | 0.00019133 |  | 0.00046257 |  | 4.4734e-06 |  | 0.00047906 |  | 8.9938e-07
| 0.1085 |  | 5.3049e-05 |  | 2.6097e-06 |  | 8.1276e-07 |  | 8.4993e-05 |  | 4.7396e-05 |  | -0.00020736 |  | 0.00015588 |  | 1.0456e-06 |  | 9.7432e-07 |  | 1.273e-05 |  | 0.0002914 |  | 0.00053882 |  | 2.1051e-06 |  | 0.00047991 |  | 1.0338e-06
| 0.1068 |  | 2.9441e-05 |  | 2.6097e-06 |  | 9.5341e-07 |  | 0.00020895 |  | 4.7396e-05 |  | -5.4805e-05 |  | 0.00022757 |  | 1.0241e-06 |  | 7.7238e-07 |  | 1.273e-05 |  | 0.00034169 |  | 0.00038568 |  | 5.2631e-07 |  | 0.00047916 |  | 9.6956e-07
| 0.10446 |  | 7.866e-05 |  | 8.1579e-07 |  | 9.9831e-07 |  | 0.00011131 |  | 0.0001295 |  | 1.2376e-05 |  | 3.4677e-05 |  | 1.0639e-06 |  | 6.6567e-07 |  | 6.5644e-05 |  | 0.00026626 |  | 0.00038411 |  | 1.3158e-06 |  | 0.00047994 |  | 8.0389e-07
| 0.10213 |  | 7.8667e-05 |  | 0 |  | 9.591e-07 |  | -0.00014874 |  | 0.00019865 |  | 5.0286e-05 |  | 5.3485e-05 |  | 1.1244e-06 |  | 6.8947e-07 |  | 6.565e-05 |  | 0.00017751 |  | 0.00052475 |  | 7.8951e-07 |  | 0.00047997 |  | 7.4689e-07
| 0.099622 |  | 1.2757e-05 |  | 0 |  | 9.4051e-07 |  | 4.2497e-05 |  | 0.00018392 |  | -0.00019719 |  | 0.00039824 |  | 1.1453e-06 |  | 8.2622e-07 |  | 0 |  | 0.00016658 |  | 0.00049179 |  | 7.8956e-07 |  | 0.00048236 |  | 8.6162e-07
| 0.097131 |  | 1.2757e-05 |  | 1.7943e-06 |  | 9.5669e-07 |  | 5.6663e-05 |  | 8.3187e-05 |  | -0.00013956 |  | 0.00032997 |  | 1.0985e-06 |  | 1.0642e-06 |  | 0 |  | 6.2703e-05 |  | 0.00050989 |  | 1.316e-06 |  | 0.00048475 |  | 1.0529e-06
| 0.094773 |  | 0 |  | 2.6104e-06 |  | 9.3064e-07 |  | -3.5401e-06 |  | 4.6313e-05 |  | -0.00011922 |  | -0.00013426 |  | 1.07e-06 |  | 1.165e-06 |  | 0 |  | 0.00015852 |  | 0.0005586 |  | 1.316e-06 |  | 0.00048239 |  | 1.1933e-06
| 0.09221 |  | 2.0653e-05 |  | 1.6319e-06 |  | 8.771e-07 |  | 4.6039e-05 |  | 0.00011025 |  | -0.00041754 |  | -0.00012743 |  | 1.0635e-06 |  | 1.0753e-06 |  | 0 |  | 0.00040621 |  | 0.00048399 |  | 7.8966e-07 |  | 0.00047928 |  | 1.1743e-06
| 0.089522 |  | 8.5167e-05 |  | 1.632e-06 |  | 8.28e-07 |  | 3.1873e-05 |  | 0.00010383 |  | -0.00011922 |  | 0.00015588 |  | 1.0616e-06 |  | 9.0327e-07 |  | 0 |  | 0.00040862 |  | 0.00050448 |  | 7.8966e-07 |  | 0.00046991 |  | 1.1999e-06
| 0.086775 |  | 7.3358e-05 |  | 8.1609e-07 |  | 8.3492e-07 |  | 6.0204e-05 |  | 0.00016437 |  | 0.00012487 |  | 0.00021733 |  | 1.1183e-06 |  | 8.9785e-07 |  | 0 |  | 0.00028367 |  | 0.00064278 |  | 7.8971e-07 |  | 0.00046519 |  | 1.1614e-06
| 0.084419 |  | 1.3757e-05 |  | 8.1609e-07 |  | 8.5235e-07 |  | 0.00020894 |  | 0.00024162 |  | 6.0456e-05 |  | 0.00024122 |  | 1.1795e-06 |  | 9.6927e-07 |  | 2.1211e-06 |  | 0.00025224 |  | 0.00065693 |  | 0 |  | 0.00046991 |  | 1.1358e-06
| 0.081403 |  | 5.1129e-05 |  | 1.6323e-06 |  | 8.5866e-07 |  | 0.00015582 |  | 0.00014069 |  | 0.00010792 |  | 3.9823e-05 |  | 1.1933e-06 |  | 9.8095e-07 |  | 3.6992e-05 |  | 0.00028921 |  | 0.00054227 |  | 5.2654e-07 |  | 0.00047783 |  | 1.0979e-06
| 0.078117 |  | 4.6223e-05 |  | 8.1616e-07 |  | 8.9228e-07 |  | -6.3744e-05 |  | 2.3561e-05 |  | 0.00010114 |  | -0.00012402 |  | 1.0325e-06 |  | 9.0343e-07 |  | 3.4871e-05 |  | 0.00038509 |  | 0.00059964 |  | 5.2654e-07 |  | 0.00048097 |  | 1.1045e-06
| 0.076261 |  | 1.5734e-05 |  | 8.1623e-07 |  | 9.3533e-07 |  | -0.00025498 |  | 0.00012334 |  | 2.3165e-05 |  | 0.0001354 |  | 8.9456e-07 |  | 8.681e-07 |  | 0 |  | 0.0003804 |  | 0.00072543 |  | 5.2658e-07 |  | 0.00047629 |  | 1.0914e-06
| 0.074432 |  | 4.9092e-05 |  | 1.6325e-06 |  | 9.6833e-07 |  | -0.00013457 |  | 0.00014395 |  | -0.00031244 |  | -0.00025715 |  | 8.5159e-07 |  | 9.2183e-07 |  | 0 |  | 0.00031047 |  | 0.00067596 |  | 4.4762e-06 |  | 0.0004771 |  | 1.0023e-06
| 0.071951 |  | 5.598e-05 |  | 8.1631e-07 |  | 9.2545e-07 |  | 0.00020186 |  | 2.0611e-05 |  | -0.00033618 |  | -0.00048244 |  | 8.6208e-07 |  | 8.6818e-07 |  | 8.8535e-07 |  | 0.00021431 |  | 0.00053609 |  | 3.9496e-06 |  | 0.00048263 |  | 9.0076e-07
| 0.069643 |  | 2.2618e-05 |  | 0 |  | 9.1673e-07 |  | 0 |  | 8.3173e-05 |  | -0.00011244 |  | 4.3237e-05 |  | 9.324e-07 |  | 8.6818e-07 |  | 8.8527e-07 |  | 0.0002214 |  | 0.00051097 |  | 7.8996e-07 |  | 0.00048424 |  | 7.9194e-07
| 0.067367 |  | 0 |  | 0 |  | 9.2927e-07 |  | -0.00025852 |  | 0.00023026 |  | -1.0736e-05 |  | 3.9823e-05 |  | 1.0204e-06 |  | 8.9818e-07 |  | 7.2561e-06 |  | 0.00031837 |  | 0.00054241 |  | 1.3167e-06 |  | 0.00048109 |  | 7.7234e-07
| 0.065349 |  | 1.5698e-05 |  | 0 |  | 9.5801e-07 |  | -0.0001629 |  | 0.00015166 |  | -0.00023787 |  | -0.00010013 |  | 1.1429e-06 |  | 9.1597e-07 |  | 7.2568e-06 |  | 0.00028146 |  | 0.00053697 |  | 5.2671e-07 |  | 0.00047486 |  | 8.8716e-07
| 0.06384 |  | 1.5696e-05 |  | 0 |  | 9.6548e-07 |  | 0.00016998 |  | 1.6864e-05 |  | -0.00066502 |  | 6.0304e-05 |  | 1.1156e-06 |  | 9.2757e-07 |  | 0 |  | 0.00031762 |  | 0.00048587 |  | 5.2671e-07 |  | 0.00046779 |  | 1.1107e-06
| 0.06251 |  | 4.1203e-05 |  | 8.1653e-07 |  | 9.5249e-07 |  | 0.00013457 |  | 0.00016111 |  | -0.0005701 |  | -2.8443e-05 |  | 1.0961e-06 |  | 9.93e-07 |  | 0 |  | 0.00030505 |  | 0.00041669 |  | 2.8971e-06 |  | 0.000467 |  | 1.2643e-06
| 0.060851 |  | 4.1206e-05 |  | 1.6331e-06 |  | 1.0148e-06 |  | -0.00019832 |  | 0.00023481 |  | -0.00031585 |  | -0.00012402 |  | 1.1508e-06 |  | 1.1658e-06 |  | 3.2744e-05 |  | 0.00020208 |  | 0.0005913 |  | 2.8971e-06 |  | 0.00047257 |  | 1.2518e-06
| 0.059048 |  | 8.2592e-05 |  | 1.6332e-06 |  | 1.0373e-06 |  | 0 |  | 0.00018216 |  | -0.00019041 |  | 5.6891e-05 |  | 1.192e-06 |  | 1.2435e-06 |  | 3.2738e-05 |  | 0.00016685 |  | 0.00055434 |  | 2.8973e-06 |  | 0.00047886 |  | 1.2329e-06
| 0.057714 |  | 9.0466e-05 |  | 8.166e-07 |  | 1.0304e-06 |  | 0.00030102 |  | 0.00018557 |  | -0.00020058 |  | 0.00022074 |  | 1.1496e-06 |  | 1.172e-06 |  | 0 |  | 0.00017631 |  | 0.00037904 |  | 2.3706e-06 |  | 0.00047892 |  | 1.2074e-06
| 0.056897 |  | 4.9069e-05 |  | 1.7961e-06 |  | 9.7633e-07 |  | 8.4319e-05 |  | 0.0001389 |  | -9.4168e-05 |  | -6.2843e-05 |  | 1.0266e-06 |  | 1.0769e-06 |  | 0 |  | 0.00018315 |  | 0.00045768 |  | 2.3708e-06 |  | 0.00047341 |  | 9.9627e-07
| 0.056047 |  | 6.8729e-05 |  | 1.7962e-06 |  | 9.2657e-07 |  | -0.00016644 |  | 0.00015812 |  | -0.00026838 |  | -0.00038003 |  | 9.9349e-07 |  | 9.4012e-07 |  | 0 |  | 0.00015879 |  | 0.00051434 |  | 2.3708e-06 |  | 0.00046794 |  | 8.6189e-07
| 0.05495 |  | 5.5977e-05 |  | 8.1675e-07 |  | 9.1224e-07 |  | 9.2081e-05 |  | 0.00015491 |  | -8.1928e-05 |  | -0.00023325 |  | 1.088e-06 |  | 7.4953e-07 |  | 0 |  | 0.00019583 |  | 0.00046479 |  | 0 |  | 0.00046558 |  | 1.0219e-06
| 0.053932 |  | 8.2524e-05 |  | 8.1682e-07 |  | 8.5624e-07 |  | 0.00034706 |  | 8.4306e-05 |  | 0.00019945 |  | -0.00012061 |  | 1.2275e-06 |  | 6.6651e-07 |  | 5.5035e-05 |  | 0.00027372 |  | 0.00045069 |  | 0 |  | 0.00046721 |  | 1.4307e-06
| 0.052994 |  | 0.00014459 |  | 0 |  | 8.1261e-07 |  | 0.00013103 |  | 8.5912e-05 |  | -0.00012261 |  | 1.2516e-05 |  | 1.2848e-06 |  | 7.9725e-07 |  | 5.5035e-05 |  | 0.00032013 |  | 0.00053092 |  | 2.3712e-06 |  | 0.00047665 |  | 1.6347e-06
| 0.052051 |  | 0.00014877 |  | 8.1682e-07 |  | 7.9454e-07 |  | -0.00010624 |  | 0.00010842 |  | 3.6721e-05 |  | -6.258e-05 |  | 1.2314e-06 |  | 1.041e-06 |  | 1.8933e-05 |  | 0.00036577 |  | 0.00056714 |  | 2.8982e-06 |  | 0.00048219 |  | 1.3474e-06
| 0.051393 |  | 5.8267e-05 |  | 8.1697e-07 |  | 8.165e-07 |  | 0.0001027 |  | 0.00014878 |  | 0.00023673 |  | -0.0001684 |  | 1.2238e-06 |  | 1.1011e-06 |  | 2.6357e-05 |  | 0.00039568 |  | 0.00058369 |  | 2.8982e-06 |  | 0.000483 |  | 9.9007e-07
| 0.050741 |  | 3.2443e-05 |  | 1.7967e-06 |  | 8.2149e-07 |  | 0.00031872 |  | 0.00014537 |  | 7.7406e-05 |  | 0.00013881 |  | 1.2785e-06 |  | 1.065e-06 |  | 2.7417e-05 |  | 0.00040358 |  | 0.0005916 |  | 2.3715e-06 |  | 0.00047359 |  | 9.0084e-07
| 0.04991 |  | 5.1079e-05 |  | 2.6137e-06 |  | 8.0715e-07 |  | -0.00014166 |  | 8.8973e-05 |  | -0.00038364 |  | 6.03e-05 |  | 1.2375e-06 |  | 1.0528e-06 |  | 1.9995e-05 |  | 0.00039728 |  | 0.00049326 |  | 7.9051e-07 |  | 0.00046179 |  | 1.099e-06
| 0.049313 |  | 4.2231e-05 |  | 8.1704e-07 |  | 8.3153e-07 |  | -0.00016291 |  | 3.1842e-05 |  | -0.00057687 |  | -0.00020254 |  | 1.1014e-06 |  | 1.059e-06 |  | 0 |  | 0.00040518 |  | 0.00045868 |  | 1.3175e-06 |  | 0.00046025 |  | 1.1503e-06
| 0.04885 |  | 7.5573e-05 |  | 8.1704e-07 |  | 8.8763e-07 |  | 7.0827e-05 |  | 0.00010916 |  | -0.00055992 |  | -0.00022301 |  | 9.6518e-07 |  | 1.0535e-06 |  | 3.7105e-05 |  | 0.00037609 |  | 0.00047995 |  | 2.8989e-06 |  | 0.00046579 |  | 9.521e-07
| 0.048488 |  | 8.9343e-05 |  | 8.1719e-07 |  | 9.3455e-07 |  | 2.1249e-05 |  | 0.000224 |  | -0.00035652 |  | -0.00020594 |  | 9.0929e-07 |  | 1.0537e-06 |  | 3.7108e-05 |  | 0.00031317 |  | 0.00046267 |  | 2.3718e-06 |  | 0.00046975 |  | 9.3324e-07
| 0.04782 |  | 0.00010975 |  | 0 |  | 9.3322e-07 |  | 0.00012041 |  | 0.00020418 |  | -1.4125e-05 |  | -2.1618e-05 |  | 9.0465e-07 |  | 1.0591e-06 |  | 0 |  | 0.0003423 |  | 0.00050834 |  | 3.9531e-06 |  | 0.00046899 |  | 1.0992e-06
| 0.047166 |  | 0.00010484 |  | 8.1719e-07 |  | 9.358e-07 |  | -7.083e-06 |  | 0.00010168 |  | 1.2996e-05 |  | 7.0545e-05 |  | 8.9495e-07 |  | 8.8684e-07 |  | 1.5747e-05 |  | 0.00042729 |  | 0.00053745 |  | 3.9536e-06 |  | 0.00046584 |  | 1.2522e-06
| 0.04656 |  | 9.2394e-05 |  | 8.1726e-07 |  | 1.0144e-06 |  | -8.8533e-05 |  | 1.2311e-05 |  | 2.8255e-06 |  | -1.1372e-06 |  | 9.1198e-07 |  | 7.6773e-07 |  | 1.5747e-05 |  | 0.00035021 |  | 0.00059104 |  | 7.9071e-07 |  | 0.00046197 |  | 1.2333e-06
| 0.04559 |  | 8.2564e-05 |  | 8.1726e-07 |  | 1.0861e-06 |  | 0.00018415 |  | 3.8003e-05 |  | 7.0627e-05 |  | -0.00015133 |  | 9.1524e-07 |  | 7.555e-07 |  | 0 |  | 0.00023689 |  | 0.00050604 |  | 7.9076e-07 |  | 0.00046197 |  | 1.1952e-06
| 0.045137 |  | 0.00011197 |  | 8.1734e-07 |  | 1.0501e-06 |  | 0.00014873 |  | 3.8003e-05 |  | 3.6725e-05 |  | -0.00024691 |  | 9.5444e-07 |  | 9.463e-07 |  | 0 |  | 0.00019321 |  | 0.00049112 |  | 2.3723e-06 |  | 0.00046279 |  | 1.0995e-06
| 0.044768 |  | 0.00015213 |  | 8.1741e-07 |  | 9.8345e-07 |  | -0.00015936 |  | 9.5578e-05 |  | -0.00026838 |  | -0.00025032 |  | 1.0621e-06 |  | 9.9407e-07 |  | 0 |  | 0.00019872 |  | 0.00064223 |  | 6.0629e-06 |  | 0.00046672 |  | 1.1186e-06
| 0.044047 |  | 0.00016853 |  | 2.6149e-06 |  | 9.3659e-07 |  | 6.0204e-05 |  | 0.00012581 |  | -0.00024126 |  | -0.00030153 |  | 1.2015e-06 |  | 9.0473e-07 |  | 2.8622e-05 |  | 0.00028495 |  | 0.00053841 |  | 4.4816e-06 |  | 0.00046127 |  | 1.2019e-06
| 0.043355 |  | 0.00019625 |  | 1.7978e-06 |  | 9.5921e-07 |  | 0.00028685 |  | 0.00015635 |  | -1.0736e-05 |  | -0.00019571 |  | 1.222e-06 |  | 8.1563e-07 |  | 2.8622e-05 |  | 0.00030541 |  | 0.00049118 |  | 1.3181e-06 |  | 0.00045812 |  | 1.2979e-06
| 0.042705 |  | 0.00019851 |  | 8.1748e-07 |  | 9.8728e-07 |  | 0.00011687 |  | 0.00023188 |  | -0.00015651 |  | -4.5513e-05 |  | 1.0792e-06 |  | 8.9878e-07 |  | 0 |  | 0.0002343 |  | 0.00061559 |  | 1.3183e-06 |  | 0.00046209 |  | 1.4253e-06
| 0.042078 |  | 0.00021321 |  | 8.1756e-07 |  | 9.5867e-07 |  | 0.0001027 |  | 0.00021095 |  | -0.00036669 |  | -4.5513e-05 |  | 9.6513e-07 |  | 1.0536e-06 |  | 0 |  | 0.00026187 |  | 0.00054556 |  | 7.9096e-07 |  | 0.00046684 |  | 1.5469e-06
| 0.041149 |  | 0.00017589 |  | 0 |  | 8.5701e-07 |  | -9.5612e-05 |  | 0.00022848 |  | -0.0002955 |  | 0.00016271 |  | 9.6057e-07 |  | 9.1109e-07 |  | 0 |  | 0.00028815 |  | 0.00048891 |  | 2.3729e-06 |  | 0.00047317 |  | 1.7262e-06
| 0.040113 |  | 0.000177 |  | 8.1763e-07 |  | 7.947e-07 |  | -0.00017352 |  | 0.00017251 |  | -7.5146e-05 |  | 1.2516e-05 |  | 1.0637e-06 |  | 6.6106e-07 |  | 8.314e-06 |  | 0.00018895 |  | 0.00061567 |  | 2.373e-06 |  | 0.0004771 |  | 1.5923e-06
| 0.039211 |  | 0.00024373 |  | 1.6353e-06 |  | 8.34e-07 |  | 1.0625e-05 |  | 7.4648e-05 |  | 2.3165e-05 |  | -0.00028104 |  | 1.0291e-06 |  | 6.0724e-07 |  | 8.314e-06 |  | 0.0002614 |  | 0.00052831 |  | 7.9106e-07 |  | 0.00048107 |  | 1.1898e-06
| 0.038333 |  | 0.00026805 |  | 2.616e-06 |  | 9.4263e-07 |  | 4.958e-05 |  | 4.0933e-05 |  | 0.00014181 |  | -6.2577e-05 |  | 9.7183e-07 |  | 7.9199e-07 |  | 1.5744e-05 |  | 0.00025905 |  | 0.00043543 |  | 7.9111e-07 |  | 0.00047638 |  | 8.3795e-07
| 0.037843 |  | 0.00032007 |  | 1.7983e-06 |  | 1.0225e-06 |  | 0.00026206 |  | 3.6118e-05 |  | 0.0002469 |  | 2.2758e-06 |  | 9.3856e-07 |  | 8.397e-07 |  | 1.5744e-05 |  | 0.00024962 |  | 0.00050948 |  | 0 |  | 0.00046538 |  | 7.4141e-07
| 0.036955 |  | 0.00033025 |  | 8.1778e-07 |  | 1.0301e-06 |  | 0.00020186 |  | 7.9411e-05 |  | 9.4357e-05 |  | -1.4792e-05 |  | 9.9605e-07 |  | 7.6271e-07 |  | 0 |  | 0.0003591 |  | 0.00052133 |  | 5.2744e-07 |  | 0.00045439 |  | 9.8448e-07
| 0.035716 |  | 0.000324 |  | 8.1778e-07 |  | 9.9886e-07 |  | -4.958e-05 |  | 0.00019169 |  | -0.00016668 |  | -3.5273e-05 |  | 1.2022e-06 |  | 7.4497e-07 |  | 2.0138e-05 |  | 0.0003465 |  | 0.00054731 |  | 1.3187e-06 |  | 0.0004536 |  | 1.2406e-06
| 0.034954 |  | 0.00033534 |  | 8.1785e-07 |  | 9.2221e-07 |  | 6.7283e-05 |  | 0.00013289 |  | -0.00014295 |  | -0.00022301 |  | 1.2923e-06 |  | 8.9368e-07 |  | 2.0139e-05 |  | 0.00026148 |  | 0.00065922 |  | 1.3187e-06 |  | 0.0004576 |  | 1.2539e-06
| 0.034096 |  | 0.0004009 |  | 2.6167e-06 |  | 8.8797e-07 |  | 4.6035e-05 |  | 6.3896e-05 |  | -9.8877e-05 |  | -0.00018888 |  | 1.2246e-06 |  | 9.7084e-07 |  | 0 |  | 0.00016835 |  | 0.00055368 |  | 1.3188e-06 |  | 0.00045523 |  | 1.1259e-06
| 0.033273 |  | 0.00047272 |  | 1.7988e-06 |  | 9.4475e-07 |  | -8.8535e-05 |  | 8.744e-05 |  | -0.00038025 |  | -0.00017864 |  | 1.0099e-06 |  | 8.9314e-07 |  | 0 |  | 0.00018882 |  | 0.00042215 |  | 7.9126e-07 |  | 0.00045602 |  | 1.0044e-06
| 0.032723 |  | 0.00046706 |  | 0 |  | 1.0303e-06 |  | -0.00014469 |  | 0.00015303 |  | -0.00030602 |  | -0.00018714 |  | 8.9127e-07 |  | 8.2164e-07 |  | 0 |  | 0.00025994 |  | 0.00060968 |  | 0 |  | 0.00045923 |  | 9.7292e-07
| 0.0319 |  | 0.00054114 |  | 0 |  | 1.0952e-06 |  | -0.00021248 |  | 0.00020413 |  | -0.00027856 |  | -1.1379e-05 |  | 9.6174e-07 |  | 8.6936e-07 |  | 3.1662e-05 |  | 0.00037258 |  | 0.00064828 |  | 2.1103e-06 |  | 0.0004608 |  | 9.7883e-07
| 0.031099 |  | 0.00063212 |  | 1.7991e-06 |  | 1.159e-06 |  | -0.00025143 |  | 9.0414e-05 |  | -0.00033958 |  | -3.5273e-05 |  | 1.0623e-06 |  | 8.6394e-07 |  | 3.1659e-05 |  | 0.00034033 |  | 0.00056485 |  | 2.9017e-06 |  | 0.00045062 |  | 1.0617e-06
| 0.03042 |  | 0.00070455 |  | 1.7991e-06 |  | 1.1871e-06 |  | -0.00041788 |  | 6.3407e-05 |  | -0.00030906 |  | -0.00025032 |  | 1.1928e-06 |  | 6.7916e-07 |  | 4.4398e-05 |  | 0.00037893 |  | 0.00054122 |  | 1.3191e-06 |  | 0.00044196 |  | 1.1898e-06
| 0.029819 |  | 0.00077234 |  | 0 |  | 1.0886e-06 |  | -0.00031518 |  | 0.00011151 |  | -0.00044128 |  | -0.0001923 |  | 1.2706e-06 |  | 5.6601e-07 |  | 4.4394e-05 |  | 0.00031818 |  | 0.00047662 |  | 1.3191e-06 |  | 0.00044905 |  | 1.1833e-06
| 0.029119 |  | 0.00084697 |  | 8.1822e-07 |  | 9.3011e-07 |  | 3.8955e-05 |  | 0.00018206 |  | -0.00028873 |  | -5.2339e-05 |  | 1.3118e-06 |  | 6.6153e-07 |  | 3.8027e-05 |  | 0.00025204 |  | 0.00048771 |  | 7.9146e-07 |  | 0.00045777 |  | 1.1966e-06
| 0.028433 |  | 0.00097136 |  | 8.1822e-07 |  | 8.1712e-07 |  | 0.00011332 |  | 0.00015321 |  | -0.00031922 |  | -0.00016498 |  | 1.2824e-06 |  | 8.1636e-07 |  | 4.0146e-05 |  | 0.00038213 |  | 0.00055783 |  | 7.9156e-07 |  | 0.00045619 |  | 1.2801e-06
| 0.028079 |  | 0.0010069 |  | 0 |  | 7.9215e-07 |  | -4.6039e-05 |  | 5.5366e-05 |  | -0.00058026 |  | -0.00013767 |  | 1.2257e-06 |  | 7.57e-07 |  | 2.1192e-06 |  | 0.00034514 |  | 0.00059573 |  | 7.9156e-07 |  | 0.0004468 |  | 1.4141e-06
| 0.027435 |  | 0.0011393 |  | 0 |  | 8.3593e-07 |  | -0.00035768 |  | 0.00011475 |  | -0.0005667 |  | -0.00013085 |  | 1.1409e-06 |  | 6.7934e-07 |  | 0 |  | 0.00032308 |  | 0.00049329 |  | 7.9161e-07 |  | 0.00044758 |  | 1.4523e-06
| 0.026679 |  | 0.0012873 |  | 0 |  | 8.9968e-07 |  | -0.00027623 |  | 0.00019505 |  | -0.00040397 |  | -0.0001684 |  | 1.0392e-06 |  | 6.9103e-07 |  | 0 |  | 0.00028447 |  | 0.00048462 |  | 7.9161e-07 |  | 0.00045783 |  | 1.3375e-06
| 0.026145 |  | 0.0014032 |  | 8.1836e-07 |  | 9.821e-07 |  | -5.6663e-05 |  | 0.00010063 |  | -0.00048534 |  | -3.8686e-05 |  | 9.589e-07 |  | 6.794e-07 |  | 0 |  | 0.00023249 |  | 0.00058477 |  | 0 |  | 0.00046498 |  | 1.1587e-06
| 0.025604 |  | 0.0015785 |  | 8.1844e-07 |  | 1.0015e-06 |  | 0.00010625 |  | 0.00010855 |  | -0.00017346 |  | 0.00016612 |  | 9.3353e-07 |  | 5.4234e-07 |  | 1.1496e-05 |  | 0.00024352 |  | 0.00052015 |  | 2.1112e-06 |  | 0.00046025 |  | 1.005e-06
| 0.025125 |  | 0.001808 |  | 0 |  | 9.722e-07 |  | 0.00019832 |  | 0.0002431 |  | 4.689e-05 |  | 0.00017294 |  | 1.0243e-06 |  | 5.3622e-07 |  | 2.7391e-05 |  | 0.00038225 |  | 0.00047525 |  | 2.903e-06 |  | 0.00045476 |  | 1.0109e-06
| 0.02461 |  | 0.0021314 |  | 8.1851e-07 |  | 9.3044e-07 |  | 0.00021602 |  | 0.00017254 |  | -7.3451e-06 |  | -0.00032883 |  | 1.0289e-06 |  | 7.5727e-07 |  | 1.5895e-05 |  | 0.00047056 |  | 0.00045952 |  | 1.3196e-06 |  | 0.00045558 |  | 1.0813e-06
| 0.024118 |  | 0.00234 |  | 1.637e-06 |  | 8.68e-07 |  | 0.00018061 |  | 0.00012109 |  | 0.0001486 |  | -0.00044489 |  | 1.0446e-06 |  | 1.0432e-06 |  | 0 |  | 0.00037442 |  | 0.00042408 |  | 1.3197e-06 |  | 0.00045403 |  | 1.2608e-06
| 0.023865 |  | 0.0025891 |  | 1.6372e-06 |  | 8.4185e-07 |  | 0.00013457 |  | 0.00022725 |  | 4.3505e-05 |  | -0.00038686 |  | 1.0427e-06 |  | 1.1026e-06 |  | 0 |  | 0.0003169 |  | 0.00040361 |  | 7.9186e-07 |  | 0.00045012 |  | 1.4529e-06
| 0.023315 |  | 0.0030046 |  | 8.1866e-07 |  | 8.9626e-07 |  | 9.9158e-05 |  | 0.00023856 |  | -0.00015989 |  | -0.00023667 |  | 1.0729e-06 |  | 8.2292e-07 |  | 0 |  | 0.00029088 |  | 0.00055969 |  | 2.3756e-06 |  | 0.00044145 |  | 1.6325e-06
| 0.022782 |  | 0.0032443 |  | 0 |  | 1.0287e-06 |  | -8.1451e-05 |  | 0.0001515 |  | -0.00015311 |  | 0.00015588 |  | 1.0774e-06 |  | 6.5576e-07 |  | 0 |  | 0.0002097 |  | 0.00058023 |  | 2.9037e-06 |  | 0.00043675 |  | 1.5687e-06
| 0.022565 |  | 0.0036784 |  | 8.1873e-07 |  | 1.0912e-06 |  | -0.00010978 |  | 0.00016111 |  | -0.00022092 |  | -0.00019229 |  | 1.0364e-06 |  | 5.7806e-07 |  | 0 |  | 0.00021918 |  | 0.00048487 |  | 5.2794e-07 |  | 0.00044308 |  | 1.3571e-06
| 0.022036 |  | 0.004199 |  | 8.1873e-07 |  | 1.0469e-06 |  | -0.00014874 |  | 0.00016902 |  | -0.0001599 |  | -0.0003459 |  | 1.0384e-06 |  | 7.5686e-07 |  | 4.0674e-06 |  | 0.00030432 |  | 0.00049196 |  | 2.1119e-06 |  | 0.00045333 |  | 1.2223e-06
| 0.021453 |  | 0.0044265 |  | 8.1873e-07 |  | 8.9946e-07 |  | -6.3746e-05 |  | 0.00021875 |  | 7.0626e-05 |  | 4.6652e-05 |  | 1.0312e-06 |  | 9.1178e-07 |  | 4.0671e-06 |  | 0.00022089 |  | 0.00045575 |  | 2.9041e-06 |  | 0.00045812 |  | 1.1461e-06
| 0.020897 |  | 0.0047073 |  | 1.6378e-06 |  | 7.6655e-07 |  | 2.8331e-05 |  | 0.00030413 |  | -6.4976e-05 |  | 0.0002344 |  | 1.0235e-06 |  | 9.3032e-07 |  | 4.9691e-05 |  | 0.00027451 |  | 0.00050858 |  | 1.3201e-06 |  | 0.00044944 |  | 1.1081e-06
| 0.020257 |  | 0.0052438 |  | 8.188e-07 |  | 7.6086e-07 |  | -0.00021148 |  | 0.00015036 |  | -0.00012489 |  | -6.198e-05 |  | 9.8816e-07 |  | 8.2919e-07 |  | 6.4519e-05 |  | 0.00037456 |  | 0.00067263 |  | 5.2804e-07 |  | 0.00043449 |  | 1.1139e-06
| 0.019731 |  | 0.0058176 |  | 0 |  | 8.5409e-07 |  | -0.00023374 |  | 3.6375e-05 |  | -8.5315e-05 |  | -0.0002708 |  | 9.4326e-07 |  | 6.6825e-07 |  | 1.5717e-05 |  | 0.00020417 |  | 0.00068529 |  | 0 |  | 0.00042427 |  | 1.2805e-06
| 0.019519 |  | 0.0061584 |  | 8.1895e-07 |  | 9.6218e-07 |  | -0.0001027 |  | 6.1777e-05 |  | -0.0002277 |  | -9.6715e-05 |  | 8.8512e-07 |  | 7.3379e-07 |  | 8.8441e-07 |  | 0.00020418 |  | 0.00055048 |  | 2.3763e-06 |  | 0.00042351 |  | 1.3003e-06
| 0.019096 |  | 0.006666 |  | 8.1895e-07 |  | 1.0347e-06 |  | -0.00026206 |  | 0.00014863 |  | -0.0001938 |  | 5.0065e-05 |  | 8.9884e-07 |  | 9.3653e-07 |  | 0 |  | 0.00022871 |  | 0.0004795 |  | 2.9046e-06 |  | 0.00043218 |  | 1.2108e-06
| 0.01845 |  | 0.0071758 |  | 1.8012e-06 |  | 1.0785e-06 |  | 4.2491e-05 |  | 0.00019501 |  | 0.00015538 |  | 0.00031972 |  | 9.7078e-07 |  | 1.0977e-06 |  | 0 |  | 0.00022241 |  | 0.0004535 |  | 1.3204e-06 |  | 0.00044009 |  | 1.0636e-06
| 0.018178 |  | 0.0078472 |  | 3.6028e-06 |  | 1.113e-06 |  | 0.00019831 |  | 0.00015769 |  | 8.419e-05 |  | 4.3228e-05 |  | 1.0421e-06 |  | 1.05e-06 |  | 0 |  | 0.00024451 |  | 0.00038175 |  | 7.9226e-07 |  | 0.0004417 |  | 1.0124e-06
| 0.017947 |  | 0.008595 |  | 2.6205e-06 |  | 1.1405e-06 |  | -8.4993e-05 |  | 0.00010971 |  | -0.00026159 |  | 3.9816e-05 |  | 1.065e-06 |  | 8.8279e-07 |  | 0 |  | 0.00023348 |  | 0.00051903 |  | 2.3768e-06 |  | 0.00044646 |  | 9.4134e-07
| 0.017383 |  | 0.0091723 |  | 2.6205e-06 |  | 1.1217e-06 |  | -0.00018769 |  | 0.00015154 |  | -3.4461e-05 |  | 0.00040848 |  | 1.0708e-06 |  | 7.6333e-07 |  | 0 |  | 0.00027766 |  | 0.00060501 |  | 2.9052e-06 |  | 0.00045119 |  | 7.5583e-07
| 0.016737 |  | 0.010001 |  | 2.621e-06 |  | 1.0607e-06 |  | -0.00020894 |  | 0.00020912 |  | -4.1246e-05 |  | 0.00013882 |  | 1.1057e-06 |  | 7.0403e-07 |  | 0 |  | 0.00021558 |  | 0.00052462 |  | 2.9053e-06 |  | 0.00044731 |  | 7.1781e-07
| 0.016268 |  | 0.010546 |  | 1.6383e-06 |  | 1.0056e-06 |  | 3.5415e-06 |  | 0.00018199 |  | 4.3503e-05 |  | 7.7371e-05 |  | 1.0722e-06 |  | 6.8007e-07 |  | 3.0055e-06 |  | 0.00024713 |  | 0.00040076 |  | 2.9053e-06 |  | 0.00044178 |  | 7.3682e-07
| 0.015888 |  | 0.010871 |  | 1.6386e-06 |  | 9.9949e-07 |  | -0.0001452 |  | 0.00023849 |  | 0.00016894 |  | -5.5759e-05 |  | 1.0411e-06 |  | 7.2186e-07 |  | 3.0052e-06 |  | 0.00038974 |  | 0.00038816 |  | 2.9055e-06 |  | 0.00044339 |  | 7.692e-07
| 0.015302 |  | 0.011305 |  | 8.1924e-07 |  | 9.6878e-07 |  | -0.00044621 |  | 0.00023343 |  | -0.00018024 |  | -0.0001411 |  | 1.0305e-06 |  | 8.6518e-07 |  | 2.104e-05 |  | 0.00043945 |  | 0.00051282 |  | 2.3772e-06 |  | 0.00045049 |  | 7.9479e-07
| 0.014724 |  | 0.012052 |  | 0 |  | 9.0269e-07 |  | -0.00030456 |  | 0.0001161 |  | -0.000126 |  | 0.00011833 |  | 1.0954e-06 |  | 9.4868e-07 |  | 2.4216e-05 |  | 0.00042293 |  | 0.00047106 |  | 2.3775e-06 |  | 0.00044345 |  | 7.7585e-07
| 0.014447 |  | 0.012948 |  | 0 |  | 8.9831e-07 |  | -0.00021602 |  | 2.0586e-05 |  | -8.8707e-05 |  | -3.1858e-05 |  | 1.1895e-06 |  | 8.592e-07 |  | 3.1777e-06 |  | 0.0004032 |  | 0.00032588 |  | 2.3775e-06 |  | 0.00042451 |  | 8.0743e-07
| 0.014042 |  | 0.01357 |  | 8.1939e-07 |  | 9.7333e-07 |  | -0.00017808 |  | 0.00014072 |  | -0.00013555 |  | -0.00027296 |  | 1.264e-06 |  | 6.5635e-07 |  | 0 |  | 0.00035273 |  | 0.00038745 |  | 2.3775e-06 |  | 0.00041428 |  | 8.2652e-07
| 0.01347 |  | 0.01411 |  | 1.6389e-06 |  | 1.0284e-06 |  | -9.2076e-05 |  | 0.00027523 |  | -0.000326 |  | -0.00045854 |  | 1.3315e-06 |  | 5.4303e-07 |  | 0 |  | 0.00034091 |  | 0.00054136 |  | 2.3777e-06 |  | 0.00041904 |  | 8.5884e-07
| 0.012983 |  | 0.014759 |  | 8.1954e-07 |  | 9.9351e-07 |  | -0.00016645 |  | 0.00015509 |  | -0.00026837 |  | -0.00018206 |  | 1.2819e-06 |  | 7.8825e-07 |  | 0 |  | 0.00038355 |  | 0.00059269 |  | 0 |  | 0.00042696 |  | 1.0379e-06
| 0.01248 |  | 0.015499 |  | 0 |  | 9.0973e-07 |  | -0.00018061 |  | 6.1768e-05 |  | 0.0001147 |  | 0.00021391 |  | 1.2204e-06 |  | 1.1284e-06 |  | 0 |  | 0.00030779 |  | 0.00058401 |  | 0 |  | 0.00042617 |  | 1.2433e-06
| 0.011881 |  | 0.016009 |  | 0 |  | 8.304e-07 |  | -9.5618e-05 |  | 0.00012594 |  | 0.00016216 |  | 0.00024122 |  | 1.199e-06 |  | 1.2419e-06 |  | 0 |  | 0.00026361 |  | 0.00053432 |  | 2.378e-06 |  | 0.00042067 |  | 1.5001e-06
| 0.011439 |  | 0.016562 |  | 0 |  | 7.935e-07 |  | 0.00020894 |  | 0.0002221 |  | -0.00018024 |  | 8.0791e-05 |  | 1.1506e-06 |  | 1.0329e-06 |  | 0 |  | 0.00038439 |  | 0.00060855 |  | 2.9066e-06 |  | 0.0004207 |  | 1.5515e-06
| 0.011011 |  | 0.017335 |  | 0 |  | 7.9288e-07 |  | 0.00029393 |  | 0.00028481 |  | -0.00030228 |  | 1.5929e-05 |  | 1.0316e-06 |  | 7.5216e-07 |  | 0 |  | 0.00039941 |  | 0.00059122 |  | 1.3213e-06 |  | 0.00042309 |  | 1.4106e-06
| 0.010262 |  | 0.018219 |  | 8.1976e-07 |  | 8.3993e-07 |  | 6.7286e-05 |  | 0.00015658 |  | 0.00034183 |  | 0.00041189 |  | 9.115e-07 |  | 6.7504e-07 |  | 0 |  | 0.00028496 |  | 0.00052571 |  | 7.9276e-07 |  | 0.00042546 |  | 1.2311e-06
| 0.0097881 |  | 0.018892 |  | 8.1976e-07 |  | 9.5563e-07 |  | -1.0625e-05 |  | 2.8072e-05 |  | 0.00037912 |  | 0.00025828 |  | 8.9188e-07 |  | 7.946e-07 |  | 1.5888e-05 |  | 0.00023447 |  | 0.00054393 |  | 2.3784e-06 |  | 0.00042393 |  | 1.1218e-06
| 0.009629 |  | 0.01959 |  | 0 |  | 1.0882e-06 |  | -8.1452e-05 |  | 0.00010995 |  | -1.7514e-05 |  | -0.00012744 |  | 1.0246e-06 |  | 9.3194e-07 |  | 3.9042e-05 |  | 0.00035446 |  | 0.00050209 |  | 2.3786e-06 |  | 0.00042393 |  | 1.2245e-06
| 0.0093174 |  | 0.020367 |  | 0 |  | 1.2178e-06 |  | -0.00030423 |  | 0.00022547 |  | -0.00016396 |  | -0.00030874 |  | 1.1771e-06 |  | 9.4367e-07 |  | 2.3157e-05 |  | 0.00033663 |  | 0.0004437 |  | 0 |  | 0.00043107 |  | 1.2503e-06
| 0.0089727 |  | 0.021128 |  | 8.1983e-07 |  | 1.2378e-06 |  | -0.00010625 |  | 0.00016123 |  | -0.00034973 |  | -0.00017523 |  | 1.2189e-06 |  | 8.241e-07 |  | 0 |  | 0.00034453 |  | 0.00049502 |  | 0 |  | 0.00043817 |  | 1.1028e-06
| 0.0086142 |  | 0.021983 |  | 8.1991e-07 |  | 1.1822e-06 |  | 5.312e-05 |  | 8.6067e-05 |  | -0.00047517 |  | -0.0001445 |  | 1.1373e-06 |  | 7.7021e-07 |  | 0 |  | 0.00032944 |  | 0.0005693 |  | 7.9296e-07 |  | 0.00044612 |  | 8.4679e-07
| 0.0083322 |  | 0.023082 |  | 0 |  | 1.1066e-06 |  | -0.00035413 |  | 0.00014861 |  | -0.00043449 |  | -0.00013767 |  | 9.8696e-07 |  | 7.9972e-07 |  | 0 |  | 0.00018258 |  | 0.00059694 |  | 7.9296e-07 |  | 0.00044612 |  | 8.8506e-07
| 0.0080582 |  | 0.023917 |  | 0 |  | 1.0735e-06 |  | -0.00013102 |  | 0.00016273 |  | -5.8195e-05 |  | 0.00012857 |  | 9.6537e-07 |  | 7.5801e-07 |  | 0 |  | 0.00024874 |  | 0.00059698 |  | 2.379e-06 |  | 0.00043826 |  | 1.1544e-06
| 0.0077898 |  | 0.024641 |  | 8.2005e-07 |  | 1.0792e-06 |  | 0.00026206 |  | 8.8964e-05 |  | 4.0116e-05 |  | 0.00017295 |  | 1.0675e-06 |  | 7.0472e-07 |  | 4.4366e-05 |  | 0.00036563 |  | 0.0005599 |  | 2.3792e-06 |  | 0.00043039 |  | 1.3211e-06
| 0.0075044 |  | 0.02559 |  | 1.6401e-06 |  | 1.0554e-06 |  | 0.00021956 |  | 0.00011326 |  | -0.00016668 |  | 9.1025e-05 |  | 1.1192e-06 |  | 6.8694e-07 |  | 4.4366e-05 |  | 0.00031904 |  | 0.00051962 |  | 7.9306e-07 |  | 0.00042012 |  | 1.3079e-06
| 0.0071653 |  | 0.026692 |  | 8.2013e-07 |  | 1.0167e-06 |  | 0.00025143 |  | 0.00026103 |  | -0.0002989 |  | -2.5033e-05 |  | 1.1088e-06 |  | 8.1213e-07 |  | 0 |  | 0.00026537 |  | 0.00058366 |  | 2.9081e-06 |  | 0.00041701 |  | 1.2573e-06
| 0.0068834 |  | 0.028168 |  | 1.8037e-06 |  | 9.6607e-07 |  | -0.00013104 |  | 0.00024295 |  | -0.00018024 |  | -8.9888e-05 |  | 1.0787e-06 |  | 8.839e-07 |  | 0 |  | 0.0003641 |  | 0.00065001 |  | 2.9083e-06 |  | 0.00041543 |  | 1.1487e-06
| 0.0066772 |  | 0.029235 |  | 1.8038e-06 |  | 9.2548e-07 |  | -0.00018921 |  | 0.00012245 |  | 3.8474e-05 |  | -7.6289e-05 |  | 1.1593e-06 |  | 8.8397e-07 |  | 3.2701e-05 |  | 0.00038782 |  | 0.00070376 |  | 1.3219e-06 |  | 0.00041862 |  | 1.046e-06
| 0.0064839 |  | 0.030284 |  | 0 |  | 9.5927e-07 |  | 0.00016999 |  | 4.2775e-05 |  | -6.8365e-05 |  | -1.8206e-05 |  | 1.2797e-06 |  | 8.6618e-07 |  | 4.2229e-05 |  | 0.00022001 |  | 0.00068717 |  | 1.322e-06 |  | 0.0004281 |  | 1.0263e-06
| 0.0061568 |  | 0.031242 |  | 0 |  | 1.0432e-06 |  | 2.8331e-05 |  | 7.458e-05 |  | -7.5146e-05 |  | -0.00018206 |  | 1.268e-06 |  | 8.9632e-07 |  | 9.5313e-06 |  | 0.00014973 |  | 0.00069279 |  | 1.3221e-06 |  | 0.0004321 |  | 1.0902e-06
| 0.0059071 |  | 0.032164 |  | 0 |  | 1.0733e-06 |  | -0.00012749 |  | 0.00018362 |  | 0.00015538 |  | -0.00020936 |  | 1.1502e-06 |  | 1.0037e-06 |  | 0 |  | 0.00023225 |  | 0.0006288 |  | 1.3221e-06 |  | 0.00043052 |  | 1.1548e-06
| 0.0058071 |  | 0.033354 |  | 8.2035e-07 |  | 1.0026e-06 |  | -0.00011687 |  | 0.00016303 |  | 0.00020284 |  | -0.00010354 |  | 1.024e-06 |  | 1.0216e-06 |  | 0 |  | 0.00025122 |  | 0.00058618 |  | 1.3222e-06 |  | 0.00042423 |  | 1.0396e-06
| 0.0054754 |  | 0.03479 |  | 8.2042e-07 |  | 9.6954e-07 |  | -0.00020894 |  | 9.5431e-05 |  | -0.00021753 |  | -0.00018547 |  | 9.7113e-07 |  | 1.0873e-06 |  | 0 |  | 0.0002939 |  | 0.00063915 |  | 5.2891e-07 |  | 0.00042347 |  | 1.0008e-06
| 0.0051151 |  | 0.036448 |  | 1.8043e-06 |  | 9.6766e-07 |  | -0.00012041 |  | 4.1425e-05 |  | -0.00038364 |  | -0.00014792 |  | 9.8618e-07 |  | 1.3144e-06 |  | 0 |  | 0.0002075 |  | 0.00058464 |  | 5.2891e-07 |  | 0.00042505 |  | 9.9425e-07
| 0.0050291 |  | 0.037935 |  | 1.8045e-06 |  | 9.9717e-07 |  | 9.5617e-05 |  | 0.00010735 |  | -0.00028872 |  | 8.7612e-05 |  | 9.5682e-07 |  | 1.4642e-06 |  | 0 |  | 0.00021859 |  | 0.00060684 |  | 1.3224e-06 |  | 0.00042115 |  | 1.0971e-06
| 0.0048817 |  | 0.039429 |  | 0 |  | 1.0178e-06 |  | 0.00015954 |  | 0.00012445 |  | 0.0001166 |  | 0.00038502 |  | 9.7645e-07 |  | 1.2672e-06 |  | 0 |  | 0.00022272 |  | 0.00063607 |  | 7.9346e-07 |  | 0.00041167 |  | 1.1808e-06
| 0.0047286 |  | 0.040759 |  | 8.2057e-07 |  | 9.8975e-07 |  | 0.00012041 |  | 0.00011315 |  | 0.00033844 |  | 9.1032e-05 |  | 1.0682e-06 |  | 8.8437e-07 |  | 0 |  | 0.00015398 |  | 0.00059186 |  | 7.9346e-07 |  | 0.00040616 |  | 1.2514e-06
| 0.0045823 |  | 0.042467 |  | 8.2057e-07 |  | 9.9413e-07 |  | 0.00024081 |  | 9.8715e-05 |  | -0.0001938 |  | -1.1372e-05 |  | 1.0957e-06 |  | 6.6895e-07 |  | 1.0427e-05 |  | 0.00018807 |  | 0.00065745 |  | 1.3225e-06 |  | 0.00040932 |  | 1.3536e-06
| 0.0042876 |  | 0.044328 |  | 0 |  | 1.013e-06 |  | 0.00013103 |  | 7.4415e-05 |  | -0.00019041 |  | 0.00027535 |  | 1.0977e-06 |  | 7.531e-07 |  | 1.0426e-05 |  | 0.00024341 |  | 0.00068677 |  | 1.3226e-06 |  | 0.00041175 |  | 1.3926e-06
| 0.0040716 |  | 0.046297 |  | 0 |  | 1.0681e-06 |  | 7.0845e-06 |  | 0.00019773 |  | 0.00011809 |  | -4.893e-05 |  | 1.0958e-06 |  | 8.2491e-07 |  | 8.306e-06 |  | 0.00039515 |  | 0.00059352 |  | 7.9356e-07 |  | 0.00041254 |  | 1.2964e-06
| 0.0038537 |  | 0.048036 |  | 0 |  | 1.045e-06 |  | 9.2078e-05 |  | 0.00029544 |  | -6.4976e-05 |  | -0.00037321 |  | 1.1888e-06 |  | 7.3537e-07 |  | 8.3052e-06 |  | 0.00041968 |  | 0.00060304 |  | 0 |  | 0.00041572 |  | 1.1357e-06
| 0.0037349 |  | 0.049428 |  | 0 |  | 9.6801e-07 |  | -0.0002054 |  | 0.00031807 |  | -0.00056331 |  | -0.00010696 |  | 1.2242e-06 |  | 6.3409e-07 |  | 0 |  | 0.00042682 |  | 0.00067421 |  | 0 |  | 0.00042049 |  | 1.1231e-06
| 0.0037278 |  | 0.051234 |  | 0 |  | 9.5056e-07 |  | -0.00045329 |  | 0.00025759 |  | -0.00037008 |  | 1.5929e-05 |  | 1.1889e-06 |  | 5.6784e-07 |  | 0 |  | 0.00038413 |  | 0.00072164 |  | 0 |  | 0.00042207 |  | 1.1107e-06
| 0.0036131 |  | 0.05324 |  | 0 |  | 9.7695e-07 |  | -0.00013726 |  | 0.00016947 |  | 9.8849e-05 |  | -1.9072e-05 |  | 1.1628e-06 |  | 5.1387e-07 |  | 1.3607e-05 |  | 0.00034545 |  | 0.00066007 |  | 0 |  | 0.00041897 |  | 9.6314e-07
| 0.0034504 |  | 0.055235 |  | 0 |  | 9.7883e-07 |  | 3.896e-05 |  | 0.00019659 |  | -0.00024465 |  | -0.00025373 |  | 1.0633e-06 |  | 4.6045e-07 |  | 1.3607e-05 |  | 0.00031225 |  | 0.00067904 |  | 2.3811e-06 |  | 0.0004158 |  | 8.7942e-07
| 0.0033007 |  | 0.057135 |  | 0 |  | 9.5378e-07 |  | -0.00013457 |  | 0.0001757 |  | -0.00033279 |  | -0.00031517 |  | 9.7361e-07 |  | 5.5623e-07 |  | 0 |  | 0.00027748 |  | 0.00057947 |  | 2.9107e-06 |  | 0.00041425 |  | 9.7567e-07
| 0.0031027 |  | 0.05927 |  | 0 |  | 9.408e-07 |  | -2.479e-05 |  | 8.0973e-05 |  | -0.00012939 |  | -8.6475e-05 |  | 9.2729e-07 |  | 7.7125e-07 |  | 1.694e-05 |  | 0.0002514 |  | 0.00045061 |  | 2.9107e-06 |  | 0.00041425 |  | 1.2455e-06
| 0.0031182 |  | 0.061674 |  | 0 |  | 1.0021e-06 |  | -2.479e-05 |  | 0.00017248 |  | -0.00014634 |  | -0.00018547 |  | 9.4096e-07 |  | 8.0065e-07 |  | 1.6942e-05 |  | 0.00021902 |  | 0.00064517 |  | 2.3814e-06 |  | 0.0004143 |  | 1.5025e-06
| 0.0031253 |  | 0.064101 |  | 0 |  | 1.0792e-06 |  | -0.0001027 |  | 0.00015322 |  | -0.00016329 |  | -0.00010354 |  | 9.5872e-07 |  | 6.8712e-07 |  | 0 |  | 0.00029887 |  | 0.00064675 |  | 5.5564e-06 |  | 0.00041272 |  | 1.7143e-06
| 0.0029446 |  | 0.06609 |  | 0 |  | 1.0806e-06 |  | 0.00019292 |  | 3.1265e-05 |  | -5.0313e-05 |  | 4.5296e-05 |  | 1.0243e-06 |  | 6.2761e-07 |  | 1.0425e-05 |  | 0.00028465 |  | 0.00053689 |  | 5.5564e-06 |  | 0.00040721 |  | 1.7718e-06
| 0.0029604 |  | 0.068098 |  | 0 |  | 1.0104e-06 |  | 0.00020186 |  | 0.00010342 |  | -0.00017684 |  | -5.2339e-05 |  | 1.1435e-06 |  | 8.1921e-07 |  | 1.0425e-05 |  | 0.00016625 |  | 0.00064525 |  | 7.9391e-07 |  | 0.00039933 |  | 1.5668e-06
| 0.0028576 |  | 0.070333 |  | 0 |  | 9.04e-07 |  | 7.0824e-05 |  | 0.00021069 |  | -0.00031583 |  | 5.3478e-05 |  | 1.2045e-06 |  | 1.0109e-06 |  | 8.3045e-06 |  | 0.00022319 |  | 0.00059385 |  | 7.9401e-07 |  | 0.00039854 |  | 1.3038e-06
| 0.0026119 |  | 0.072662 |  | 0 |  | 8.5584e-07 |  | 8.4989e-05 |  | 0.00028468 |  | -0.00034974 |  | -0.00018205 |  | 1.1509e-06 |  | 1.035e-06 |  | 8.3045e-06 |  | 0.00034716 |  | 0.00056305 |  | 0 |  | 0.00040489 |  | 1.137e-06
| 0.0025712 |  | 0.074713 |  | 0 |  | 8.4832e-07 |  | 1.7706e-05 |  | 0.00028017 |  | -0.00018363 |  | -0.00041417 |  | 1.0671e-06 |  | 9.2132e-07 |  | 0 |  | 0.0003029 |  | 0.00055043 |  | 0 |  | 0.00040966 |  | 1.0341e-06
| 0.002419 |  | 0.076546 |  | 0 |  | 8.9845e-07 |  | 4.958e-05 |  | 0.00018074 |  | 8.4187e-05 |  | -2.1619e-05 |  | 1.069e-06 |  | 8.3779e-07 |  | 0 |  | 0.00037963 |  | 0.000435 |  | 3.9703e-06 |  | 0.00040652 |  | 9.761e-07
| 0.0023402 |  | 0.078052 |  | 0 |  | 9.2985e-07 |  | 2.8332e-05 |  | 6.8912e-05 |  | 2.8255e-06 |  | 3.2996e-05 |  | 1.0816e-06 |  | 9.1526e-07 |  | 4.223e-05 |  | 0.00041683 |  | 0.00052519 |  | 3.9706e-06 |  | 0.0004018 |  | 1.0659e-06
| 0.0023134 |  | 0.079831 |  | 0 |  | 9.1356e-07 |  | -3.71e-05 |  | 6.3822e-05 |  | -4.3209e-05 |  | -5.1257e-05 |  | 1.0541e-06 |  | 9.1526e-07 |  | 4.2226e-05 |  | 0.00040497 |  | 0.00053231 |  | 7.9416e-07 |  | 0.00040259 |  | 1.2262e-06
| 0.0021468 |  | 0.082011 |  | 0 |  | 8.9618e-07 |  | -1.4166e-05 |  | 0.00010819 |  | -0.00030567 |  | -0.00021961 |  | 9.7627e-07 |  | 8.9761e-07 |  | 0 |  | 0.00036228 |  | 0.00043821 |  | 1.3236e-06 |  | 0.00040816 |  | 1.2264e-06
| 0.0021287 |  | 0.083791 |  | 0 |  | 8.2717e-07 |  | 4.958e-05 |  | 0.00023301 |  | -1.0735e-05 |  | -0.00015816 |  | 9.6046e-07 |  | 9.2701e-07 |  | 1.4821e-05 |  | 0.00029585 |  | 0.00051735 |  | 2.9121e-06 |  | 0.00041767 |  | 1.1623e-06
| 0.002018 |  | 0.08522 |  | 0 |  | 7.8149e-07 |  | -0.00011687 |  | 0.00020735 |  | 0.00026047 |  | 5.6892e-06 |  | 1.0857e-06 |  | 1.0229e-06 |  | 1.7824e-05 |  | 0.00032989 |  | 0.00059965 |  | 2.3828e-06 |  | 0.00042087 |  | 1.1624e-06
| 0.0018904 |  | 0.086832 |  | 0 |  | 7.8595e-07 |  | -7.437e-05 |  | 1.8708e-05 |  | -0.00027515 |  | -8.3061e-05 |  | 1.1487e-06 |  | 1.0175e-06 |  | 3.0034e-06 |  | 0.0004003 |  | 0.00055377 |  | 2.3828e-06 |  | 0.00041612 |  | 1.1816e-06
| 0.0018524 |  | 0.088772 |  | 0 |  | 8.6618e-07 |  | -6.307e-05 |  | 8.3018e-05 |  | -0.00043742 |  | -8.344e-05 |  | 1.1395e-06 |  | 8.6758e-07 |  | 0 |  | 0.00037896 |  | 0.00056567 |  | 2.9125e-06 |  | 0.00040349 |  | 1.1242e-06
| 0.0017142 |  | 0.090598 |  | 0 |  | 9.7156e-07 |  | -0.00015936 |  | 0.00011161 |  | -0.00011922 |  | -1.1378e-06 |  | 1.0616e-06 |  | 8.5537e-07 |  | 0 |  | 0.00036 |  | 0.0005309 |  | 1.3239e-06 |  | 0.00039164 |  | 9.3167e-07
| 0.0014164 |  | 0.091908 |  | 0 |  | 9.7594e-07 |  | -0.00013811 |  | 0.00012911 |  | 2.6556e-05 |  | -1.1378e-06 |  | 1.0479e-06 |  | 9.5737e-07 |  | 9.3634e-06 |  | 0.00038296 |  | 0.00041461 |  | 7.9436e-07 |  | 0.00038929 |  | 8.802e-07
| 0.0013719 |  | 0.093097 |  | 0 |  | 9.4845e-07 |  | -0.00029039 |  | 0.00010053 |  | -8.5315e-05 |  | -0.00027422 |  | 1.0683e-06 |  | 9.636e-07 |  | 2.7361e-05 |  | 0.00033551 |  | 0.00048428 |  | 7.9441e-07 |  | 0.00039248 |  | 8.8028e-07
| 0.0014113 |  | 0.09444 |  | 0 |  | 9.3842e-07 |  | -5.3115e-05 |  | 6.3817e-05 |  | 4.6896e-05 |  | -0.00035273 |  | 1.0152e-06 |  | 8.4377e-07 |  | 1.7996e-05 |  | 0.00022539 |  | 0.0006639 |  | 1.324e-06 |  | 0.00040435 |  | 8.3541e-07
| 0.0012916 |  | 0.095539 |  | 0 |  | 9.8552e-07 |  | 0.00020186 |  | 0.00015474 |  | 3.6725e-05 |  | -1.1379e-05 |  | 9.3533e-07 |  | 7.1785e-07 |  | 0 |  | 0.00015972 |  | 0.00065286 |  | 1.3242e-06 |  | 0.00041071 |  | 8.0975e-07
| 0.0011837 |  | 0.097218 |  | 0 |  | 1.0439e-06 |  | 0.00017809 |  | 0.00018524 |  | -0.00019947 |  | 0.00013827 |  | 8.8756e-07 |  | 6.4047e-07 |  | 2.6323e-05 |  | 0.00022476 |  | 0.00049146 |  | 1.3241e-06 |  | 0.00041074 |  | 8.613e-07
| 0.0010407 |  | 0.098745 |  | 0 |  | 1.0891e-06 |  | 0.00016999 |  | 0.00014212 |  | -0.00021074 |  | -0.00011719 |  | 1.0514e-06 |  | 6.2879e-07 |  | 5.5958e-05 |  | 0.00035692 |  | 0.00053578 |  | 5.2971e-07 |  | 0.00040045 |  | 9.966e-07
| 0.00093127 |  | 0.09978 |  | 0 |  | 1.1386e-06 |  | -3.5413e-05 |  | 0.00016924 |  | -0.00015989 |  | -0.00011719 |  | 1.2055e-06 |  | 6.3432e-07 |  | 2.964e-05 |  | 0.00030869 |  | 0.00064428 |  | 0 |  | 0.00039021 |  | 1.1827e-06
| 0.00094023 |  | 0.10096 |  | 0 |  | 1.1299e-06 |  | 3.5415e-06 |  | 0.00016121 |  | -2.4296e-05 |  | 0.00020026 |  | 1.2161e-06 |  | 6.9401e-07 |  | 0 |  | 0.00027861 |  | 0.00069177 |  | 2.3838e-06 |  | 0.00039338 |  | 1.2402e-06
| 0.00088101 |  | 0.10203 |  | 0 |  | 1.0704e-06 |  | 0.0004108 |  | 6.0116e-05 |  | 9.6049e-06 |  | 0.00035728 |  | 1.07e-06 |  | 6.5226e-07 |  | 0 |  | 0.0003087 |  | 0.00065303 |  | 4.5031e-06 |  | 0.00039894 |  | 1.1506e-06
| 0.00076291 |  | 0.1025 |  | 0 |  | 1.0265e-06 |  | 0.00025599 |  | 3.9275e-05 |  | -8.2276e-05 |  | -3.6947e-05 |  | 9.6115e-07 |  | 5.6251e-07 |  | 0 |  | 0.0002438 |  | 0.00053746 |  | 2.1191e-06 |  | 0.00039973 |  | 9.2615e-07
| 0.00079792 |  | 0.10321 |  | 0 |  | 1.0034e-06 |  | 2.8334e-05 |  | 4.729e-05 |  | -6.8365e-05 |  | -0.00017181 |  | 9.5075e-07 |  | 6.4679e-07 |  | 0 |  | 0.00030162 |  | 0.00062461 |  | 2.1192e-06 |  | 0.00039345 |  | 8.1004e-07
| 0.00076686 |  | 0.10356 |  | 0 |  | 9.8399e-07 |  | 0.0001877 |  | 0.00010795 |  | -3.7855e-05 |  | 0.00026852 |  | 9.4025e-07 |  | 7.9066e-07 |  | 0 |  | 0.00029212 |  | 0.00079877 |  | 2.914e-06 |  | 0.00039187 |  | 8.2918e-07
| 0.00069966 |  | 0.10419 |  | 0 |  | 9.6903e-07 |  | 0.00021957 |  | 0.00020555 |  | 3.6725e-05 |  | 0.00012857 |  | 9.646e-07 |  | 9.1001e-07 |  | 0 |  | 0.0002288 |  | 0.00074895 |  | 1.3246e-06 |  | 0.00039743 |  | 8.0351e-07
| 0.00058616 |  | 0.10495 |  | 0 |  | 9.8847e-07 |  | 0.00030456 |  | 0.00032131 |  | -0.00029889 |  | -0.00013085 |  | 9.5608e-07 |  | 7.9626e-07 |  | 2.3286e-05 |  | 0.00025336 |  | 0.00071257 |  | 5.2988e-07 |  | 0.00040142 |  | 8.6755e-07
| 0.0005686 |  | 0.10529 |  | 0 |  | 1.0036e-06 |  | 0.00035245 |  | 0.00033935 |  | -0.00034153 |  | -5.8408e-05 |  | 9.883e-07 |  | 6.1062e-07 |  | 6.9739e-05 |  | 0.00027157 |  | 0.00080046 |  | 2.1196e-06 |  | 0.000403 |  | 1.0353e-06
| 0.00061101 |  | 0.10588 |  | 0 |  | 9.8041e-07 |  | 0.00017352 |  | 0.00021289 |  | 0.00016894 |  | -2.5032e-05 |  | 1.084e-06 |  | 5.4483e-07 |  | 6.9745e-05 |  | 0.00030088 |  | 0.00067382 |  | 2.9145e-06 |  | 0.00039748 |  | 1.2929e-06
| 0.0005127 |  | 0.10609 |  | 0.00015289 |  | 9.7861e-07 |  | -1.4165e-05 |  | 0.0001581 |  | 0.0001486 |  | 7.0545e-05 |  | 1.2107e-06 |  | 5.9899e-07 |  | 2.3284e-05 |  | 0.00036108 |  | 0.00052341 |  | 2.9147e-06 |  | 0.00039117 |  | 1.3379e-06
| 0.00042522 |  | 0.10691 |  | 0.00025538 |  | 9.9116e-07 |  | -0.00027623 |  | 0.00018183 |  | 2.3167e-05 |  | -2.1618e-05 |  | 1.2048e-06 |  | 7.8472e-07 |  | 3.0696e-05 |  | 0.00035002 |  | 0.00058917 |  | 2.9147e-06 |  | 0.00038724 |  | 1.254e-06
| 0.00041784 |  | 0.1077 |  | 0.00027669 |  | 9.9313e-07 |  | -0.00036477 |  | 0.00011131 |  | 3.3336e-05 |  | 0.00012857 |  | 1.06e-06 |  | 9.1641e-07 |  | 3.0693e-05 |  | 0.00035479 |  | 0.00066682 |  | 7.9496e-07 |  | 0.00038726 |  | 1.196e-06
| 0.00048221 |  | 0.10809 |  | 0.00031424 |  | 1.0108e-06 |  | -0.00027825 |  | 8.0814e-05 |  | -0.00011069 |  | 0.00022409 |  | 9.8069e-07 |  | 9.2202e-07 |  | 0 |  | 0.00027041 |  | 0.0006193 |  | 0 |  | 0.00039281 |  | 1.1254e-06
| 0.00044043 |  | 0.10773 |  | 0.00032545 |  | 1.076e-06 |  | -6.7283e-05 |  | 8.7226e-05 |  | -0.00023109 |  | 0.00019344 |  | 1.0384e-06 |  | 7.4242e-07 |  | 2.2079e-05 |  | 0.00020549 |  | 0.00053222 |  | 5.3001e-07 |  | 0.00039917 |  | 1.0931e-06
| 0.00039127 |  | 0.1077 |  | 0.00043188 |  | 1.0679e-06 |  | 0.00012749 |  | 6.9716e-05 |  | -0.00014634 |  | 0.00013882 |  | 1.1499e-06 |  | 6.6491e-07 |  | 2.2077e-05 |  | 0.00026058 |  | 0.00056156 |  | 5.3004e-07 |  | 0.00039919 |  | 1.0158e-06
| 0.00037549 |  | 0.10823 |  | 0.00058658 |  | 9.6641e-07 |  | 0.00046746 |  | 0.00010954 |  | -3.1074e-05 |  | -0.0001684 |  | 1.1639e-06 |  | 8.0899e-07 |  | 0 |  | 0.00029623 |  | 0.00049028 |  | 5.3008e-07 |  | 0.00039523 |  | 8.8783e-07
| 0.00033314 |  | 0.10836 |  | 0.0006616 |  | 8.2828e-07 |  | 0.00050995 |  | 9.9926e-05 |  | 5.7066e-05 |  | -0.00028787 |  | 1.1586e-06 |  | 9.3441e-07 |  | 0 |  | 0.00023014 |  | 0.00053787 |  | 2.9156e-06 |  | 0.00039449 |  | 8.4284e-07
| 0.00034384 |  | 0.1087 |  | 0.00069863 |  | 7.7125e-07 |  | -3.7102e-06 |  | 0.0001592 |  | -7.8725e-05 |  | -0.00024079 |  | 1.1501e-06 |  | 9.2834e-07 |  | 0 |  | 0.00020954 |  | 0.00070897 |  | 2.9156e-06 |  | 0.00040162 |  | 1.0034e-06
| 0.00032464 |  | 0.10906 |  | 0.00087911 |  | 8.46e-07 |  | -0.00025143 |  | 0.00020551 |  | -0.00019719 |  | -7.282e-05 |  | 1.1568e-06 |  | 8.6259e-07 |  | 0 |  | 0.00034619 |  | 0.00062505 |  | 2.9156e-06 |  | 0.00040481 |  | 1.1383e-06
| 0.00027837 |  | 0.10942 |  | 0.001222 |  | 9.2005e-07 |  | -0.00016998 |  | 0.00013834 |  | -0.00011922 |  | -2.5032e-05 |  | 1.1581e-06 |  | 8.9274e-07 |  | 0 |  | 0.00036362 |  | 0.00053632 |  | 2.3858e-06 |  | 0.00040165 |  | 1.0551e-06
| 0.00023883 |  | 0.1096 |  | 0.0013617 |  | 9.352e-07 |  | -3.8955e-05 |  | 0.0002106 |  | 0.00020284 |  | 3.9823e-05 |  | 1.1654e-06 |  | 8.4482e-07 |  | 0 |  | 0.00028919 |  | 0.00055857 |  | 2.3858e-06 |  | 0.00039773 |  | 9.2697e-07
| 0.00019479 |  | 0.1093 |  | 0.0014026 |  | 9.3959e-07 |  | 5.6663e-05 |  | 0.00016265 |  | 0.00029098 |  | 2.2757e-06 |  | 1.1713e-06 |  | 7.2484e-07 |  | 0 |  | 0.0003391 |  | 0.00052213 |  | 2.3859e-06 |  | 0.0003906 |  | 9.6529e-07
| 0.00016598 |  | 0.10951 |  | 0.0017636 |  | 9.1331e-07 |  | 2.2259e-05 |  | 8.0781e-05 |  | 6.3335e-05 |  | -0.00023363 |  | 1.2043e-06 |  | 6.4121e-07 |  | 0 |  | 0.00027281 |  | 0.00046511 |  | 2.3859e-06 |  | 0.00038587 |  | 1.2033e-06
| 0.00017446 |  | 0.11012 |  | 0.0022592 |  | 8.977e-07 |  | -0.00029394 |  | 0.00016712 |  | 3.3336e-05 |  | -0.00040052 |  | 1.2838e-06 |  | 7.4343e-07 |  | 0 |  | 0.0002443 |  | 0.00064739 |  | 2.3861e-06 |  | 0.00038194 |  | 1.3706e-06
| 0.00015639 |  | 0.11027 |  | 0.0022657 |  | 8.9762e-07 |  | -0.00037893 |  | 0.00022471 |  | -0.00014294 |  | -0.00020936 |  | 1.2712e-06 |  | 9.169e-07 |  | 0 |  | 0.0002916 |  | 0.0006252 |  | 7.9541e-07 |  | 0.00038352 |  | 1.2997e-06
| 0.00020775 |  | 0.11066 |  | 0.0022493 |  | 9.8065e-07 |  | 8.4999e-05 |  | 0.00018484 |  | -0.00027855 |  | 4.6652e-05 |  | 1.1841e-06 |  | 9.5276e-07 |  | 0 |  | 0.00032411 |  | 0.00043981 |  | 7.9541e-07 |  | 0.00038513 |  | 1.2292e-06
| 0.00024447 |  | 0.11131 |  | 0.0025357 |  | 1.0202e-06 |  | 0.00015953 |  | 0.00022834 |  | -0.00010359 |  | -1.9072e-05 |  | 1.1014e-06 |  | 8.9921e-07 |  | 0 |  | 0.00040655 |  | 0.00051275 |  | 0 |  | 0.00038199 |  | 1.0422e-06
| 0.00020493 |  | 0.11159 |  | 0.0024499 |  | 9.3608e-07 |  | 0.00010979 |  | 0.00022351 |  | -8.1926e-05 |  | -0.00018888 |  | 1.1356e-06 |  | 7.6134e-07 |  | 0 |  | 0.00031306 |  | 0.00059679 |  | 5.3031e-07 |  | 0.00038042 |  | 1.0164e-06
| 0.000223 |  | 0.11191 |  | 0.0025443 |  | 8.6584e-07 |  | -5.3115e-05 |  | 0.00022181 |  | -3.954e-06 |  | -6.5994e-05 |  | 1.1862e-06 |  | 7.3741e-07 |  | 0 |  | 0.00027026 |  | 0.00057539 |  | 1.3259e-06 |  | 0.00037884 |  | 9.5903e-07
| 0.0001601 |  | 0.11218 |  | 0.0025692 |  | 9.4566e-07 |  | -0.00033289 |  | 0.00026647 |  | 9.7747e-05 |  | -1.8206e-05 |  | 1.1298e-06 |  | 7.6764e-07 |  | 0 |  | 0.00024097 |  | 0.00061747 |  | 7.9556e-07 |  | 0.00038285 |  | 9.4656e-07
| 0.00013187 |  | 0.11238 |  | 0.0025917 |  | 1.0945e-06 |  | -0.00010017 |  | 0.00020267 |  | 0.00012371 |  | 8.8208e-05 |  | 1.0563e-06 |  | 8.8152e-07 |  | 0 |  | 0.00019261 |  | 0.00063016 |  | 7.9556e-07 |  | 0.00038681 |  | 1.0755e-06
| 0.00013289 |  | 0.1128 |  | 0.0028565 |  | 1.131e-06 |  | 0.00013103 |  | 0.00019477 |  | 5.3676e-05 |  | 7.3958e-05 |  | 1.0328e-06 |  | 1.0491e-06 |  | 0 |  | 0.00034084 |  | 0.00041773 |  | 1.326e-06 |  | 0.00038523 |  | 1.0174e-06
| 0.00012555 |  | 0.11223 |  | 0.0026642 |  | 1.1178e-06 |  | 0.00014165 |  | 0.0001592 |  | -8.1927e-05 |  | -8.6475e-05 |  | 1.0439e-06 |  | 1.1685e-06 |  | 2.8571e-05 |  | 0.00031332 |  | 0.00045425 |  | 2.9174e-06 |  | 0.00037656 |  | 9.3342e-07
| 0.0001235 |  | 0.11143 |  | 0.0025579 |  | 1.1085e-06 |  | 0.00011333 |  | 0.00015467 |  | -0.00027176 |  | -0.00023326 |  | 1.0749e-06 |  | 1.1212e-06 |  | 3.263e-05 |  | 0.00025941 |  | 0.00071823 |  | 4.5091e-06 |  | 0.00036308 |  | 8.3037e-07
| 8.5112e-05 |  | 0.1113 |  | 0.0028046 |  | 1.1248e-06 |  | -4.0801e-05 |  | 0.00015469 |  | -0.00042321 |  | -0.00059123 |  | 1.1235e-06 |  | 9.1185e-07 |  | 4.062e-06 |  | 0.00029651 |  | 0.00071352 |  | 2.9176e-06 |  | 0.00035914 |  | 9.5929e-07
| 3.8373e-05 |  | 0.11081 |  | 0.0033892 |  | 1.1086e-06 |  | -0.00021602 |  | 0.00011924 |  | -8.5313e-05 |  | -0.00041758 |  | 1.1669e-06 |  | 7.857e-07 |  | 1.2538e-05 |  | 0.00027115 |  | 0.00065648 |  | 1.3263e-06 |  | 0.00036233 |  | 1.1141e-06
| 5.8708e-05 |  | 0.11002 |  | 0.0034985 |  | 1.0533e-06 |  | 4.6038e-05 |  | 0.00015311 |  | 0.00015877 |  | -0.00021961 |  | 1.2175e-06 |  | 7.4937e-07 |  | 1.2538e-05 |  | 0.00030208 |  | 0.00054707 |  | 2.9178e-06 |  | 0.00036233 |  | 1.2424e-06
| 0.00015751 |  | 0.10934 |  | 0.0035779 |  | 9.8055e-07 |  | 0.00014165 |  | 0.00018517 |  | -0.000126 |  | -0.00017182 |  | 1.211e-06 |  | 7.7345e-07 |  | 0 |  | 0.00039251 |  | 0.00052335 |  | 2.9182e-06 |  | 0.00035762 |  | 1.384e-06
| 0.00013615 |  | 0.1078 |  | 0.0044483 |  | 8.6183e-07 |  | -7.083e-06 |  | 8.8941e-05 |  | -9.2095e-05 |  | 0.00010809 |  | 1.1926e-06 |  | 6.8354e-07 |  | 0 |  | 0.00040044 |  | 0.00060264 |  | 5.3054e-07 |  | 0.00035366 |  | 1.3588e-06
| 7.7995e-05 |  | 0.10638 |  | 0.0050179 |  | 7.884e-07 |  | -3.71e-05 |  | 6.9748e-05 |  | 4.5578e-05 |  | 0.00032065 |  | 1.1547e-06 |  | 6.8361e-07 |  | 0 |  | 0.00032989 |  | 0.00049959 |  | 0 |  | 0.00035685 |  | 1.1209e-06
| 9.9335e-05 |  | 0.10548 |  | 0.0051514 |  | 7.8652e-07 |  | -0.00012749 |  | 0.00011797 |  | -0.00010566 |  | 1.2523e-05 |  | 1.1054e-06 |  | 8.0986e-07 |  | 2.3276e-05 |  | 0.00042108 |  | 0.0006685 |  | 0 |  | 0.00036161 |  | 1.0369e-06
| 5.8708e-05 |  | 0.10372 |  | 0.0051822 |  | 8.7455e-07 |  | -0.00030102 |  | 0.00010512 |  | -0.00017346 |  | -0.00011719 |  | 1.0996e-06 |  | 8.5797e-07 |  | 2.3278e-05 |  | 0.00052421 |  | 0.00074626 |  | 0 |  | 0.00036322 |  | 1.1785e-06
| 2.5188e-05 |  | 0.10176 |  | 0.0050917 |  | 9.9903e-07 |  | -0.00020776 |  | 0.00010682 |  | -0.00016396 |  | 0.00027774 |  | 1.0741e-06 |  | 7.9214e-07 |  | 0 |  | 0.00038862 |  | 0.00064955 |  | 7.9596e-07 |  | 0.00036483 |  | 1.4617e-06
| 5.8707e-05 |  | 0.099737 |  | 0.005329 |  | 1.0939e-06 |  | 0.00018061 |  | 0.00017272 |  | -0.00014295 |  | 0.00030608 |  | 1.0366e-06 |  | 7.7982e-07 |  | 0 |  | 0.00030616 |  | 0.00065673 |  | 7.9601e-07 |  | 0.00036881 |  | 1.5007e-06
| 4.147e-05 |  | 0.098081 |  | 0.005646 |  | 1.1655e-06 |  | 0.00023019 |  | 0.00026193 |  | 6.2152e-06 |  | 9.1026e-05 |  | 9.4793e-07 |  | 8.6975e-07 |  | 0 |  | 0.00037122 |  | 0.00059411 |  | 7.9606e-07 |  | 0.00037122 |  | 1.2177e-06
| 2.0134e-05 |  | 0.096059 |  | 0.0059724 |  | 1.1103e-06 |  | -0.00012749 |  | 0.00022183 |  | 0.00012826 |  | -4.5513e-05 |  | 9.1188e-07 |  | 8.7599e-07 |  | 0 |  | 0.0003149 |  | 0.00063059 |  | 7.9606e-07 |  | 0.00036804 |  | 1.0822e-06
| 8.2182e-05 |  | 0.09361 |  | 0.006387 |  | 1.074e-06 |  | -0.00023744 |  | 0.0002461 |  | 6.5111e-06 |  | 4.5296e-05 |  | 9.481e-07 |  | 8.2801e-07 |  | 0 |  | 0.00040773 |  | 0.00057352 |  | 0 |  | 0.00036172 |  | 1.0823e-06
| 0.00010554 |  | 0.091794 |  | 0.0069436 |  | 1.025e-06 |  | -7.0827e-05 |  | 0.00025231 |  | -0.00018023 |  | 5.6892e-05 |  | 1.0447e-06 |  | 8.1015e-07 |  | 0 |  | 0.00041569 |  | 0.00051485 |  | 0 |  | 0.00036016 |  | 1.2304e-06
| 4.2484e-05 |  | 0.089701 |  | 0.0074149 |  | 9.7542e-07 |  | 1.0625e-05 |  | 0.00022014 |  | -0.00037346 |  | -0.00033908 |  | 1.2071e-06 |  | 8.0406e-07 |  | 0 |  | 0.00023596 |  | 0.00061802 |  | 7.9621e-07 |  | 0.00036177 |  | 1.2947e-06
| 4.7563e-05 |  | 0.087258 |  | 0.0076579 |  | 9.2451e-07 |  | 0.00020895 |  | 0.00016245 |  | -0.00018362 |  | -0.0003459 |  | 1.3043e-06 |  | 8.2192e-07 |  | 0 |  | 0.00023199 |  | 0.00072116 |  | 1.327e-06 |  | 0.00036256 |  | 1.2173e-06
| 6.1761e-05 |  | 0.085054 |  | 0.007869 |  | 9.1014e-07 |  | 0.00023374 |  | 0.00013874 |  | -0.0002563 |  | -0.00052329 |  | 1.334e-06 |  | 8.2816e-07 |  | 0 |  | 0.00026658 |  | 0.00069899 |  | 5.3081e-07 |  | 0.00036258 |  | 1.1142e-06
| 2.9255e-05 |  | 0.08319 |  | 0.0081703 |  | 9.4219e-07 |  | 2.4789e-05 |  | 0.00018345 |  | -0.0002955 |  | -0.0005234 |  | 1.2256e-06 |  | 7.9797e-07 |  | 3.0015e-06 |  | 0.00024676 |  | 0.00061096 |  | 0 |  | 0.00035785 |  | 1.05e-06
| 8.1258e-06 |  | 0.081007 |  | 0.0085566 |  | 9.7748e-07 |  | -0.00014519 |  | 0.0002331 |  | -0.0001599 |  | -0.00014109 |  | 1.1291e-06 |  | 6.7171e-07 |  | 3.0012e-06 |  | 0.00030074 |  | 0.00060703 |  | 7.9631e-07 |  | 0.00035866 |  | 9.2176e-07
| 0 |  | 0.078947 |  | 0.0090134 |  | 1.0422e-06 |  | -0.00018769 |  | 0.00029069 |  | -0.00021753 |  | -5.2341e-05 |  | 1.1035e-06 |  | 5.5216e-07 |  | 0 |  | 0.00032295 |  | 0.0006475 |  | 1.3273e-06 |  | 0.00036263 |  | 7.7354e-07
| 0 |  | 0.076653 |  | 0.0094559 |  | 1.0379e-06 |  | -0.00017437 |  | 0.00024551 |  | -0.00013555 |  | -0.00024079 |  | 1.12e-06 |  | 5.4604e-07 |  | 0 |  | 0.00034202 |  | 0.00063881 |  | 5.3091e-07 |  | 0.000369 |  | 7.0875e-07
| 3.5553e-05 |  | 0.074177 |  | 0.0097366 |  | 9.6436e-07 |  | -3.1869e-05 |  | 0.00015447 |  | 0.00015198 |  | -0.00031177 |  | 1.1469e-06 |  | 5.8795e-07 |  | 1.4655e-05 |  | 0.0004214 |  | 0.00064044 |  | 2.1238e-06 |  | 0.00036664 |  | 8.7618e-07
| 3.555e-05 |  | 0.072021 |  | 0.010118 |  | 8.6511e-07 |  | 0.0001877 |  | 3.3115e-05 |  | 2.6548e-05 |  | -0.00012061 |  | 1.1096e-06 |  | 6.4841e-07 |  | 1.4654e-05 |  | 0.00043092 |  | 0.00057933 |  | 6.1062e-06 |  | 0.00035633 |  | 1.1469e-06
| 6.2084e-05 |  | 0.069819 |  | 0.01057 |  | 8.6134e-07 |  | 9.2751e-05 |  | 5.7004e-05 |  | -7.1627e-05 |  | 7.0331e-05 |  | 1.1221e-06 |  | 7.3839e-07 |  | 0 |  | 0.00031431 |  | 0.00049289 |  | 3.9823e-06 |  | 0.00035161 |  | 1.0695e-06
| 6.3943e-05 |  | 0.068158 |  | 0.011111 |  | 9.4441e-07 |  | -0.00020541 |  | 0.00020431 |  | 0.00012826 |  | 1.5932e-05 |  | 1.113e-06 |  | 8.2229e-07 |  | 0 |  | 0.00020398 |  | 0.00056829 |  | 2.3895e-06 |  | 0.00035082 |  | 9.0877e-07
| 1.8594e-06 |  | 0.065956 |  | 0.011624 |  | 9.8097e-07 |  | -0.00014874 |  | 0.00022068 |  | -0.00013278 |  | -0.00018888 |  | 1.092e-06 |  | 8.1003e-07 |  | 0 |  | 0.00022939 |  | 0.00069532 |  | 2.3895e-06 |  | 0.00035719 |  | 9.0885e-07
| 6.5465e-05 |  | 0.06358 |  | 0.012058 |  | 9.4576e-07 |  | 6.3746e-05 |  | 0.00012436 |  | -0.00027855 |  | -0.0001684 |  | 1.023e-06 |  | 7.7428e-07 |  | 0 |  | 0.00024606 |  | 0.00071993 |  | 0 |  | 0.00036036 |  | 1.212e-06
| 0.00010915 |  | 0.061401 |  | 0.012309 |  | 9.0488e-07 |  | 9.6461e-05 |  | 0.00019943 |  | -2.1904e-05 |  | 7.3902e-05 |  | 1.0059e-06 |  | 7.3236e-07 |  | 0 |  | 0.00025403 |  | 0.0007224 |  | 0 |  | 0.0003612 |  | 1.3603e-06
| 5.4662e-05 |  | 0.05979 |  | 0.012687 |  | 9.4773e-07 |  | 8.1452e-05 |  | 0.00030816 |  | -8.8702e-05 |  | -3.5281e-05 |  | 1.0592e-06 |  | 7.5647e-07 |  | 0 |  | 0.00034771 |  | 0.00073114 |  | 0 |  | 0.00035961 |  | 1.2889e-06
| 2.4189e-05 |  | 0.058259 |  | 0.01332 |  | 1.0749e-06 |  | -0.00014874 |  | 0.0003736 |  | -0.00031584 |  | -0.00022643 |  | 1.1218e-06 |  | 9.1253e-07 |  | 0 |  | 0.0004041 |  | 0.00070498 |  | 5.3111e-07 |  | 0.00035884 |  | 1.205e-06
| 1.3205e-05 |  | 0.056031 |  | 0.013938 |  | 1.1315e-06 |  | -0.00020405 |  | 0.00037081 |  | -0.00027051 |  | -0.00028369 |  | 1.1514e-06 |  | 9.7234e-07 |  | 0 |  | 0.0003906 |  | 0.00062242 |  | 5.3111e-07 |  | 0.00035487 |  | 1.2308e-06
| 4.3672e-05 |  | 0.054503 |  | 0.014263 |  | 1.0466e-06 |  | -0.00034706 |  | 0.00021389 |  | -7.1759e-05 |  | -0.00038344 |  | 1.1212e-06 |  | 9.3666e-07 |  | 0 |  | 0.000424 |  | 0.00058756 |  | 5.3118e-07 |  | 0.00035015 |  | 1.1991e-06
| 5.9727e-05 |  | 0.0529 |  | 0.014733 |  | 9.6048e-07 |  | -0.00018062 |  | 0.00013375 |  | -0.00023447 |  | -0.00031176 |  | 1.1041e-06 |  | 9.9092e-07 |  | 0 |  | 0.00043908 |  | 0.00063679 |  | 1.3279e-06 |  | 0.00035174 |  | 8.3825e-07
| 3.0274e-05 |  | 0.051544 |  | 0.015365 |  | 9.6496e-07 |  | 7.0828e-05 |  | 0.00022348 |  | -0.00023108 |  | -0.00018205 |  | 1.1102e-06 |  | 1.1532e-06 |  | 3.001e-06 |  | 0.0003311 |  | 0.00052086 |  | 1.3279e-06 |  | 0.00035651 |  | 7.284e-07
| 4.447e-05 |  | 0.050485 |  | 0.015878 |  | 1.0014e-06 |  | -0.00013356 |  | 0.00019772 |  | -2.9003e-05 |  | -5.1256e-05 |  | 1.1036e-06 |  | 1.2013e-06 |  | 3.001e-06 |  | 0.00028667 |  | 0.00057413 |  | 1.3281e-06 |  | 0.00035893 |  | 9.0917e-07
| 6.072e-05 |  | 0.049126 |  | 0.016565 |  | 9.9084e-07 |  | -0.00013811 |  | 0.00029423 |  | -0.00032941 |  | -0.00012402 |  | 9.9976e-07 |  | 1.0152e-06 |  | 0 |  | 0.00040023 |  | 0.00072184 |  | 1.3281e-06 |  | 0.00035337 |  | 1.2059e-06
| 3.0469e-05 |  | 0.048002 |  | 0.01706 |  | 9.5436e-07 |  | -0.00027269 |  | 0.00029743 |  | -0.00044128 |  | -0.00038344 |  | 8.7413e-07 |  | 7.3885e-07 |  | 2.2214e-05 |  | 0.00041296 |  | 0.00062976 |  | 2.9218e-06 |  | 0.0003526 |  | 1.2377e-06
| 2.3359e-05 |  | 0.047097 |  | 0.017618 |  | 9.9471e-07 |  | -0.00020777 |  | 0.00015465 |  | -0.00031668 |  | -0.00025508 |  | 8.65e-07 |  | 6.0693e-07 |  | 2.2214e-05 |  | 0.00045984 |  | 0.0006441 |  | 2.3909e-06 |  | 0.00035501 |  | 1.0703e-06
| 8.8816e-05 |  | 0.045927 |  | 0.018188 |  | 1.0331e-06 |  | -6.7286e-05 |  | 0.00025055 |  | -0.00023786 |  | 4.6652e-05 |  | 9.3144e-07 |  | 6.1864e-07 |  | 0 |  | 0.00046146 |  | 0.00074024 |  | 7.9696e-07 |  | 0.00035741 |  | 1.0577e-06
| 6.5465e-05 |  | 0.044726 |  | 0.018687 |  | 9.6837e-07 |  | -0.00018061 |  | 0.00029233 |  | -0.00018362 |  | -6.9407e-05 |  | 1.0841e-06 |  | 6.7853e-07 |  | 0 |  | 0.00028355 |  | 0.00076645 |  | 1.3283e-06 |  | 0.00035821 |  | 1.1611e-06
| 2.1123e-05 |  | 0.043706 |  | 0.019228 |  | 8.7776e-07 |  | -0.00040439 |  | 0.00023983 |  | -0.00012489 |  | -0.00048395 |  | 1.2098e-06 |  | 7.4454e-07 |  | 0 |  | 0.0003487 |  | 0.00073711 |  | 2.9224e-06 |  | 0.00035187 |  | 1.3287e-06
| 2.1125e-05 |  | 0.042998 |  | 0.019916 |  | 8.9294e-07 |  | -0.00011332 |  | 0.00015157 |  | -0.00013617 |  | -0.00034931 |  | 1.2237e-06 |  | 7.3288e-07 |  | 0 |  | 0.00053698 |  | 0.00058067 |  | 2.3912e-06 |  | 0.00034634 |  | 1.4123e-06
| 1.4026e-05 |  | 0.042319 |  | 0.020728 |  | 9.8607e-07 |  | 1.0623e-05 |  | 5.3936e-05 |  | -5.1415e-05 |  | -9.6722e-05 |  | 1.181e-06 |  | 7.0327e-07 |  | 2.1153e-06 |  | 0.00050921 |  | 0.00058468 |  | 0 |  | 0.00034 |  | 1.2963e-06
| 6.4803e-05 |  | 0.041329 |  | 0.021358 |  | 1.0516e-06 |  | -0.00026206 |  | 4.112e-05 |  | -8.1927e-05 |  | -0.00011379 |  | 1.062e-06 |  | 6.4904e-07 |  | 2.1153e-06 |  | 0.00047426 |  | 0.00067127 |  | 0 |  | 0.00033841 |  | 1.0646e-06
| 5.0777e-05 |  | 0.040706 |  | 0.021897 |  | 9.6989e-07 |  | -0.0002189 |  | 9.8679e-05 |  | -6.8071e-05 |  | -5.8408e-05 |  | 1.0496e-06 |  | 5.6457e-07 |  | 0 |  | 0.00045045 |  | 0.00063079 |  | 7.9716e-07 |  | 0.00034241 |  | 1.0647e-06
| 1.1171e-05 |  | 0.040578 |  | 0.022511 |  | 8.6604e-07 |  | -0.00018062 |  | 0.00012753 |  | -0.00022431 |  | 2.2758e-06 |  | 1.0298e-06 |  | 5.1027e-07 |  | 0 |  | 0.00028046 |  | 0.00069439 |  | 7.9716e-07 |  | 0.00034958 |  | 1.174e-06
| 3.8377e-05 |  | 0.040069 |  | 0.023355 |  | 8.3394e-07 |  | -9.2076e-05 |  | 0.00024886 |  | -0.00047857 |  | 6.3718e-05 |  | 1.0278e-06 |  | 5.2261e-07 |  | 0 |  | 0.00032495 |  | 0.00069201 |  | 2.3916e-06 |  | 0.00035117 |  | 1.1806e-06
| 7.0874e-05 |  | 0.039516 |  | 0.024362 |  | 8.7681e-07 |  | -4.452e-05 |  | 0.00025845 |  | -0.00025275 |  | -0.00019429 |  | 1.0964e-06 |  | 6.8495e-07 |  | 0 |  | 0.00043939 |  | 0.00057128 |  | 2.3918e-06 |  | 0.00034245 |  | 1.0648e-06
| 6.5805e-05 |  | 0.039297 |  | 0.025082 |  | 9.3544e-07 |  | -0.00014166 |  | 0.00020089 |  | -0.00017007 |  | -0.00021277 |  | 1.2314e-06 |  | 8.7138e-07 |  | 1.0577e-06 |  | 0.00032422 |  | 0.00051096 |  | 2.3918e-06 |  | 0.00033534 |  | 8.9061e-07
| 4.549e-05 |  | 0.038981 |  | 0.025606 |  | 1.0009e-06 |  | -7.0832e-05 |  | 0.00024093 |  | -0.00015651 |  | -1.1372e-06 |  | 1.3558e-06 |  | 9.6148e-07 |  | 1.0576e-06 |  | 0.00018911 |  | 0.00062297 |  | 2.9235e-06 |  | 0.00033929 |  | 8.3892e-07
| 3.8397e-05 |  | 0.038458 |  | 0.026423 |  | 1.0835e-06 |  | -6.3076e-05 |  | 0.00024603 |  | -0.00015685 |  | -7.6292e-05 |  | 1.3151e-06 |  | 9.7329e-07 |  | 0 |  | 0.0002392 |  | 0.00061192 |  | 1.3289e-06 |  | 0.00035126 |  | 9.4834e-07
| 1.6054e-05 |  | 0.037773 |  | 0.027034 |  | 1.1219e-06 |  | -0.00018416 |  | 0.00019974 |  | -0.00030567 |  | -0.00029129 |  | 1.1604e-06 |  | 1.064e-06 |  | 0 |  | 0.00031629 |  | 0.00060795 |  | 1.3289e-06 |  | 0.00035841 |  | 1.0902e-06
| 1.0156e-06 |  | 0.0378 |  | 0.027914 |  | 1.0817e-06 |  | -3.8955e-05 |  | 0.00025901 |  | -0.00024126 |  | -0.0002947 |  | 1.0315e-06 |  | 1.1906e-06 |  | 0 |  | 0.00040373 |  | 0.00081065 |  | 5.3161e-07 |  | 0.00036241 |  | 1.1936e-06
| 5.1788e-05 |  | 0.037687 |  | 0.029109 |  | 1.0389e-06 |  | -2.226e-05 |  | 0.00029228 |  | -2.9005e-05 |  | 7.3908e-05 |  | 1.0328e-06 |  | 1.0283e-06 |  | 0 |  | 0.00044111 |  | 0.00079401 |  | 5.3164e-07 |  | 0.00036402 |  | 1.0843e-06
| 5.7702e-05 |  | 0.036955 |  | 0.03013 |  | 1.0376e-06 |  | -6.7287e-05 |  | 0.00018338 |  | 0.00012148 |  | 0.00017978 |  | 1.0868e-06 |  | 8.0549e-07 |  | 0 |  | 0.00041648 |  | 0.00065571 |  | 2.924e-06 |  | 0.00036402 |  | 1.0067e-06
| 2.9269e-05 |  | 0.036347 |  | 0.030748 |  | 1.0126e-06 |  | 2.4789e-05 |  | 0.0001721 |  | 7.7406e-05 |  | -0.00010013 |  | 1.193e-06 |  | 6.4883e-07 |  | 0 |  | 0.00025898 |  | 0.00050314 |  | 2.9242e-06 |  | 0.00035848 |  | 1.1229e-06
| 6.678e-05 |  | 0.036078 |  | 0.031308 |  | 9.8606e-07 |  | 0.00022631 |  | 9.5358e-05 |  | -9.2931e-05 |  | 0.00012754 |  | 1.2047e-06 |  | 6.8519e-07 |  | 0 |  | 0.00018904 |  | 0.00052384 |  | 1.3292e-06 |  | 0.00035135 |  | 1.2329e-06
| 4.3425e-05 |  | 0.035988 |  | 0.03257 |  | 9.8497e-07 |  | 0.00032581 |  | 6.8274e-05 |  | -0.00012261 |  | 0.00022074 |  | 1.1621e-06 |  | 9.0202e-07 |  | 0 |  | 0.00031877 |  | 0.0007083 |  | 7.9761e-07 |  | 0.00034819 |  | 1.2331e-06
| 0 |  | 0.03563 |  | 0.033306 |  | 1.007e-06 |  | 0.00022666 |  | 0.00024263 |  | -0.00016668 |  | -4.21e-05 |  | 1.1529e-06 |  | 9.7425e-07 |  | 2.644e-05 |  | 0.00031323 |  | 0.0006988 |  | 0 |  | 0.00034423 |  | 1.1423e-06
| 0 |  | 0.034991 |  | 0.033715 |  | 9.6923e-07 |  | 0.0001484 |  | 0.00019304 |  | -0.0001462 |  | -2.9801e-05 |  | 1.1911e-06 |  | 8.3596e-07 |  | 2.644e-05 |  | 0.00027109 |  | 0.00061215 |  | 0 |  | 0.00033946 |  | 1.1297e-06
| 0 |  | 0.034503 |  | 0.034717 |  | 9.4727e-07 |  | 0.00019832 |  | 9.2042e-05 |  | -0.00016328 |  | 0.00016612 |  | 1.1958e-06 |  | 6.9772e-07 |  | 0 |  | 0.00024408 |  | 0.0006583 |  | 7.9766e-07 |  | 0.00033631 |  | 1.1172e-06
| 0 |  | 0.034036 |  | 0.035915 |  | 9.605e-07 |  | -3.5415e-06 |  | 0.00018506 |  | -0.0002921 |  | 5.6902e-06 |  | 1.0918e-06 |  | 8.3603e-07 |  | 0 |  | 0.00025601 |  | 0.00070282 |  | 7.9771e-07 |  | 0.0003379 |  | 1.1881e-06
| 3.4301e-05 |  | 0.033285 |  | 0.036999 |  | 1.0488e-06 |  | -0.00024857 |  | 0.00018846 |  | -0.00046938 |  | -0.00020145 |  | 1.0043e-06 |  | 1.1245e-06 |  | 0 |  | 0.00017546 |  | 0.00058444 |  | 7.9771e-07 |  | 0.00034032 |  | 1.2724e-06
| 3.4298e-05 |  | 0.032656 |  | 0.037825 |  | 1.0752e-06 |  | -6.0206e-05 |  | 0.00019014 |  | -0.00020058 |  | 7.7367e-05 |  | 9.8981e-07 |  | 1.0282e-06 |  | 7.2363e-06 |  | 0.0001683 |  | 0.00053991 |  | 1.3296e-06 |  | 0.00034032 |  | 1.3109e-06
| 0 |  | 0.032162 |  | 0.038806 |  | 9.9784e-07 |  | -0.00010624 |  | 0.00022514 |  | 8.0794e-05 |  | 0.00032997 |  | 1.0637e-06 |  | 7.2131e-07 |  | 7.2369e-06 |  | 0.00038011 |  | 0.00068944 |  | 1.3297e-06 |  | 0.00033716 |  | 1.4337e-06
| 1.8277e-05 |  | 0.031698 |  | 0.03984 |  | 9.4312e-07 |  | -0.00026341 |  | 0.0002522 |  | 0.0001095 |  | 0.00015258 |  | 1.1283e-06 |  | 6.2503e-07 |  | 0 |  | 0.00057334 |  | 0.00088824 |  | 4.521e-06 |  | 0.00033319 |  | 1.5439e-06
| 1.8277e-05 |  | 0.031187 |  | 0.040513 |  | 9.5887e-07 |  | 4.6038e-05 |  | 0.00024599 |  | -5.6426e-07 |  | -0.00013426 |  | 1.1026e-06 |  | 7.6338e-07 |  | 0 |  | 0.00044219 |  | 0.00070066 |  | 3.7234e-06 |  | 0.00033721 |  | 1.6467e-06
| 1.1169e-05 |  | 0.030379 |  | 0.041354 |  | 1.013e-06 |  | 0.00038955 |  | 0.00020593 |  | -2.7676e-05 |  | 7.0543e-05 |  | 9.9591e-07 |  | 8.8999e-07 |  | 2.6297e-05 |  | 0.00029506 |  | 0.00055751 |  | 5.3194e-07 |  | 0.00034436 |  | 1.5757e-06
| 1.1169e-05 |  | 0.02973 |  | 0.042399 |  | 9.8793e-07 |  | 0.00040811 |  | 0.00026687 |  | 0.00010951 |  | -7.2716e-05 |  | 9.0971e-07 |  | 8.5424e-07 |  | 2.6297e-05 |  | 0.00034041 |  | 0.0007699 |  | 5.3194e-07 |  | 0.00034757 |  | 1.1952e-06
| 0 |  | 0.029201 |  | 0.043535 |  | 9.5715e-07 |  | 9.2076e-05 |  | 0.00023809 |  | -0.00022091 |  | -0.00022984 |  | 9.4668e-07 |  | 7.2768e-07 |  | 5.0654e-05 |  | 0.00025849 |  | 0.00092022 |  | 5.3198e-07 |  | 0.00034121 |  | 1.0593e-06
| 3.8859e-06 |  | 0.028603 |  | 0.044504 |  | 9.8802e-07 |  | -0.00026341 |  | 0.00017095 |  | 1.0064e-05 |  | 0.00011682 |  | 1.0126e-06 |  | 6.1958e-07 |  | 5.0654e-05 |  | 0.0002943 |  | 0.00081131 |  | 5.3198e-07 |  | 0.00033566 |  | 9.8832e-07
| 3.8859e-06 |  | 0.02801 |  | 0.04568 |  | 1.0108e-06 |  | -0.00016291 |  | 0.00019973 |  | 0.00041301 |  | 0.00011833 |  | 1.0548e-06 |  | 5.3562e-07 |  | 6.1775e-06 |  | 0.00047886 |  | 0.00070875 |  | 0 |  | 0.00033886 |  | 9.6254e-07
| 0 |  | 0.02722 |  | 0.046807 |  | 1.0026e-06 |  | 0.00015936 |  | 0.00016757 |  | 0.00010113 |  | 5.6888e-06 |  | 1.0423e-06 |  | 4.8743e-07 |  | 2.204e-05 |  | 0.00041286 |  | 0.00066822 |  | 0 |  | 0.00034604 |  | 1.0594e-06
| 0 |  | 0.0267 |  | 0.047729 |  | 9.5093e-07 |  | 1.8551e-05 |  | 0.00018053 |  | -0.00018527 |  | 0.00010251 |  | 1.0239e-06 |  | 4.6334e-07 |  | 1.5861e-05 |  | 0.0002864 |  | 0.00064917 |  | 5.3208e-07 |  | 0.00035163 |  | 1.2405e-06
| 2.2133e-05 |  | 0.0263 |  | 0.048618 |  | 9.5669e-07 |  | -4.6038e-05 |  | 0.00024938 |  | 0.00019606 |  | 2.617e-05 |  | 1.0839e-06 |  | 4.331e-07 |  | 0 |  | 0.00027924 |  | 0.00068258 |  | 2.9264e-06 |  | 0.00035163 |  | 1.5895e-06
| 3.6348e-05 |  | 0.025577 |  | 0.049605 |  | 1.0362e-06 |  | 0.00010624 |  | 0.00026687 |  | 0.00015199 |  | -0.0001172 |  | 1.14e-06 |  | 5.8947e-07 |  | 0 |  | 0.00027289 |  | 0.00058874 |  | 2.3945e-06 |  | 0.00034768 |  | 1.6089e-06
| 1.4214e-05 |  | 0.024863 |  | 0.05059 |  | 1.0406e-06 |  | -1.8551e-05 |  | 0.00023017 |  | 3.8473e-05 |  | -0.00030516 |  | 1.1407e-06 |  | 8.1191e-07 |  | 0 |  | 0.00030314 |  | 0.00057525 |  | 7.9816e-07 |  | 0.00034611 |  | 1.5373e-06
| 0 |  | 0.024217 |  | 0.051805 |  | 9.6883e-07 |  | -7.083e-06 |  | 0.00015965 |  | 0.00030792 |  | -0.00013427 |  | 1.0913e-06 |  | 9.9242e-07 |  | 8.2942e-06 |  | 0.00031508 |  | 0.00063493 |  | 7.9821e-07 |  | 0.00034611 |  | 1.4213e-06
| 5.3558e-05 |  | 0.023751 |  | 0.053154 |  | 8.8374e-07 |  | 0.00019123 |  | 9.213e-05 |  | 0.00012825 |  | -0.0001172 |  | 1.0729e-06 |  | 9.6832e-07 |  | 8.2949e-06 |  | 0.00041774 |  | 0.00069465 |  | 7.9826e-07 |  | 0.00034772 |  | 1.3443e-06
| 7.4875e-05 |  | 0.023001 |  | 0.054145 |  | 8.6427e-07 |  | 0.0001113 |  | 0.00018521 |  | -2.9004e-05 |  | -0.00032661 |  | 1.1224e-06 |  | 8.0031e-07 |  | 9.3534e-06 |  | 0.00038753 |  | 0.00075517 |  | 7.9826e-07 |  | 0.00034615 |  | 1.144e-06
| 2.1321e-05 |  | 0.022228 |  | 0.055099 |  | 8.6238e-07 |  | -2.8331e-05 |  | 0.00031987 |  | -0.0003633 |  | -0.00029469 |  | 1.1514e-06 |  | 6.5014e-07 |  | 9.3534e-06 |  | 0.00037562 |  | 0.0007958 |  | 7.9831e-07 |  | 0.00033503 |  | 1.0472e-06
| 0 |  | 0.021741 |  | 0.05594 |  | 8.5111e-07 |  | -2.968e-05 |  | 0.00028095 |  | -0.00027761 |  | -0.00023721 |  | 1.1515e-06 |  | 5.3586e-07 |  | 0 |  | 0.00044326 |  | 0.00086026 |  | 7.9831e-07 |  | 0.00032787 |  | 1.1441e-06
| 0 |  | 0.021293 |  | 0.056353 |  | 9.337e-07 |  | 0.00012395 |  | 0.00014948 |  | -8.8702e-05 |  | -7.2821e-05 |  | 1.1482e-06 |  | 5.1793e-07 |  | 0 |  | 0.00036689 |  | 0.00075606 |  | 2.3952e-06 |  | 0.00032709 |  | 1.3313e-06
| 0 |  | 0.020822 |  | 0.057358 |  | 1.0895e-06 |  | 5.3121e-05 |  | 0.00013989 |  | 6.3844e-05 |  | -4.5516e-06 |  | 1.1464e-06 |  | 5.7175e-07 |  | 1.253e-05 |  | 0.00029926 |  | 0.00071711 |  | 2.3951e-06 |  | 0.00033746 |  | 1.3898e-06
| 0 |  | 0.020324 |  | 0.058689 |  | 1.1779e-06 |  | 1.8551e-05 |  | 0.00036106 |  | 0.00012016 |  | -1.1914e-06 |  | 1.1465e-06 |  | 6.4413e-07 |  | 1.253e-05 |  | 0.00031679 |  | 0.00079197 |  | 2.3954e-06 |  | 0.00034624 |  | 1.0667e-06
| 0 |  | 0.019937 |  | 0.058995 |  | 1.1627e-06 |  | -0.00012395 |  | 0.00039318 |  | -2.0898e-05 |  | -6.9407e-05 |  | 1.0956e-06 |  | 8.8514e-07 |  | 1.147e-05 |  | 0.00041071 |  | 0.00077207 |  | 2.3954e-06 |  | 0.00034703 |  | 7.6924e-07
| 2.8721e-06 |  | 0.019517 |  | 0.059811 |  | 1.0727e-06 |  | -0.0005135 |  | 0.00022171 |  | 0.00030793 |  | 0.00012175 |  | 1.0417e-06 |  | 1.0293e-06 |  | 2.9448e-05 |  | 0.00035263 |  | 0.00072914 |  | 7.9851e-07 |  | 0.00034228 |  | 6.7246e-07
| 2.8721e-06 |  | 0.01897 |  | 0.061096 |  | 9.5728e-07 |  | -0.00034503 |  | 0.00020591 |  | 5.6233e-05 |  | -2.6217e-05 |  | 1.0345e-06 |  | 9.6875e-07 |  | 1.7977e-05 |  | 0.00024359 |  | 0.00069256 |  | 1.3309e-06 |  | 0.00033354 |  | 9.2405e-07
| 5.4563e-05 |  | 0.018341 |  | 0.062529 |  | 9.0494e-07 |  | 3.1872e-05 |  | 0.0002042 |  | -9.5486e-05 |  | -4.8921e-05 |  | 1.1241e-06 |  | 7.7649e-07 |  | 0 |  | 0.00035743 |  | 0.00069973 |  | 4.5252e-06 |  | 0.00033195 |  | 1.0728e-06
| 9.924e-05 |  | 0.017806 |  | 0.063777 |  | 9.006e-07 |  | 4.452e-05 |  | 0.00015909 |  | -0.00011424 |  | 3.4568e-05 |  | 1.2726e-06 |  | 6.8072e-07 |  | 0 |  | 0.00041957 |  | 0.00060667 |  | 3.9931e-06 |  | 0.00033199 |  | 9.9584e-07
| 4.6526e-05 |  | 0.017527 |  | 0.064581 |  | 9.0068e-07 |  | -0.00016998 |  | 0.00018164 |  | -0.00043788 |  | -5.5753e-05 |  | 1.3611e-06 |  | 7.2901e-07 |  | 0 |  | 0.00031846 |  | 0.00067752 |  | 2.3958e-06 |  | 0.00033518 |  | 9.7667e-07
| 1.8584e-06 |  | 0.01716 |  | 0.06605 |  | 8.887e-07 |  | -2.8326e-05 |  | 0.00027302 |  | 6.2069e-06 |  | 0.00012516 |  | 1.34e-06 |  | 6.6285e-07 |  | 2.4175e-05 |  | 0.00025477 |  | 0.00058517 |  | 2.9284e-06 |  | 0.00033518 |  | 1.0862e-06
| 0 |  | 0.016566 |  | 0.067147 |  | 8.7419e-07 |  | -8.9035e-05 |  | 0.00021212 |  | 0.00036876 |  | 0.00014185 |  | 1.1824e-06 |  | 6.1462e-07 |  | 2.4177e-05 |  | 0.00028665 |  | 0.00059639 |  | 2.9286e-06 |  | 0.0003392 |  | 1.1121e-06
| 5.1774e-05 |  | 0.016014 |  | 0.067518 |  | 8.6229e-07 |  | -0.00015582 |  | 9.5279e-05 |  | -2.4296e-05 |  | -0.00012061 |  | 1.0117e-06 |  | 6.3261e-07 |  | 1.7823e-05 |  | 0.00026834 |  | 0.0008273 |  | 2.3961e-06 |  | 0.00034079 |  | 9.7012e-07
| 0.00011721 |  | 0.015809 |  | 0.067998 |  | 8.119e-07 |  | 0.00020034 |  | 0.00014153 |  | -0.00023499 |  | -0.00031946 |  | 9.2139e-07 |  | 7.712e-07 |  | 1.7823e-05 |  | 0.00023889 |  | 0.00070154 |  | 0 |  | 0.00034161 |  | 8.7923e-07
| 6.9496e-05 |  | 0.015593 |  | 0.069173 |  | 7.5638e-07 |  | 0.00019478 |  | 0.00019913 |  | -6.8368e-05 |  | -5.9169e-05 |  | 9.1744e-07 |  | 7.712e-07 |  | 0 |  | 0.00034321 |  | 0.00063385 |  | 0 |  | 0.00033763 |  | 9.5692e-07
| 4.0608e-06 |  | 0.015129 |  | 0.070602 |  | 8.447e-07 |  | -0.00021957 |  | 0.00023128 |  | -0.00013616 |  | 9.1026e-05 |  | 9.3129e-07 |  | 6.3267e-07 |  | 0 |  | 0.00040776 |  | 0.00069685 |  | 7.9881e-07 |  | 0.00032652 |  | 1.0605e-06
| 3.147e-05 |  | 0.014942 |  | 0.071832 |  | 1.0296e-06 |  | -5.566e-05 |  | 0.00019292 |  | -0.0002705 |  | -1.192e-05 |  | 9.2477e-07 |  | 5.0036e-07 |  | 0 |  | 0.00047465 |  | 0.00056146 |  | 7.9886e-07 |  | 0.00032175 |  | 1.0473e-06
| 3.147e-05 |  | 0.014601 |  | 0.072335 |  | 1.1225e-06 |  | 0.00029039 |  | 0.00010811 |  | -0.00029212 |  | -0.00010013 |  | 9.6905e-07 |  | 4.3979e-07 |  | 0 |  | 0.00041017 |  | 0.00059813 |  | 3.9946e-06 |  | 0.00031938 |  | 1.1125e-06
| 1.9289e-05 |  | 0.014013 |  | 0.07301 |  | 1.055e-06 |  | 4.452e-05 |  | 0.00011431 |  | -0.00038771 |  | -6.1985e-05 |  | 1.0779e-06 |  | 5.2391e-07 |  | 0 |  | 0.00032814 |  | 0.00070167 |  | 3.9946e-06 |  | 0.00032177 |  | 1.3523e-06
| 1.9287e-05 |  | 0.013849 |  | 0.074394 |  | 9.4336e-07 |  | -3.5414e-05 |  | 0.00016414 |  | -0.00033279 |  | -4.5513e-05 |  | 1.1519e-06 |  | 7.7697e-07 |  | 0 |  | 0.00042854 |  | 0.00062609 |  | 7.9891e-07 |  | 0.0003226 |  | 1.4554e-06
| 3.9592e-05 |  | 0.0137 |  | 0.075364 |  | 9.0992e-07 |  | 0.0001275 |  | 0.00017261 |  | -0.00013617 |  | 0.00011833 |  | 1.1677e-06 |  | 1.09e-06 |  | 0 |  | 0.00041022 |  | 0.00061892 |  | 1.3317e-06 |  | 0.00031623 |  | 1.2481e-06
| 6.8816e-05 |  | 0.013406 |  | 0.076361 |  | 9.4778e-07 |  | -3.3387e-05 |  | 0.00018502 |  | -0.00020302 |  | 4.886e-05 |  | 1.138e-06 |  | 1.1989e-06 |  | 0 |  | 0.0003242 |  | 0.00056555 |  | 1.3317e-06 |  | 0.00030906 |  | 8.7946e-07
| 2.9222e-05 |  | 0.013166 |  | 0.077824 |  | 9.8455e-07 |  | -0.00012749 |  | 0.00021829 |  | -0.00020735 |  | -0.00028105 |  | 1.0934e-06 |  | 1.0487e-06 |  | 0 |  | 0.00034495 |  | 0.00051225 |  | 7.9901e-07 |  | 0.00030273 |  | 6.5971e-07
| 8.9529e-06 |  | 0.012945 |  | 0.078757 |  | 1.0129e-06 |  | -9.2748e-05 |  | 0.00012884 |  | -7.5174e-05 |  | -0.00021218 |  | 1.0939e-06 |  | 7.956e-07 |  | 0 |  | 0.00037841 |  | 0.00064688 |  | 7.9906e-07 |  | 0.00030352 |  | 6.922e-07
| 3.5344e-05 |  | 0.0127 |  | 0.079235 |  | 1.0344e-06 |  | -6.0201e-05 |  | 0.00015928 |  | -0.00026838 |  | -0.00029129 |  | 1.0835e-06 |  | 5.6674e-07 |  | 0 |  | 0.00046926 |  | 0.00074332 |  | 1.3319e-06 |  | 0.00031868 |  | 7.5073e-07
| 2.6392e-05 |  | 0.012432 |  | 0.080231 |  | 9.9411e-07 |  | -2.8332e-05 |  | 0.0001785 |  | -0.00042772 |  | -0.00056777 |  | 1.0387e-06 |  | 4.0406e-07 |  | 0 |  | 0.00045412 |  | 0.00081502 |  | 4.5286e-06 |  | 0.00033063 |  | 8.478e-07
| 0 |  | 0.012205 |  | 0.081046 |  | 9.5308e-07 |  | -5.9361e-05 |  | 0.00019769 |  | -0.00019593 |  | -0.00040885 |  | 1.0136e-06 |  | 3.6755e-07 |  | 0 |  | 0.00027091 |  | 0.00083505 |  | 4.5286e-06 |  | 0.00033466 |  | 9.767e-07
| 3.3275e-05 |  | 0.012048 |  | 0.081981 |  | 9.4496e-07 |  | -6.0204e-05 |  | 0.00025213 |  | 6.0455e-05 |  | -0.00011037 |  | 1.0817e-06 |  | 5.0001e-07 |  | 0 |  | 0.00029004 |  | 0.00079282 |  | 5.3281e-07 |  | 0.00033227 |  | 1.0612e-06
| 3.3275e-05 |  | 0.011995 |  | 0.083079 |  | 9.538e-07 |  | -0.00012243 |  | 0.00018839 |  | -0.00015331 |  | -0.00017999 |  | 1.1741e-06 |  | 6.4482e-07 |  | 3.8994e-05 |  | 0.00034504 |  | 0.00082952 |  | 2.1312e-06 |  | 0.0003291 |  | 1.2619e-06
| 2.9222e-05 |  | 0.011986 |  | 0.083589 |  | 9.1727e-07 |  | -0.00010978 |  | 0.00020419 |  | -3.1074e-05 |  | -0.00010354 |  | 1.1234e-06 |  | 6.6282e-07 |  | 3.8994e-05 |  | 0.00029085 |  | 0.00084944 |  | 4.5292e-06 |  | 0.0003283 |  | 1.359e-06
| 2.9222e-05 |  | 0.011784 |  | 0.084421 |  | 8.4096e-07 |  | -9.5618e-05 |  | 0.00016245 |  | -3.7855e-05 |  | -0.00013426 |  | 1.0284e-06 |  | 5.4219e-07 |  | 0 |  | 0.0003395 |  | 0.00089816 |  | 2.9308e-06 |  | 0.00032276 |  | 1.3139e-06
| 0 |  | 0.011474 |  | 0.085893 |  | 8.6424e-07 |  | -7.791e-05 |  | 0.00030515 |  | -0.00027761 |  | -0.0003874 |  | 1.0838e-06 |  | 4.2146e-07 |  | 0 |  | 0.00041202 |  | 0.00077623 |  | 1.3322e-06 |  | 0.0003148 |  | 9.9681e-07
| 1.5227e-05 |  | 0.01133 |  | 0.087019 |  | 9.4395e-07 |  | 4.2497e-05 |  | 0.00044447 |  | -8.193e-05 |  | -0.00026398 |  | 1.1962e-06 |  | 4.2153e-07 |  | 0 |  | 0.00037616 |  | 0.00059452 |  | 7.9936e-07 |  | 0.00030523 |  | 6.8659e-07
| 9.0245e-05 |  | 0.011046 |  | 0.087855 |  | 9.7615e-07 |  | -7.4203e-06 |  | 0.00032433 |  | 0.00019829 |  | -1.1921e-06 |  | 1.2708e-06 |  | 6.2642e-07 |  | 2.1144e-06 |  | 0.00036744 |  | 0.00062489 |  | 7.9936e-07 |  | 0.0002965 |  | 7.1251e-07
| 0.00011358 |  | 0.010939 |  | 0.088071 |  | 9.3827e-07 |  | -0.0003683 |  | 0.00021206 |  | 0.00021979 |  | 2.2757e-05 |  | 1.2292e-06 |  | 8.4987e-07 |  | 5.5925e-05 |  | 0.00043519 |  | 0.00074205 |  | 1.3324e-06 |  | 0.00029252 |  | 9.4514e-07
| 3.8573e-05 |  | 0.010832 |  | 0.088741 |  | 9.3077e-07 |  | -0.00028196 |  | 0.00023747 |  | 0.0002125 |  | 0.00011324 |  | 1.1309e-06 |  | 8.2581e-07 |  | 5.3816e-05 |  | 0.00035312 |  | 0.00070145 |  | 2.9312e-06 |  | 0.00029413 |  | 1.3653e-06
| 3.6543e-05 |  | 0.010417 |  | 0.089312 |  | 9.6676e-07 |  | -1.0623e-05 |  | 0.00031925 |  | 0.00023335 |  | 0.00016271 |  | 1.0127e-06 |  | 6.9271e-07 |  | 0 |  | 0.00037145 |  | 0.00070703 |  | 2.9316e-06 |  | 0.00029732 |  | 1.6505e-06
| 6.7785e-05 |  | 0.010167 |  | 0.089931 |  | 1.0243e-06 |  | -1.0623e-05 |  | 0.00032938 |  | 0.00014182 |  | 0.00016271 |  | 9.1907e-07 |  | 7.9554e-07 |  | 0 |  | 0.00040099 |  | 0.00072147 |  | 1.3325e-06 |  | 0.00029417 |  | 1.6899e-06
| 6.8806e-05 |  | 0.010096 |  | 0.09109 |  | 1.0161e-06 |  | -7.4188e-06 |  | 0.00033561 |  | -0.00011424 |  | 0.00024913 |  | 9.402e-07 |  | 1.0067e-06 |  | 0 |  | 0.00039701 |  | 0.00076133 |  | 7.9956e-07 |  | 0.00028859 |  | 1.4499e-06
| 5.8667e-05 |  | 0.010019 |  | 0.091568 |  | 9.3851e-07 |  | -0.00024081 |  | 0.00032092 |  | -0.00034635 |  | -3.5267e-05 |  | 9.8387e-07 |  | 9.405e-07 |  | 0 |  | 0.00041537 |  | 0.00077413 |  | 0 |  | 0.0002886 |  | 1.0617e-06
| 2.1114e-05 |  | 0.0097908 |  | 0.092013 |  | 8.9312e-07 |  | -0.00021889 |  | 0.00024593 |  | -0.00050846 |  | -0.00034807 |  | 1.0348e-06 |  | 6.4522e-07 |  | 0 |  | 0.0003197 |  | 0.0006378 |  | 5.3308e-07 |  | 0.00030136 |  | 8.1582e-07
| 0 |  | 0.0094741 |  | 0.092795 |  | 8.7986e-07 |  | -0.00016645 |  | 0.00023124 |  | -0.00037687 |  | -0.0003698 |  | 1.0698e-06 |  | 4.1611e-07 |  | 0 |  | 0.00031414 |  | 0.00071039 |  | 5.3311e-07 |  | 0.00031174 |  | 6.7952e-07
| 0 |  | 0.0092662 |  | 0.093355 |  | 8.7228e-07 |  | -2.5973e-05 |  | 0.00026454 |  | -0.00024209 |  | -0.0002694 |  | 1.1378e-06 |  | 3.9196e-07 |  | 2.9994e-06 |  | 0.00039867 |  | 0.00068652 |  | 0 |  | 0.00031495 |  | 7.2473e-07
| 0 |  | 0.0090855 |  | 0.094058 |  | 8.7235e-07 |  | -0.0001027 |  | 0.00025831 |  | -0.00020397 |  | -0.00015474 |  | 1.1399e-06 |  | 3.7404e-07 |  | 2.9991e-06 |  | 0.00043618 |  | 0.00058609 |  | 0 |  | 0.00031497 |  | 8.2188e-07
| 2.03e-05 |  | 0.0087736 |  | 0.094783 |  | 9.8994e-07 |  | -0.00030456 |  | 0.00025549 |  | -0.00026498 |  | 1.5929e-05 |  | 1.0938e-06 |  | 3.1957e-07 |  | 0 |  | 0.000429 |  | 0.0006427 |  | 5.3314e-07 |  | 0.00031258 |  | 9.1306e-07
| 2.03e-05 |  | 0.0084487 |  | 0.094869 |  | 1.1232e-06 |  | 9.275e-05 |  | 0.00022504 |  | -0.00032022 |  | 0.00015258 |  | 1.0376e-06 |  | 3.3134e-07 |  | 0 |  | 0.00033573 |  | 0.00059729 |  | 2.9325e-06 |  | 0.0003134 |  | 9.3235e-07
| 1.624e-05 |  | 0.0082164 |  | 0.095292 |  | 1.0999e-06 |  | 4.6037e-05 |  | 0.0002679 |  | -0.00038364 |  | 4.665e-05 |  | 9.6695e-07 |  | 6.0322e-07 |  | 3.7933e-05 |  | 0.00036047 |  | 0.00052396 |  | 2.9327e-06 |  | 0.00031102 |  | 8.9311e-07
| 1.624e-05 |  | 0.0079349 |  | 0.095737 |  | 9.6538e-07 |  | 2.2259e-05 |  | 0.00031584 |  | -0.00039481 |  | 5.9597e-06 |  | 9.5383e-07 |  | 9.2906e-07 |  | 3.7933e-05 |  | 0.00036049 |  | 0.00059896 |  | 5.3321e-07 |  | 0.00031104 |  | 8.6725e-07
| 1.9285e-05 |  | 0.0077076 |  | 0.096241 |  | 8.7259e-07 |  | 0.0001629 |  | 0.0002617 |  | -0.00015312 |  | -0.00024691 |  | 9.6911e-07 |  | 1.0437e-06 |  | 0 |  | 0.0003597 |  | 0.00072497 |  | 5.3324e-07 |  | 0.00030865 |  | 8.0281e-07
| 1.9285e-05 |  | 0.0075824 |  | 0.097136 |  | 8.5616e-07 |  | -6.3076e-05 |  | 0.0002459 |  | -2.1901e-05 |  | -0.00015496 |  | 1.0781e-06 |  | 8.0216e-07 |  | 0 |  | 0.00040438 |  | 0.00070508 |  | 1.3332e-06 |  | 0.00030468 |  | 8.1611e-07
| 3.248e-05 |  | 0.0073794 |  | 0.097828 |  | 8.1825e-07 |  | -0.0002054 |  | 0.00025888 |  | -8.5316e-05 |  | 0.00015588 |  | 1.1336e-06 |  | 4.6395e-07 |  | 0 |  | 0.00020698 |  | 0.00073783 |  | 1.3332e-06 |  | 0.00030151 |  | 9.3916e-07
| 3.248e-05 |  | 0.007129 |  | 0.098648 |  | 8.0631e-07 |  | -0.00014098 |  | 0.00018679 |  | -0.00020303 |  | 2.3842e-06 |  | 1.1106e-06 |  | 3.1346e-07 |  | 0 |  | 0.00016471 |  | 0.0008152 |  | 2.9332e-06 |  | 0.00029992 |  | 1.1208e-06
| 2.5375e-05 |  | 0.0068605 |  | 0.099566 |  | 8.0891e-07 |  | -0.00015228 |  | 0.00013039 |  | 4.3505e-05 |  | -0.00010354 |  | 1.04e-06 |  | 2.8375e-07 |  | 0 |  | 0.00028957 |  | 0.00069001 |  | 2.9334e-06 |  | 0.00030472 |  | 1.2054e-06
| 4.0407e-05 |  | 0.0065526 |  | 0.10007 |  | 8.5441e-07 |  | -0.0001855 |  | 0.00028877 |  | -3.9664e-05 |  | -0.00026582 |  | 9.8448e-07 |  | 3.4384e-07 |  | 0 |  | 0.00041244 |  | 0.0005664 |  | 1.3334e-06 |  | 0.00031352 |  | 1.1662e-06
| 1.5031e-05 |  | 0.0063952 |  | 0.10012 |  | 9.2717e-07 |  | -0.00014166 |  | 0.00041845 |  | -0.00025482 |  | 9.0976e-06 |  | 1.0077e-06 |  | 4.1637e-07 |  | 7.2331e-06 |  | 0.00040528 |  | 0.00057761 |  | 8.0006e-07 |  | 0.00032072 |  | 1.153e-06
| 0 |  | 0.0061403 |  | 0.10049 |  | 9.7015e-07 |  | -9.5618e-05 |  | 0.00033558 |  | -2.0905e-05 |  | -7.9743e-06 |  | 1.1128e-06 |  | 4.647e-07 |  | 7.2337e-06 |  | 0.00033109 |  | 0.0007994 |  | 8.0006e-07 |  | 0.00032151 |  | 1.0818e-06
| 0 |  | 0.0059547 |  | 0.10107 |  | 9.8911e-07 |  | 4.452e-05 |  | 0.00025098 |  | 4.2026e-05 |  | -0.00043747 |  | 1.2092e-06 |  | 5.3657e-07 |  | 0 |  | 0.00036462 |  | 0.00086407 |  | 1.3335e-06 |  | 0.00031276 |  | 9.9131e-07
| 4.0362e-05 |  | 0.0058143 |  | 0.10178 |  | 9.3176e-07 |  | 4.2497e-05 |  | 0.00034063 |  | -0.00010905 |  | -0.00044831 |  | 1.1936e-06 |  | 5.85e-07 |  | 0 |  | 0.00038459 |  | 0.0007963 |  | 2.9339e-06 |  | 0.00030959 |  | 9.7218e-07
| 4.0366e-05 |  | 0.0054494 |  | 0.10247 |  | 8.4761e-07 |  | 0.00030422 |  | 0.00040946 |  | -9.2931e-05 |  | -0.00016211 |  | 1.1399e-06 |  | 4.889e-07 |  | 0 |  | 0.00028645 |  | 0.00078114 |  | 2.9339e-06 |  | 0.00031437 |  | 9.3949e-07
| 0 |  | 0.005278 |  | 0.10288 |  | 8.2999e-07 |  | 0.00031518 |  | 0.0004506 |  | -0.00022092 |  | -0.00013426 |  | 1.0991e-06 |  | 3.9847e-07 |  | 3.594e-05 |  | 0.0002793 |  | 0.00073256 |  | 1.3337e-06 |  | 0.00030643 |  | 8.7437e-07
| 5.8651e-05 |  | 0.0051596 |  | 0.1034 |  | 8.9644e-07 |  | -7.42e-05 |  | 0.00040379 |  | -0.00047648 |  | -0.00028012 |  | 1.0793e-06 |  | 4.2268e-07 |  | 5.5875e-05 |  | 0.00038621 |  | 0.00071736 |  | 8.0026e-07 |  | 0.00029125 |  | 8.0989e-07
| 5.8656e-05 |  | 0.0049846 |  | 0.10387 |  | 9.9696e-07 |  | -0.00024436 |  | 0.00040721 |  | -0.00046161 |  | -0.00015134 |  | 9.8813e-07 |  | 4.8899e-07 |  | 1.9937e-05 |  | 0.00049878 |  | 0.0007382 |  | 2.4008e-06 |  | 0.0002865 |  | 8.8775e-07
| 0 |  | 0.0047987 |  | 0.10419 |  | 1.0274e-06 |  | -0.00020777 |  | 0.00037221 |  | -0.00027051 |  | -6.199e-05 |  | 8.8179e-07 |  | 5.1259e-07 |  | 0 |  | 0.00055544 |  | 0.00070867 |  | 2.401e-06 |  | 0.00029608 |  | 1.2892e-06
| 4.2389e-05 |  | 0.0045488 |  | 0.10452 |  | 1.0122e-06 |  | 5.3121e-05 |  | 0.0003801 |  | -6.1586e-05 |  | 9.1032e-06 |  | 8.1371e-07 |  | 4.6424e-07 |  | 0 |  | 0.00043337 |  | 0.00067679 |  | 2.401e-06 |  | 0.00030248 |  | 1.6133e-06
| 5.7618e-05 |  | 0.0042836 |  | 0.10501 |  | 1.0054e-06 |  | -2.968e-05 |  | 0.00056118 |  | -0.0001462 |  | 1.3112e-05 |  | 7.9858e-07 |  | 4.0415e-07 |  | 0 |  | 0.00044617 |  | 0.00074388 |  | 6.1365e-06 |  | 0.00029532 |  | 1.6074e-06
| 3.3294e-05 |  | 0.0041033 |  | 0.10534 |  | 1.0395e-06 |  | -0.00020186 |  | 0.00039476 |  | -8.1926e-05 |  | -0.00016157 |  | 8.3097e-07 |  | 4.7668e-07 |  | 0 |  | 0.00046854 |  | 0.00069763 |  | 6.1361e-06 |  | 0.00029134 |  | 1.2966e-06
| 1.807e-05 |  | 0.0039702 |  | 0.10553 |  | 1.106e-06 |  | -0.00019292 |  | 0.00032765 |  | -8.9379e-05 |  | -0.00018715 |  | 8.9848e-07 |  | 5.5545e-07 |  | 2.9988e-06 |  | 0.00051404 |  | 0.00066969 |  | 2.4014e-06 |  | 0.00029533 |  | 1.0244e-06
| 0 |  | 0.0036871 |  | 0.10641 |  | 1.1148e-06 |  | -0.00023727 |  | 0.00039307 |  | -0.00014973 |  | -0.00012744 |  | 1.0016e-06 |  | 5.7963e-07 |  | 2.9988e-06 |  | 0.00047496 |  | 0.00071124 |  | 8.0046e-07 |  | 0.00029376 |  | 1.115e-06
| 4.0597e-06 |  | 0.0035331 |  | 0.10692 |  | 1.0618e-06 |  | -8.1622e-05 |  | 0.00030961 |  | -2.5452e-05 |  | -0.00011205 |  | 1.048e-06 |  | 5.0714e-07 |  | 0 |  | 0.00037119 |  | 0.000819 |  | 1.3341e-06 |  | 0.00029136 |  | 1.1277e-06
| 1.7063e-05 |  | 0.0034925 |  | 0.10678 |  | 1.0087e-06 |  | 0.00022311 |  | 0.00033555 |  | 6.7236e-05 |  | 0.00029242 |  | 1.0083e-06 |  | 3.9865e-07 |  | 0 |  | 0.00043829 |  | 0.00079276 |  | 2.9352e-06 |  | 0.00029619 |  | 9.8526e-07
| 1.6048e-05 |  | 0.0033933 |  | 0.1073 |  | 1.0512e-06 |  | -1.4841e-05 |  | 0.00039815 |  | 0.00010595 |  | 0.00011324 |  | 9.2707e-07 |  | 4.5882e-07 |  | 0 |  | 0.00041834 |  | 0.00070734 |  | 4.5365e-06 |  | 0.00030577 |  | 8.3622e-07
| 3.0448e-06 |  | 0.00321 |  | 0.10778 |  | 1.0935e-06 |  | -0.00018415 |  | 0.00036149 |  | -0.00024803 |  | -0.00020595 |  | 9.2707e-07 |  | 6.3367e-07 |  | 1.797e-05 |  | 0.00044548 |  | 0.00070893 |  | 2.135e-06 |  | 0.00031934 |  | 9.5273e-07
| 1.4209e-05 |  | 0.0031198 |  | 0.10802 |  | 1.0601e-06 |  | 3.5414e-05 |  | 0.00020597 |  | -0.00017345 |  | 0.0001354 |  | 9.8403e-07 |  | 7.3666e-07 |  | 1.797e-05 |  | 0.00053736 |  | 0.00067709 |  | 2.135e-06 |  | 0.00032657 |  | 1.1213e-06
| 1.4209e-05 |  | 0.0030346 |  | 0.10856 |  | 9.3803e-07 |  | -0.00021518 |  | 0.00016085 |  | -0.00012489 |  | 8.463e-05 |  | 9.6683e-07 |  | 5.9776e-07 |  | 0 |  | 0.00055013 |  | 0.0006715 |  | 2.9358e-06 |  | 0.00032577 |  | 1.1606e-06
| 0 |  | 0.0029001 |  | 0.10902 |  | 8.2931e-07 |  | -0.00040017 |  | 0.00024417 |  | -2.4291e-05 |  | -0.00023667 |  | 9.1136e-07 |  | 3.6216e-07 |  | 0 |  | 0.00044157 |  | 0.00066595 |  | 2.9358e-06 |  | 0.00031301 |  | 1.1547e-06
| 0 |  | 0.0027972 |  | 0.10896 |  | 7.281e-07 |  | -0.00031907 |  | 0.0003051 |  | 5.9791e-05 |  | -9.0593e-05 |  | 9.3914e-07 |  | 2.8961e-07 |  | 2.3255e-05 |  | 0.00036973 |  | 0.00064363 |  | 2.936e-06 |  | 0.00029546 |  | 1.0182e-06
| 0 |  | 0.0026748 |  | 0.10884 |  | 6.4213e-07 |  | 5.3115e-05 |  | 0.00024419 |  | -0.00032939 |  | -0.00012061 |  | 1.0503e-06 |  | 3.622e-07 |  | 3.5781e-05 |  | 0.00043681 |  | 0.00083688 |  | 2.936e-06 |  | 0.00029307 |  | 9.3367e-07
| 2.7187e-05 |  | 0.0027338 |  | 0.10906 |  | 6.9021e-07 |  | 0.00021147 |  | 0.00026954 |  | -0.00042322 |  | -0.00021218 |  | 1.092e-06 |  | 4.9554e-07 |  | 1.2524e-05 |  | 0.00046958 |  | 0.00084332 |  | 2.1355e-06 |  | 0.00029788 |  | 7.9781e-07
| 5.0532e-05 |  | 0.0025491 |  | 0.10946 |  | 8.497e-07 |  | -3.5414e-05 |  | 0.00042635 |  | -0.00021753 |  | -8.9888e-05 |  | 1.0544e-06 |  | 5.6195e-07 |  | 9.3501e-06 |  | 0.00049995 |  | 0.00066368 |  | 5.3388e-07 |  | 0.00030029 |  | 8.8846e-07
| 2.3343e-05 |  | 0.0023037 |  | 0.11041 |  | 1.0048e-06 |  | 0.00018922 |  | 0.00033555 |  | -0.00020658 |  | -0.00012993 |  | 9.8504e-07 |  | 6.7055e-07 |  | 9.3501e-06 |  | 0.00043367 |  | 0.00065409 |  | 1.3347e-06 |  | 0.0002955 |  | 1.089e-06
| 4.4652e-05 |  | 0.0023035 |  | 0.11088 |  | 1.0477e-06 |  | 0.00015937 |  | 0.00014512 |  | -0.00020736 |  | -0.00025715 |  | 9.5188e-07 |  | 8.9999e-07 |  | 0 |  | 0.00033625 |  | 0.00071484 |  | 2.9365e-06 |  | 0.00029312 |  | 1.063e-06
| 4.4656e-05 |  | 0.002297 |  | 0.11027 |  | 1.0258e-06 |  | 0.00011501 |  | 0.0001801 |  | -0.00025984 |  | -0.00027297 |  | 8.5876e-07 |  | 1.0087e-06 |  | 0 |  | 0.00040177 |  | 0.00072207 |  | 2.1358e-06 |  | 0.00029474 |  | 9.4657e-07
| 0 |  | 0.0023419 |  | 0.11032 |  | 9.973e-07 |  | 6.7286e-05 |  | 0.00035131 |  | -0.00017684 |  | -0.00020253 |  | 8.0715e-07 |  | 8.5796e-07 |  | 0 |  | 0.00042336 |  | 0.00072371 |  | 5.3394e-07 |  | 0.00029795 |  | 8.693e-07
| 0 |  | 0.0022314 |  | 0.11094 |  | 9.2832e-07 |  | -0.00024858 |  | 0.00036879 |  | 0.00013081 |  | -0.00018357 |  | 8.8654e-07 |  | 5.0746e-07 |  | 2.6424e-05 |  | 0.00034109 |  | 0.0007317 |  | 2.9369e-06 |  | 0.00030035 |  | 8.7596e-07
| 0 |  | 0.0021413 |  | 0.11116 |  | 8.3537e-07 |  | 1.0623e-05 |  | 0.00033217 |  | 9.4356e-05 |  | -0.00016498 |  | 9.5941e-07 |  | 3.3813e-07 |  | 4.4244e-05 |  | 0.00029797 |  | 0.00078207 |  | 2.4031e-06 |  | 0.00030276 |  | 7.7211e-07
| 0 |  | 0.002109 |  | 0.1111 |  | 8.0816e-07 |  | -0.00024115 |  | 0.00040432 |  | -2.1901e-05 |  | 3.8145e-05 |  | 1.0289e-06 |  | 4.2313e-07 |  | 1.7816e-05 |  | 0.00035231 |  | 0.00078532 |  | 0 |  | 0.00030518 |  | 6.4221e-07
| 0 |  | 0.0018362 |  | 0.11176 |  | 8.1899e-07 |  | -0.00046039 |  | 0.00038969 |  | -0.00016668 |  | 6.7132e-05 |  | 9.7934e-07 |  | 4.8335e-07 |  | 0 |  | 0.00047295 |  | 0.00064072 |  | 0 |  | 0.00030518 |  | 6.2294e-07
| 3.2254e-05 |  | 0.0017199 |  | 0.11192 |  | 8.1456e-07 |  | -9.6461e-05 |  | 0.00038627 |  | -0.00038059 |  | -0.00028728 |  | 8.9001e-07 |  | 4.7714e-07 |  | 0 |  | 0.00051692 |  | 0.00074222 |  | 8.0106e-07 |  | 0.0003068 |  | 9.3475e-07
| 5.9653e-05 |  | 0.0019359 |  | 0.11164 |  | 8.0451e-07 |  | -5.6663e-05 |  | 0.00033834 |  | -0.00029888 |  | -0.00020595 |  | 7.7759e-07 |  | 4.2878e-07 |  | 3.4751e-05 |  | 0.00045703 |  | 0.00072389 |  | 8.0111e-07 |  | 0.00030522 |  | 1.2846e-06
| 2.74e-05 |  | 0.0019218 |  | 0.11243 |  | 8.1977e-07 |  | -0.00023001 |  | 0.00031127 |  | -0.00029891 |  | -0.00017999 |  | 7.0221e-07 |  | 4.8343e-07 |  | 3.4751e-05 |  | 0.00035478 |  | 0.0005889 |  | 2.4035e-06 |  | 0.00029725 |  | 1.5833e-06
| 0 |  | 0.0018372 |  | 0.11294 |  | 9.0776e-07 |  | -0.00043204 |  | 0.00034342 |  | -0.00029211 |  | -0.00033565 |  | 7.6111e-07 |  | 5.9824e-07 |  | 1.0407e-05 |  | 0.00021574 |  | 0.00050021 |  | 2.4035e-06 |  | 0.00028686 |  | 1.5833e-06
| 3.2256e-05 |  | 0.0019355 |  | 0.11299 |  | 9.1219e-07 |  | -0.00032277 |  | 0.00038969 |  | -0.00016396 |  | -1.9072e-05 |  | 7.7633e-07 |  | 6.1624e-07 |  | 1.0408e-05 |  | 0.00027649 |  | 0.00061691 |  | 2.4037e-06 |  | 0.00028288 |  | 1.3947e-06
| 3.2254e-05 |  | 0.0017966 |  | 0.1126 |  | 8.0908e-07 |  | 5.9355e-05 |  | 0.00054191 |  | -0.00020658 |  | 2.384e-05 |  | 7.6118e-07 |  | 5.4988e-07 |  | 0 |  | 0.00042515 |  | 0.000756 |  | 2.938e-06 |  | 0.00029648 |  | 1.1482e-06
| 3.3267e-05 |  | 0.0016167 |  | 0.11227 |  | 7.1602e-07 |  | 0.0002656 |  | 0.00059661 |  | -4.8026e-05 |  | -0.00011037 |  | 7.7243e-07 |  | 4.8348e-07 |  | 0 |  | 0.00048349 |  | 0.00063612 |  | 1.3354e-06 |  | 0.00031007 |  | 9.7965e-07
| 3.3267e-05 |  | 0.0015586 |  | 0.11248 |  | 7.7053e-07 |  | 0.00010759 |  | 0.0004748 |  | -2.5452e-05 |  | 4.8872e-05 |  | 7.95e-07 |  | 5.7414e-07 |  | 2.9986e-06 |  | 0.0004028 |  | 0.00046753 |  | 8.0131e-07 |  | 0.00031329 |  | 1.0057e-06
| 0 |  | 0.0015473 |  | 0.1125 |  | 8.9281e-07 |  | -0.00021603 |  | 0.00032424 |  | -5.6426e-07 |  | -0.0001923 |  | 7.1497e-07 |  | 6.2261e-07 |  | 2.9986e-06 |  | 0.00034048 |  | 0.00058985 |  | 4.0068e-06 |  | 0.00030851 |  | 1.2331e-06
| 0 |  | 0.0014103 |  | 0.11237 |  | 9.3776e-07 |  | -0.00025971 |  | 0.00036428 |  | 4.9129e-05 |  | -0.00021576 |  | 5.8588e-07 |  | 5.4998e-07 |  | 1.9404e-06 |  | 0.00035169 |  | 0.00071937 |  | 4.5411e-06 |  | 0.00029894 |  | 1.4737e-06
| 0 |  | 0.0013432 |  | 0.11222 |  | 8.966e-07 |  | -3.5415e-06 |  | 0.00038176 |  | 0.00013843 |  | 0.00012516 |  | 5.6139e-07 |  | 4.7735e-07 |  | 1.9404e-06 |  | 0.00028215 |  | 0.00073376 |  | 1.3356e-06 |  | 0.00028775 |  | 1.5191e-06
| 0 |  | 0.0013381 |  | 0.11223 |  | 8.2133e-07 |  | 0.00023002 |  | 0.00027913 |  | 2.7819e-05 |  | -5.1256e-05 |  | 6.4022e-07 |  | 5.2023e-07 |  | 0 |  | 0.00039488 |  | 0.00075778 |  | 8.0146e-07 |  | 0.00027817 |  | 1.4605e-06
| 7.5563e-05 |  | 0.0013105 |  | 0.11235 |  | 8.1373e-07 |  | 2.4792e-05 |  | 0.00037556 |  | -0.00028193 |  | -0.0002708 |  | 6.8259e-07 |  | 6.7109e-07 |  | 0 |  | 0.00038609 |  | 0.00070742 |  | 8.0146e-07 |  | 0.00027498 |  | 1.2265e-06
| 7.5556e-05 |  | 0.0012506 |  | 0.1124 |  | 8.4863e-07 |  | -5.5649e-05 |  | 0.00032116 |  | -0.00035928 |  | -0.0001335 |  | 6.4822e-07 |  | 8.3443e-07 |  | 6.1737e-06 |  | 0.0002934 |  | 0.00069072 |  | 1.3358e-06 |  | 0.00027581 |  | 1.0647e-06
| 8.5149e-05 |  | 0.0012022 |  | 0.11233 |  | 8.6834e-07 |  | 3.5415e-05 |  | 0.00025521 |  | -0.00042431 |  | -7.966e-06 |  | 6.2113e-07 |  | 9.3137e-07 |  | 2.4143e-05 |  | 0.00039972 |  | 0.00071711 |  | 1.3359e-06 |  | 0.00027741 |  | 9.0941e-07
| 8.5149e-05 |  | 0.0012259 |  | 0.11185 |  | 8.3161e-07 |  | 2.9681e-05 |  | 0.0004139 |  | -0.00022788 |  | -4.0529e-05 |  | 6.304e-07 |  | 8.1029e-07 |  | 1.7969e-05 |  | 0.00046928 |  | 0.00078426 |  | 8.0156e-07 |  | 0.00027981 |  | 7.8606e-07
| 5.5557e-05 |  | 0.001125 |  | 0.1114 |  | 7.7144e-07 |  | 4.2497e-05 |  | 0.0003609 |  | -0.00022431 |  | -9.3301e-05 |  | 6.5821e-07 |  | 5.9297e-07 |  | 1.6912e-05 |  | 0.00039578 |  | 0.00074038 |  | 8.0156e-07 |  | 0.00028624 |  | 6.8872e-07
| 5.5552e-05 |  | 0.0010161 |  | 0.11121 |  | 7.8164e-07 |  | -0.00012985 |  | 0.00037496 |  | -0.00045519 |  | -0.0001943 |  | 6.9602e-07 |  | 4.235e-07 |  | 1.691e-05 |  | 0.00045015 |  | 0.00078676 |  | 8.0166e-07 |  | 0.00029104 |  | 7.7946e-07
| 4.2385e-05 |  | 0.00097611 |  | 0.11107 |  | 7.5067e-07 |  | -0.00033642 |  | 0.00035751 |  | -0.00024804 |  | -0.00028446 |  | 7.4973e-07 |  | 4.8999e-07 |  | 0 |  | 0.00053173 |  | 0.00078441 |  | 2.4049e-06 |  | 0.00029345 |  | 1.1043e-06
| 4.2385e-05 |  | 0.00099585 |  | 0.11109 |  | 7.1709e-07 |  | -0.00042294 |  | 0.00033834 |  | -1.835e-05 |  | -0.00032661 |  | 7.6827e-07 |  | 6.173e-07 |  | 0 |  | 0.00052454 |  | 0.00070605 |  | 2.405e-06 |  | 0.00028946 |  | 1.299e-06
| 6.654e-05 |  | 0.00091183 |  | 0.11067 |  | 7.2596e-07 |  | -0.00019123 |  | 0.00049849 |  | -5.4805e-05 |  | -0.00012402 |  | 8.0072e-07 |  | 6.2288e-07 |  | 0 |  | 0.00040385 |  | 0.00073173 |  | 2.4052e-06 |  | 0.00028469 |  | 1.169e-06
| 6.6534e-05 |  | 0.0007206 |  | 0.11062 |  | 7.6151e-07 |  | -3.71e-05 |  | 0.00046969 |  | -0.0002563 |  | -0.00023721 |  | 8.5312e-07 |  | 5.4406e-07 |  | 0 |  | 0.00020632 |  | 0.00071173 |  | 2.9398e-06 |  | 0.00028869 |  | 8.8364e-07
| 2.6174e-05 |  | 0.00071446 |  | 0.1104 |  | 7.9769e-07 |  | -2.968e-05 |  | 0.000353 |  | -0.00030247 |  | -0.00031589 |  | 9.0752e-07 |  | 3.7516e-07 |  | 4.7563e-05 |  | 0.0002591 |  | 0.00072293 |  | 4.5433e-06 |  | 0.00029909 |  | 7.6033e-07
| 2.6172e-05 |  | 0.00070312 |  | 0.10994 |  | 7.4123e-07 |  | 0.00010978 |  | 0.00034959 |  | -0.00027177 |  | -0.00012402 |  | 8.975e-07 |  | 2.4843e-07 |  | 4.7559e-05 |  | 0.00027593 |  | 0.00074381 |  | 4.5436e-06 |  | 0.00030552 |  | 7.9227e-07
| 6.4848e-05 |  | 0.00067217 |  | 0.1097 |  | 6.8307e-07 |  | 3.339e-05 |  | 0.0003733 |  | -6.4519e-05 |  | -1.1928e-06 |  | 8.0955e-07 |  | 2.3605e-07 |  | 1.7969e-05 |  | 0.00021755 |  | 0.00070542 |  | 1.3364e-06 |  | 0.00030392 |  | 7.2705e-07
| 6.4843e-05 |  | 0.00071327 |  | 0.10899 |  | 6.6849e-07 |  | -0.00019123 |  | 0.00038793 |  | 2.3165e-05 |  | -0.00031859 |  | 7.0223e-07 |  | 3.1432e-07 |  | 1.7967e-05 |  | 0.00044949 |  | 0.00063104 |  | 8.0186e-07 |  | 0.00029673 |  | 6.0365e-07
| 6.8796e-05 |  | 0.00070262 |  | 0.10871 |  | 6.742e-07 |  | -0.00017808 |  | 0.00041729 |  | -3.9658e-05 |  | -0.00070209 |  | 5.9756e-07 |  | 4.2365e-07 |  | 0 |  | 0.00049434 |  | 0.00058473 |  | 8.0191e-07 |  | 0.00028796 |  | 6.6235e-07
| 6.879e-05 |  | 0.0005599 |  | 0.10836 |  | 6.6982e-07 |  | 3.8951e-05 |  | 0.00035297 |  | 8.4186e-05 |  | -0.00030493 |  | 5.6779e-07 |  | 5.3862e-07 |  | 8.2898e-06 |  | 0.00046234 |  | 0.00065672 |  | 1.3365e-06 |  | 0.00028476 |  | 9.5458e-07
| 3.3267e-05 |  | 0.00043759 |  | 0.10784 |  | 6.477e-07 |  | -9.2761e-05 |  | 0.00030958 |  | 1.7165e-05 |  | -0.00026939 |  | 5.6917e-07 |  | 5.4426e-07 |  | 8.2905e-06 |  | 0.00048557 |  | 0.00063836 |  | 1.3366e-06 |  | 0.00027998 |  | 1.2602e-06
| 3.3264e-05 |  | 0.00043078 |  | 0.10741 |  | 6.5974e-07 |  | 3.5314e-06 |  | 0.00036425 |  | -6.8366e-05 |  | -0.00040393 |  | 5.5724e-07 |  | 5.3804e-07 |  | 0 |  | 0.0003664 |  | 0.0006704 |  | 8.0196e-07 |  | 0.0002792 |  | 1.2669e-06
| 4.2385e-05 |  | 0.00046296 |  | 0.10668 |  | 6.8636e-07 |  | 0.00010388 |  | 0.00041729 |  | -0.0002705 |  | -0.00011205 |  | 5.8507e-07 |  | 5.0822e-07 |  | 0 |  | 0.0003304 |  | 0.0007168 |  | 8.0201e-07 |  | 0.000284 |  | 1.0974e-06
| 4.2382e-05 |  | 0.00045954 |  | 0.10634 |  | 7.0733e-07 |  | -0.00026206 |  | 0.00049901 |  | -0.00022431 |  | 5.3478e-05 |  | 6.4476e-07 |  | 5.1448e-07 |  | 0 |  | 0.00030082 |  | 0.00070564 |  | 1.3368e-06 |  | 0.00029202 |  | 8.5734e-07
| 0 |  | 0.00042965 |  | 0.10586 |  | 7.4289e-07 |  | -0.00020405 |  | 0.0005131 |  | 1.0062e-05 |  | -6.9136e-05 |  | 7.0314e-07 |  | 5.3254e-07 |  | 0 |  | 0.00035922 |  | 0.00074565 |  | 5.3471e-07 |  | 0.00029602 |  | 7.3398e-07
| 0 |  | 0.00040939 |  | 0.1054 |  | 7.8853e-07 |  | -0.0001855 |  | 0.00051935 |  | 9.5298e-05 |  | 2.0265e-05 |  | 6.753e-07 |  | 4.8408e-07 |  | 0 |  | 0.00023804 |  | 0.00083296 |  | 0 |  | 0.00028965 |  | 6.886e-07
| 3.3264e-05 |  | 0.00039639 |  | 0.1052 |  | 8.2783e-07 |  | -2.1248e-05 |  | 0.0004539 |  | 0.00012487 |  | 1.5931e-05 |  | 5.918e-07 |  | 5.021e-07 |  | 0 |  | 0.00023564 |  | 0.00085216 |  | 8.0216e-07 |  | 0.00028805 |  | 7.6667e-07
| 3.3264e-05 |  | 0.00031594 |  | 0.10479 |  | 8.203e-07 |  | 7.7911e-05 |  | 0.00040259 |  | -0.00018172 |  | -0.00021218 |  | 5.9716e-07 |  | 5.3259e-07 |  | 2.8398e-05 |  | 0.0004041 |  | 0.000785 |  | 2.9413e-06 |  | 0.00029527 |  | 8.4481e-07
| 2.8708e-06 |  | 0.00028101 |  | 0.10428 |  | 7.6775e-07 |  | -3.5414e-06 |  | 0.00040093 |  | -0.00016668 |  | -0.00033907 |  | 6.4228e-07 |  | 6.296e-07 |  | 2.84e-05 |  | 0.00048412 |  | 0.00072898 |  | 2.9415e-06 |  | 0.00030168 |  | 7.2143e-07
| 2.8706e-06 |  | 0.00029546 |  | 0.10337 |  | 7.4302e-07 |  | 8.904e-05 |  | 0.00037383 |  | -0.00012134 |  | -0.00018 |  | 7.205e-07 |  | 7.0231e-07 |  | 2.3106e-05 |  | 0.00046174 |  | 0.00070902 |  | 8.0221e-07 |  | 0.00029449 |  | 6.1732e-07
| 0.00010037 |  | 0.00028136 |  | 0.10246 |  | 7.7853e-07 |  | 5.6661e-05 |  | 0.00038962 |  | -3.1076e-05 |  | 6.3717e-05 |  | 7.4635e-07 |  | 7.8684e-07 |  | 2.3106e-05 |  | 0.00039215 |  | 0.00071147 |  | 0 |  | 0.00028331 |  | 5.1988e-07
| 0.00010037 |  | 0.00030899 |  | 0.10123 |  | 7.8557e-07 |  | 0.00010017 |  | 0.00037834 |  | 0.00011306 |  | -0.00013709 |  | 7.252e-07 |  | 8.9568e-07 |  | 3.2631e-05 |  | 0.00032654 |  | 0.00055384 |  | 5.3488e-07 |  | 0.00028092 |  | 5.1325e-07
| 0 |  | 0.00024755 |  | 0.099366 |  | 7.1716e-07 |  | 0.0001484 |  | 0.00040262 |  | -0.00011779 |  | -8.3497e-06 |  | 6.7157e-07 |  | 8.9576e-07 |  | 3.2634e-05 |  | 0.00027292 |  | 0.00056105 |  | 2.9418e-06 |  | 0.00029053 |  | 4.6791e-07
| 2.3338e-05 |  | 0.00020445 |  | 0.098356 |  | 6.3156e-07 |  | 6.3745e-05 |  | 0.00041217 |  | -0.00020397 |  | 0.00025146 |  | 5.708e-07 |  | 7.0182e-07 |  | 0 |  | 0.00043782 |  | 0.00076838 |  | 2.942e-06 |  | 0.00030015 |  | 4.352e-07
| 4.8497e-05 |  | 0.00021629 |  | 0.098216 |  | 6.6706e-07 |  | -0.00021889 |  | 0.00042007 |  | -0.00019592 |  | 0.00017046 |  | 5.1975e-07 |  | 3.9908e-07 |  | 0 |  | 0.00044985 |  | 0.00078124 |  | 2.9422e-06 |  | 0.00029617 |  | 4.6791e-07
| 2.5159e-05 |  | 0.00022328 |  | 0.098066 |  | 7.1025e-07 |  | -0.00018769 |  | 0.00044544 |  | -0.00027177 |  | -2.5032e-05 |  | 5.0786e-07 |  | 2.4183e-07 |  | 0 |  | 0.00045386 |  | 0.00074282 |  | 4.547e-06 |  | 0.00028736 |  | 5.5273e-07
| 2.0093e-05 |  | 0.00023682 |  | 0.097564 |  | 6.6021e-07 |  | 0.00018179 |  | 0.00043135 |  | -0.00025275 |  | -0.00024078 |  | 5.4504e-07 |  | 3.146e-07 |  | 0 |  | 0.00041226 |  | 0.00071725 |  | 4.547e-06 |  | 0.00028098 |  | 6.1753e-07
| 2.0093e-05 |  | 0.00023287 |  | 0.096869 |  | 5.5049e-07 |  | 0.00010624 |  | 0.00035466 |  | 1.9775e-05 |  | -0.00015474 |  | 5.7421e-07 |  | 4.4827e-07 |  | 0 |  | 0.00042189 |  | 0.00075252 |  | 2.4076e-06 |  | 0.00028179 |  | 6.8897e-07
| 0 |  | 0.00024642 |  | 0.096124 |  | 4.9912e-07 |  | -0.00035245 |  | 0.00035582 |  | 6.5111e-06 |  | -0.00012278 |  | 5.9875e-07 |  | 5.8132e-07 |  | 6.342e-06 |  | 0.00048914 |  | 0.00074131 |  | 8.0251e-07 |  | 0.00028179 |  | 6.6961e-07
| 0 |  | 0.00020415 |  | 0.094875 |  | 5.3468e-07 |  | -0.00038584 |  | 0.00035297 |  | 7.3984e-05 |  | -0.00014423 |  | 6.1869e-07 |  | 5.7516e-07 |  | 6.3415e-06 |  | 0.00035387 |  | 0.0006669 |  | 1.3375e-06 |  | 0.00028021 |  | 5.2679e-07
| 2.3132e-05 |  | 0.0001489 |  | 0.094041 |  | 6.0577e-07 |  | -0.00017353 |  | 0.00032591 |  | -7.8543e-05 |  | -0.00018547 |  | 6.0615e-07 |  | 4.3032e-07 |  | 8.4551e-06 |  | 0.00039152 |  | 0.00067415 |  | 2.9427e-06 |  | 0.00028743 |  | 5.2683e-07
| 2.3132e-05 |  | 0.0001489 |  | 0.093251 |  | 6.3939e-07 |  | 2.2258e-05 |  | 0.00043135 |  | -0.00011069 |  | -0.00012636 |  | 5.7365e-07 |  | 4.0606e-07 |  | 3.6853e-05 |  | 0.00053006 |  | 0.00070382 |  | 2.9429e-06 |  | 0.00029546 |  | 5.2683e-07
| 4.8965e-06 |  | 0.00012634 |  | 0.092288 |  | 6.6984e-07 |  | 0.00012749 |  | 0.00047927 |  | -6.1587e-05 |  | -0.00034932 |  | 5.4646e-07 |  | 5.267e-07 |  | 2.8398e-05 |  | 0.0004612 |  | 0.00070221 |  | 1.3378e-06 |  | 0.00029546 |  | 4.8143e-07
| 4.8965e-06 |  | 0.00011164 |  | 0.091212 |  | 7.1176e-07 |  | 0.00015581 |  | 0.00041499 |  | -0.0002492 |  | -0.00035165 |  | 4.9544e-07 |  | 6.5362e-07 |  | 0 |  | 0.00037155 |  | 0.00076151 |  | 8.0266e-07 |  | 0.00028987 |  | 3.3857e-07
| 5.5552e-05 |  | 0.00013758 |  | 0.089958 |  | 6.7059e-07 |  | 0.00012984 |  | 0.00042796 |  | -0.00031312 |  | -2.98e-05 |  | 4.663e-07 |  | 6.1138e-07 |  | 1.3739e-05 |  | 0.00041078 |  | 0.00080235 |  | 8.0266e-07 |  | 0.00028747 |  | 3.1923e-07
| 5.5552e-05 |  | 0.00016208 |  | 0.089062 |  | 5.4307e-07 |  | -7.083e-06 |  | 0.00045672 |  | -0.00040059 |  | 2.2758e-06 |  | 5.0212e-07 |  | 4.9632e-07 |  | 3.1554e-05 |  | 0.00031874 |  | 0.0008473 |  | 8.0271e-07 |  | 0.0002867 |  | 5.336e-07
| 2.2119e-05 |  | 0.0001446 |  | 0.08785 |  | 4.6313e-07 |  | -0.00015211 |  | 0.00048096 |  | -0.00010359 |  | 0.00016688 |  | 5.8702e-07 |  | 5.8153e-07 |  | 1.7815e-05 |  | 0.00022424 |  | 0.00068553 |  | 4.0138e-06 |  | 0.0002835 |  | 7.2194e-07
| 2.2119e-05 |  | 0.00012892 |  | 0.086551 |  | 5.0759e-07 |  | -0.00020186 |  | 0.0005007 |  | -0.00017346 |  | 5.6888e-06 |  | 6.9254e-07 |  | 6.8483e-07 |  | 0 |  | 0.00021943 |  | 0.00048451 |  | 4.0141e-06 |  | 0.0002811 |  | 7.5473e-07
| 8.1758e-05 |  | 0.00015147 |  | 0.08542 |  | 5.5522e-07 |  | -0.00014098 |  | 0.00047476 |  | 2.4265e-05 |  | -0.00019787 |  | 6.7536e-07 |  | 6.3015e-07 |  | 0 |  | 0.0003364 |  | 0.00056227 |  | 0 |  | 0.00028193 |  | 6.5059e-07
| 8.1758e-05 |  | 0.00014265 |  | 0.084574 |  | 5.5961e-07 |  | -0.0002968 |  | 0.00043473 |  | 0.00024801 |  | -2.2647e-05 |  | 5.7314e-07 |  | 6.0584e-07 |  | 0 |  | 0.00049258 |  | 0.00070323 |  | 0 |  | 0.00028193 |  | 5.0694e-07
| 1.5028e-05 |  | 9.3599e-05 |  | 0.083624 |  | 5.0958e-07 |  | -0.00025852 |  | 0.00041894 |  | -4.8026e-05 |  | 5.3478e-05 |  | 4.8832e-07 |  | 6.1776e-07 |  | 0 |  | 0.00043414 |  | 0.00066483 |  | 2.4086e-06 |  | 0.00028436 |  | 3.3802e-07
| 1.5028e-05 |  | 9.7519e-05 |  | 0.082559 |  | 4.5818e-07 |  | -4.081e-05 |  | 0.00046179 |  | 6.6886e-05 |  | -7.9864e-05 |  | 5.0092e-07 |  | 7.2041e-07 |  | 0 |  | 0.00037246 |  | 0.00056631 |  | 2.4088e-06 |  | 0.00029477 |  | 2.3447e-07
| 1.7054e-05 |  | 0.00010767 |  | 0.082037 |  | 4.2581e-07 |  | -4.6038e-05 |  | 0.00047589 |  | -0.00018363 |  | -0.00031517 |  | 5.4538e-07 |  | 7.0237e-07 |  | 0 |  | 0.00036928 |  | 0.00074097 |  | 4.0146e-06 |  | 0.00029799 |  | 1.8237e-07
| 1.7054e-05 |  | 0.00010375 |  | 0.081521 |  | 3.9793e-07 |  | -0.0002226 |  | 0.00046969 |  | -0.00030602 |  | -0.00025866 |  | 5.3879e-07 |  | 6.1782e-07 |  | 0 |  | 0.00041497 |  | 0.00069696 |  | 4.5501e-06 |  | 0.0002916 |  | 2.1445e-07
| 0 |  | 0.00012123 |  | 0.080582 |  | 4.462e-07 |  | -0.00041553 |  | 0.00039131 |  | -0.00023499 |  | 2.0265e-05 |  | 5.8529e-07 |  | 5.6374e-07 |  | 0 |  | 0.00049912 |  | 0.00059125 |  | 1.3384e-06 |  | 0.0002804 |  | 3.4476e-07
| 0 |  | 0.00012122 |  | 0.079646 |  | 4.6334e-07 |  | -0.00017353 |  | 0.00040706 |  | -0.00045144 |  | -8.9888e-05 |  | 6.5961e-07 |  | 5.9423e-07 |  | 0 |  | 0.00049671 |  | 0.00065294 |  | 8.0306e-07 |  | 0.00027479 |  | 4.7504e-07
| 7.8939e-05 |  | 0.0001201 |  | 0.079149 |  | 4.5318e-07 |  | 0.00019292 |  | 0.00042458 |  | -0.00064341 |  | -8.344e-05 |  | 6.8615e-07 |  | 7.9397e-07 |  | 0 |  | 0.00052318 |  | 0.00075072 |  | 8.0306e-07 |  | 0.00027161 |  | 5.3985e-07
| 7.8939e-05 |  | 0.0001201 |  | 0.078668 |  | 4.1831e-07 |  | 6.3745e-05 |  | 0.00042176 |  | -0.00041754 |  | 0.00022415 |  | 6.3976e-07 |  | 8.239e-07 |  | 5.168e-05 |  | 0.00050235 |  | 0.00076675 |  | 1.3384e-06 |  | 0.000266 |  | 5.1384e-07
| 1.8576e-06 |  | 7.4428e-05 |  | 0.077692 |  | 3.3709e-07 |  | -0.00016325 |  | 0.00054186 |  | -0.00013555 |  | 0.00028131 |  | 6.4446e-07 |  | 6.7213e-07 |  | 5.168e-05 |  | 0.00054168 |  | 0.00072758 |  | 1.3385e-06 |  | 0.00027164 |  | 4.4238e-07
| 1.8576e-06 |  | 7.4428e-05 |  | 0.076621 |  | 3.0469e-07 |  | -8.9045e-05 |  | 0.00051592 |  | -0.00027406 |  | 4.172e-05 |  | 6.7095e-07 |  | 4.3e-07 |  | 7.8375e-05 |  | 0.00063383 |  | 0.00064825 |  | 8.0316e-07 |  | 0.00028446 |  | 3.5748e-07
| 7.1609e-05 |  | 0.00016634 |  | 0.075719 |  | 2.8442e-07 |  | 0.00015936 |  | 0.00041556 |  | -0.0002989 |  | -1.1378e-05 |  | 6.631e-07 |  | 3.8215e-07 |  | 7.8375e-05 |  | 0.00058335 |  | 0.0005577 |  | 8.0321e-07 |  | 0.00029087 |  | 2.7935e-07
| 7.1609e-05 |  | 0.00016634 |  | 0.074472 |  | 3.149e-07 |  | 0.00024115 |  | 0.00043473 |  | -9.6485e-05 |  | 3.0991e-05 |  | 6.2925e-07 |  | 4.2447e-07 |  | 0 |  | 0.0005722 |  | 0.00061467 |  | 1.3387e-06 |  | 0.00029091 |  | 2.3391e-07
| 8.0067e-05 |  | 9.5855e-05 |  | 0.073641 |  | 3.2379e-07 |  | 6.0206e-05 |  | 0.00043304 |  | 0.0002164 |  | 0.00035386 |  | 5.8146e-07 |  | 4.668e-07 |  | 0 |  | 0.00058021 |  | 0.00075572 |  | 4.5516e-06 |  | 0.0002869 |  | 2.6666e-07
| 8.0067e-05 |  | 9.5854e-05 |  | 0.073032 |  | 2.9715e-07 |  | -0.00010388 |  | 0.00039808 |  | 0.000351 |  | 0.00037072 |  | 6.3395e-07 |  | 6.4859e-07 |  | 8.8222e-07 |  | 0.00051613 |  | 0.00073012 |  | 4.0166e-06 |  | 0.00028852 |  | 2.9943e-07
| 1.8065e-05 |  | 0.00014377 |  | 0.072118 |  | 2.5653e-07 |  | -0.00013356 |  | 0.00033039 |  | -0.00016041 |  | -9.4175e-05 |  | 6.7119e-07 |  | 8.9703e-07 |  | 8.8214e-07 |  | 0.00048327 |  | 0.00062032 |  | 8.0326e-07 |  | 0.00029012 |  | 2.6002e-07
| 1.8067e-05 |  | 0.00014378 |  | 0.071417 |  | 2.4064e-07 |  | -1.0625e-05 |  | 0.00044882 |  | -0.00047517 |  | -0.00011038 |  | 6.7511e-07 |  | 9.8783e-07 |  | 0 |  | 0.0005346 |  | 0.00070933 |  | 1.3389e-06 |  | 0.00029014 |  | 1.818e-07
| 3.8329e-05 |  | 5.864e-05 |  | 0.07085 |  | 2.6037e-07 |  | 0.00012614 |  | 0.00056611 |  | -0.0001533 |  | -0.00017285 |  | 6.407e-07 |  | 8.2427e-07 |  | 0 |  | 0.0005667 |  | 0.00077991 |  | 5.3558e-07 |  | 0.00029016 |  | 1.3036e-07
| 3.8329e-05 |  | 5.864e-05 |  | 0.070445 |  | 2.5275e-07 |  | 8.4994e-05 |  | 0.00053058 |  | 1.6385e-05 |  | -0.00023326 |  | 5.9622e-07 |  | 6.182e-07 |  | 2.9456e-05 |  | 0.00059074 |  | 0.00067651 |  | 5.3561e-07 |  | 0.00028535 |  | 1.5643e-07
| 4.1369e-05 |  | 5.7513e-05 |  | 0.069469 |  | 2.4703e-07 |  | -1.8549e-05 |  | 0.00053058 |  | -0.00031667 |  | -0.00014781 |  | 5.8294e-07 |  | 5.0925e-07 |  | 2.9456e-05 |  | 0.00055715 |  | 0.00063411 |  | 2.9459e-06 |  | 0.00028218 |  | 1.1699e-07
| 4.1369e-05 |  | 5.7513e-05 |  | 0.068225 |  | 2.623e-07 |  | -0.00011872 |  | 0.00046687 |  | -0.00039836 |  | -4.0528e-05 |  | 5.3319e-07 |  | 5.0369e-07 |  | 0 |  | 0.0003391 |  | 0.0005836 |  | 2.946e-06 |  | 0.00028138 |  | 4.5461e-08
| 6.879e-05 |  | 9.7546e-05 |  | 0.067182 |  | 2.6039e-07 |  | -1.4166e-05 |  | 0.00047476 |  | -0.00017007 |  | 0.00010809 |  | 5.405e-07 |  | 5.0369e-07 |  | 0 |  | 0.00033509 |  | 0.00061166 |  | 5.3564e-07 |  | 0.00028699 |  | 0
| 6.8784e-05 |  | 9.7537e-05 |  | 0.066231 |  | 2.2929e-07 |  | -6.3071e-05 |  | 0.00050009 |  | -0.000132 |  | -6.1985e-05 |  | 6.0097e-07 |  | 6.1893e-07 |  | 9.3476e-06 |  | 0.00048583 |  | 0.00084259 |  | 5.3571e-07 |  | 0.00028701 |  | 2.6076e-08
| 2.3132e-05 |  | 9.7546e-05 |  | 0.065836 |  | 1.9437e-07 |  | -0.0001484 |  | 0.00039751 |  | -7.8725e-05 |  | -0.00029442 |  | 6.8803e-07 |  | 7.5848e-07 |  | 9.3485e-06 |  | 0.00039767 |  | 0.00089796 |  | 5.3568e-07 |  | 0.00028462 |  | 6.4861e-08
| 2.3132e-05 |  | 9.7546e-05 |  | 0.06535 |  | 1.9118e-07 |  | -0.00015582 |  | 0.00036425 |  | -9.8877e-05 |  | -7.9647e-05 |  | 6.8465e-07 |  | 7.883e-07 |  | 1.9931e-05 |  | 0.00043297 |  | 0.00085632 |  | 5.3574e-07 |  | 0.00028063 |  | 7.7558e-08
| 8.2886e-05 |  | 7.2173e-05 |  | 0.064424 |  | 1.8804e-07 |  | -0.00018179 |  | 0.00048435 |  | -0.00020657 |  | -1.5496e-05 |  | 6.2233e-07 |  | 7.6415e-07 |  | 1.9931e-05 |  | 0.00051556 |  | 0.00082746 |  | 2.9466e-06 |  | 0.00028304 |  | 5.1492e-08
| 8.2886e-05 |  | 7.2173e-05 |  | 0.063217 |  | 1.423e-07 |  | 7.4203e-06 |  | 0.00053227 |  | -7.1615e-05 |  | -0.00012278 |  | 5.6986e-07 |  | 7.2803e-07 |  | 0 |  | 0.00044663 |  | 0.00078902 |  | 4.5538e-06 |  | 0.00028145 |  | 1.2706e-08
| 2.6172e-05 |  | 6.8226e-05 |  | 0.062618 |  | 1.1371e-07 |  | -9.2069e-05 |  | 0.00052607 |  | -0.00010904 |  | -0.0004995 |  | 5.2869e-07 |  | 6.9751e-07 |  | 0 |  | 0.00040897 |  | 0.00075699 |  | 2.9468e-06 |  | 0.00027746 |  | 0
| 2.6172e-05 |  | 6.8226e-05 |  | 0.062221 |  | 1.1055e-07 |  | -0.00017065 |  | 0.0005131 |  | 7.0446e-05 |  | -0.00060195 |  | 5.0548e-07 |  | 6.1847e-07 |  | 5.115e-06 |  | 0.00054449 |  | 0.00081794 |  | 8.0371e-07 |  | 0.00027425 |  | 2.6083e-08
| 2.313e-05 |  | 6.4273e-05 |  | 0.061387 |  | 1.169e-07 |  | -4.6038e-05 |  | 0.00044878 |  | 0.00028759 |  | -0.00021961 |  | 4.9884e-07 |  | 6.6083e-07 |  | 5.1146e-06 |  | 0.00055254 |  | 0.0007402 |  | 8.0376e-07 |  | 0.00027427 |  | 7.156e-08
| 2.3132e-05 |  | 6.4279e-05 |  | 0.060579 |  | 1.1119e-07 |  | 0.00012614 |  | 0.0004601 |  | -0.00013909 |  | 6.3171e-05 |  | 6.2111e-07 |  | 8.1848e-07 |  | 0 |  | 0.00033042 |  | 0.0006424 |  | 8.0376e-07 |  | 0.00027589 |  | 9.0963e-08
| 2.8198e-05 |  | 5.6949e-05 |  | 0.059729 |  | 1.0484e-07 |  | 0.00023373 |  | 0.00047927 |  | -0.00022788 |  | -4.7683e-05 |  | 7.6062e-07 |  | 9.1565e-07 |  | 0 |  | 0.00030235 |  | 0.00068491 |  | 8.0376e-07 |  | 0.00026787 |  | 9.7651e-08
| 2.8198e-05 |  | 5.9889e-05 |  | 0.058885 |  | 1.0739e-07 |  | 0.00018416 |  | 0.00049224 |  | -0.00010566 |  | -0.00013427 |  | 8.2247e-07 |  | 8.1917e-07 |  | 0 |  | 0.00049246 |  | 0.0007844 |  | 8.0381e-07 |  | 0.00026869 |  | 8.4951e-08
| 4.2382e-05 |  | 6.3836e-05 |  | 0.058412 |  | 1.1501e-07 |  | 7.0497e-05 |  | 0.00051141 |  | -2.9003e-05 |  | 0.00020264 |  | 7.8726e-07 |  | 6.4911e-07 |  | 0 |  | 0.00056548 |  | 0.00078044 |  | 8.0386e-07 |  | 0.00027271 |  | 6.5552e-08
| 4.2382e-05 |  | 6.0896e-05 |  | 0.057742 |  | 1.0803e-07 |  | 3.71e-05 |  | 0.0005272 |  | 9.8851e-05 |  | 0.00013112 |  | 7.767e-07 |  | 5.2768e-07 |  | 0 |  | 0.00054626 |  | 0.00070268 |  | 1.3399e-06 |  | 0.00027915 |  | 3.2779e-08
| 3.3264e-05 |  | 7.7247e-05 |  | 0.057265 |  | 7.8165e-08 |  | 0.00018061 |  | 0.00056554 |  | 4.6896e-05 |  | 9.1032e-06 |  | 7.4813e-07 |  | 4.6725e-07 |  | 0 |  | 0.00050535 |  | 0.00065696 |  | 1.3399e-06 |  | 0.00027995 |  | 0
| 3.3261e-05 |  | 7.7241e-05 |  | 0.057037 |  | 4.3853e-08 |  | 0.0001484 |  | 0.00062131 |  | -7.6953e-06 |  | 0.00013828 |  | 6.6912e-07 |  | 5.3396e-07 |  | 0 |  | 0.00038826 |  | 0.00062973 |  | 1.3399e-06 |  | 0.00027836 |  | 0
| 0.0001263 |  | 3.422e-05 |  | 0.055981 |  | 1.5889e-08 |  | 2.968e-05 |  | 0.00051761 |  | -8.5827e-05 |  | 0.00011682 |  | 6.0733e-07 |  | 5.2773e-07 |  | 1.7967e-05 |  | 0.00044683 |  | 0.00071717 |  | 2.9481e-06 |  | 0.00027596 |  | 0
| 0.0001263 |  | 3.422e-05 |  | 0.055036 |  | 2.2246e-08 |  | 0.00011332 |  | 0.00035635 |  | -0.00018363 |  | -0.00016498 |  | 6.0738e-07 |  | 4.1873e-07 |  | 2.7315e-05 |  | 0.00060329 |  | 0.00072443 |  | 2.4119e-06 |  | 0.00027437 |  | 0
| 7.3864e-05 |  | 0.00011615 |  | 0.055065 |  | 2.6695e-08 |  | -2.5973e-05 |  | 0.00048604 |  | -5.7416e-05 |  | -0.00020145 |  | 7.2035e-07 |  | 3.5829e-07 |  | 1.1462e-05 |  | 0.00053674 |  | 0.0007686 |  | 0 |  | 0.00027519 |  | 0
| 7.3864e-05 |  | 0.00011615 |  | 0.054882 |  | 2.4791e-08 |  | -0.00011872 |  | 0.00063659 |  | -5.7416e-05 |  | 3.0993e-05 |  | 8.294e-07 |  | 5.5835e-07 |  | 2.522e-05 |  | 0.00043728 |  | 0.00088339 |  | 5.3604e-07 |  | 0.00027842 |  | 0
| 3.9342e-05 |  | 8.7961e-05 |  | 0.05402 |  | 2.6062e-08 |  | -1.4165e-05 |  | 0.00060783 |  | -0.00014634 |  | -0.00012743 |  | 8.6795e-07 |  | 8.9175e-07 |  | 2.3106e-05 |  | 0.00046376 |  | 0.00088499 |  | 1.3402e-06 |  | 0.00027842 |  | 0
| 3.9342e-05 |  | 8.7961e-05 |  | 0.053322 |  | 2.9243e-08 |  | -3.71e-05 |  | 0.00057569 |  | -3.2554e-05 |  | -0.00025151 |  | 7.7763e-07 |  | 9.5228e-07 |  | 0 |  | 0.00054724 |  | 0.00075907 |  | 8.0411e-07 |  | 0.00027522 |  | 0
| 4.3394e-05 |  | 6.3715e-05 |  | 0.052515 |  | 2.67e-08 |  | -4.8231e-05 |  | 0.00039131 |  | -6.4519e-05 |  | 2.3839e-05 |  | 6.6465e-07 |  | 7.5846e-07 |  | 0 |  | 0.0005906 |  | 0.00067245 |  | 8.0416e-07 |  | 0.00027283 |  | 0
| 4.3394e-05 |  | 6.3715e-05 |  | 0.051974 |  | 1.653e-08 |  | 7.083e-06 |  | 0.00036368 |  | -0.00014634 |  | -6.5994e-05 |  | 6.0023e-07 |  | 5.4038e-07 |  | 8.2898e-06 |  | 0.00053523 |  | 0.00066122 |  | 8.0416e-07 |  | 0.00027685 |  | 0
| 8.9489e-06 |  | 9.5855e-05 |  | 0.051678 |  | 6.3577e-09 |  | -2.968e-05 |  | 0.00049055 |  | -0.00018882 |  | -5.4831e-05 |  | 5.9425e-07 |  | 4.98e-07 |  | 8.2898e-06 |  | 0.00055774 |  | 0.00067169 |  | 8.0421e-07 |  | 0.00028248 |  | 0
| 8.9489e-06 |  | 9.5855e-05 |  | 0.051204 |  | 7.6299e-09 |  | 2.2261e-05 |  | 0.00042514 |  | -0.00030957 |  | 0.00011324 |  | 6.734e-07 |  | 7.5298e-07 |  | 4.0039e-05 |  | 0.00055613 |  | 0.00071984 |  | 8.0426e-07 |  | 0.00028489 |  | 0
| 2.4146e-05 |  | 1.7599e-05 |  | 0.050826 |  | 6.9941e-09 |  | 0.00024436 |  | 0.00043755 |  | -0.00023109 |  | -1.4791e-05 |  | 7.7445e-07 |  | 9.7738e-07 |  | 4.0039e-05 |  | 0.00044865 |  | 0.00062763 |  | 2.4128e-06 |  | 0.00028492 |  | 0
| 2.4146e-05 |  | 1.7599e-05 |  | 0.050361 |  | 5.0866e-09 |  | 8.162e-05 |  | 0.00050295 |  | -0.00019592 |  | -0.00015496 |  | 8.4092e-07 |  | 9.8922e-07 |  | 1.2523e-05 |  | 0.00039006 |  | 0.0006469 |  | 2.9492e-06 |  | 0.0002793 |  | 0
| 8.4404e-07 |  | 6.146e-05 |  | 0.049907 |  | 1.3991e-08 |  | -0.00015953 |  | 0.000468 |  | -0.00019947 |  | -0.00019787 |  | 8.3775e-07 |  | 9.5324e-07 |  | 1.2523e-05 |  | 0.00044865 |  | 0.00066857 |  | 2.9493e-06 |  | 0.00027369 |  | 1.2719e-08
| 8.4404e-07 |  | 6.146e-05 |  | 0.049017 |  | 2.2892e-08 |  | -0.00016998 |  | 0.00036086 |  | 7.0625e-05 |  | 4.6653e-05 |  | 7.5191e-07 |  | 9.5315e-07 |  | 0 |  | 0.00055627 |  | 0.00057875 |  | 2.9493e-06 |  | 0.0002689 |  | 2.5436e-08
| 3.6303e-05 |  | 8.4014e-05 |  | 0.048087 |  | 2.353e-08 |  | 0.00014841 |  | 0.00034 |  | -0.00011068 |  | 0.00034211 |  | 6.7485e-07 |  | 1.0318e-06 |  | 0 |  | 0.00057714 |  | 0.00067989 |  | 2.9495e-06 |  | 0.0002681 |  | 2.5438e-08
| 3.6303e-05 |  | 8.4014e-05 |  | 0.04773 |  | 1.3356e-08 |  | 0.0002931 |  | 0.00041048 |  | -0.0002776 |  | 0.0001347 |  | 6.1972e-07 |  | 9.4709e-07 |  | 0 |  | 0.00051132 |  | 0.00069514 |  | 2.4133e-06 |  | 0.00027292 |  | 1.272e-08
| 4.3394e-05 |  | 4.302e-05 |  | 0.047075 |  | 2.544e-09 |  | -7.0816e-06 |  | 0.00043755 |  | -0.0002616 |  | 0.00010809 |  | 6.3635e-07 |  | 8.5606e-07 |  | 0 |  | 0.00046402 |  | 0.00070165 |  | 8.0446e-07 |  | 0.00028098 |  | 1.4997e-07
| 4.3394e-05 |  | 4.302e-05 |  | 0.046649 |  | 1.2721e-09 |  | 0.0001484 |  | 0.00047758 |  | -0.00018172 |  | 0.00018118 |  | 7.0556e-07 |  | 8.8045e-07 |  | 6.879e-05 |  | 0.00049372 |  | 0.0006888 |  | 8.0446e-07 |  | 0.00028901 |  | 3.8921e-06
| 3.6303e-05 |  | 0.00016803 |  | 0.046611 |  | 1.9082e-08 |  | 0.00020776 |  | 0.00045052 |  | -0.00014621 |  | -0.00024794 |  | 7.8935e-07 |  | 8.1996e-07 |  | 6.879e-05 |  | 0.00054273 |  | 0.0006479 |  | 2.4137e-06 |  | 0.00028983 |  | 2.7109e-05
| 3.6303e-05 |  | 0.00016803 |  | 0.046087 |  | 3.8163e-08 |  | 0 |  | 0.00039921 |  | -0.00014295 |  | -0.0002708 |  | 8.4189e-07 |  | 7.0461e-07 |  | 0 |  | 0.00048974 |  | 0.00066235 |  | 2.4136e-06 |  | 0.00028341 |  | 5.3326e-05
| 5.0486e-05 |  | 9.4727e-05 |  | 0.045339 |  | 3.8167e-08 |  | -3.339e-05 |  | 0.00049675 |  | -0.00019947 |  | -0.0001049 |  | 8.1403e-07 |  | 5.1011e-07 |  | 0 |  | 0.00041831 |  | 0.00071458 |  | 8.0461e-07 |  | 0.00027299 |  | 9.4702e-05
| 5.0486e-05 |  | 9.4727e-05 |  | 0.044665 |  | 1.9085e-08 |  | -1.8549e-05 |  | 0.00058471 |  | -0.00024209 |  | 5.9594e-05 |  | 7.1832e-07 |  | 5.3447e-07 |  | 0 |  | 0.00037899 |  | 0.00072587 |  | 1.341e-06 |  | 0.00026016 |  | 0.00013347
| 0 |  | 9.6982e-05 |  | 0.044235 |  | 3.1808e-09 |  | -0.00013104 |  | 0.00054299 |  | -2.0905e-05 |  | 9.7847e-05 |  | 6.3917e-07 |  | 6.6232e-07 |  | 2.1137e-05 |  | 0.00039826 |  | 0.00067769 |  | 1.341e-06 |  | 0.00025855 |  | 0.0001931
| 0 |  | 9.6982e-05 |  | 0.043766 |  | 6.3616e-09 |  | -0.00024487 |  | 0.00060557 |  | 3.8474e-05 |  | 0.00018118 |  | 6.1656e-07 |  | 7.2906e-07 |  | 2.6252e-05 |  | 0.00052918 |  | 0.00070584 |  | 1.3411e-06 |  | 0.00026499 |  | 0.00025785
| 4.8969e-06 |  | 0.00014943 |  | 0.04317 |  | 8.9071e-09 |  | 6.307e-05 |  | 0.00054022 |  | -0.00011424 |  | 0.00026343 |  | 6.5054e-07 |  | 6.9856e-07 |  | 5.1155e-06 |  | 0.00060068 |  | 0.00076531 |  | 5.3648e-07 |  | 0.00027063 |  | 0.0003249
| 4.8965e-06 |  | 0.00014942 |  | 0.042429 |  | 8.2716e-09 |  | 0.00019832 |  | 0.00043924 |  | -0.00028533 |  | -6.258e-05 |  | 7.0315e-07 |  | 6.4373e-07 |  | 0 |  | 0.00050917 |  | 0.00079668 |  | 0 |  | 0.00026663 |  | 0.00040048
| 0 |  | 4.4975e-05 |  | 0.041671 |  | 1.1453e-08 |  | -0.00021889 |  | 0.00054299 |  | 9.8845e-05 |  | -0.0001943 |  | 7.1246e-07 |  | 8.0154e-07 |  | 0 |  | 0.00048668 |  | 0.00071717 |  | 8.0476e-07 |  | 0.00026583 |  | 0.00049023
| 0 |  | 4.4975e-05 |  | 0.041395 |  | 1.5907e-08 |  | -0.00025599 |  | 0.00051761 |  | 0.00017343 |  | -0.00011205 |  | 7.6302e-07 |  | 9.7807e-07 |  | 1.1465e-05 |  | 0.00043772 |  | 0.00070436 |  | 8.0481e-07 |  | 0.00027709 |  | 0.00057316
| 4.2382e-05 |  | 9.1908e-05 |  | 0.040878 |  | 5.8606e-07 |  | -4.081e-05 |  | 0.00054017 |  | -0.00020302 |  | 5.2448e-05 |  | 8.5623e-07 |  | 9.8439e-07 |  | 1.1465e-05 |  | 0.00044334 |  | 0.00077343 |  | 2.4145e-06 |  | 0.0002803 |  | 0.00064082
| 4.2385e-05 |  | 9.1916e-05 |  | 0.040284 |  | 1.1512e-06 |  | -0.00018415 |  | 0.00052894 |  | -0.00012261 |  | 0.00038117 |  | 9.2284e-07 |  | 8.7467e-07 |  | 4.0573e-06 |  | 0.00050602 |  | 0.0007285 |  | 4.5609e-06 |  | 0.0002763 |  | 0.00071019
| 2.6172e-05 |  | 9.7546e-05 |  | 0.039773 |  | 4.7385e-06 |  | -0.00014469 |  | 0.0005131 |  | 0.00012371 |  | 0.00056024 |  | 8.889e-07 |  | 7.2245e-07 |  | 3.7877e-05 |  | 0.00054219 |  | 0.00068678 |  | 6.1706e-06 |  | 0.0002715 |  | 0.00079598
| 2.6172e-05 |  | 9.7546e-05 |  | 0.039089 |  | 7.7607e-06 |  | -8.5331e-05 |  | 0.0005148 |  | 6.3335e-05 |  | 0.00010609 |  | 7.9975e-07 |  | 8.8091e-07 |  | 3.576e-05 |  | 0.00062175 |  | 0.00078804 |  | 4.5612e-06 |  | 0.00027152 |  | 0.00088972
| 2.5161e-05 |  | 9.8683e-05 |  | 0.038716 |  | 1.7736e-05 |  | -0.00037539 |  | 0.00043138 |  | -0.00021753 |  | -7.9646e-06 |  | 7.1332e-07 |  | 1.1062e-06 |  | 1.9404e-06 |  | 0.0004378 |  | 0.00086435 |  | 1.3416e-06 |  | 0.00026911 |  | 0.00099776
| 2.5159e-05 |  | 9.8674e-05 |  | 0.038562 |  | 2.7785e-05 |  | -0.00034874 |  | 0.00048096 |  | -0.00015331 |  | -7.2709e-05 |  | 6.8537e-07 |  | 1.1181e-06 |  | 2.8398e-05 |  | 0.00045871 |  | 0.00092546 |  | 8.0496e-07 |  | 0.0002635 |  | 0.0011165
| 2.9211e-05 |  | 1.5644e-05 |  | 0.038108 |  | 6.5778e-05 |  | 8.162e-05 |  | 0.00053058 |  | -0.0003735 |  | -0.00036952 |  | 6.8543e-07 |  | 8.9917e-07 |  | 2.8398e-05 |  | 0.00058805 |  | 0.00076158 |  | 8.0496e-07 |  | 0.00026511 |  | 0.0012206
| 2.9214e-05 |  | 1.5645e-05 |  | 0.037232 |  | 0.00011237 |  | -5.6663e-05 |  | 0.00053514 |  | -0.00055314 |  | -0.00019912 |  | 7.4865e-07 |  | 5.5909e-07 |  | 0 |  | 0.00052944 |  | 0.00060496 |  | 1.3418e-06 |  | 0.00026994 |  | 0.001299
| 6.146e-05 |  | 1.1733e-05 |  | 0.036581 |  | 0.00017731 |  | -0.00032649 |  | 0.00057062 |  | -0.00027405 |  | -0.00020861 |  | 8.1194e-07 |  | 4.256e-07 |  | 0 |  | 0.00052947 |  | 0.00064999 |  | 5.3671e-07 |  | 0.00027799 |  | 0.001377
| 6.146e-05 |  | 1.1733e-05 |  | 0.036281 |  | 0.00022791 |  | -0.00021519 |  | 0.00057231 |  | -3.2556e-05 |  | -0.00039456 |  | 8.2732e-07 |  | 4.4373e-07 |  | 0 |  | 0.00057852 |  | 0.000781 |  | 0 |  | 0.0002756 |  | 0.0014862
| 3.124e-05 |  | 6.654e-05 |  | 0.035861 |  | 0.00027392 |  | -0.00010759 |  | 0.0005498 |  | 2.96e-06 |  | -0.00025866 |  | 8.4455e-07 |  | 5.1047e-07 |  | 0 |  | 0.00054558 |  | 0.000781 |  | 8.0511e-07 |  | 0.00027399 |  | 0.0015986
| 3.1237e-05 |  | 6.6534e-05 |  | 0.035265 |  | 0.00031603 |  | -3.8955e-05 |  | 0.000574 |  | -5.6426e-07 |  | 2.617e-05 |  | 8.2207e-07 |  | 6.0168e-07 |  | 0 |  | 0.00049258 |  | 0.00065007 |  | 8.0516e-07 |  | 0.00027642 |  | 0.0016938
| 0 |  | 8.2329e-05 |  | 0.034477 |  | 0.00036374 |  | -0.00014469 |  | 0.00052781 |  | -9.6476e-05 |  | 0.00015615 |  | 7.9204e-07 |  | 6.7465e-07 |  | 0 |  | 0.00064047 |  | 0.00063565 |  | 8.0521e-07 |  | 0.00027724 |  | 0.0017977
| 0 |  | 8.2322e-05 |  | 0.033697 |  | 0.00041099 |  | -0.00017808 |  | 0.00057907 |  | -0.00028115 |  | 7.0328e-05 |  | 7.2228e-07 |  | 6.7477e-07 |  | 7.0481e-05 |  | 0.00055529 |  | 0.00049823 |  | 8.0516e-07 |  | 0.00027805 |  | 0.0019486
| 7.0487e-05 |  | 7.8946e-05 |  | 0.033081 |  | 0.00045756 |  | -0.00010978 |  | 0.00066709 |  | 6.724e-05 |  | 3.2997e-05 |  | 6.5433e-07 |  | 6.5037e-07 |  | 7.0487e-05 |  | 0.00049987 |  | 0.00043477 |  | 0 |  | 0.00027806 |  | 0.0021451
| 7.0481e-05 |  | 7.8939e-05 |  | 0.032895 |  | 0.00050994 |  | -1.1127e-05 |  | 0.00047645 |  | 0.00036877 |  | -5.1256e-05 |  | 6.3114e-07 |  | 6.5672e-07 |  | 1.5698e-05 |  | 0.00064935 |  | 0.00053362 |  | 5.3684e-07 |  | 0.00028288 |  | 0.0023604
| 4.5425e-05 |  | 9.1916e-05 |  | 0.032453 |  | 0.0005747 |  | -0.00015953 |  | 0.0004748 |  | -3.9664e-05 |  | -0.00010132 |  | 6.9499e-07 |  | 7.3532e-07 |  | 1.5699e-05 |  | 0.00063814 |  | 0.00061885 |  | 5.3688e-07 |  | 0.0002829 |  | 0.0025239
| 4.5425e-05 |  | 9.1916e-05 |  | 0.031844 |  | 0.00063905 |  | -0.00043778 |  | 0.00060619 |  | -0.00044099 |  | -0.00019072 |  | 7.4771e-07 |  | 7.5979e-07 |  | 0 |  | 0.0005795 |  | 0.00080455 |  | 5.3688e-07 |  | 0.00027247 |  | 0.0026273
| 7.0481e-05 |  | 6.146e-05 |  | 0.031442 |  | 0.00071858 |  | -8.8535e-05 |  | 0.00058358 |  | -0.00025143 |  | -2.5028e-05 |  | 6.9572e-07 |  | 7.7845e-07 |  | 0 |  | 0.00051041 |  | 0.00080862 |  | 2.953e-06 |  | 0.00026525 |  | 0.0026657
| 7.0488e-05 |  | 6.1465e-05 |  | 0.031048 |  | 0.00080457 |  | 0.00022631 |  | 0.0006045 |  | -1.4799e-05 |  | 0.00031349 |  | 6.3658e-07 |  | 8.5164e-07 |  | 2.0991e-05 |  | 0.00044289 |  | 0.00069529 |  | 2.4163e-06 |  | 0.00026606 |  | 0.0027088
| 0 |  | 3.2268e-05 |  | 0.03057 |  | 0.00088239 |  | 6.6784e-05 |  | 0.00064115 |  | -1.835e-05 |  | 0.00010251 |  | 5.999e-07 |  | 8.6343e-07 |  | 2.0991e-05 |  | 0.0004598 |  | 0.00076607 |  | 2.4163e-06 |  | 0.00027009 |  | 0.0027137
| 0 |  | 3.2265e-05 |  | 0.029919 |  | 0.00094331 |  | -0.00014874 |  | 0.00062813 |  | -2.4295e-05 |  | -6.258e-05 |  | 6.3591e-07 |  | 7.7797e-07 |  | 1.3581e-05 |  | 0.00048958 |  | 0.00081998 |  | 2.9534e-06 |  | 0.0002685 |  | 0.0027293
| 8.4411e-07 |  | 7.4435e-05 |  | 0.029316 |  | 0.0010071 |  | -7.7912e-05 |  | 0.00053401 |  | 4.9129e-05 |  | -0.0001335 |  | 6.1066e-07 |  | 6.6252e-07 |  | 1.3582e-05 |  | 0.00050806 |  | 0.00093172 |  | 1.3424e-06 |  | 0.00026689 |  | 0.0027153
| 8.4411e-07 |  | 7.4435e-05 |  | 0.029067 |  | 0.0010901 |  | -2.2261e-05 |  | 0.00046353 |  | 0.00033324 |  | 0.00011323 |  | 6.5728e-07 |  | 6.0195e-07 |  | 0 |  | 0.00063834 |  | 0.00087068 |  | 1.3425e-06 |  | 0.00027013 |  | 0.0027602
| 5.7518e-05 |  | 8.2893e-05 |  | 0.028631 |  | 0.0011664 |  | 0.00012985 |  | 0.00050525 |  | 0.00032259 |  | -1.5502e-05 |  | 8.0185e-07 |  | 5.9013e-07 |  | 0 |  | 0.00060859 |  | 0.00063271 |  | 1.3425e-06 |  | 0.00027254 |  | 0.0027912
| 5.7513e-05 |  | 8.2886e-05 |  | 0.02796 |  | 0.001229 |  | 9.2076e-05 |  | 0.00058358 |  | -9.5487e-05 |  | -0.00013426 |  | 9.3639e-07 |  | 6.2073e-07 |  | 0 |  | 0.00049127 |  | 0.00062314 |  | 8.0556e-07 |  | 0.00027177 |  | 0.0028071
| 5.8646e-05 |  | 6.4285e-05 |  | 0.027335 |  | 0.0012949 |  | 0.0001484 |  | 0.0006107 |  | -0.00029537 |  | 1.6688e-05 |  | 9.7967e-07 |  | 7.3002e-07 |  | 0 |  | 0.00055319 |  | 0.00070435 |  | 0 |  | 0.00026694 |  | 0.0028486
| 5.8646e-05 |  | 6.4285e-05 |  | 0.026801 |  | 0.0013684 |  | 0.00019663 |  | 0.00060281 |  | -0.00038415 |  | -0.0002229 |  | 9.5845e-07 |  | 7.0573e-07 |  | 0 |  | 0.00053871 |  | 0.0006561 |  | 0 |  | 0.00026534 |  | 0.0028472
| 4.7451e-05 |  | 5.1824e-05 |  | 0.026593 |  | 0.0014601 |  | -9.2751e-05 |  | 0.00055939 |  | -0.00023143 |  | -4.7669e-06 |  | 9.3522e-07 |  | 6.6956e-07 |  | 0 |  | 0.000431 |  | 0.0007052 |  | 2.417e-06 |  | 0.00026696 |  | 0.0028793
| 4.7451e-05 |  | 5.1824e-05 |  | 0.026145 |  | 0.0015688 |  | 1.4165e-05 |  | 0.00049849 |  | 9.0966e-05 |  | 7.3958e-05 |  | 8.4329e-07 |  | 7.1203e-07 |  | 0 |  | 0.00059185 |  | 0.00073901 |  | 2.4172e-06 |  | 0.000271 |  | 0.0028207
| 7.8946e-05 |  | 9.0788e-05 |  | 0.025535 |  | 0.0016848 |  | -5.1939e-05 |  | 0.00054022 |  | 0.00013436 |  | -0.00018 |  | 7.94e-07 |  | 7.5451e-07 |  | 6.342e-06 |  | 0.00069 |  | 0.00071815 |  | 0 |  | 0.00027664 |  | 0.0027723
| 0.00013872 |  | 9.0788e-05 |  | 0.025207 |  | 0.0017993 |  | -0.00023002 |  | 0.00068119 |  | 0.00037942 |  | -6.5567e-05 |  | 8.3937e-07 |  | 6.4526e-07 |  | 1.8866e-05 |  | 0.00050423 |  | 0.00072298 |  | 0 |  | 0.00027906 |  | 0.0027072
| 5.9773e-05 |  | 7.7254e-05 |  | 0.024888 |  | 0.0019041 |  | -0.00012985 |  | 0.00064115 |  | 0.00015567 |  | 0.00038144 |  | 9.6669e-07 |  | 4.629e-07 |  | 1.2524e-05 |  | 0.00053322 |  | 0.00064662 |  | 8.0576e-07 |  | 0.0002847 |  | 0.0026716
| 0 |  | 7.7254e-05 |  | 0.024252 |  | 0.0020298 |  | -0.00014165 |  | 0.00061691 |  | -0.00030907 |  | 0.00035386 |  | 1.036e-06 |  | 3.9544e-07 |  | 0 |  | 0.00073754 |  | 0.00052199 |  | 8.0581e-07 |  | 0.00028874 |  | 0.0027119
| 4.7451e-05 |  | 4.4979e-05 |  | 0.023657 |  | 0.0021669 |  | 7.791e-05 |  | 0.00067781 |  | -9.2931e-05 |  | -4.0528e-05 |  | 1.064e-06 |  | 4.4978e-07 |  | 0 |  | 0.00071985 |  | 0.00052038 |  | 2.4175e-06 |  | 0.00028553 |  | 0.0028468
| 6.8769e-05 |  | 4.4983e-05 |  | 0.023108 |  | 0.0023071 |  | -7.7907e-05 |  | 0.00055493 |  | -0.00028116 |  | 5.9594e-05 |  | 1.0261e-06 |  | 5.779e-07 |  | 9.3501e-06 |  | 0.00061372 |  | 0.0007215 |  | 2.4176e-06 |  | 0.0002775 |  | 0.0030775
| 6.8763e-05 |  | 5.1824e-05 |  | 0.022629 |  | 0.002418 |  | -0.00043036 |  | 0.00054022 |  | -0.00043032 |  | 6.6745e-05 |  | 9.268e-07 |  | 7.3596e-07 |  | 2.4147e-05 |  | 0.00058798 |  | 0.00079228 |  | 8.0591e-07 |  | 0.00027107 |  | 0.0034194
| 4.7451e-05 |  | 5.1824e-05 |  | 0.022205 |  | 0.0025144 |  | -0.00042497 |  | 0.00059097 |  | -5.8194e-05 |  | 4.6653e-05 |  | 8.4759e-07 |  | 8.3912e-07 |  | 1.4797e-05 |  | 0.00053335 |  | 0.00077951 |  | 1.3432e-06 |  | 0.0002703 |  | 0.0037093
| 6.9236e-06 |  | 1.2711e-05 |  | 0.021894 |  | 0.0025602 |  | -0.00016695 |  | 0.00060563 |  | 0.00013081 |  | 0.00038144 |  | 8.2567e-07 |  | 7.4234e-07 |  | 0 |  | 0.00049313 |  | 0.00080606 |  | 2.9552e-06 |  | 0.0002703 |  | 0.0039435
| 6.9236e-06 |  | 1.2711e-05 |  | 0.021639 |  | 0.0026026 |  | -0.00019664 |  | 0.00066033 |  | 3.1372e-05 |  | 5.2434e-05 |  | 8.7691e-07 |  | 5.4171e-07 |  | 2.9458e-05 |  | 0.00061058 |  | 0.00080204 |  | 4.5674e-06 |  | 0.0002719 |  | 0.0040666
| 4.5429e-05 |  | 9.1924e-05 |  | 0.021138 |  | 0.0025923 |  | -0.00043407 |  | 0.000657 |  | -0.00013555 |  | -0.00040529 |  | 9.717e-07 |  | 3.4683e-07 |  | 3.2632e-05 |  | 0.00065647 |  | 0.00074577 |  | 4.5674e-06 |  | 0.00027112 |  | 0.0041339
| 4.5425e-05 |  | 9.1916e-05 |  | 0.020515 |  | 0.0026057 |  | -0.00031518 |  | 0.00070995 |  | -0.000126 |  | -8.6479e-05 |  | 1.0456e-06 |  | 2.8619e-07 |  | 3.1707e-06 |  | 0.00062433 |  | 0.00067582 |  | 2.4181e-06 |  | 0.00026711 |  | 0.0043293
| 4.1376e-05 |  | 5.4762e-05 |  | 0.020246 |  | 0.0026027 |  | -0.00036359 |  | 0.00071678 |  | -0.00021368 |  | 0.00025628 |  | 1.0984e-06 |  | 4.8123e-07 |  | 0 |  | 0.00061793 |  | 0.00069437 |  | 0 |  | 0.0002615 |  | 0.0044747
| 4.1372e-05 |  | 5.4757e-05 |  | 0.020011 |  | 0.0026321 |  | -0.00028197 |  | 0.00073758 |  | -5.9113e-07 |  | 0.00027059 |  | 1.0317e-06 |  | 7.549e-07 |  | 0 |  | 0.00066701 |  | 0.00067104 |  | 0 |  | 0.00026471 |  | 0.004752
| 5.2517e-05 |  | 1.2711e-05 |  | 0.019311 |  | 0.0026547 |  | -0.00024487 |  | 0.00076803 |  | 0.00014857 |  | 0.00026344 |  | 9.6187e-07 |  | 8.9504e-07 |  | 0 |  | 0.00067108 |  | 0.00073625 |  | 8.0616e-07 |  | 0.00027197 |  | 0.0049748
| 5.2522e-05 |  | 1.2713e-05 |  | 0.018554 |  | 0.0026904 |  | -0.00011687 |  | 0.00061753 |  | -6.8365e-05 |  | 3.9824e-05 |  | 8.8247e-07 |  | 8.9496e-07 |  | 6.3162e-05 |  | 0.00061395 |  | 0.00073706 |  | 8.0616e-07 |  | 0.00027439 |  | 0.0052032
| 4.1376e-05 |  | 1.4669e-05 |  | 0.018221 |  | 0.00277 |  | -0.00014469 |  | 0.00055154 |  | -4.3209e-05 |  | -0.00011562 |  | 7.693e-07 |  | 8.7637e-07 |  | 6.4219e-05 |  | 0.00065748 |  | 0.00063334 |  | 0 |  | 0.00027281 |  | 0.0053783
| 4.1372e-05 |  | 1.4667e-05 |  | 0.018102 |  | 0.0028198 |  | -0.00024857 |  | 0.00054473 |  | 8.4643e-05 |  | -3.6952e-05 |  | 7.2924e-07 |  | 8.8254e-07 |  | 1.1464e-05 |  | 0.00074676 |  | 0.0005826 |  | 0 |  | 0.0002736 |  | 0.0054512
| 2.7189e-05 |  | 6.5418e-05 |  | 0.017699 |  | 0.0028724 |  | -0.00016324 |  | 0.00060568 |  | -0.00015686 |  | -0.00015496 |  | 7.373e-07 |  | 7.2447e-07 |  | 1.0408e-05 |  | 0.0007718 |  | 0.00074605 |  | 2.4187e-06 |  | 0.00027524 |  | 0.0055365
| 2.7187e-05 |  | 6.5412e-05 |  | 0.017175 |  | 0.002814 |  | -5.6663e-05 |  | 0.00064115 |  | -0.00028194 |  | 0.00011152 |  | 8.6137e-07 |  | 5.8451e-07 |  | 2.4166e-05 |  | 0.00061165 |  | 0.00082814 |  | 4.5691e-06 |  | 0.00027041 |  | 0.0055125
| 7.6697e-05 |  | 6.7674e-05 |  | 0.016752 |  | 0.00276 |  | -2.2261e-05 |  | 0.00068294 |  | -4.6762e-05 |  | 0.00012397 |  | 9.3471e-07 |  | 6.514e-07 |  | 2.4168e-05 |  | 0.00067929 |  | 0.00068654 |  | 2.9565e-06 |  | 0.00027365 |  | 0.0054676
| 7.6697e-05 |  | 6.7674e-05 |  | 0.016315 |  | 0.0026782 |  | 8.1617e-05 |  | 0.00071791 |  | 5.9782e-05 |  | -0.00017999 |  | 9.2879e-07 |  | 7.3648e-07 |  | 7.2331e-06 |  | 0.00071471 |  | 0.00067527 |  | 1.3439e-06 |  | 0.00027928 |  | 0.0053923
| 7.0494e-05 |  | 4.7917e-05 |  | 0.01608 |  | 0.0026219 |  | 0.00011501 |  | 0.00055944 |  | -1.1247e-05 |  | -2.9801e-05 |  | 9.3946e-07 |  | 8.0963e-07 |  | 7.2331e-06 |  | 0.00059405 |  | 0.00073572 |  | 1.3439e-06 |  | 0.00028334 |  | 0.0053667
| 7.0488e-05 |  | 4.7913e-05 |  | 0.015764 |  | 0.0025843 |  | 4.9578e-05 |  | 0.0006045 |  | -0.00014295 |  | 0.0002105 |  | 9.3812e-07 |  | 9.1341e-07 |  | 0 |  | 0.00070912 |  | 0.00068175 |  | 1.344e-06 |  | 0.0002785 |  | 0.0053599
| 3.1243e-05 |  | 9.6999e-05 |  | 0.015341 |  | 0.0026079 |  | -9.2755e-05 |  | 0.00068125 |  | -4.3209e-05 |  | 2.7416e-05 |  | 9.382e-07 |  | 1.0229e-06 |  | 0 |  | 0.00075267 |  | 0.00056752 |  | 1.344e-06 |  | 0.0002737 |  | 0.0054235
| 3.1243e-05 |  | 9.6999e-05 |  | 0.015053 |  | 0.0026884 |  | -0.00012986 |  | 0.00068407 |  | -0.00017462 |  | -0.00013351 |  | 8.9894e-07 |  | 1.0655e-06 |  | 1.9406e-06 |  | 0.00060134 |  | 0.00058846 |  | 1.3441e-06 |  | 0.0002729 |  | 0.005506
| 0.00012351 |  | 2.5425e-05 |  | 0.014612 |  | 0.0028313 |  | -1.113e-05 |  | 0.00081378 |  | -0.00049781 |  | -3.3375e-05 |  | 8.6493e-07 |  | 1.0174e-06 |  | 1.9406e-06 |  | 0.00059413 |  | 0.00058447 |  | 4.5703e-06 |  | 0.00026728 |  | 0.0056108
| 0.00012351 |  | 2.5425e-05 |  | 0.014207 |  | 0.0029651 |  | 4.452e-05 |  | 0.00075964 |  | -0.00033443 |  | -0.00023721 |  | 8.7627e-07 |  | 1.0049e-06 |  | 0 |  | 0.00075675 |  | 0.00053777 |  | 4.5703e-06 |  | 0.00026486 |  | 0.0056899
| 6.9242e-06 |  | 4.6939e-05 |  | 0.013862 |  | 0.0032143 |  | -3.8955e-05 |  | 0.00071001 |  | -0.00029211 |  | -0.00018546 |  | 9.1303e-07 |  | 9.4367e-07 |  | 0 |  | 0.00075438 |  | 0.00062959 |  | 2.9574e-06 |  | 0.00026407 |  | 0.0057747
| 6.9242e-06 |  | 4.6939e-05 |  | 0.013465 |  | 0.0034982 |  | -0.00012985 |  | 0.00075457 |  | -0.0003735 |  | -0.00014066 |  | 9.2511e-07 |  | 7.8552e-07 |  | 0 |  | 0.00065861 |  | 0.00076731 |  | 2.9574e-06 |  | 0.00026731 |  | 0.0059489
| 6.1471e-05 |  | 7.6133e-05 |  | 0.013092 |  | 0.0037493 |  | -7.791e-05 |  | 0.00075005 |  | -0.00018527 |  | -0.00029085 |  | 9.2044e-07 |  | 6.4543e-07 |  | 0 |  | 0.00062077 |  | 0.00078583 |  | 1.3444e-06 |  | 0.00027134 |  | 0.0061688
| 6.1476e-05 |  | 7.614e-05 |  | 0.01286 |  | 0.0039419 |  | -2.2259e-05 |  | 0.00076309 |  | 8.4648e-05 |  | 0.00016688 |  | 8.991e-07 |  | 7.186e-07 |  | 0 |  | 0.00057495 |  | 0.00077062 |  | 1.3444e-06 |  | 0.00027298 |  | 0.0064143
| 0 |  | 6.5418e-05 |  | 0.012601 |  | 0.0040174 |  | 0.00010978 |  | 0.00079179 |  | 7.741e-05 |  | 0.00016954 |  | 9.0852e-07 |  | 8.7691e-07 |  | 0 |  | 0.00070213 |  | 0.00070213 |  | 5.3778e-07 |  | 0.00026813 |  | 0.0065806
| 0 |  | 6.5418e-05 |  | 0.01224 |  | 0.0041017 |  | -2.968e-05 |  | 0.00079799 |  | -6.0968e-05 |  | 1.3119e-05 |  | 9.2252e-07 |  | 1.0777e-06 |  | 4.1105e-05 |  | 0.00075537 |  | 0.00063941 |  | 5.3781e-07 |  | 0.00026253 |  | 0.0067435
| 9.5872e-05 |  | 0.00011617 |  | 0.01201 |  | 0.0041493 |  | -0.00022631 |  | 0.00073539 |  | -0.00010714 |  | 0.00022052 |  | 8.9792e-07 |  | 1.1328e-06 |  | 4.1105e-05 |  | 0.00072155 |  | 0.00066276 |  | 1.3445e-06 |  | 0.00026172 |  | 0.0069093
| 9.588e-05 |  | 0.00011618 |  | 0.01177 |  | 0.0043835 |  | -3.7102e-05 |  | 0.00074504 |  | -0.00012489 |  | -0.00026581 |  | 9.1593e-07 |  | 1.0052e-06 |  | 2.4171e-05 |  | 0.00073282 |  | 0.0009728 |  | 1.3446e-06 |  | 0.00027219 |  | 0.0070716
| 1.4017e-05 |  | 4.1072e-05 |  | 0.011516 |  | 0.0047428 |  | 3.3391e-05 |  | 0.00077205 |  | -0.00028826 |  | -0.00053044 |  | 1.0027e-06 |  | 7.7384e-07 |  | 2.4168e-05 |  | 0.00074177 |  | 0.00099547 |  | 5.3788e-07 |  | 0.00028108 |  | 0.007217
| 1.4018e-05 |  | 4.1075e-05 |  | 0.011262 |  | 0.0051011 |  | 3.5415e-06 |  | 0.00076422 |  | -4.4632e-05 |  | -0.00021619 |  | 1.0841e-06 |  | 5.968e-07 |  | 1.0409e-05 |  | 0.0006854 |  | 0.00075466 |  | 5.3788e-07 |  | 0.00028028 |  | 0.0073434
| 6.993e-05 |  | 7.4441e-05 |  | 0.010912 |  | 0.0053044 |  | -7.0497e-05 |  | 0.00075795 |  | 0.00024446 |  | -7.2712e-05 |  | 1.0769e-06 |  | 6.3314e-07 |  | 1.3579e-05 |  | 0.00061533 |  | 0.00080782 |  | 5.3788e-07 |  | 0.00027625 |  | 0.0074797
| 6.9936e-05 |  | 7.4448e-05 |  | 0.010669 |  | 0.0053636 |  | 5.9359e-05 |  | 0.00079524 |  | 5.9784e-05 |  | -4.7669e-06 |  | 1.0315e-06 |  | 7.3074e-07 |  | 3.1713e-06 |  | 0.00071931 |  | 0.00091988 |  | 5.3791e-07 |  | 0.00027145 |  | 0.007625
| 1.807e-05 |  | 0.00010941 |  | 0.01042 |  | 0.0053533 |  | 7.4294e-06 |  | 0.00091811 |  | -5.9113e-07 |  | 2.3842e-06 |  | 9.6956e-07 |  | 8.5907e-07 |  | 0 |  | 0.00080308 |  | 0.00086188 |  | 2.9587e-06 |  | 0.00027226 |  | 0.0078046
| 1.8072e-05 |  | 0.00010942 |  | 0.010171 |  | 0.005302 |  | 2.2258e-05 |  | 0.0008381 |  | -8.2276e-05 |  | 2.3842e-06 |  | 9.7089e-07 |  | 8.8347e-07 |  | 0 |  | 0.00072012 |  | 0.00080711 |  | 2.4209e-06 |  | 0.00027145 |  | 0.007947
| 0 |  | 4.6943e-05 |  | 0.0099573 |  | 0.0052479 |  | -4.9584e-05 |  | 0.00079016 |  | -0.000126 |  | 0.00014223 |  | 9.2685e-07 |  | 9.1413e-07 |  | 8.4573e-06 |  | 0.00072021 |  | 0.00069523 |  | 0 |  | 0.00027149 |  | 0.008061
| 0 |  | 4.6943e-05 |  | 0.009702 |  | 0.0051998 |  | -0.00020776 |  | 0.00083134 |  | -0.00011069 |  | 0.00033496 |  | 8.3558e-07 |  | 8.5922e-07 |  | 8.4573e-06 |  | 0.00078063 |  | 0.00054378 |  | 0 |  | 0.00027793 |  | 0.0081581
| 6.7674e-05 |  | 6.5418e-05 |  | 0.0095621 |  | 0.0052443 |  | 0.00015582 |  | 0.00090965 |  | -0.0001462 |  | 0.00020265 |  | 8.4018e-07 |  | 7.3713e-07 |  | 7.3996e-06 |  | 0.00083541 |  | 0.00065576 |  | 8.0701e-07 |  | 0.00028115 |  | 0.0082828
| 6.768e-05 |  | 6.5424e-05 |  | 0.0095361 |  | 0.0053143 |  | 0.00024115 |  | 0.00092778 |  | -0.00024564 |  | -2.2647e-05 |  | 9.397e-07 |  | 5.9138e-07 |  | 7.4002e-06 |  | 0.00097886 |  | 0.00073636 |  | 1.3451e-06 |  | 0.00028681 |  | 0.0084214
| 0 |  | 4.4009e-05 |  | 0.0094218 |  | 0.0054322 |  | 7.4143e-06 |  | 0.00085728 |  | 5.9787e-05 |  | 4.8872e-05 |  | 1.0599e-06 |  | 5.2447e-07 |  | 0 |  | 0.00088546 |  | 0.0007066 |  | 1.3451e-06 |  | 0.00029247 |  | 0.0085709
| 0 |  | 4.4009e-05 |  | 0.0090742 |  | 0.0055245 |  | -0.0001027 |  | 0.00086969 |  | 0.00013504 |  | 8.7612e-05 |  | 1.0199e-06 |  | 5.6076e-07 |  | 4.2167e-05 |  | 0.00069778 |  | 0.00088633 |  | 8.0711e-07 |  | 0.00029732 |  | 0.0087276
| 9.024e-05 |  | 8.9112e-05 |  | 0.0085983 |  | 0.0056197 |  | 9.2749e-05 |  | 0.00091481 |  | -0.0002634 |  | 0.00012754 |  | 9.4645e-07 |  | 6.3962e-07 |  | 4.2167e-05 |  | 0.00081784 |  | 0.00090647 |  | 2.4214e-06 |  | 0.00028926 |  | 0.008865
| 9.024e-05 |  | 8.9112e-05 |  | 0.008326 |  | 0.005757 |  | 0.0001113 |  | 0.0009165 |  | -0.00016751 |  | 3.4568e-05 |  | 8.9914e-07 |  | 8.7752e-07 |  | 0 |  | 0.00076551 |  | 0.00078727 |  | 2.4217e-06 |  | 0.00027317 |  | 0.0089975
| 1.8581e-06 |  | 7.05e-05 |  | 0.0082348 |  | 0.0059343 |  | 3.7102e-06 |  | 0.00089732 |  | 0.0001024 |  | -0.00013707 |  | 8.9447e-07 |  | 1.1949e-06 |  | 0 |  | 0.00070669 |  | 0.00075342 |  | 8.0716e-07 |  | 0.00026994 |  | 0.0091257
| 1.8581e-06 |  | 7.05e-05 |  | 0.0081044 |  | 0.006148 |  | -0.0002226 |  | 0.00088322 |  | 0.00014147 |  | 9.5454e-06 |  | 9.3727e-07 |  | 1.3533e-06 |  | 6.1753e-06 |  | 0.00092834 |  | 0.00078893 |  | 8.0721e-07 |  | 0.00027802 |  | 0.0092656
| 4.341e-05 |  | 8.0095e-05 |  | 0.0079865 |  | 0.0063407 |  | -0.00035987 |  | 0.00085284 |  | -0.00015686 |  | -0.00028369 |  | 1.0615e-06 |  | 1.103e-06 |  | 6.1759e-06 |  | 0.00095257 |  | 0.00076158 |  | 8.0726e-07 |  | 0.00028368 |  | 0.0094015
| 4.3406e-05 |  | 8.0088e-05 |  | 0.0077813 |  | 0.0065162 |  | -0.00014874 |  | 0.00090071 |  | 6.3844e-05 |  | -9.3292e-05 |  | 1.2198e-06 |  | 7.1929e-07 |  | 0 |  | 0.00072938 |  | 0.00075356 |  | 1.3455e-06 |  | 0.00027805 |  | 0.0095509
| 9.9645e-06 |  | 5.3789e-05 |  | 0.0075504 |  | 0.006677 |  | 1.8549e-05 |  | 0.00089112 |  | 0.0004682 |  | 0.00053521 |  | 1.2171e-06 |  | 5.0645e-07 |  | 0 |  | 0.00075759 |  | 0.00090669 |  | 1.3455e-06 |  | 0.00027241 |  | 0.0097185
| 9.9654e-06 |  | 5.3794e-05 |  | 0.007311 |  | 0.0068509 |  | 4.081e-05 |  | 0.00088161 |  | 5.268e-05 |  | 0.00011681 |  | 1.1317e-06 |  | 4.2698e-07 |  | 0 |  | 0.00089144 |  | 0.00076812 |  | 8.0731e-07 |  | 0.00027565 |  | 0.0098796
| 7.2756e-05 |  | 7.896e-05 |  | 0.0071514 |  | 0.0070322 |  | 7.0491e-05 |  | 0.00086066 |  | 2.427e-05 |  | -4.768e-05 |  | 1.0256e-06 |  | 4.5703e-07 |  | 0 |  | 0.00083905 |  | 0.00062546 |  | 8.0736e-07 |  | 0.00027968 |  | 0.010041
| 7.2762e-05 |  | 7.8967e-05 |  | 0.0071343 |  | 0.007205 |  | -0.00015211 |  | 0.00087653 |  | 0.00025866 |  | 0.00011324 |  | 1.0176e-06 |  | 6.1548e-07 |  | 0 |  | 0.00071416 |  | 0.00054731 |  | 2.9605e-06 |  | 0.00028131 |  | 0.010177
| 5.05e-05 |  | 3.1295e-05 |  | 0.0069564 |  | 0.0073556 |  | -0.0003258 |  | 0.00096275 |  | -1.752e-05 |  | 0.00011833 |  | 1.0183e-06 |  | 9.0225e-07 |  | 0 |  | 0.00079723 |  | 0.00054573 |  | 2.9605e-06 |  | 0.00027972 |  | 0.010323
| 5.0504e-05 |  | 3.1298e-05 |  | 0.0065151 |  | 0.0075016 |  | -0.00034874 |  | 0.00091827 |  | -0.00013555 |  | 5.9597e-06 |  | 9.8568e-07 |  | 1.1284e-06 |  | 0 |  | 0.00084076 |  | 0.00060054 |  | 1.3458e-06 |  | 0.00027004 |  | 0.010492
| 2.7194e-05 |  | 6.0917e-05 |  | 0.0062499 |  | 0.0076796 |  | 2.2258e-05 |  | 0.00082069 |  | -5.0313e-05 |  | -7.9864e-05 |  | 1.0224e-06 |  | 1.1403e-06 |  | 0 |  | 0.00067072 |  | 0.00066427 |  | 2.9609e-06 |  | 0.00025958 |  | 0.010713
| 2.7192e-05 |  | 6.0912e-05 |  | 0.0061958 |  | 0.007874 |  | 0.00011872 |  | 0.00088266 |  | -0.00016751 |  | -1.5496e-05 |  | 1.1086e-06 |  | 1.0056e-06 |  | 0 |  | 0.00087956 |  | 0.00072558 |  | 2.4226e-06 |  | 0.00025395 |  | 0.010939
| 6.3738e-05 |  | 6.1481e-05 |  | 0.006125 |  | 0.0080156 |  | -6.6781e-05 |  | 0.0009115 |  | -0.00021723 |  | -0.0002086 |  | 1.1868e-06 |  | 8.2288e-07 |  | 2.1144e-06 |  | 0.00086425 |  | 0.00065786 |  | 8.0756e-07 |  | 0.00025879 |  | 0.011101
| 6.3738e-05 |  | 6.1481e-05 |  | 0.0058723 |  | 0.0081121 |  | 7.0491e-05 |  | 0.00098878 |  | -0.00018527 |  | -0.00021575 |  | 1.1214e-06 |  | 6.2817e-07 |  | 2.1144e-06 |  | 0.00076352 |  | 0.00058534 |  | 8.0756e-07 |  | 0.00026929 |  | 0.01123
| 7.3891e-05 |  | 0.00010096 |  | 0.0054377 |  | 0.0082205 |  | -0.00016291 |  | 0.0010367 |  | -6.4976e-05 |  | -5.9168e-05 |  | 1.0346e-06 |  | 5.4926e-07 |  | 0 |  | 0.00083205 |  | 0.00059501 |  | 2.4229e-06 |  | 0.00028057 |  | 0.011321
| 7.3891e-05 |  | 0.00010096 |  | 0.0053378 |  | 0.008374 |  | -0.000256 |  | 0.00084777 |  | -0.00014265 |  | 4.1719e-05 |  | 1.008e-06 |  | 7.441e-07 |  | 1.2528e-05 |  | 0.00080554 |  | 0.00066605 |  | 2.9613e-06 |  | 0.00029029 |  | 0.011443
| 2.4154e-05 |  | 2.8364e-05 |  | 0.0052785 |  | 0.008544 |  | -0.00010017 |  | 0.00098878 |  | -5.7415e-05 |  | 0.00011324 |  | 9.8928e-07 |  | 1.0548e-06 |  | 1.2528e-05 |  | 0.00092972 |  | 0.00072249 |  | 2.9614e-06 |  | 0.0002919 |  | 0.011576
| 2.4154e-05 |  | 2.8364e-05 |  | 0.0051707 |  | 0.0087134 |  | 0.00011129 |  | 0.0010446 |  | 4.5578e-05 |  | -0.00015138 |  | 9.7058e-07 |  | 1.1281e-06 |  | 0 |  | 0.0010079 |  | 0.00065314 |  | 4.5771e-06 |  | 0.00028625 |  | 0.011747
| 1.4019e-05 |  | 9.5888e-05 |  | 0.005158 |  | 0.008907 |  | 3.3387e-05 |  | 0.0009132 |  | -0.0003806 |  | -0.00018714 |  | 9.4127e-07 |  | 8.9074e-07 |  | 0 |  | 0.00086688 |  | 0.00057254 |  | 2.9616e-06 |  | 0.00028385 |  | 0.011986
| 1.4019e-05 |  | 9.5889e-05 |  | 0.0050565 |  | 0.0091204 |  | -6.6777e-05 |  | 0.0009132 |  | -0.0005333 |  | -2.2647e-05 |  | 1.0522e-06 |  | 6.5898e-07 |  | 1.041e-05 |  | 0.00075242 |  | 0.000625 |  | 4.5773e-06 |  | 0.00027903 |  | 0.012248
| 5.5576e-05 |  | 4.2061e-05 |  | 0.0051419 |  | 0.0093374 |  | 0 |  | 0.0010289 |  | -0.0003972 |  | -9.6715e-05 |  | 1.2133e-06 |  | 5.8574e-07 |  | 1.0411e-05 |  | 0.00086134 |  | 0.00080489 |  | 6.1929e-06 |  | 0.00027098 |  | 0.012501
| 5.5572e-05 |  | 4.2057e-05 |  | 0.0051395 |  | 0.0095242 |  | -0.00010388 |  | 0.0012324 |  | -0.00048715 |  | -9.4169e-05 |  | 1.2688e-06 |  | 6.5283e-07 |  | 0 |  | 0.00093393 |  | 0.00083795 |  | 2.962e-06 |  | 0.00026453 |  | 0.012686
| 5.7538e-05 |  | 3.717e-05 |  | 0.0052378 |  | 0.0096757 |  | -0.00033761 |  | 0.0010577 |  | -0.00025275 |  | 2.3827e-06 |  | 1.0015e-06 |  | 6.039e-07 |  | 0 |  | 0.0011581 |  | 0.00073069 |  | 2.962e-06 |  | 0.00025969 |  | 0.012853
| 5.7533e-05 |  | 3.7167e-05 |  | 0.0053231 |  | 0.0098919 |  | -0.00014469 |  | 0.00088443 |  | 6.6886e-05 |  | 0.00011324 |  | 1.3097e-06 |  | 1.2694e-06 |  | 0 |  | 0.0010655 |  | 0.00065093 |  | 2.4238e-06 |  | 0.0002694 |  | 0.013076
| 5.3549e-05 |  | 6.9384e-05 |  | 0.0047561 |  | 0.010142 |  | 8.9035e-05 |  | 0.00094712 |  | 0.00020539 |  | 0.00025628 |  | 1.7125e-06 |  | 1.8852e-06 |  | 9.1948e-05 |  | 0.00097841 |  | 0.00063399 |  | 5.654e-06 |  | 0.00027102 |  | 0.013319
| 5.3544e-05 |  | 6.9378e-05 |  | 0.0041812 |  | 0.010426 |  | -0.00014098 |  | 0.00097919 |  | 4.2025e-05 |  | 5.96e-05 |  | 2.3824e-06 |  | 2.3793e-06 |  | 9.194e-05 |  | 0.0010309 |  | 0.00063161 |  | 5.6544e-06 |  | 0.00028313 |  | 0.013592
| 5.3549e-05 |  | 6.6564e-05 |  | 0.0040883 |  | 0.010643 |  | 0.00039697 |  | 0.0010464 |  | -3.2556e-05 |  | -5.1257e-05 |  | 2.4336e-06 |  | 2.2086e-06 |  | 5.3924e-05 |  | 0.0008736 |  | 0.00071953 |  | 5.6547e-06 |  | 0.00028233 |  | 0.013819
| 5.3549e-05 |  | 6.6564e-05 |  | 0.0038454 |  | 0.010863 |  | 0.00013102 |  | 0.0010492 |  | -2.0905e-05 |  | 2.2756e-05 |  | 2.521e-06 |  | 2.1119e-06 |  | 5.3924e-05 |  | 0.0010221 |  | 0.00064697 |  | 5.6551e-06 |  | 0.00028073 |  | 0.014034
| 6.4866e-05 |  | 8.5172e-05 |  | 0.0038428 |  | 0.011077 |  | -2.5973e-05 |  | 0.0010847 |  | -0.0002634 |  | -2.9801e-05 |  | 2.5568e-06 |  | 2.1844e-06 |  | 5.9225e-05 |  | 0.0012343 |  | 0.00063245 |  | 5.6551e-06 |  | 0.00028557 |  | 0.014202
| 6.4871e-05 |  | 8.5179e-05 |  | 0.0038043 |  | 0.011296 |  | 0.00034503 |  | 0.0010949 |  | -0.00034153 |  | -0.00029085 |  | 2.5443e-06 |  | 2.2454e-06 |  | 5.923e-05 |  | 0.0011077 |  | 0.00071482 |  | 5.6551e-06 |  | 0.00029206 |  | 0.014389
| 3.7333e-05 |  | 3.8148e-05 |  | 0.004001 |  | 0.011509 |  | -5.5651e-05 |  | 0.0010915 |  | -0.00011424 |  | -0.00029443 |  | 2.4958e-06 |  | 2.2337e-06 |  | 0.00010774 |  | 0.0009141 |  | 0.00073499 |  | 5.6554e-06 |  | 0.00029529 |  | 0.014609
| 3.7333e-05 |  | 3.8148e-05 |  | 0.003997 |  | 0.011735 |  | -0.00023373 |  | 0.0012004 |  | -3.9658e-05 |  | -9.7745e-05 |  | 2.4804e-06 |  | 2.0137e-06 |  | 0.00010774 |  | 0.00095686 |  | 0.00060268 |  | 5.6558e-06 |  | 0.00028641 |  | 0.014837
| 2.3142e-05 |  | 5.5755e-05 |  | 0.003646 |  | 0.011954 |  | -7.049e-05 |  | 0.0011525 |  | 0.00011305 |  | -0.0001943 |  | 2.4978e-06 |  | 1.7937e-06 |  | 9.082e-05 |  | 0.00097225 |  | 0.00052203 |  | 4.0406e-06 |  | 0.0002824 |  | 0.01505
| 2.3142e-05 |  | 5.5755e-05 |  | 0.0032347 |  | 0.012147 |  | -0.00024857 |  | 0.001122 |  | 2.7812e-05 |  | -6.5564e-05 |  | 2.5943e-06 |  | 1.8308e-06 |  | 9.082e-05 |  | 0.00096102 |  | 0.00087307 |  | 4.0408e-06 |  | 0.00028887 |  | 0.015271
| 5.7543e-05 |  | 0.00012637 |  | 0.0031231 |  | 0.012318 |  | -0.00038601 |  | 0.0011554 |  | -0.00027177 |  | 0.00012857 |  | 2.6881e-06 |  | 2.0874e-06 |  | 6.8826e-05 |  | 0.00084407 |  | 0.00090378 |  | 4.0411e-06 |  | 0.00029292 |  | 0.01552
| 5.7538e-05 |  | 0.00012636 |  | 0.0031385 |  | 0.012504 |  | -0.00011872 |  | 0.0012461 |  | 0.00015212 |  | -0.00016926 |  | 2.7115e-06 |  | 2.0874e-06 |  | 6.882e-05 |  | 0.00088926 |  | 0.00063103 |  | 4.0411e-06 |  | 0.0002905 |  | 0.015747
| 3.1251e-05 |  | 7.7282e-05 |  | 0.0028554 |  | 0.012733 |  | 9.275e-05 |  | 0.0011903 |  | 0.00034035 |  | -8.3395e-06 |  | 2.6413e-06 |  | 1.831e-06 |  | 7.1641e-05 |  | 0.00094171 |  | 0.00068833 |  | 4.0413e-06 |  | 0.0002792 |  | 0.015952
| 3.1254e-05 |  | 7.7289e-05 |  | 0.0026495 |  | 0.012997 |  | -2.5971e-05 |  | 0.0011554 |  | -3.6107e-05 |  | 0.00010251 |  | 2.4871e-06 |  | 1.6481e-06 |  | 7.1647e-05 |  | 0.00090067 |  | 0.00063434 |  | 4.0413e-06 |  | 0.00027117 |  | 0.01615
| 2.3142e-05 |  | 0.00012692 |  | 0.0024648 |  | 0.013281 |  | -7.7912e-05 |  | 0.0012771 |  | -0.00020303 |  | -0.00012635 |  | 2.4051e-06 |  | 1.7216e-06 |  | 6.3179e-05 |  | 0.00096765 |  | 0.00066501 |  | 4.0416e-06 |  | 0.00026713 |  | 0.016409
| 2.3145e-05 |  | 0.00012693 |  | 0.002734 |  | 0.013565 |  | -4.8231e-05 |  | 0.0011717 |  | -0.00033088 |  | -4.768e-05 |  | 2.3788e-06 |  | 2.0142e-06 |  | 6.3185e-05 |  | 0.00092009 |  | 0.00071913 |  | 4.0416e-06 |  | 0.00026634 |  | 0.016715
| 0.00013144 |  | 8.9128e-05 |  | 0.0029132 |  | 0.013835 |  | 2.2261e-05 |  | 0.0011795 |  | -0.00040901 |  | -6.9136e-05 |  | 2.4193e-06 |  | 2.2346e-06 |  | 4.5465e-05 |  | 0.00093301 |  | 0.0006481 |  | 5.6575e-06 |  | 0.00027038 |  | 0.017024
| 0.00013145 |  | 8.9136e-05 |  | 0.0027548 |  | 0.014073 |  | 9.9159e-05 |  | 0.0011379 |  | -0.00017345 |  | 0.00014223 |  | 2.3643e-06 |  | 2.4545e-06 |  | 4.5469e-05 |  | 0.00091208 |  | 0.0007224 |  | 5.6575e-06 |  | 0.00027201 |  | 0.017302
| 5.5581e-05 |  | 0.00010775 |  | 0.0027724 |  | 0.014319 |  | -0.00024116 |  | 0.0011458 |  | 0.00023736 |  | 0.00020264 |  | 2.2697e-06 |  | 2.4669e-06 |  | 2.8551e-05 |  | 0.00090804 |  | 0.00069818 |  | 2.4254e-06 |  | 0.0002712 |  | 0.017536
| 5.5581e-05 |  | 0.00010775 |  | 0.0029703 |  | 0.01457 |  | -0.00038214 |  | 0.0012129 |  | 0.00035811 |  | -2.9801e-05 |  | 2.3397e-06 |  | 2.4422e-06 |  | 2.8551e-05 |  | 0.001005 |  | 0.00063288 |  | 2.4253e-06 |  | 0.00027124 |  | 0.01775
| 0 |  | 0.00014386 |  | 0.0027667 |  | 0.014808 |  | 4.4523e-05 |  | 0.0011396 |  | 0.00025511 |  | -8.3441e-05 |  | 2.5031e-06 |  | 2.406e-06 |  | 0.00011001 |  | 0.0011075 |  | 0.00063288 |  | 5.6586e-06 |  | 0.00027608 |  | 0.017989
| 0 |  | 0.00014386 |  | 0.002719 |  | 0.015034 |  | -0.00019662 |  | 0.0011475 |  | -7.1621e-05 |  | -0.00025509 |  | 2.5562e-06 |  | 2.0457e-06 |  | 0.00011001 |  | 0.0011875 |  | 0.0005562 |  | 5.6582e-06 |  | 0.00028577 |  | 0.018268
| 2.4159e-05 |  | 3.5217e-05 |  | 0.0026876 |  | 0.015277 |  | -0.00042294 |  | 0.0012242 |  | 3.492e-05 |  | -0.00016211 |  | 2.4458e-06 |  | 1.7221e-06 |  | 4.2297e-05 |  | 0.0012174 |  | 0.00060467 |  | 5.6589e-06 |  | 0.00029224 |  | 0.018566
| 2.4159e-05 |  | 3.5217e-05 |  | 0.0026113 |  | 0.015545 |  | -4.4521e-05 |  | 0.0013478 |  | 7.3993e-05 |  | 4.172e-05 |  | 2.3965e-06 |  | 1.6488e-06 |  | 4.2297e-05 |  | 0.0012038 |  | 0.00072258 |  | 5.6589e-06 |  | 0.0002971 |  | 0.018859
| 0 |  | 0.00011339 |  | 0.0025336 |  | 0.015821 |  | 0.0002189 |  | 0.0013139 |  | -0.00031311 |  | 0.00010251 |  | 2.4601e-06 |  | 1.8872e-06 |  | 0.00010042 |  | 0.0013354 |  | 0.00071531 |  | 4.0428e-06 |  | 0.0002971 |  | 0.019135
| 0 |  | 0.00011339 |  | 0.0025628 |  | 0.016107 |  | -2.9672e-05 |  | 0.0012913 |  | -0.00019237 |  | -0.00011204 |  | 2.5116e-06 |  | 2.303e-06 |  | 0.00010042 |  | 0.0012717 |  | 0.00072182 |  | 4.0433e-06 |  | 0.00029309 |  | 0.019414
| 3.4298e-05 |  | 9.7042e-05 |  | 0.0026075 |  | 0.01643 |  | -0.00014519 |  | 0.0013524 |  | -0.00016668 |  | -0.00032541 |  | 2.4998e-06 |  | 2.4801e-06 |  | 4.5473e-05 |  | 0.001103 |  | 0.00068795 |  | 5.6593e-06 |  | 0.0002923 |  | 0.019674
| 4.5463e-05 |  | 9.7034e-05 |  | 0.0025666 |  | 0.016766 |  | -8.1619e-05 |  | 0.0013105 |  | -0.00043032 |  | -0.0001192 |  | 2.4839e-06 |  | 2.59e-06 |  | 4.5469e-05 |  | 0.0011498 |  | 0.00056037 |  | 5.66e-06 |  | 0.00028987 |  | 0.019963
| 1.1169e-05 |  | 6.9397e-05 |  | 0.002527 |  | 0.017065 |  | -1.4844e-05 |  | 0.0012548 |  | -0.00016396 |  | -8.7017e-05 |  | 2.479e-06 |  | 2.5227e-06 |  | 8.3502e-05 |  | 0.0010869 |  | 0.00052245 |  | 4.0436e-06 |  | 0.00028505 |  | 0.020252
| 0 |  | 6.939e-05 |  | 0.0025434 |  | 0.017338 |  | -0.00010759 |  | 0.0012163 |  | -5.3868e-05 |  | 4.8872e-05 |  | 2.4841e-06 |  | 2.2728e-06 |  | 8.3494e-05 |  | 0.00087458 |  | 0.00056125 |  | 4.0436e-06 |  | 0.00027941 |  | 0.020559
| 8.5758e-05 |  | 6.1498e-05 |  | 0.0026811 |  | 0.017594 |  | -0.0001484 |  | 0.0012164 |  | -0.00012135 |  | 0.00031708 |  | 2.4915e-06 |  | 2.0897e-06 |  | 5.4991e-05 |  | 0.0012178 |  | 0.0006307 |  | 5.6603e-06 |  | 0.00027457 |  | 0.02087
| 8.5758e-05 |  | 6.1498e-05 |  | 0.002556 |  | 0.017883 |  | 0.00018921 |  | 0.0012824 |  | 1.3615e-05 |  | 0.0002384 |  | 2.4514e-06 |  | 2.0163e-06 |  | 5.4991e-05 |  | 0.0014157 |  | 0.00070261 |  | 5.6607e-06 |  | 0.00027539 |  | 0.021163
| 1.5037e-05 |  | 4.5981e-05 |  | 0.0024265 |  | 0.018215 |  | -1.4841e-05 |  | 0.0012757 |  | 8.8196e-05 |  | 0.00017761 |  | 2.4128e-06 |  | 2.1262e-06 |  | 0.00011623 |  | 0.001251 |  | 0.00067681 |  | 5.6607e-06 |  | 0.0002746 |  | 0.021491
| 1.5036e-05 |  | 4.5977e-05 |  | 0.0023163 |  | 0.018585 |  | -0.00025229 |  | 0.0012338 |  | 0.0001024 |  | 8.1056e-05 |  | 2.3987e-06 |  | 2.236e-06 |  | 0.00011621 |  | 0.0010661 |  | 0.0006655 |  | 5.661e-06 |  | 0.00027945 |  | 0.021798
| 2.5174e-05 |  | 6.7704e-05 |  | 0.0023496 |  | 0.018993 |  | 0 |  | 0.001292 |  | 0.00019829 |  | -6.5561e-05 |  | 2.4237e-06 |  | 2.2362e-06 |  | 0.00012582 |  | 0.0010524 |  | 0.00087878 |  | 5.661e-06 |  | 0.00028835 |  | 0.022104
| 2.5174e-05 |  | 6.7704e-05 |  | 0.0022125 |  | 0.019394 |  | 7.4373e-05 |  | 0.0014872 |  | 6.3844e-05 |  | -3.1859e-05 |  | 2.5468e-06 |  | 2.2726e-06 |  | 0.00012582 |  | 0.0012374 |  | 0.0008707 |  | 5.6614e-06 |  | 0.00028835 |  | 0.022401
| 2.8218e-05 |  | 8.9151e-05 |  | 0.0020285 |  | 0.019751 |  | -0.00024115 |  | 0.001572 |  | -0.00017461 |  | 2.384e-06 |  | 2.6452e-06 |  | 2.309e-06 |  | 4.865e-05 |  | 0.0014653 |  | 0.00063085 |  | 5.6614e-06 |  | 0.00028594 |  | 0.022706
| 2.8216e-05 |  | 8.9144e-05 |  | 0.0020549 |  | 0.02005 |  | -0.00034132 |  | 0.0013829 |  | -0.00019238 |  | -9.4169e-05 |  | 2.717e-06 |  | 2.2364e-06 |  | 4.8646e-05 |  | 0.0014306 |  | 0.00070279 |  | 5.6621e-06 |  | 0.00028354 |  | 0.023059
| 2.6188e-05 |  | 8.9144e-05 |  | 0.0020048 |  | 0.020322 |  | -0.00027083 |  | 0.0012802 |  | -9.6486e-05 |  | -3.6952e-05 |  | 2.6878e-06 |  | 2.1268e-06 |  | 6.9961e-05 |  | 0.0011325 |  | 0.00069713 |  | 4.0448e-06 |  | 0.00028838 |  | 0.023422
| 2.619e-05 |  | 8.9151e-05 |  | 0.0017494 |  | 0.020637 |  | -0.00014098 |  | 0.0013525 |  | 5.268e-05 |  | 0.00016688 |  | 2.6302e-06 |  | 2.0534e-06 |  | 6.9967e-05 |  | 0.0012013 |  | 0.00066163 |  | 4.0451e-06 |  | 0.00029406 |  | 0.023806
| 3.3284e-05 |  | 0.00012638 |  | 0.0017676 |  | 0.021009 |  | 6.307e-05 |  | 0.0014133 |  | 2.96e-06 |  | 0.00017761 |  | 2.6068e-06 |  | 2.0904e-06 |  | 6.1498e-05 |  | 0.00135 |  | 0.00070449 |  | 5.6624e-06 |  | 0.00029408 |  | 0.024233
| 3.3287e-05 |  | 0.00012639 |  | 0.0017415 |  | 0.021425 |  | -3.7102e-06 |  | 0.0013638 |  | -0.00014975 |  | -8.7013e-05 |  | 2.5147e-06 |  | 2.0906e-06 |  | 6.1503e-05 |  | 0.0013048 |  | 0.00070772 |  | 5.6628e-06 |  | 0.00028842 |  | 0.024682
| 7.8988e-05 |  | 5.0873e-05 |  | 0.0014867 |  | 0.021844 |  | -0.00021147 |  | 0.0013332 |  | -0.00029181 |  | -5.4829e-05 |  | 2.4453e-06 |  | 2.0537e-06 |  | 8.0116e-05 |  | 0.0013355 |  | 0.00071019 |  | 2.4274e-06 |  | 0.00028197 |  | 0.025116
| 7.8995e-05 |  | 5.0877e-05 |  | 0.0014684 |  | 0.022256 |  | -0.00038585 |  | 0.0013762 |  | -0.00032023 |  | -0.00012278 |  | 2.3629e-06 |  | 2.2734e-06 |  | 8.0124e-05 |  | 0.0015383 |  | 0.00075867 |  | 2.4274e-06 |  | 0.00027955 |  | 0.025497
| 3.2274e-05 |  | 5.6989e-05 |  | 0.0014524 |  | 0.022669 |  | -0.00053054 |  | 0.0014276 |  | -0.00012135 |  | -0.00018 |  | 2.3455e-06 |  | 2.5301e-06 |  | 5.9246e-05 |  | 0.0014164 |  | 0.00075063 |  | 5.6631e-06 |  | 0.00028038 |  | 0.025864
| 3.2274e-05 |  | 5.6989e-05 |  | 0.001404 |  | 0.023063 |  | -0.00039308 |  | 0.0014761 |  | -0.00035313 |  | -0.00011379 |  | 2.3678e-06 |  | 2.5303e-06 |  | 5.9246e-05 |  | 0.0014981 |  | 0.00065775 |  | 5.6635e-06 |  | 0.00028201 |  | 0.026226
| 4.1398e-05 |  | 2.5439e-05 |  | 0.0013977 |  | 0.023447 |  | -0.00013726 |  | 0.0015449 |  | -0.00044097 |  | -0.00015854 |  | 2.4207e-06 |  | 2.2736e-06 |  | 3.0671e-05 |  | 0.0014464 |  | 0.00056806 |  | 4.0461e-06 |  | 0.00028686 |  | 0.026587
| 4.1398e-05 |  | 2.5439e-05 |  | 0.0013195 |  | 0.023858 |  | 1.113e-05 |  | 0.0014292 |  | -8.938e-05 |  | -3.3375e-05 |  | 2.4892e-06 |  | 1.8708e-06 |  | 3.0671e-05 |  | 0.0014287 |  | 0.00065941 |  | 4.0463e-06 |  | 0.00028849 |  | 0.027009
| 3.8356e-05 |  | 0.00010156 |  | 0.0013035 |  | 0.024301 |  | 7.0491e-05 |  | 0.0013779 |  | -0.00012134 |  | -8.344e-05 |  | 2.506e-06 |  | 1.7239e-06 |  | 6.2632e-05 |  | 0.0016018 |  | 0.00064086 |  | 4.0463e-06 |  | 0.00028204 |  | 0.027495
| 3.8356e-05 |  | 0.00010157 |  | 0.0011687 |  | 0.024739 |  | -4.0816e-05 |  | 0.0013316 |  | -0.00021368 |  | -4.0528e-05 |  | 2.4546e-06 |  | 1.8339e-06 |  | 6.2632e-05 |  | 0.0013949 |  | 0.00067076 |  | 4.0466e-06 |  | 0.00027315 |  | 0.027984
| 5.5591e-05 |  | 3.6202e-05 |  | 0.0010572 |  | 0.025187 |  | -8.5337e-05 |  | 0.0012854 |  | -0.00024565 |  | -0.00010847 |  | 2.385e-06 |  | 2.0907e-06 |  | 1.9037e-05 |  | 0.0015259 |  | 0.00086397 |  | 7.2833e-06 |  | 0.00027398 |  | 0.028414
| 5.5596e-05 |  | 3.6205e-05 |  | 0.0011166 |  | 0.025672 |  | 3.7102e-06 |  | 0.0013848 |  | -0.00020658 |  | -6.9136e-05 |  | 2.3528e-06 |  | 2.274e-06 |  | 1.9039e-05 |  | 0.0017353 |  | 0.00070479 |  | 7.2833e-06 |  | 0.00028208 |  | 0.028809
| 2.0108e-05 |  | 3.9137e-05 |  | 0.0011848 |  | 0.026188 |  | 0.00010388 |  | 0.0013158 |  | -0.00032022 |  | -0.00023721 |  | 2.3792e-06 |  | 2.2623e-06 |  | 8.4637e-05 |  | 0.0014678 |  | 0.00055446 |  | 5.6649e-06 |  | 0.00028531 |  | 0.029245
| 2.0109e-05 |  | 3.914e-05 |  | 0.0010899 |  | 0.026699 |  | 5.1935e-05 |  | 0.0012601 |  | -0.00043032 |  | -0.00059123 |  | 2.5053e-06 |  | 2.1036e-06 |  | 8.4645e-05 |  | 0.0017225 |  | 0.00062805 |  | 5.6649e-06 |  | 0.00028614 |  | 0.029704
| 8.4081e-05 |  | 7.7309e-05 |  | 0.00097443 |  | 0.027174 |  | -0.00041553 |  | 0.0013707 |  | -0.00019592 |  | -0.00043389 |  | 2.6071e-06 |  | 1.9567e-06 |  | 7.6181e-05 |  | 0.0020127 |  | 0.00069595 |  | 4.0473e-06 |  | 0.0002821 |  | 0.030131
| 8.4073e-05 |  | 7.7302e-05 |  | 0.00096071 |  | 0.027638 |  | -0.00020035 |  | 0.0014586 |  | -3.6107e-05 |  | -0.00025509 |  | 2.6821e-06 |  | 1.8951e-06 |  | 7.6174e-05 |  | 0.0017711 |  | 0.00067659 |  | 4.0473e-06 |  | 0.00027969 |  | 0.030615
| 2.8221e-05 |  | 0.0001106 |  | 0.0007938 |  | 0.028069 |  | 0.00041924 |  | 0.0014813 |  | -0.00022434 |  | -0.00012993 |  | 2.6682e-06 |  | 1.9813e-06 |  | 0.0001027 |  | 0.0017453 |  | 0.00080032 |  | 5.6656e-06 |  | 0.00027809 |  | 0.031156
| 2.8221e-05 |  | 0.0001106 |  | 0.00075555 |  | 0.028495 |  | 0.00056764 |  | 0.0015276 |  | -4.3209e-05 |  | -7.2713e-05 |  | 2.6383e-06 |  | 2.0186e-06 |  | 0.0001027 |  | 0.0018957 |  | 0.00083023 |  | 5.6659e-06 |  | 0.00028051 |  | 0.031699
| 5.3568e-05 |  | 6.433e-05 |  | 0.00080867 |  | 0.028939 |  | 8.4992e-05 |  | 0.0014503 |  | -4.4635e-05 |  | -0.00015133 |  | 2.6227e-06 |  | 1.9204e-06 |  | 9.6495e-05 |  | 0.0019759 |  | 0.00078177 |  | 4.0478e-06 |  | 0.00028457 |  | 0.032179
| 5.3568e-05 |  | 6.433e-05 |  | 0.00076019 |  | 0.029443 |  | -9.2751e-05 |  | 0.001426 |  | -0.00010714 |  | -0.00022291 |  | 2.5722e-06 |  | 1.9327e-06 |  | 9.6495e-05 |  | 0.0019461 |  | 0.00072199 |  | 4.0478e-06 |  | 0.00028297 |  | 0.032655
| 2.8731e-06 |  | 4.6972e-05 |  | 0.00059769 |  | 0.029999 |  | -3.7102e-06 |  | 0.0014086 |  | -0.00021013 |  | -0.00029801 |  | 2.5405e-06 |  | 2.055e-06 |  | 0.00010158 |  | 0.001824 |  | 0.0005514 |  | 4.0483e-06 |  | 0.00028055 |  | 0.033187
| 2.8729e-06 |  | 4.6968e-05 |  | 0.00051656 |  | 0.0306 |  | -0.00035246 |  | 0.0013752 |  | -0.00045164 |  | -0.00036595 |  | 2.6093e-06 |  | 2.3123e-06 |  | 0.00010157 |  | 0.0019931 |  | 0.00059509 |  | 4.0483e-06 |  | 0.00027733 |  | 0.033773
| 7.0538e-05 |  | 6.9409e-05 |  | 0.00061948 |  | 0.031211 |  | -0.00023003 |  | 0.0015005 |  | -0.00015686 |  | -5.4831e-05 |  | 2.6975e-06 |  | 2.4465e-06 |  | 9.1981e-05 |  | 0.0021047 |  | 0.00067191 |  | 4.0483e-06 |  | 0.00028057 |  | 0.034343
| 7.0544e-05 |  | 6.9415e-05 |  | 0.00056576 |  | 0.031792 |  | -2.968e-05 |  | 0.0014814 |  | -4.3209e-05 |  | -7.2716e-05 |  | 2.7259e-06 |  | 2.2878e-06 |  | 9.1989e-05 |  | 0.0020514 |  | 0.00070914 |  | 4.0486e-06 |  | 0.00028867 |  | 0.034865
| 3.7346e-05 |  | 5.186e-05 |  | 0.00032724 |  | 0.032321 |  | -7.4188e-06 |  | 0.0013543 |  | -0.00019947 |  | -0.00011563 |  | 2.6658e-06 |  | 1.982e-06 |  | 7.3923e-05 |  | 0.0019852 |  | 0.0007763 |  | 5.6673e-06 |  | 0.00029273 |  | 0.035352
| 3.7349e-05 |  | 5.1865e-05 |  | 0.00025172 |  | 0.03282 |  | 0.00015211 |  | 0.0013894 |  | -0.00036995 |  | 0.00024913 |  | 2.5037e-06 |  | 1.7559e-06 |  | 7.393e-05 |  | 0.0021235 |  | 0.00071646 |  | 5.6673e-06 |  | 0.00028788 |  | 0.035847
| 8.8039e-05 |  | 9.3118e-05 |  | 0.00039478 |  | 0.033352 |  | 5.9361e-05 |  | 0.0013798 |  | -0.0004765 |  | 0.00020979 |  | 2.4007e-06 |  | 1.8232e-06 |  | 3.1732e-06 |  | 0.0021681 |  | 0.00073753 |  | 5.6673e-06 |  | 0.00027738 |  | 0.03637
| 8.8039e-05 |  | 0.00011273 |  | 0.00036961 |  | 0.033962 |  | -2.597e-05 |  | 0.0013962 |  | -0.00021368 |  | 0.00011682 |  | 2.4523e-06 |  | 2.0802e-06 |  | 3.1732e-06 |  | 0.0019936 |  | 0.00071898 |  | 5.668e-06 |  | 0.00027174 |  | 0.036936
| 6.3772e-05 |  | 0.00011273 |  | 0.00026662 |  | 0.034612 |  | -4.8231e-05 |  | 0.0014538 |  | 2.4268e-05 |  | 0.00012754 |  | 2.6071e-06 |  | 2.2699e-06 |  | 1.4809e-05 |  | 0.0020785 |  | 0.00058958 |  | 5.6677e-06 |  | 0.00027093 |  | 0.037531
| 6.3772e-05 |  | 9.3118e-05 |  | 0.00018713 |  | 0.03523 |  | -0.00036729 |  | 0.0013928 |  | -2.1901e-05 |  | -0.00012278 |  | 2.7568e-06 |  | 2.3493e-06 |  | 1.4809e-05 |  | 0.0020503 |  | 0.0006527 |  | 5.6684e-06 |  | 0.00027337 |  | 0.038074
| 0.00014899 |  | 9.3118e-05 |  | 0.00014078 |  | 0.035772 |  | -0.00037842 |  | 0.0014955 |  | -0.00012844 |  | -0.00014423 |  | 2.7501e-06 |  | 2.3003e-06 |  | 3.8081e-05 |  | 0.0017163 |  | 0.00073277 |  | 4.0496e-06 |  | 0.00027984 |  | 0.038504
| 0.00014899 |  | 9.3118e-05 |  | 0.00013979 |  | 0.036263 |  | -0.00019292 |  | 0.001609 |  | 7.7541e-05 |  | -0.00034448 |  | 2.6384e-06 |  | 2.2886e-06 |  | 3.8081e-05 |  | 0.001828 |  | 0.00081937 |  | 4.0496e-06 |  | 0.00028957 |  | 0.038877
| 5.2559e-05 |  | 8.2959e-05 |  | 0.00013177 |  | 0.036722 |  | -0.00015211 |  | 0.0015051 |  | 0.00013436 |  | -0.00052328 |  | 2.5325e-06 |  | 2.325e-06 |  | 5.0775e-05 |  | 0.0022083 |  | 0.00074095 |  | 5.6687e-06 |  | 0.00029687 |  | 0.039278
| 5.2564e-05 |  | 8.2967e-05 |  | 0.00012675 |  | 0.037169 |  | 7.42e-06 |  | 0.0014556 |  | -7.8725e-05 |  | -0.00024436 |  | 2.5173e-06 |  | 2.3371e-06 |  | 5.0779e-05 |  | 0.0019883 |  | 0.0005274 |  | 5.6691e-06 |  | 0.00029363 |  | 0.039712
| 0.00013149 |  | 7.0544e-05 |  | 8.039e-05 |  | 0.037582 |  | 0.0001113 |  | 0.0014871 |  | -0.00020303 |  | -0.00024436 |  | 2.6111e-06 |  | 2.3126e-06 |  | 7.1108e-05 |  | 0.0020094 |  | 0.00053472 |  | 7.2891e-06 |  | 0.00028475 |  | 0.040163
| 0.00013151 |  | 7.055e-05 |  | 7.9557e-05 |  | 0.038009 |  | 0.0002226 |  | 0.0015307 |  | -0.00046939 |  | -0.00029085 |  | 2.6576e-06 |  | 2.2764e-06 |  | 7.1114e-05 |  | 0.002245 |  | 0.00065125 |  | 7.2896e-06 |  | 0.00027911 |  | 0.040657
| 4.9521e-05 |  | 5.8698e-05 |  | 0.00014595 |  | 0.038505 |  | 0.00026341 |  | 0.0015515 |  | -0.00032023 |  | 0.0001347 |  | 2.6087e-06 |  | 2.2035e-06 |  | 9.0868e-05 |  | 0.0020549 |  | 0.00073538 |  | 5.6698e-06 |  | 0.00028072 |  | 0.041123
| 4.9517e-05 |  | 5.8692e-05 |  | 0.00014596 |  | 0.039078 |  | 3.5415e-06 |  | 0.0015435 |  | -0.00015311 |  | 0.00024805 |  | 2.6578e-06 |  | 2.1672e-06 |  | 9.086e-05 |  | 0.0021197 |  | 0.00070145 |  | 5.6698e-06 |  | 0.00027912 |  | 0.04153
| 5.0536e-05 |  | 7.7323e-05 |  | 8.4039e-07 |  | 0.039655 |  | -0.00018921 |  | 0.0016622 |  | -0.00032022 |  | -1.9072e-05 |  | 2.7517e-06 |  | 2.2037e-06 |  | 0.00010893 |  | 0.0023551 |  | 0.00079772 |  | 4.0506e-06 |  | 0.00027589 |  | 0.041939
| 5.0536e-05 |  | 7.7323e-05 |  | 8.4039e-07 |  | 0.040248 |  | -0.00013727 |  | 0.0016622 |  | -0.00011069 |  | -9.0593e-05 |  | 2.7403e-06 |  | 2.1421e-06 |  | 0.00010893 |  | 0.0021943 |  | 0.00081072 |  | 4.5909e-06 |  | 0.0002848 |  | 0.042521
| 6.7728e-05 |  | 9.4819e-05 |  | 0 |  | 0.040886 |  | -8.533e-05 |  | 0.001582 |  | 6.6886e-05 |  | 4.5289e-05 |  | 2.6299e-06 |  | 2.0442e-06 |  | 0.00010498 |  | 0.0021483 |  | 0.00066755 |  | 6.2106e-06 |  | 0.00029615 |  | 0.043264
| 6.7734e-05 |  | 9.4828e-05 |  | 0 |  | 0.041584 |  | 2.597e-05 |  | 0.0016126 |  | 0.00020539 |  | 0.00014899 |  | 2.3986e-06 |  | 1.7871e-06 |  | 0.00010499 |  | 0.0023344 |  | 0.00065217 |  | 5.6705e-06 |  | 0.00030019 |  | 0.044057
| 3.3296e-05 |  | 0.00011457 |  | 8.4053e-07 |  | 0.042403 |  | 0 |  | 0.0016802 |  | 1.0064e-05 |  | -1.192e-05 |  | 2.2735e-06 |  | 1.6282e-06 |  | 0.00013207 |  | 0.0022261 |  | 0.00056968 |  | 5.6708e-06 |  | 0.00029131 |  | 0.044843
| 3.3296e-05 |  | 0.00011457 |  | 8.4061e-07 |  | 0.043365 |  | -4.452e-05 |  | 0.0017203 |  | -0.00025629 |  | -0.00018356 |  | 2.3226e-06 |  | 1.6164e-06 |  | 0.00013207 |  | 0.0022795 |  | 0.00055835 |  | 5.6708e-06 |  | 0.00028403 |  | 0.045677
| 8.1845e-05 |  | 9.7085e-05 |  | 0 |  | 0.044431 |  | 0 |  | 0.0015855 |  | -0.00012844 |  | 4.1727e-05 |  | 2.4974e-06 |  | 1.7753e-06 |  | 1.6928e-05 |  | 0.0024603 |  | 0.00065068 |  | 5.6712e-06 |  | 0.00028568 |  | 0.046588
| 8.1845e-05 |  | 9.7085e-05 |  | 0 |  | 0.045459 |  | -4.081e-05 |  | 0.0015167 |  | -0.00017461 |  | 0.00015615 |  | 2.6869e-06 |  | 2.0573e-06 |  | 1.6928e-05 |  | 0.0024504 |  | 0.00069191 |  | 5.6715e-06 |  | 0.00028405 |  | 0.047499
| 1.5043e-05 |  | 5.8698e-05 |  | 0 |  | 0.046375 |  | 1.8551e-05 |  | 0.0015871 |  | -5.0311e-05 |  | -3.6952e-05 |  | 2.7242e-06 |  | 2.1797e-06 |  | 0.00011627 |  | 0.0023795 |  | 0.00091537 |  | 4.0518e-06 |  | 0.00027923 |  | 0.048391
| 1.5044e-05 |  | 5.8703e-05 |  | 0 |  | 0.047229 |  | -1.4839e-05 |  | 0.0016589 |  | 0.00016633 |  | 0.00021336 |  | 2.7059e-06 |  | 2.2776e-06 |  | 0.00011628 |  | 0.0023698 |  | 0.00088948 |  | 4.0518e-06 |  | 0.00026628 |  | 0.049275
| 3.4313e-05 |  | 7.3378e-05 |  | 8.4068e-07 |  | 0.047999 |  | -0.00018921 |  | 0.0016171 |  | -0.00011424 |  | 0.00021336 |  | 2.6514e-06 |  | 2.2529e-06 |  | 4.2317e-06 |  | 0.0024183 |  | 0.00068876 |  | 8.9135e-06 |  | 0.00025656 |  | 0.050138
| 3.4313e-05 |  | 7.3378e-05 |  | 8.4075e-07 |  | 0.048778 |  | -0.00035246 |  | 0.0015934 |  | -0.0002563 |  | 0.000149 |  | 2.6308e-06 |  | 2.1311e-06 |  | 4.2317e-06 |  | 0.0023272 |  | 0.0006856 |  | 8.9141e-06 |  | 0.00026469 |  | 0.050943
| 5.8703e-05 |  | 3.5236e-05 |  | 0 |  | 0.049616 |  | -0.00024116 |  | 0.0017504 |  | 2.96e-06 |  | 0.00015973 |  | 2.6639e-06 |  | 2.0212e-06 |  | 5.3958e-05 |  | 0.0023335 |  | 0.00070418 |  | 7.2932e-06 |  | 0.00028086 |  | 0.05167
| 5.8703e-05 |  | 3.5236e-05 |  | 0 |  | 0.050512 |  | -5.1941e-05 |  | 0.0017921 |  | 0.00028708 |  | 0.00011682 |  | 2.6472e-06 |  | 1.9841e-06 |  | 5.3958e-05 |  | 0.002439 |  | 0.00078279 |  | 7.2936e-06 |  | 0.00029223 |  | 0.05238
| 2.7216e-05 |  | 5.4816e-05 |  | 8.4083e-07 |  | 0.051365 |  | -8.5331e-05 |  | 0.0017031 |  | 0.00029419 |  | 0.00046369 |  | 2.5747e-06 |  | 2.0759e-06 |  | 8.9756e-05 |  | 0.0024633 |  | 0.00061603 |  | 7.2941e-06 |  | 0.00029223 |  | 0.053125
| 2.7214e-05 |  | 5.4811e-05 |  | 8.409e-07 |  | 0.052115 |  | -0.00020404 |  | 0.0017588 |  | -0.00017817 |  | 0.00035641 |  | 2.5468e-06 |  | 2.0214e-06 |  | 8.9748e-05 |  | 0.0024683 |  | 0.00052945 |  | 7.2941e-06 |  | 0.00028982 |  | 0.053979
| 4.8516e-05 |  | 7.5643e-05 |  | 0 |  | 0.052869 |  | -0.00025228 |  | 0.0017138 |  | -0.00013556 |  | 1.6688e-05 |  | 2.5957e-06 |  | 1.8742e-06 |  | 2.3278e-05 |  | 0.002461 |  | 0.00064764 |  | 4.0528e-06 |  | 0.0002882 |  | 0.054943
| 4.8511e-05 |  | 7.5636e-05 |  | 0 |  | 0.053789 |  | -0.00018921 |  | 0.0015822 |  | 4.2025e-05 |  | 8.1056e-05 |  | 2.6805e-06 |  | 1.9291e-06 |  | 2.3276e-05 |  | 0.0024523 |  | 0.0006323 |  | 4.0533e-06 |  | 0.00029146 |  | 0.055983
| 3.0259e-05 |  | 6.153e-05 |  | 0 |  | 0.054882 |  | 0.00012242 |  | 0.0015857 |  | -7.1621e-05 |  | -0.00012635 |  | 2.7181e-06 |  | 2.131e-06 |  | 0 |  | 0.0024613 |  | 0.00062991 |  | 4.0531e-06 |  | 0.00029795 |  | 0.05694
| 3.0259e-05 |  | 6.1531e-05 |  | 0 |  | 0.056037 |  | 0.00028567 |  | 0.0017618 |  | 2.0717e-05 |  | -0.0001478 |  | 2.6646e-06 |  | 2.2048e-06 |  | 0 |  | 0.0024816 |  | 0.00069063 |  | 4.0536e-06 |  | 0.00030119 |  | 0.057833
| 2.0116e-05 |  | 2.4471e-05 |  | 0 |  | 0.057131 |  | 0.00036358 |  | 0.0018081 |  | 0.00012371 |  | -7.2712e-05 |  | 2.5788e-06 |  | 2.0582e-06 |  | 9.3143e-05 |  | 0.0024437 |  | 0.0006591 |  | 5.6736e-06 |  | 0.00029878 |  | 0.058746
| 2.0116e-05 |  | 2.4471e-05 |  | 0 |  | 0.058102 |  | 0.00044149 |  | 0.0018002 |  | 0.00023736 |  | -8.3439e-06 |  | 2.3871e-06 |  | 1.9483e-06 |  | 9.3142e-05 |  | 0.0024461 |  | 0.00062671 |  | 5.6743e-06 |  | 0.00029554 |  | 0.059644
| 1.7073e-05 |  | 6.6611e-05 |  | 8.4112e-07 |  | 0.058883 |  | 0.00020776 |  | 0.0017957 |  | 8.8196e-05 |  | 3.0991e-05 |  | 2.2744e-06 |  | 1.9848e-06 |  | 0.00010387 |  | 0.0024827 |  | 0.00057654 |  | 5.6743e-06 |  | 0.00029313 |  | 0.060466
| 1.7075e-05 |  | 6.6617e-05 |  | 8.4119e-07 |  | 0.059519 |  | -4.081e-05 |  | 0.0018037 |  | -0.00012489 |  | 4.1719e-05 |  | 2.3041e-06 |  | 1.9478e-06 |  | 0.00010388 |  | 0.0024861 |  | 0.00060654 |  | 5.6743e-06 |  | 0.00028667 |  | 0.061182
| 1.7073e-05 |  | 7.8465e-05 |  | 0 |  | 0.060175 |  | -9.646e-05 |  | 0.0018595 |  | 5.9777e-05 |  | 4.1719e-05 |  | 2.4464e-06 |  | 1.8742e-06 |  | 0.00011629 |  | 0.0024553 |  | 0.00064946 |  | 4.0541e-06 |  | 0.00028424 |  | 0.061969
| 1.7075e-05 |  | 7.8472e-05 |  | 0 |  | 0.061037 |  | -8.162e-05 |  | 0.0018856 |  | 6.3329e-05 |  | -2.2649e-05 |  | 2.6295e-06 |  | 2.1316e-06 |  | 0.0001163 |  | 0.0024441 |  | 0.00053855 |  | 4.0543e-06 |  | 0.00029398 |  | 0.062821
| 7.6772e-05 |  | 2.6429e-05 |  | 1.8502e-06 |  | 0.06215 |  | -0.00020405 |  | 0.0018391 |  | 9.5294e-05 |  | 0.00010966 |  | 2.6653e-06 |  | 2.4627e-06 |  | 9.3143e-05 |  | 0.0024449 |  | 0.00069971 |  | 5.675e-06 |  | 0.00030369 |  | 0.063697
| 7.6779e-05 |  | 2.6431e-05 |  | 1.8502e-06 |  | 0.063425 |  | -0.00013356 |  | 0.001876 |  | 0.00011305 |  | 5.96e-05 |  | 2.7056e-06 |  | 2.4262e-06 |  | 9.3151e-05 |  | 0.0024436 |  | 0.00077512 |  | 5.6754e-06 |  | 0.00030211 |  | 0.064694
| 6.7746e-05 |  | 3.0347e-05 |  | 8.4134e-07 |  | 0.064723 |  | -0.00030423 |  | 0.0019364 |  | -0.00028116 |  | -4.7683e-06 |  | 2.7139e-06 |  | 2.0589e-06 |  | 3.3862e-05 |  | 0.0023779 |  | 0.00066655 |  | 4.0546e-06 |  | 0.00029804 |  | 0.065807
| 6.7746e-05 |  | 3.0347e-05 |  | 8.4134e-07 |  | 0.065846 |  | -0.0004415 |  | 0.0018692 |  | -0.0003735 |  | -6.5559e-05 |  | 2.7313e-06 |  | 1.8016e-06 |  | 3.3862e-05 |  | 0.0023782 |  | 0.00065043 |  | 4.0548e-06 |  | 0.00029646 |  | 0.06698
| 7.0004e-05 |  | 3.72e-05 |  | 0 |  | 0.066712 |  | -0.00017067 |  | 0.0019466 |  | -0.00029891 |  | -0.00025867 |  | 2.7389e-06 |  | 1.9119e-06 |  | 6.6617e-05 |  | 0.0023903 |  | 0.00060507 |  | 5.6761e-06 |  | 0.00029565 |  | 0.068005
| 7.0004e-05 |  | 3.72e-05 |  | 0 |  | 0.067403 |  | 7.7911e-05 |  | 0.001889 |  | -0.000409 |  | -0.00026939 |  | 2.651e-06 |  | 1.9855e-06 |  | 6.6617e-05 |  | 0.0023733 |  | 0.00062694 |  | 5.6761e-06 |  | 0.00029565 |  | 0.068871
| 3.3308e-05 |  | 9.7111e-05 |  | 0 |  | 0.068202 |  | 0.00021518 |  | 0.0018728 |  | -0.00022788 |  | 5.9611e-06 |  | 2.5613e-06 |  | 1.9492e-06 |  | 8.2432e-05 |  | 0.0023313 |  | 0.00067396 |  | 5.6761e-06 |  | 0.00030215 |  | 0.069595
| 3.3305e-05 |  | 9.7103e-05 |  | 0 |  | 0.069216 |  | 0.0001484 |  | 0.0018596 |  | -0.00017462 |  | -4.7676e-05 |  | 2.5459e-06 |  | 1.8875e-06 |  | 8.2424e-05 |  | 0.0023217 |  | 0.00073233 |  | 5.6768e-06 |  | 0.0003046 |  | 0.070278
| 5.1568e-05 |  | 0.00014171 |  | 0 |  | 0.070381 |  | 0.00019662 |  | 0.001818 |  | 1.3611e-05 |  | -0.0002229 |  | 2.6253e-06 |  | 1.8631e-06 |  | 7.3963e-05 |  | 0.0023843 |  | 0.00078909 |  | 4.0553e-06 |  | 0.0002957 |  | 0.071065
| 5.1563e-05 |  | 0.0001417 |  | 0 |  | 0.071495 |  | -4.8231e-05 |  | 0.0018308 |  | 1.0064e-05 |  | -9.7745e-05 |  | 2.6562e-06 |  | 1.9367e-06 |  | 7.3956e-05 |  | 0.0023867 |  | 0.00067648 |  | 4.0558e-06 |  | 0.00028922 |  | 0.071947
| 6.4929e-05 |  | 3.6224e-05 |  | 0 |  | 0.072412 |  | -0.00038212 |  | 0.0017881 |  | -0.0005049 |  | -2.9801e-05 |  | 2.6079e-06 |  | 2.0349e-06 |  | 8.8078e-05 |  | 0.0023373 |  | 0.00065784 |  | 5.6768e-06 |  | 0.00029246 |  | 0.072918
| 6.4929e-05 |  | 3.6224e-05 |  | 0 |  | 0.073175 |  | 1.8548e-05 |  | 0.0017881 |  | -0.00030602 |  | -1.192e-05 |  | 2.5148e-06 |  | 2.2069e-06 |  | 8.8078e-05 |  | 0.0023237 |  | 0.00067652 |  | 5.6775e-06 |  | 0.00029572 |  | 0.073883
| 3.0264e-05 |  | 4.4056e-05 |  | 0 |  | 0.073872 |  | 0.00030422 |  | 0.0019417 |  | -0.00011069 |  | 2.3842e-06 |  | 2.4772e-06 |  | 2.28e-06 |  | 6.4364e-05 |  | 0.0023189 |  | 0.00064415 |  | 5.6775e-06 |  | 0.0002925 |  | 0.074782
| 3.0264e-05 |  | 4.4056e-05 |  | 0 |  | 0.074657 |  | 0.00038214 |  | 0.0019366 |  | -0.00016041 |  | -8.3439e-06 |  | 2.5069e-06 |  | 2.0227e-06 |  | 6.4364e-05 |  | 0.0023329 |  | 0.00090511 |  | 5.6775e-06 |  | 0.00028847 |  | 0.075626
| 5.0554e-05 |  | 6.6623e-05 |  | 8.4171e-07 |  | 0.075607 |  | 0.00031536 |  | 0.0017621 |  | -0.00029892 |  | -0.00014423 |  | 2.568e-06 |  | 1.6922e-06 |  | 9.203e-05 |  | 0.0023231 |  | 0.00097803 |  | 4.0563e-06 |  | 0.00028766 |  | 0.076545
| 5.0558e-05 |  | 6.6629e-05 |  | 8.4178e-07 |  | 0.076712 |  | -7.7916e-05 |  | 0.0018808 |  | -0.0003806 |  | -0.00015496 |  | 2.6072e-06 |  | 1.7288e-06 |  | 9.2038e-05 |  | 0.0023499 |  | 0.00082408 |  | 4.0566e-06 |  | 0.00028685 |  | 0.077546
| 1.099e-05 |  | 5.2867e-05 |  | 0 |  | 0.077892 |  | -5.9367e-05 |  | 0.0020088 |  | -0.00015331 |  | -4.0528e-05 |  | 2.5897e-06 |  | 2.0965e-06 |  | 0.00011857 |  | 0.0023421 |  | 0.00071558 |  | 5.6782e-06 |  | 0.00029012 |  | 0.078507
| 1.0991e-05 |  | 5.2872e-05 |  | 0 |  | 0.079055 |  | 2.968e-05 |  | 0.0020254 |  | -0.00032022 |  | -0.0003266 |  | 2.6041e-06 |  | 2.4279e-06 |  | 0.00011858 |  | 0.002402 |  | 0.00057457 |  | 5.6785e-06 |  | 0.00029742 |  | 0.079368
| 5.5626e-05 |  | 9.7111e-05 |  | 0 |  | 0.080098 |  | -0.00021889 |  | 0.0020766 |  | -0.00051556 |  | -0.00023363 |  | 2.6343e-06 |  | 2.3907e-06 |  | 8.3561e-05 |  | 0.0024895 |  | 0.00060294 |  | 5.6785e-06 |  | 0.00030066 |  | 0.08024
| 5.5631e-05 |  | 9.712e-05 |  | 0 |  | 0.081037 |  | -0.00010017 |  | 0.0020429 |  | -0.00030957 |  | -7.9869e-05 |  | 2.7406e-06 |  | 2.3544e-06 |  | 8.3568e-05 |  | 0.0024727 |  | 0.00063296 |  | 5.6789e-06 |  | 0.00029662 |  | 0.081163
| 4.9543e-05 |  | 8.9215e-05 |  | 0 |  | 0.081914 |  | 0.00014098 |  | 0.0019339 |  | -0.00033088 |  | -7.6293e-05 |  | 2.8185e-06 |  | 2.3544e-06 |  | 5.6093e-05 |  | 0.0024728 |  | 0.00066137 |  | 4.0573e-06 |  | 0.00029016 |  | 0.082054
| 4.9543e-05 |  | 8.9215e-05 |  | 0 |  | 0.082872 |  | 0.00012243 |  | 0.0019147 |  | -0.00056172 |  | -4.4098e-05 |  | 2.8749e-06 |  | 2.391e-06 |  | 5.6093e-05 |  | 0.0024866 |  | 0.00070514 |  | 4.0573e-06 |  | 0.00028286 |  | 0.083052
| 4.65e-05 |  | 5.7594e-05 |  | 0 |  | 0.083979 |  | -8.5331e-05 |  | 0.0019017 |  | -0.00037349 |  | -4.7673e-05 |  | 2.849e-06 |  | 2.4283e-06 |  | 5.9288e-05 |  | 0.0026108 |  | 0.00069221 |  | 5.6792e-06 |  | 0.00027559 |  | 0.084127
| 4.6504e-05 |  | 5.7599e-05 |  | 0 |  | 0.085117 |  | -9.6461e-05 |  | 0.0019132 |  | -7.8725e-05 |  | 0.00010609 |  | 2.7382e-06 |  | 2.2079e-06 |  | 5.9294e-05 |  | 0.0025972 |  | 0.00071657 |  | 5.6796e-06 |  | 0.00027479 |  | 0.085171
| 5.0558e-05 |  | 7.7357e-05 |  | 8.4207e-07 |  | 0.086149 |  | 0.00020035 |  | 0.0018876 |  | -0.00014975 |  | 0.00016331 |  | 2.6471e-06 |  | 1.9505e-06 |  | 5.703e-05 |  | 0.0024691 |  | 0.00063146 |  | 4.0578e-06 |  | 0.00027398 |  | 0.086067
| 5.0563e-05 |  | 7.7364e-05 |  | 8.4207e-07 |  | 0.087034 |  | 0 |  | 0.0018573 |  | -0.00022078 |  | -6.5554e-05 |  | 2.5738e-06 |  | 1.9134e-06 |  | 5.7035e-05 |  | 0.0025608 |  | 0.00059826 |  | 4.0578e-06 |  | 0.00027238 |  | 0.0868
| 9.9378e-05 |  | 3.4269e-05 |  | 0 |  | 0.087906 |  | -8.1625e-05 |  | 0.0021711 |  | 1.3613e-05 |  | -0.00015496 |  | 2.5996e-06 |  | 2.134e-06 |  | 7.8486e-05 |  | 0.0025827 |  | 0.00067689 |  | 4.0581e-06 |  | 0.00027562 |  | 0.087482
| 9.9387e-05 |  | 3.4272e-05 |  | 0 |  | 0.088809 |  | 0.00045634 |  | 0.0022114 |  | -2.9007e-05 |  | -8.3439e-06 |  | 2.5855e-06 |  | 2.5024e-06 |  | 7.8493e-05 |  | 0.002471 |  | 0.00067856 |  | 4.0581e-06 |  | 0.00028293 |  | 0.0882
| 2.7226e-05 |  | 8.6399e-05 |  | 8.4222e-07 |  | 0.089777 |  | 0.00039327 |  | 0.0020527 |  | -0.00018527 |  | 2.0263e-05 |  | 2.5461e-06 |  | 2.6501e-06 |  | 0.00011633 |  | 0.002532 |  | 0.00064292 |  | 5.6806e-06 |  | 0.00028944 |  | 0.089192
| 2.7226e-05 |  | 8.6399e-05 |  | 8.4222e-07 |  | 0.090815 |  | 0.00016695 |  | 0.002038 |  | -6.4517e-05 |  | 6.6752e-05 |  | 2.4493e-06 |  | 2.5027e-06 |  | 0.00011633 |  | 0.002652 |  | 0.00074589 |  | 5.681e-06 |  | 0.00028538 |  | 0.090469
| 3.1284e-05 |  | 2.2522e-05 |  | 8.4222e-07 |  | 0.091948 |  | 0.00028939 |  | 0.0020431 |  | 0.0001024 |  | -5.1256e-05 |  | 2.3875e-06 |  | 2.2085e-06 |  | 5.0806e-05 |  | 0.0027697 |  | 0.00066729 |  | 4.0586e-06 |  | 0.00028297 |  | 0.091839
| 3.1284e-05 |  | 2.2522e-05 |  | 8.4229e-07 |  | 0.093087 |  | 0.0005469 |  | 0.0020928 |  | 0.0002073 |  | -0.00010966 |  | 2.4872e-06 |  | 1.963e-06 |  | 5.0806e-05 |  | 0.002747 |  | 0.00063972 |  | 4.0586e-06 |  | 0.00028459 |  | 0.093044
| 2.2155e-05 |  | 5.8756e-06 |  | 8.4237e-07 |  | 0.09407 |  | 0.00051941 |  | 0.0021325 |  | 5.6232e-05 |  | -0.00026582 |  | 2.6466e-06 |  | 2.0123e-06 |  | 8.8101e-05 |  | 0.0027926 |  | 0.00082626 |  | 4.0591e-06 |  | 0.00028947 |  | 0.093924
| 2.2153e-05 |  | 5.8751e-06 |  | 8.4229e-07 |  | 0.094837 |  | 0.0002226 |  | 0.0021419 |  | -0.00021369 |  | -0.00026939 |  | 2.8003e-06 |  | 2.2698e-06 |  | 8.8093e-05 |  | 0.0028365 |  | 0.00076225 |  | 4.0588e-06 |  | 0.00029598 |  | 0.094532
| 9.2054e-05 |  | 0.00012029 |  | 8.4244e-07 |  | 0.095511 |  | 0.00037471 |  | 0.0021071 |  | -0.00016396 |  | 8.4627e-05 |  | 2.7974e-06 |  | 2.4787e-06 |  | 9.9396e-05 |  | 0.0028008 |  | 0.00066737 |  | 4.0593e-06 |  | 0.0002976 |  | 0.095103
| 9.2054e-05 |  | 0.00012029 |  | 8.4237e-07 |  | 0.096164 |  | 0.00079395 |  | 0.0020574 |  | 2.96e-06 |  | 0.00014184 |  | 2.7777e-06 |  | 2.5403e-06 |  | 9.9396e-05 |  | 0.0024134 |  | 0.00058794 |  | 4.0591e-06 |  | 0.00029762 |  | 0.095714
| 0 |  | 0.00011747 |  | 8.4252e-07 |  | 0.096923 |  | 0.00097945 |  | 0.0020557 |  | 2.0717e-05 |  | 2.3842e-06 |  | 2.7613e-06 |  | 2.4052e-06 |  | 0.00012481 |  | 0.002488 |  | 0.00060172 |  | 4.0596e-06 |  | 0.00029519 |  | 0.096445
| 0 |  | 0.00011747 |  | 8.4244e-07 |  | 0.097697 |  | 0.0010685 |  | 0.0019885 |  | 5.9784e-05 |  | -0.00030873 |  | 2.7409e-06 |  | 2.1593e-06 |  | 0.00012481 |  | 0.0024711 |  | 0.00063582 |  | 4.0596e-06 |  | 0.00029439 |  | 0.097178
| 8.9632e-06 |  | 8.9231e-05 |  | 0 |  | 0.098414 |  | 0.0010017 |  | 0.0020608 |  | -0.00015686 |  | -0.00038383 |  | 2.7298e-06 |  | 2.0492e-06 |  | 5.0811e-05 |  | 0.0021793 |  | 0.00056611 |  | 7.3062e-06 |  | 0.00029117 |  | 0.097856
| 8.9632e-06 |  | 8.923e-05 |  | 0 |  | 0.098936 |  | 0.001228 |  | 0.0023669 |  | -0.00042322 |  | -0.00021575 |  | 2.7502e-06 |  | 2.0002e-06 |  | 5.0811e-05 |  | 0.0021663 |  | 0.00054908 |  | 7.3067e-06 |  | 0.00028711 |  | 0.098416
| 1.7083e-05 |  | 0.00013499 |  | 8.4259e-07 |  | 0.099305 |  | 0.0014543 |  | 0.0022886 |  | -0.00029536 |  | 5.9713e-06 |  | 2.7804e-06 |  | 2.062e-06 |  | 8.8674e-05 |  | 0.0023936 |  | 0.00063347 |  | 5.6831e-06 |  | 0.00028632 |  | 0.098919
| 1.7081e-05 |  | 0.00013498 |  | 8.4259e-07 |  | 0.099744 |  | 0.0016992 |  | 0.0021026 |  | -7.6946e-06 |  | -2.9798e-05 |  | 2.8248e-06 |  | 2.1729e-06 |  | 8.8666e-05 |  | 0.0024489 |  | 0.00068786 |  | 5.6831e-06 |  | 0.0002912 |  | 0.099571
| 3.332e-05 |  | 0.0001604 |  | 8.4266e-07 |  | 0.10043 |  | 0.002393 |  | 0.0020898 |  | 8.8195e-05 |  | -0.00024436 |  | 2.8391e-06 |  | 2.2096e-06 |  | 0.00010392 |  | 0.0022201 |  | 0.0006181 |  | 5.6834e-06 |  | 0.00029931 |  | 0.10037
| 3.332e-05 |  | 0.0001604 |  | 8.4266e-07 |  | 0.10133 |  | 0.0026638 |  | 0.0021954 |  | 4.5576e-05 |  | 0.00019192 |  | 2.7706e-06 |  | 2.3199e-06 |  | 0.00010392 |  | 0.0022372 |  | 0.00054915 |  | 5.6834e-06 |  | 0.00029769 |  | 0.10113
| 4.7527e-05 |  | 2.6443e-05 |  | 8.4274e-07 |  | 0.10236 |  | 0.0024152 |  | 0.0022502 |  | -0.00025985 |  | 3.8152e-05 |  | 2.6861e-06 |  | 2.3939e-06 |  | 0.00010053 |  | 0.0022358 |  | 0.0005987 |  | 7.308e-06 |  | 0.00029367 |  | 0.10181
| 4.7527e-05 |  | 2.6443e-05 |  | 8.4274e-07 |  | 0.10332 |  | 0.0027899 |  | 0.0022072 |  | -0.00040191 |  | -0.00030873 |  | 2.4508e-06 |  | 2.2836e-06 |  | 0.00010053 |  | 0.0021789 |  | 0.00077875 |  | 7.308e-06 |  | 0.00028554 |  | 0.10247
| 4.7527e-05 |  | 3.134e-05 |  | 8.4281e-07 |  | 0.10417 |  | 0.0032648 |  | 0.0022197 |  | -9.6486e-05 |  | -4.0528e-05 |  | 2.3005e-06 |  | 2.0997e-06 |  | 3.5994e-05 |  | 0.0022854 |  | 0.00067581 |  | 5.6841e-06 |  | 0.00028233 |  | 0.10325
| 4.7527e-05 |  | 3.134e-05 |  | 8.4281e-07 |  | 0.10491 |  | 0.0039364 |  | 0.0022225 |  | 5.9782e-05 |  | -0.00036595 |  | 2.3112e-06 |  | 1.9888e-06 |  | 3.5994e-05 |  | 0.0023617 |  | 0.00060604 |  | 5.6845e-06 |  | 0.00027909 |  | 0.10414
| 5.362e-05 |  | 7.569e-05 |  | 3.876e-06 |  | 0.1057 |  | 0.0046486 |  | 0.0021973 |  | 8.8194e-05 |  | -0.00052687 |  | 2.4889e-06 |  | 2.0627e-06 |  | 8.8117e-05 |  | 0.0024397 |  | 0.00060932 |  | 5.6845e-06 |  | 0.00028235 |  | 0.10516
| 5.3615e-05 |  | 7.5683e-05 |  | 3.876e-06 |  | 0.10658 |  | 0.0049121 |  | 0.0021683 |  | 0.00042914 |  | -0.00018714 |  | 2.6751e-06 |  | 2.2102e-06 |  | 8.8109e-05 |  | 0.0026831 |  | 0.00056795 |  | 5.6845e-06 |  | 0.0002929 |  | 0.10629
| 7.2866e-05 |  | 5.5829e-05 |  | 8.4288e-07 |  | 0.10749 |  | 0.0051471 |  | 0.0022374 |  | 0.00018132 |  | -0.00025547 |  | 2.6872e-06 |  | 2.2833e-06 |  | 8.1338e-05 |  | 0.0027295 |  | 0.00064912 |  | 5.6848e-06 |  | 0.00029941 |  | 0.10736
| 7.2866e-05 |  | 5.5829e-05 |  | 8.4296e-07 |  | 0.10841 |  | 0.0056059 |  | 0.0022007 |  | -0.00011424 |  | -0.00020145 |  | 2.711e-06 |  | 2.3201e-06 |  | 8.1338e-05 |  | 0.0026744 |  | 0.00070754 |  | 5.6852e-06 |  | 0.00030671 |  | 0.10823
| 7.7949e-05 |  | 4.4075e-05 |  | 1.854e-06 |  | 0.10927 |  | 0.0065815 |  | 0.002212 |  | 6.3335e-05 |  | 0.00013827 |  | 2.7254e-06 |  | 2.2957e-06 |  | 4.4467e-05 |  | 0.003077 |  | 0.00074735 |  | 7.3098e-06 |  | 0.00030754 |  | 0.10891
| 7.7949e-05 |  | 4.4075e-05 |  | 1.8539e-06 |  | 0.11 |  | 0.0073718 |  | 0.0023018 |  | 7.7541e-05 |  | 0.00016687 |  | 2.6532e-06 |  | 2.2709e-06 |  | 4.4467e-05 |  | 0.0032265 |  | 0.00066056 |  | 7.3103e-06 |  | 0.00030837 |  | 0.1095
| 5.565e-05 |  | 6.6652e-05 |  | 8.431e-07 |  | 0.11065 |  | 0.0082771 |  | 0.0022679 |  | -7.6948e-06 |  | -0.00011205 |  | 2.5514e-06 |  | 2.2713e-06 |  | 8.5857e-05 |  | 0.0036266 |  | 0.00072223 |  | 2.4371e-06 |  | 0.00030756 |  | 0.11012
| 5.5655e-05 |  | 6.6658e-05 |  | 8.4303e-07 |  | 0.11112 |  | 0.00893 |  | 0.0022201 |  | -4.1437e-06 |  | -0.0001192 |  | 2.5203e-06 |  | 2.1854e-06 |  | 8.5865e-05 |  | 0.003876 |  | 0.00062652 |  | 2.4373e-06 |  | 0.00030352 |  | 0.11074
| 5.6485e-05 |  | 0.00011636 |  | 8.431e-07 |  | 0.1115 |  | 0.0092899 |  | 0.0021865 |  | -8.938e-05 |  | 3.8145e-05 |  | 2.6086e-06 |  | 2.0998e-06 |  | 7.9644e-05 |  | 0.004015 |  | 0.00054702 |  | 2.4374e-06 |  | 0.00029867 |  | 0.11139
| 5.649e-05 |  | 0.00011637 |  | 8.4318e-07 |  | 0.11185 |  | 0.010266 |  | 0.0021641 |  | -0.00034508 |  | -2.2647e-05 |  | 2.6996e-06 |  | 1.8421e-06 |  | 7.9651e-05 |  | 0.0043486 |  | 0.00060221 |  | 2.4374e-06 |  | 0.00029542 |  | 0.11199
| 9.2079e-05 |  | 3.6243e-05 |  | 0 |  | 0.1123 |  | 0.011575 |  | 0.002185 |  | -0.0001462 |  | -1.5496e-05 |  | 2.701e-06 |  | 1.6579e-06 |  | 0.000148 |  | 0.0042017 |  | 0.00056731 |  | 4.0623e-06 |  | 0.00029218 |  | 0.11243
| 9.2071e-05 |  | 3.624e-05 |  | 0 |  | 0.11288 |  | 0.012414 |  | 0.002321 |  | -2.1901e-05 |  | -6.9141e-05 |  | 2.5976e-06 |  | 1.7256e-06 |  | 0.00014799 |  | 0.0040593 |  | 0.00059092 |  | 4.0628e-06 |  | 0.00029465 |  | 0.11273
| 4.1449e-05 |  | 4.3104e-05 |  | 1.8545e-06 |  | 0.11342 |  | 0.012614 |  | 0.0023485 |  | -0.00019237 |  | -0.00031946 |  | 2.4927e-06 |  | 1.9772e-06 |  | 0.00011751 |  | 0.0042963 |  | 0.00063962 |  | 4.0626e-06 |  | 0.00029789 |  | 0.11301
| 4.1446e-05 |  | 4.31e-05 |  | 1.8545e-06 |  | 0.11383 |  | 0.013319 |  | 0.0021432 |  | -0.00012134 |  | -0.00017999 |  | 2.4422e-06 |  | 2.3461e-06 |  | 0.0001175 |  | 0.0045764 |  | 0.00069806 |  | 4.0631e-06 |  | 0.00029546 |  | 0.11338
| 1.0996e-05 |  | 9.4903e-05 |  | 8.4332e-07 |  | 0.11407 |  | 0.014766 |  | 0.0021737 |  | 0.0002125 |  | 7.748e-05 |  | 2.4815e-06 |  | 2.463e-06 |  | 2.0118e-05 |  | 0.0047228 |  | 0.00060557 |  | 5.6869e-06 |  | 0.00028655 |  | 0.11382
| 1.0997e-05 |  | 9.4912e-05 |  | 8.4332e-07 |  | 0.1141 |  | 0.016546 |  | 0.0023711 |  | 0.00025186 |  | -0.00012836 |  | 2.5023e-06 |  | 2.2845e-06 |  | 2.012e-05 |  | 0.0047612 |  | 0.00064782 |  | 5.6876e-06 |  | 0.00027926 |  | 0.11417
| 2.4191e-05 |  | 7.7391e-05 |  | 2.8669e-06 |  | 0.11404 |  | 0.016858 |  | 0.0023404 |  | -0.00013199 |  | -0.00039456 |  | 2.4837e-06 |  | 1.9902e-06 |  | 0.00010564 |  | 0.0046833 |  | 0.00075173 |  | 4.0633e-06 |  | 0.00028169 |  | 0.11433
| 2.4193e-05 |  | 7.7398e-05 |  | 2.8669e-06 |  | 0.11407 |  | 0.017853 |  | 0.0022253 |  | -0.00019947 |  | 7.0319e-05 |  | 2.4581e-06 |  | 1.7076e-06 |  | 0.00010565 |  | 0.0045025 |  | 0.00071524 |  | 4.0633e-06 |  | 0.00028739 |  | 0.11427
| 0 |  | 8.4178e-05 |  | 1.8548e-06 |  | 0.11424 |  | 0.018876 |  | 0.0022943 |  | -0.00011779 |  | 0.00035283 |  | 2.4676e-06 |  | 1.7195e-06 |  | 5.1888e-05 |  | 0.004466 |  | 0.00069413 |  | 2.4382e-06 |  | 0.00028821 |  | 0.11407
| 0 |  | 8.4178e-05 |  | 1.8552e-06 |  | 0.11453 |  | 0.020056 |  | 0.0024801 |  | -0.00027405 |  | 7.748e-05 |  | 2.503e-06 |  | 2.0517e-06 |  | 5.1888e-05 |  | 0.004627 |  | 0.00065683 |  | 2.4383e-06 |  | 0.00029147 |  | 0.11386
| 3.7389e-05 |  | 0.00010847 |  | 8.4347e-07 |  | 0.11475 |  | 0.021013 |  | 0.0024959 |  | -0.00032732 |  | -6.1984e-05 |  | 2.527e-06 |  | 2.3833e-06 |  | 5.706e-05 |  | 0.0043967 |  | 0.00057567 |  | 5.6883e-06 |  | 0.00029717 |  | 0.11385
| 3.7389e-05 |  | 0.00010847 |  | 8.4354e-07 |  | 0.11486 |  | 0.021993 |  | 0.0024428 |  | -0.00041256 |  | -1.1919e-05 |  | 2.5427e-06 |  | 2.6782e-06 |  | 5.706e-05 |  | 0.0043358 |  | 0.00049448 |  | 5.6883e-06 |  | 0.00029961 |  | 0.11412
| 8.814e-05 |  | 7.8535e-05 |  | 8.4354e-07 |  | 0.11479 |  | 0.023622 |  | 0.0024125 |  | -0.0001533 |  | 0.00015258 |  | 2.5333e-06 |  | 2.6662e-06 |  | 2.8594e-05 |  | 0.0043474 |  | 0.00047421 |  | 7.3143e-06 |  | 0.00029638 |  | 0.11451
| 8.8132e-05 |  | 7.8528e-05 |  | 8.4362e-07 |  | 0.11462 |  | 0.025299 |  | 0.002414 |  | 0.00026222 |  | 1.6688e-05 |  | 2.6075e-06 |  | 2.433e-06 |  | 2.8591e-05 |  | 0.0043848 |  | 0.00054404 |  | 7.3148e-06 |  | 0.00028988 |  | 0.11482
| 1.0998e-05 |  | 4.7026e-05 |  | 8.4362e-07 |  | 0.11456 |  | 0.026493 |  | 0.0024351 |  | -3.6105e-05 |  | 0.00014543 |  | 2.6795e-06 |  | 2.2115e-06 |  | 6.0455e-05 |  | 0.0043891 |  | 0.00068537 |  | 7.3152e-06 |  | 0.00028828 |  | 0.11482
| 1.0998e-05 |  | 4.7026e-05 |  | 8.4369e-07 |  | 0.1147 |  | 0.02718 |  | 0.0024532 |  | -0.00023499 |  | 0.0001204 |  | 2.7127e-06 |  | 1.9662e-06 |  | 6.0455e-05 |  | 0.0043667 |  | 0.00076987 |  | 7.3148e-06 |  | 0.00029073 |  | 0.11463
| 0 |  | 8.4185e-05 |  | 1.8555e-06 |  | 0.11485 |  | 0.028756 |  | 0.0025222 |  | 4.0223e-05 |  | -1.2455e-06 |  | 2.6824e-06 |  | 1.9416e-06 |  | 0.00013051 |  | 0.0043918 |  | 0.00075688 |  | 5.6897e-06 |  | 0.0002956 |  | 0.11435
| 0 |  | 8.4185e-05 |  | 1.8556e-06 |  | 0.1149 |  | 0.028378 |  | 0.0026487 |  | 7.0437e-05 |  | -0.0001049 |  | 2.7325e-06 |  | 1.8314e-06 |  | 0.00013051 |  | 0.0051913 |  | 0.00066678 |  | 5.6897e-06 |  | 0.00029887 |  | 0.1142
| 2.8767e-06 |  | 9.8884e-05 |  | 8.4376e-07 |  | 0.11479 |  | 0.030185 |  | 0.0026812 |  | 0.00014146 |  | -0.00014066 |  | 2.8146e-06 |  | 1.7209e-06 |  | 8.1367e-05 |  | 0.005361 |  | 0.00061723 |  | 2.4389e-06 |  | 0.00029806 |  | 0.11423
| 2.8764e-06 |  | 0.00010378 |  | 8.4376e-07 |  | 0.11463 |  | 0.031899 |  | 0.0026775 |  | -1.4807e-05 |  | 0.00015258 |  | 2.8051e-06 |  | 1.8187e-06 |  | 8.136e-05 |  | 0.0055083 |  | 0.00064245 |  | 2.4391e-06 |  | 0.00030133 |  | 0.11432
| 7.2891e-05 |  | 7.1586e-05 |  | 1.8558e-06 |  | 0.11443 |  | 0.033346 |  | 0.0027354 |  | -0.00032023 |  | 0.00022052 |  | 2.7091e-06 |  | 2.0278e-06 |  | 7.5152e-05 |  | 0.0056857 |  | 0.00066767 |  | 5.6904e-06 |  | 0.00030622 |  | 0.11441
| 7.2885e-05 |  | 6.667e-05 |  | 1.856e-06 |  | 0.11421 |  | 0.034945 |  | 0.0027193 |  | -0.00011424 |  | 0.00038144 |  | 2.5088e-06 |  | 2.36e-06 |  | 7.5145e-05 |  | 0.0057069 |  | 0.00050928 |  | 5.6904e-06 |  | 0.00031109 |  | 0.11431
| 3.3334e-05 |  | 0.00010679 |  | 8.4384e-07 |  | 0.114 |  | 0.035598 |  | 0.0027552 |  | 2.0717e-05 |  | 0.0004029 |  | 2.3928e-06 |  | 2.4702e-06 |  | 3.7069e-05 |  | 0.006102 |  | 0.00060273 |  | 4.0656e-06 |  | 0.00031274 |  | 0.11401
| 3.3334e-05 |  | 0.00010679 |  | 8.4398e-07 |  | 0.11392 |  | 0.036599 |  | 0.0028738 |  | -9.6482e-05 |  | 0.00011324 |  | 2.2942e-06 |  | 2.3968e-06 |  | 3.7069e-05 |  | 0.0058445 |  | 0.00076681 |  | 4.0656e-06 |  | 0.00031274 |  | 0.11377
| 0.00010624 |  | 4.8995e-05 |  | 2.8687e-06 |  | 0.11387 |  | 0.038618 |  | 0.0028741 |  | -0.00030247 |  | 2.384e-05 |  | 2.3082e-06 |  | 2.2123e-06 |  | 9.5502e-05 |  | 0.0059058 |  | 0.00071812 |  | 5.6911e-06 |  | 0.00031113 |  | 0.1136
| 0.00010623 |  | 4.899e-05 |  | 2.8692e-06 |  | 0.11381 |  | 0.042305 |  | 0.0027857 |  | -0.00032364 |  | 0.00022681 |  | 2.4715e-06 |  | 2.0283e-06 |  | 9.5493e-05 |  | 0.0059598 |  | 0.0007799 |  | 5.6911e-06 |  | 0.00029896 |  | 0.1136
| 1.709e-05 |  | 4.997e-05 |  | 2.8689e-06 |  | 0.11361 |  | 0.042261 |  | 0.0026699 |  | -0.00011779 |  | 0.00023125 |  | 2.6201e-06 |  | 2.0282e-06 |  | 9.0973e-05 |  | 0.0059167 |  | 0.00067835 |  | 5.6915e-06 |  | 0.00028515 |  | 0.11352
| 1.7092e-05 |  | 4.9975e-05 |  | 2.8692e-06 |  | 0.11335 |  | 0.043693 |  | 0.002691 |  | 3.4923e-05 |  | 0.0003278 |  | 2.7051e-06 |  | 2.1394e-06 |  | 9.0981e-05 |  | 0.0058956 |  | 0.00061661 |  | 5.6915e-06 |  | 0.00027947 |  | 0.11329
| 0 |  | 3.8216e-05 |  | 1.8565e-06 |  | 0.11305 |  | 0.045432 |  | 0.0026396 |  | -7.6948e-06 |  | 0.00017046 |  | 2.6441e-06 |  | 2.2627e-06 |  | 7.9679e-05 |  | 0.0058273 |  | 0.0006955 |  | 7.3184e-06 |  | 0.00028763 |  | 0.11287
| 0 |  | 3.8216e-05 |  | 1.8565e-06 |  | 0.11277 |  | 0.047398 |  | 0.0026492 |  | -0.00030957 |  | -0.0001335 |  | 2.5404e-06 |  | 2.3486e-06 |  | 7.9679e-05 |  | 0.0056217 |  | 0.00075481 |  | 7.3188e-06 |  | 0.000299 |  | 0.11233
| 2.7245e-05 |  | 8.1374e-05 |  | 8.4413e-07 |  | 0.11251 |  | 0.048694 |  | 0.0027441 |  | -0.0002492 |  | -0.00016211 |  | 2.5027e-06 |  | 2.324e-06 |  | 6.7812e-05 |  | 0.0055811 |  | 0.00077756 |  | 5.6922e-06 |  | 0.00030631 |  | 0.11184
| 2.7245e-05 |  | 8.1374e-05 |  | 8.442e-07 |  | 0.11227 |  | 0.050731 |  | 0.0025932 |  | -0.00019592 |  | -0.0003588 |  | 2.4558e-06 |  | 2.3242e-06 |  | 6.7812e-05 |  | 0.005596 |  | 0.00070854 |  | 5.6925e-06 |  | 0.00030308 |  | 0.11158
| 1.5061e-05 |  | 3.6256e-05 |  | 8.442e-07 |  | 0.112 |  | 0.052875 |  | 0.0025384 |  | -0.00055107 |  | -0.00027297 |  | 2.4484e-06 |  | 2.3488e-06 |  | 4.6605e-05 |  | 0.0054095 |  | 0.00071102 |  | 5.6925e-06 |  | 0.00029254 |  | 0.11144
| 2.4216e-05 |  | 3.6259e-05 |  | 8.4428e-07 |  | 0.11163 |  | 0.056884 |  | 0.0025641 |  | -0.00047587 |  | -0.00014705 |  | 2.524e-06 |  | 2.3736e-06 |  | 4.6609e-05 |  | 0.0053892 |  | 0.00062814 |  | 5.6925e-06 |  | 0.0002836 |  | 0.11122
| 7.0755e-05 |  | 7.3469e-05 |  | 1.8568e-06 |  | 0.11118 |  | 0.055806 |  | 0.0025641 |  | 0.00026932 |  | -0.00020861 |  | 2.6068e-06 |  | 2.361e-06 |  | 0 |  | 0.0054009 |  | 0.0005843 |  | 4.0673e-06 |  | 0.00028605 |  | 0.11084
| 6.1596e-05 |  | 7.3463e-05 |  | 1.8568e-06 |  | 0.11066 |  | 0.057828 |  | 0.0026537 |  | 0.00021251 |  | -8.7017e-05 |  | 2.5503e-06 |  | 2.2991e-06 |  | 0 |  | 0.0055553 |  | 0.00061436 |  | 4.0671e-06 |  | 0.00029906 |  | 0.11033
| 5.4665e-05 |  | 0.00010173 |  | 1.8569e-06 |  | 0.11018 |  | 0.059705 |  | 0.0027551 |  | -0.00031667 |  | -3.6953e-05 |  | 2.4205e-06 |  | 2.2381e-06 |  | 8.3642e-05 |  | 0.0055841 |  | 0.00053963 |  | 7.3206e-06 |  | 0.00031126 |  | 0.10976
| 5.4669e-05 |  | 0.00010174 |  | 1.8571e-06 |  | 0.10982 |  | 0.06133 |  | 0.0027746 |  | -0.00017106 |  | -6.1984e-05 |  | 2.3615e-06 |  | 2.0538e-06 |  | 8.365e-05 |  | 0.0056697 |  | 0.00065995 |  | 7.3206e-06 |  | 0.00031616 |  | 0.109
| 2.1155e-05 |  | 8.8163e-05 |  | 8.4442e-07 |  | 0.1095 |  | 0.06295 |  | 0.0027218 |  | 0.00012016 |  | 9.5365e-05 |  | 2.4308e-06 |  | 1.9307e-06 |  | 5.821e-05 |  | 0.0059696 |  | 0.0007778 |  | 5.6936e-06 |  | 0.00030966 |  | 0.10815
| 2.1155e-05 |  | 8.8163e-05 |  | 8.4442e-07 |  | 0.10912 |  | 0.06498 |  | 0.0027506 |  | 0.00041137 |  | 0.00037786 |  | 2.5379e-06 |  | 1.8448e-06 |  | 5.821e-05 |  | 0.0058196 |  | 0.00080223 |  | 5.6939e-06 |  | 0.00030805 |  | 0.10736
| 4.553e-05 |  | 5.9911e-05 |  | 2.8707e-06 |  | 0.10852 |  | 0.068127 |  | 0.0028294 |  | 0.00046819 |  | 0.00027058 |  | 2.5833e-06 |  | 1.8822e-06 |  | 9.0997e-05 |  | 0.0057969 |  | 0.00070632 |  | 2.4409e-06 |  | 0.0003113 |  | 0.10679
| 4.553e-05 |  | 5.9911e-05 |  | 2.8707e-06 |  | 0.10776 |  | 0.073694 |  | 0.0026887 |  | 9.5913e-05 |  | 9.2216e-05 |  | 2.6203e-06 |  | 2.2145e-06 |  | 9.0997e-05 |  | 0.0059021 |  | 0.00069499 |  | 2.4409e-06 |  | 0.00030888 |  | 0.10647
| 9.0997e-05 |  | 6.2737e-05 |  | 3.8834e-06 |  | 0.107 |  | 0.072965 |  | 0.0025615 |  | -0.00028471 |  | 0.00018834 |  | 2.5988e-06 |  | 2.565e-06 |  | 0.00012378 |  | 0.0061033 |  | 0.00078038 |  | 7.3215e-06 |  | 0.00029996 |  | 0.10626
| 9.0997e-05 |  | 6.2737e-05 |  | 3.8841e-06 |  | 0.10635 |  | 0.07462 |  | 0.0025293 |  | -0.00010714 |  | 0.00010609 |  | 2.5911e-06 |  | 2.8055e-06 |  | 0.00012378 |  | 0.0062463 |  | 0.00076169 |  | 7.3224e-06 |  | 0.00029102 |  | 0.10601
| 2.8774e-06 |  | 5.5864e-05 |  | 8.4457e-07 |  | 0.10576 |  | 0.075829 |  | 0.0025247 |  | -5.7415e-05 |  | 6.6752e-05 |  | 2.603e-06 |  | 2.6941e-06 |  | 2.6485e-05 |  | 0.0062675 |  | 0.00074868 |  | 4.0683e-06 |  | 0.0002959 |  | 0.10547
| 2.8774e-06 |  | 5.5864e-05 |  | 8.4464e-07 |  | 0.10522 |  | 0.078806 |  | 0.0025954 |  | -0.00014265 |  | 0.00012397 |  | 2.6794e-06 |  | 2.5282e-06 |  | 2.6485e-05 |  | 0.0062487 |  | 0.00076015 |  | 4.0688e-06 |  | 0.00031057 |  | 0.10481
| 3.4362e-05 |  | 8.2526e-05 |  | 0 |  | 0.10478 |  | 0.081762 |  | 0.0027126 |  | 8.4643e-05 |  | 0.0001633 |  | 2.7346e-06 |  | 2.4732e-06 |  | 8.2526e-05 |  | 0.0062812 |  | 0.0007691 |  | 2.4412e-06 |  | 0.00032276 |  | 0.10408
| 3.4359e-05 |  | 8.2519e-05 |  | 0 |  | 0.10441 |  | 0.084126 |  | 0.0026977 |  | 4.2025e-05 |  | 0.00013827 |  | 2.7564e-06 |  | 2.3622e-06 |  | 8.2519e-05 |  | 0.0066373 |  | 0.00068292 |  | 2.4415e-06 |  | 0.00032926 |  | 0.10333
| 4.9086e-06 |  | 9.3266e-05 |  | 2.8714e-06 |  | 0.10398 |  | 0.089815 |  | 0.0026465 |  | -0.00016399 |  | 0.00011091 |  | 2.7214e-06 |  | 2.2517e-06 |  | 6.1612e-05 |  | 0.0066394 |  | 0.00066182 |  | 5.6957e-06 |  | 0.00032522 |  | 0.10256
| 4.9086e-06 |  | 9.3266e-05 |  | 2.8717e-06 |  | 0.10327 |  | 0.088514 |  | 0.0027222 |  | -0.00025629 |  | -0.00013708 |  | 2.665e-06 |  | 2.1047e-06 |  | 6.1612e-05 |  | 0.0068089 |  | 0.00069195 |  | 5.6957e-06 |  | 0.00031874 |  | 0.10181
| 1.7096e-05 |  | 6.3873e-05 |  | 2.8717e-06 |  | 0.10233 |  | 0.091514 |  | 0.0028556 |  | -0.00045517 |  | -0.00039097 |  | 2.6435e-06 |  | 2.0674e-06 |  | 2.1189e-06 |  | 0.0071219 |  | 0.00067569 |  | 5.696e-06 |  | 0.00030979 |  | 0.10119
| 1.7098e-05 |  | 6.3879e-05 |  | 2.8719e-06 |  | 0.10151 |  | 0.093526 |  | 0.0029068 |  | -0.00031667 |  | -0.00029086 |  | 2.6504e-06 |  | 1.9936e-06 |  | 2.1191e-06 |  | 0.0072492 |  | 0.00059197 |  | 5.6964e-06 |  | 0.00030249 |  | 0.10068
| 7.0091e-05 |  | 8.5353e-05 |  | 2.8719e-06 |  | 0.10092 |  | 0.096112 |  | 0.0027923 |  | 8.8194e-05 |  | -0.00017285 |  | 2.6868e-06 |  | 1.957e-06 |  | 6.3308e-05 |  | 0.0074273 |  | 0.00059685 |  | 4.0696e-06 |  | 0.00030412 |  | 0.10012
| 7.0097e-05 |  | 8.536e-05 |  | 2.8719e-06 |  | 0.10053 |  | 0.099682 |  | 0.0026999 |  | -2.9005e-05 |  | -0.0002837 |  | 2.6316e-06 |  | 2.0676e-06 |  | 6.3314e-05 |  | 0.0076717 |  | 0.0006408 |  | 4.0696e-06 |  | 0.00030739 |  | 0.099489
| 7.4054e-05 |  | 4.8032e-05 |  | 2.8722e-06 |  | 0.10009 |  | 0.10277 |  | 0.0027304 |  | -0.00029892 |  | -0.00024794 |  | 2.5449e-06 |  | 2.215e-06 |  | 7.0097e-05 |  | 0.0078262 |  | 0.00065463 |  | 2.4419e-06 |  | 0.00030739 |  | 0.098797
| 7.4054e-05 |  | 4.8032e-05 |  | 2.8724e-06 |  | 0.099515 |  | 0.1103 |  | 0.0026405 |  | -0.00031251 |  | -2.3678e-05 |  | 2.5134e-06 |  | 2.3997e-06 |  | 7.0097e-05 |  | 0.0080256 |  | 0.00068155 |  | 2.4421e-06 |  | 0.00029767 |  | 0.098121
| 7.8011e-05 |  | 8.2534e-05 |  | 8.4494e-07 |  | 0.098722 |  | 0.10914 |  | 0.0027722 |  | -0.00012134 |  | 0.00022053 |  | 2.5684e-06 |  | 2.4368e-06 |  | 0.00013115 |  | 0.0081227 |  | 0.00066849 |  | 7.3251e-06 |  | 0.00029358 |  | 0.097398
| 7.8011e-05 |  | 8.2534e-05 |  | 8.4508e-07 |  | 0.097869 |  | 0.11229 |  | 0.0029452 |  | -0.00018172 |  | 0.00034569 |  | 2.6558e-06 |  | 2.3266e-06 |  | 0.00013115 |  | 0.0082425 |  | 0.00069785 |  | 7.3256e-06 |  | 0.00030175 |  | 0.096631
| 5.57e-05 |  | 8.9325e-05 |  | 2.8724e-06 |  | 0.096976 |  | 0.11463 |  | 0.0028686 |  | -0.00028826 |  | 0.00012754 |  | 2.6792e-06 |  | 2.1785e-06 |  | 8.4802e-05 |  | 0.0084941 |  | 0.00076694 |  | 2.4422e-06 |  | 0.00031149 |  | 0.095861
| 5.5695e-05 |  | 8.9317e-05 |  | 2.8727e-06 |  | 0.096177 |  | 0.11736 |  | 0.0027191 |  | -0.00034154 |  | -0.00026224 |  | 2.7435e-06 |  | 1.8646e-06 |  | 8.4795e-05 |  | 0.0085472 |  | 0.00085 |  | 2.4424e-06 |  | 0.00031723 |  | 0.095214
| 1.5068e-05 |  | 5.9927e-05 |  | 1.8587e-06 |  | 0.095526 |  | 0.11953 |  | 0.0027595 |  | -0.00050135 |  | -7.2716e-05 |  | 2.7842e-06 |  | 1.6985e-06 |  | 0.0001306 |  | 0.008557 |  | 0.00087278 |  | 5.6981e-06 |  | 0.00030747 |  | 0.094729
| 1.5068e-05 |  | 5.9927e-05 |  | 1.8587e-06 |  | 0.094966 |  | 0.1279 |  | 0.0029121 |  | -0.00026795 |  | 4.7345e-05 |  | 2.7747e-06 |  | 1.7724e-06 |  | 0.0001306 |  | 0.0086055 |  | 0.00078661 |  | 5.6981e-06 |  | 0.00030098 |  | 0.094267
| 1.3036e-05 |  | 1.9606e-05 |  | 2.8729e-06 |  | 0.094414 |  | 0.12602 |  | 0.0028511 |  | 8.1092e-05 |  | -0.0002694 |  | 2.7248e-06 |  | 2.0247e-06 |  | 0.00012494 |  | 0.0086543 |  | 0.00070201 |  | 7.3265e-06 |  | 0.00030423 |  | 0.093613
| 1.3036e-05 |  | 1.9606e-05 |  | 2.8732e-06 |  | 0.093772 |  | 0.12866 |  | 0.0029749 |  | -0.0002776 |  | -0.00023722 |  | 2.5882e-06 |  | 2.2404e-06 |  | 0.00012494 |  | 0.0088349 |  | 0.00070607 |  | 7.3269e-06 |  | 0.00031318 |  | 0.092722
| 4.2498e-05 |  | 0.00013739 |  | 8.4523e-07 |  | 0.093043 |  | 0.13221 |  | 0.0029288 |  | -0.00046228 |  | -2.9806e-05 |  | 2.5093e-06 |  | 2.253e-06 |  | 0.00010403 |  | 0.0089702 |  | 0.00070047 |  | 2.4428e-06 |  | 0.00031566 |  | 0.09176
| 4.2494e-05 |  | 0.00013738 |  | 8.453e-07 |  | 0.092267 |  | 0.1354 |  | 0.0028098 |  | -0.00035929 |  | 2.384e-05 |  | 2.397e-06 |  | 2.1426e-06 |  | 0.00010402 |  | 0.0090296 |  | 0.00062481 |  | 2.4428e-06 |  | 0.00030752 |  | 0.090956
| 4.1482e-05 |  | 6.7848e-05 |  | 1.859e-06 |  | 0.091471 |  | 0.13754 |  | 0.0029028 |  | -0.00018527 |  | -0.00017284 |  | 2.3612e-06 |  | 2.032e-06 |  | 6.1629e-05 |  | 0.0091101 |  | 0.00064759 |  | 5.6988e-06 |  | 0.0003002 |  | 0.09024
| 4.1482e-05 |  | 6.7848e-05 |  | 1.8592e-06 |  | 0.090708 |  | 0.14752 |  | 0.0027982 |  | -0.00011572 |  | -0.00026295 |  | 2.4666e-06 |  | 1.9209e-06 |  | 6.1629e-05 |  | 0.0091912 |  | 0.00074933 |  | 5.6995e-06 |  | 0.0002994 |  | 0.089504
| 4.1482e-05 |  | 0.00013061 |  | 1.8592e-06 |  | 0.089889 |  | 0.145 |  | 0.0026653 |  | -0.00030957 |  | -0.00031946 |  | 2.6143e-06 |  | 1.9082e-06 |  | 7.5198e-05 |  | 0.00944 |  | 0.00083074 |  | 5.6992e-06 |  | 0.00030431 |  | 0.088647
| 4.1482e-05 |  | 0.00013061 |  | 1.8592e-06 |  | 0.088939 |  | 0.14812 |  | 0.0027891 |  | -9.2931e-05 |  | -0.00032303 |  | 2.6689e-06 |  | 1.9082e-06 |  | 7.5198e-05 |  | 0.0094269 |  | 0.00087549 |  | 5.6999e-06 |  | 0.00030512 |  | 0.087666
| 0 |  | 4.4122e-05 |  | 2.8739e-06 |  | 0.087906 |  | 0.15118 |  | 0.0028776 |  | 0.00013791 |  | -0.00026225 |  | 2.568e-06 |  | 1.8717e-06 |  | 7.5205e-05 |  | 0.0095553 |  | 0.00084869 |  | 2.4431e-06 |  | 0.00030514 |  | 0.086648
| 0 |  | 5.9841e-05 |  | 2.8739e-06 |  | 0.08695 |  | 0.15334 |  | 0.0028066 |  | 0.00016278 |  | -0.00021933 |  | 2.4689e-06 |  | 1.983e-06 |  | 7.5198e-05 |  | 0.0097829 |  | 0.00093581 |  | 2.4434e-06 |  | 0.00030272 |  | 0.085672
| 6.5592e-05 |  | 8.5275e-05 |  | 0 |  | 0.086112 |  | 0.15652 |  | 0.0028691 |  | 8.4643e-05 |  | -5.1256e-05 |  | 2.4832e-06 |  | 2.1185e-06 |  | 6.7854e-05 |  | 0.0098384 |  | 0.00095691 |  | 5.7002e-06 |  | 0.00030758 |  | 0.084848
| 6.5592e-05 |  | 6.955e-05 |  | 0 |  | 0.085308 |  | 0.16738 |  | 0.0029025 |  | 0.00012191 |  | 0.00037634 |  | 2.5965e-06 |  | 2.3645e-06 |  | 6.7854e-05 |  | 0.0099674 |  | 0.0008195 |  | 5.7002e-06 |  | 0.00031738 |  | 0.084137
| 8.5948e-05 |  | 9.2168e-05 |  | 2.8744e-06 |  | 0.084579 |  | 0.1627 |  | 0.0029172 |  | 9.5298e-05 |  | 0.00026343 |  | 2.6925e-06 |  | 2.488e-06 |  | 7.4074e-05 |  | 0.010229 |  | 0.0008374 |  | 8.9586e-06 |  | 0.0003182 |  | 0.083519
| 8.5948e-05 |  | 9.2168e-05 |  | 2.8744e-06 |  | 0.083923 |  | 0.16613 |  | 0.002959 |  | -2.1901e-05 |  | -0.00011562 |  | 2.7458e-06 |  | 2.371e-06 |  | 7.4074e-05 |  | 0.010198 |  | 0.00081141 |  | 8.9592e-06 |  | 0.00031333 |  | 0.082908
| 3.2345e-05 |  | 8.9349e-05 |  | 1.8597e-06 |  | 0.083231 |  | 0.16936 |  | 0.0029446 |  | -3.9659e-05 |  | -0.00012635 |  | 2.7148e-06 |  | 2.1307e-06 |  | 6.8991e-05 |  | 0.010191 |  | 0.00085943 |  | 7.3301e-06 |  | 0.00030764 |  | 0.082213
| 3.2342e-05 |  | 8.9341e-05 |  | 1.8598e-06 |  | 0.08233 |  | 0.17081 |  | 0.0030088 |  | -0.00050846 |  | -0.00019429 |  | 2.6381e-06 |  | 2.0082e-06 |  | 6.8985e-05 |  | 0.010339 |  | 0.00088227 |  | 7.3301e-06 |  | 0.0003101 |  | 0.081314
| 5.3682e-05 |  | 5.8812e-05 |  | 3.8891e-06 |  | 0.081214 |  | 0.18089 |  | 0.0029355 |  | -0.00065781 |  | 6.2427e-06 |  | 2.5878e-06 |  | 2.1374e-06 |  | 3.7098e-05 |  | 0.010422 |  | 0.00074635 |  | 5.7013e-06 |  | 0.00031172 |  | 0.080244
| 5.3682e-05 |  | 5.8812e-05 |  | 3.8891e-06 |  | 0.080034 |  | 0.17753 |  | 0.002948 |  | -0.00020658 |  | 0.00017046 |  | 2.5641e-06 |  | 2.3898e-06 |  | 3.7098e-05 |  | 0.010511 |  | 0.00084569 |  | 5.7016e-06 |  | 0.00030605 |  | 0.079124
| 2.4216e-05 |  | 4.1185e-05 |  | 2.8749e-06 |  | 0.078975 |  | 0.18197 |  | 0.0030152 |  | 1.0062e-05 |  | 9.5361e-05 |  | 2.5911e-06 |  | 2.5011e-06 |  | 0.00011536 |  | 0.010534 |  | 0.000779 |  | 5.7016e-06 |  | 0.00030606 |  | 0.078229
| 4.9659e-05 |  | 4.1185e-05 |  | 2.8749e-06 |  | 0.078168 |  | 0.18343 |  | 0.0027732 |  | -0.00012134 |  | 9.1784e-05 |  | 2.6417e-06 |  | 2.3778e-06 |  | 0.00011536 |  | 0.010895 |  | 0.00071469 |  | 5.702e-06 |  | 0.00030932 |  | 0.077566
| 6.9986e-05 |  | 0.00010123 |  | 1.8603e-06 |  | 0.077605 |  | 0.18504 |  | 0.0028651 |  | -0.0002492 |  | -8.3441e-06 |  | 2.655e-06 |  | 2.1561e-06 |  | 3.0742e-05 |  | 0.010884 |  | 0.00089627 |  | 5.702e-06 |  | 0.00031422 |  | 0.077023
| 4.4537e-05 |  | 0.00010122 |  | 1.8602e-06 |  | 0.077133 |  | 0.18898 |  | 0.0030763 |  | -0.00010003 |  | 0.00035283 |  | 2.6339e-06 |  | 1.9832e-06 |  | 3.0739e-05 |  | 0.010951 |  | 0.00091743 |  | 5.7023e-06 |  | 0.00032155 |  | 0.076459
| 6.7866e-05 |  | 7.1825e-05 |  | 2.8754e-06 |  | 0.07659 |  | 0.20042 |  | 0.003033 |  | -0.00020112 |  | 0.00019316 |  | 2.5929e-06 |  | 2.0207e-06 |  | 7.8611e-05 |  | 0.011245 |  | 0.00097041 |  | 4.0738e-06 |  | 0.00033215 |  | 0.075766
| 6.7866e-05 |  | 7.1825e-05 |  | 2.8754e-06 |  | 0.075845 |  | 0.19372 |  | 0.0030879 |  | 9.1753e-05 |  | -0.00016211 |  | 2.5869e-06 |  | 2.0827e-06 |  | 7.8611e-05 |  | 0.011361 |  | 0.0009493 |  | 4.0741e-06 |  | 0.00033706 |  | 0.074967
| 0.00010632 |  | 6.8432e-05 |  | 3.8902e-06 |  | 0.074933 |  | 0.19652 |  | 0.0030704 |  | 0.00012372 |  | -0.00015854 |  | 2.633e-06 |  | 2.1076e-06 |  | 7.0128e-05 |  | 0.011291 |  | 0.00082229 |  | 5.703e-06 |  | 0.00032566 |  | 0.074076
| 0.00010633 |  | 6.8438e-05 |  | 3.8902e-06 |  | 0.073959 |  | 0.19956 |  | 0.003082 |  | -0.00038059 |  | -0.00034092 |  | 2.6883e-06 |  | 2.1569e-06 |  | 7.0134e-05 |  | 0.011279 |  | 0.00088824 |  | 5.703e-06 |  | 0.00031345 |  | 0.073154
| 8.9759e-06 |  | 5.1975e-05 |  | 8.4604e-07 |  | 0.073061 |  | 0.20085 |  | 0.0031139 |  | -0.00060434 |  | -0.00036952 |  | 2.7101e-06 |  | 2.1818e-06 |  | 7.1259e-05 |  | 0.011278 |  | 0.00097948 |  | 2.4446e-06 |  | 0.00031347 |  | 0.072272
| 8.9767e-06 |  | 5.198e-05 |  | 8.4604e-07 |  | 0.072236 |  | 0.21148 |  | 0.0030757 |  | -0.00024196 |  | -0.00013583 |  | 2.6312e-06 |  | 2.2678e-06 |  | 7.1266e-05 |  | 0.011189 |  | 0.0010577 |  | 2.4448e-06 |  | 0.0003257 |  | 0.071362
| 2.9302e-05 |  | 6.2782e-05 |  | 8.4611e-07 |  | 0.071486 |  | 0.20543 |  | 0.0031606 |  | -1.4797e-05 |  | 0.00016688 |  | 2.5308e-06 |  | 2.3294e-06 |  | 5.3008e-05 |  | 0.011504 |  | 0.0011066 |  | 5.7037e-06 |  | 0.00033223 |  | 0.070553
| 2.9302e-05 |  | 6.2782e-05 |  | 8.4611e-07 |  | 0.070747 |  | 0.20718 |  | 0.0032409 |  | -0.00011069 |  | -0.00025508 |  | 2.5093e-06 |  | 2.194e-06 |  | 5.3008e-05 |  | 0.01172 |  | 0.00099339 |  | 5.7037e-06 |  | 0.00033221 |  | 0.069812
| 4.3529e-05 |  | 0.0001086 |  | 3.8908e-06 |  | 0.069965 |  | 0.20867 |  | 0.0032154 |  | 2.782e-05 |  | -0.00033018 |  | 2.8035e-06 |  | 2.1877e-06 |  | 6.561e-05 |  | 0.011697 |  | 0.000965 |  | 2.4451e-06 |  | 0.00033958 |  | 0.069038
| 4.3529e-05 |  | 0.0001086 |  | 4.7374e-06 |  | 0.069047 |  | 0.21106 |  | 0.0032924 |  | -0.00010714 |  | 8.8208e-05 |  | 2.3698e-06 |  | 1.7746e-06 |  | 7.3925e-05 |  | 0.011894 |  | 0.0010888 |  | 2.4451e-06 |  | 0.00033551 |  | 0.068144
| 0 |  | 3.5311e-05 |  | 2.7072e-06 |  | 0.068082 |  | 0.22407 |  | 0.0034046 |  | -0.00033849 |  | -0.00018444 |  | 1.8851e-06 |  | 1.417e-06 |  | 8.3162e-06 |  | 0.012269 |  | 0.0010001 |  | 8.1507e-07 |  | 0.00033553 |  | 0.067202
| 0 |  | 3.5307e-05 |  | 2.7074e-06 |  | 0.067074 |  | 0.21623 |  | 0.0034332 |  | -0.00040191 |  | 3.4564e-05 |  | 1.1941e-06 |  | 8.1965e-07 |  | 1.2562e-05 |  | 0.012428 |  | 0.00099845 |  | 1.3584e-06 |  | 0.00032332 |  | 0.066297
| 1.3043e-05 |  | 4.9042e-05 |  | 8.4626e-07 |  | 0.066198 |  | 0.21636 |  | 0.0033486 |  | -0.00022079 |  | 0.00027774 |  | 1.1759e-06 |  | 6.7218e-07 |  | 1.2563e-05 |  | 0.012659 |  | 0.0010099 |  | 2.9888e-06 |  | 0.00032087 |  | 0.065514
| 1.3043e-05 |  | 4.9042e-05 |  | 8.4633e-07 |  | 0.065458 |  | 0.21651 |  | 0.0033215 |  | 8.8195e-05 |  | -8.7017e-05 |  | 1.1064e-06 |  | 6.4122e-07 |  | 0 |  | 0.012819 |  | 0.0012087 |  | 2.4454e-06 |  | 0.0003201 |  | 0.064841
| 4.4553e-05 |  | 8.2592e-05 |  | 1.6927e-06 |  | 0.064848 |  | 0.22721 |  | 0.0034457 |  | 8.8491e-05 |  | -0.00021434 |  | 1.018e-06 |  | 8.6277e-07 |  | 0 |  | 0.012758 |  | 0.0013244 |  | 2.4455e-06 |  | 0.00031766 |  | 0.064324
| 4.4549e-05 |  | 8.2585e-05 |  | 8.4633e-07 |  | 0.064281 |  | 0.2188 |  | 0.0034884 |  | 5.2681e-05 |  | -0.00015496 |  | 1.0572e-06 |  | 1.0723e-06 |  | 0 |  | 0.012823 |  | 0.0011053 |  | 2.4455e-06 |  | 0.0003144 |  | 0.063899
| 5.2685e-05 |  | 5.1989e-05 |  | 1.8615e-06 |  | 0.06368 |  | 0.21928 |  | 0.0033699 |  | 1.7166e-05 |  | -1.1928e-06 |  | 1.1592e-06 |  | 1.2699e-06 |  | 2.1207e-05 |  | 0.012764 |  | 0.00097094 |  | 8.1522e-07 |  | 0.00031279 |  | 0.063439
| 5.2685e-05 |  | 5.1989e-05 |  | 1.8615e-06 |  | 0.063025 |  | 0.21833 |  | 0.0033444 |  | 3.1372e-05 |  | -5.8408e-05 |  | 1.2557e-06 |  | 1.2332e-06 |  | 4.8636e-05 |  | 0.012765 |  | 0.0010899 |  | 8.1527e-07 |  | 0.00031362 |  | 0.06286
| 1.9143e-05 |  | 0.00010861 |  | 0 |  | 0.062327 |  | 0.21875 |  | 0.0033455 |  | 0.00011661 |  | 5.96e-05 |  | 1.2437e-06 |  | 9.927e-07 |  | 2.7429e-05 |  | 0.012915 |  | 0.001169 |  | 2.4458e-06 |  | 0.00031688 |  | 0.062165
| 1.9143e-05 |  | 0.00010861 |  | 8.4648e-07 |  | 0.061612 |  | 0.22848 |  | 0.0034225 |  | 2.1659e-05 |  | -0.00013957 |  | 1.1978e-06 |  | 7.154e-07 |  | 0 |  | 0.013092 |  | 0.0012366 |  | 2.9893e-06 |  | 0.00032016 |  | 0.061442
| 0 |  | 4.7085e-05 |  | 8.4655e-07 |  | 0.060898 |  | 0.21762 |  | 0.0034915 |  | -0.00054752 |  | -0.00062341 |  | 1.127e-06 |  | 5.7364e-07 |  | 0 |  | 0.013314 |  | 0.0012709 |  | 2.9895e-06 |  | 0.00032342 |  | 0.060765
| 0 |  | 4.7089e-05 |  | 8.4655e-07 |  | 0.060188 |  | 0.21772 |  | 0.0035291 |  | -0.00046583 |  | -0.00029085 |  | 1.1162e-06 |  | 7.1483e-07 |  | 0 |  | 0.013701 |  | 0.0012066 |  | 2.9897e-06 |  | 0.00032588 |  | 0.060136
| 0 |  | 9.7866e-05 |  | 8.4655e-07 |  | 0.059533 |  | 0.2161 |  | 0.0035418 |  | 2.0717e-05 |  | 3.0992e-05 |  | 1.1493e-06 |  | 8.9971e-07 |  | 0 |  | 0.013852 |  | 0.001222 |  | 1.3589e-06 |  | 0.00032018 |  | 0.059495
| 0 |  | 9.7875e-05 |  | 0 |  | 0.058947 |  | 0.22371 |  | 0.0034924 |  | -0.00012686 |  | 6.9786e-05 |  | 1.1852e-06 |  | 9.6818e-07 |  | 0 |  | 0.013905 |  | 0.0014535 |  | 1.3589e-06 |  | 0.00030798 |  | 0.058858
| 2.321e-05 |  | 8.9389e-05 |  | 8.467e-07 |  | 0.058348 |  | 0.21173 |  | 0.0034426 |  | -0.00012134 |  | 0.00023125 |  | 1.2467e-06 |  | 9.5623e-07 |  | 0 |  | 0.014288 |  | 0.001412 |  | 1.3591e-06 |  | 0.00030555 |  | 0.058247
| 2.3212e-05 |  | 8.9396e-05 |  | 3.7245e-06 |  | 0.05764 |  | 0.21099 |  | 0.0033801 |  | -0.00018527 |  | 0.00042793 |  | 1.2041e-06 |  | 8.9409e-07 |  | 1.2567e-05 |  | 0.014411 |  | 0.0012988 |  | 8.1542e-07 |  | 0.00031288 |  | 0.057638
| 8.9791e-06 |  | 9.3915e-05 |  | 4.7402e-06 |  | 0.056865 |  | 0.21168 |  | 0.0034443 |  | -0.00031311 |  | 5.9597e-05 |  | 1.2042e-06 |  | 7.8905e-07 |  | 1.2565e-05 |  | 0.014634 |  | 0.0014252 |  | 8.1552e-07 |  | 0.00032757 |  | 0.057043
| 1.4071e-05 |  | 9.3923e-05 |  | 1.8623e-06 |  | 0.056076 |  | 0.20969 |  | 0.0034751 |  | -0.00023143 |  | -0.00039098 |  | 1.2299e-06 |  | 8.2015e-07 |  | 0 |  | 0.015107 |  | 0.0016158 |  | 8.1547e-07 |  | 0.00033816 |  | 0.056398
| 3.9486e-05 |  | 6.3935e-05 |  | 8.4677e-07 |  | 0.055332 |  | 0.21727 |  | 0.0034559 |  | -0.00026423 |  | -0.00024426 |  | 1.3306e-06 |  | 9.3731e-07 |  | 0 |  | 0.014933 |  | 0.0016893 |  | 0 |  | 0.00033737 |  | 0.055786
| 3.4395e-05 |  | 6.3935e-05 |  | 8.4677e-07 |  | 0.054713 |  | 0.20521 |  | 0.003607 |  | -0.00023854 |  | -1.9073e-05 |  | 1.3664e-06 |  | 1.0298e-06 |  | 0 |  | 0.014665 |  | 0.0016681 |  | 5.4371e-07 |  | 0.0003284 |  | 0.055288
| 4.9644e-05 |  | 4.8074e-05 |  | 0 |  | 0.054212 |  | 0.20389 |  | 0.0035781 |  | -0.00025275 |  | 3.4567e-05 |  | 1.2577e-06 |  | 1.0729e-06 |  | 0 |  | 0.014829 |  | 0.0016747 |  | 1.3593e-06 |  | 0.00032028 |  | 0.05487
| 4.9644e-05 |  | 4.8074e-05 |  | 0 |  | 0.053719 |  | 0.20321 |  | 0.0034106 |  | -0.00038415 |  | 5.2448e-05 |  | 1.1349e-06 |  | 1.1471e-06 |  | 0 |  | 0.014928 |  | 0.0016822 |  | 1.3594e-06 |  | 0.000326 |  | 0.054435
| 0 |  | 0 |  | 0 |  | 0.053124 |  | 0.21015 |  | 0.0035105 |  | -0.00030136 |  | 0.00011839 |  | 1.0504e-06 |  | 1.2889e-06 |  | 0 |  | 0.014843 |  | 0.0015803 |  | 1.3594e-06 |  | 0.00033904 |  | 0.053909
| 0 |  | 0 |  | 8.4699e-07 |  | 0.052454 |  | 0.19745 |  | 0.0035074 |  | 1.3615e-05 |  | 2.0263e-05 |  | 1.0999e-06 |  | 1.3202e-06 |  | 0 |  | 0.014945 |  | 0.0015388 |  | 1.3594e-06 |  | 0.00034395 |  | 0.053377
| 4.9648e-05 |  | 7.4692e-05 |  | 1.6938e-06 |  | 0.051761 |  | 0.19336 |  | 0.0034658 |  | -0.00021723 |  | -5.4833e-05 |  | 1.1464e-06 |  | 1.2466e-06 |  | 0 |  | 0.015466 |  | 0.0019423 |  | 2.991e-06 |  | 0.00033825 |  | 0.052832
| 4.9653e-05 |  | 7.4699e-05 |  | 2.7097e-06 |  | 0.05114 |  | 0.19147 |  | 0.0034192 |  | -0.00010358 |  | -0.00012993 |  | 1.2012e-06 |  | 1.0364e-06 |  | 0 |  | 0.016015 |  | 0.0020369 |  | 2.991e-06 |  | 0.00032686 |  | 0.052331
| 8.4703e-07 |  | 0.00011996 |  | 1.8629e-06 |  | 0.050589 |  | 0.19639 |  | 0.0032915 |  | 0.00017018 |  | -0.00031902 |  | 1.2047e-06 |  | 6.9056e-07 |  | 0 |  | 0.01626 |  | 0.0020826 |  | 1.3596e-06 |  | 0.00031707 |  | 0.051886
| 8.4703e-07 |  | 0.00011996 |  | 8.4699e-07 |  | 0.050073 |  | 0.18484 |  | 0.0031456 |  | -7.8725e-05 |  | 5.9568e-06 |  | 1.2107e-06 |  | 6.2905e-07 |  | 2.5312e-05 |  | 0.016464 |  | 0.0019596 |  | 4.6227e-06 |  | 0.00031546 |  | 0.05148
| 5.7722e-05 |  | 9.7335e-05 |  | 8.4714e-07 |  | 0.04956 |  | 0.18204 |  | 0.0032488 |  | -0.00013555 |  | 8.1053e-05 |  | 1.2703e-06 |  | 8.5789e-07 |  | 2.5315e-05 |  | 0.016715 |  | 0.0017501 |  | 4.6227e-06 |  | 0.00031709 |  | 0.051067
| 5.7722e-05 |  | 9.7335e-05 |  | 0 |  | 0.049019 |  | 0.17736 |  | 0.0035284 |  | -0.00035575 |  | -0.00025866 |  | 1.2676e-06 |  | 1.0923e-06 |  | 0 |  | 0.016888 |  | 0.0020021 |  | 8.1582e-07 |  | 0.00031793 |  | 0.050616
| 0 |  | 0.00012563 |  | 0 |  | 0.048433 |  | 0.18237 |  | 0.0036235 |  | -0.00046474 |  | -0.00022181 |  | 1.2034e-06 |  | 9.6877e-07 |  | 0 |  | 0.016851 |  | 0.0021514 |  | 2.4476e-06 |  | 0.00032284 |  | 0.05016
| 0 |  | 0.00012563 |  | 8.4714e-07 |  | 0.047814 |  | 0.17204 |  | 0.0035799 |  | -0.00021723 |  | 0.00013828 |  | 1.1278e-06 |  | 6.7288e-07 |  | 8.3199e-06 |  | 0.016981 |  | 0.0021139 |  | 2.9915e-06 |  | 0.00033181 |  | 0.049718
| 0 |  | 3.7292e-05 |  | 8.4721e-07 |  | 0.047217 |  | 0.168 |  | 0.0034002 |  | -0.00014265 |  | 0.00024556 |  | 1.0961e-06 |  | 5.7409e-07 |  | 8.3207e-06 |  | 0.017393 |  | 0.0021483 |  | 1.3599e-06 |  | 0.00033509 |  | 0.049285
| 0 |  | 3.7289e-05 |  | 8.4729e-07 |  | 0.046693 |  | 0.16296 |  | 0.0035369 |  | -0.00032733 |  | -1.5496e-05 |  | 1.1401e-06 |  | 5.6146e-07 |  | 2.319e-05 |  | 0.017543 |  | 0.0021842 |  | 8.1592e-07 |  | 0.00033101 |  | 0.048774
| 6.9488e-06 |  | 6.3952e-05 |  | 8.4729e-07 |  | 0.046237 |  | 0.16612 |  | 0.0036492 |  | -0.00036078 |  | -0.00030407 |  | 1.134e-06 |  | 6.0455e-07 |  | 2.3192e-05 |  | 0.017665 |  | 0.0019992 |  | 0 |  | 0.0003294 |  | 0.04826
| 6.9488e-06 |  | 6.3952e-05 |  | 8.4729e-07 |  | 0.045793 |  | 0.15588 |  | 0.0035496 |  | -0.00019238 |  | -1.5502e-05 |  | 1.103e-06 |  | 7.5284e-07 |  | 0 |  | 0.017606 |  | 0.0020556 |  | 0 |  | 0.00033431 |  | 0.047827
| 2.322e-05 |  | 4.711e-05 |  | 8.4736e-07 |  | 0.045314 |  | 0.15295 |  | 0.0036015 |  | -0.00010003 |  | 7.7477e-05 |  | 1.1159e-06 |  | 1.0001e-06 |  | 0 |  | 0.017587 |  | 0.0021967 |  | 8.1602e-07 |  | 0.0003335 |  | 0.047546
| 2.3218e-05 |  | 4.7105e-05 |  | 0 |  | 0.0448 |  | 0.14882 |  | 0.0036509 |  | 0.00015568 |  | -6.5559e-05 |  | 1.1443e-06 |  | 1.0863e-06 |  | 0 |  | 0.017918 |  | 0.0021804 |  | 1.36e-06 |  | 0.00032534 |  | 0.047318
| 0 |  | 6.2826e-05 |  | 0 |  | 0.044303 |  | 0.15179 |  | 0.0036592 |  | 1.4244e-05 |  | -6.4801e-05 |  | 1.1078e-06 |  | 9.7472e-07 |  | 0 |  | 0.018477 |  | 0.0022058 |  | 1.3601e-06 |  | 0.00031639 |  | 0.047022
| 0 |  | 6.2826e-05 |  | 0 |  | 0.043842 |  | 0.14242 |  | 0.0036026 |  | -0.00043742 |  | -0.00015496 |  | 1.0727e-06 |  | 8.5121e-07 |  | 7.2593e-06 |  | 0.018772 |  | 0.0022622 |  | 8.1607e-07 |  | 0.0003156 |  | 0.0467
| 2.7288e-05 |  | 6.5656e-05 |  | 1.8639e-06 |  | 0.043349 |  | 0.13936 |  | 0.0035918 |  | -0.00044453 |  | -0.00016211 |  | 1.1627e-06 |  | 7.9614e-07 |  | 7.2593e-06 |  | 0.019007 |  | 0.0021391 |  | 8.1612e-07 |  | 0.00032131 |  | 0.046386
| 2.7288e-05 |  | 6.5656e-05 |  | 3.7278e-06 |  | 0.042779 |  | 0.13506 |  | 0.0035986 |  | -0.00028471 |  | -0.00021932 |  | 1.3e-06 |  | 7.7205e-07 |  | 2.4256e-05 |  | 0.019333 |  | 0.0021147 |  | 8.1617e-07 |  | 0.00033274 |  | 0.046125
| 2.8306e-05 |  | 8.6598e-05 |  | 2.7114e-06 |  | 0.042224 |  | 0.13731 |  | 0.0037848 |  | -0.00015285 |  | -4.2372e-05 |  | 1.3317e-06 |  | 8.3988e-07 |  | 2.4256e-05 |  | 0.019661 |  | 0.0024491 |  | 8.1617e-07 |  | 0.00034579 |  | 0.045828
| 2.8308e-05 |  | 8.6606e-05 |  | 1.695e-06 |  | 0.041728 |  | 0.12819 |  | 0.0040195 |  | 0.00012372 |  | 0.00013827 |  | 1.2155e-06 |  | 1.0617e-06 |  | 0 |  | 0.020224 |  | 0.0024492 |  | 8.1617e-07 |  | 0.00034418 |  | 0.045424
| 9.0568e-05 |  | 8.3209e-05 |  | 1.6953e-06 |  | 0.041286 |  | 0.12341 |  | 0.003981 |  | -4.321e-05 |  | 0.00011682 |  | 1.1102e-06 |  | 1.1481e-06 |  | 9.549e-06 |  | 0.02062 |  | 0.0024208 |  | 8.1627e-07 |  | 0.00033197 |  | 0.044981
| 9.0568e-05 |  | 8.3209e-05 |  | 8.4758e-07 |  | 0.040849 |  | 0.11983 |  | 0.0038814 |  | -0.00030247 |  | -1.192e-05 |  | 1.033e-06 |  | 1.2285e-06 |  | 9.549e-06 |  | 0.020668 |  | 0.0024682 |  | 1.3604e-06 |  | 0.000323 |  | 0.044563
| 4.153e-05 |  | 2.1594e-05 |  | 8.4765e-07 |  | 0.04044 |  | 0.1226 |  | 0.0038571 |  | 0.00016647 |  | 0.00011839 |  | 1.0155e-06 |  | 1.3212e-06 |  | 0 |  | 0.020702 |  | 0.0024592 |  | 2.993e-06 |  | 0.00032789 |  | 0.044226
| 4.153e-05 |  | 2.1594e-05 |  | 8.4765e-07 |  | 0.040019 |  | 0.11397 |  | 0.0039261 |  | 0.00020185 |  | 5.9597e-06 |  | 1.0831e-06 |  | 1.3459e-06 |  | 0 |  | 0.020828 |  | 0.0024292 |  | 2.449e-06 |  | 0.00033607 |  | 0.043941
| 3.7465e-05 |  | 6.5668e-05 |  | 0 |  | 0.039573 |  | 0.1108 |  | 0.0040629 |  | 9.1747e-05 |  | -0.00017999 |  | 1.182e-06 |  | 1.1736e-06 |  | 0 |  | 0.021098 |  | 0.0024326 |  | 2.449e-06 |  | 0.00034261 |  | 0.043677
| 3.7465e-05 |  | 6.5668e-05 |  | 8.478e-07 |  | 0.03912 |  | 0.11289 |  | 0.0040935 |  | -3.4035e-05 |  | 0.00016326 |  | 1.1631e-06 |  | 1.019e-06 |  | 7.2606e-06 |  | 0.021396 |  | 0.0024587 |  | 2.4491e-06 |  | 0.00034098 |  | 0.043403
| 4.2551e-05 |  | 5.1044e-05 |  | 8.4773e-07 |  | 0.038685 |  | 0.10356 |  | 0.0040278 |  | -0.00054751 |  | 0.00011682 |  | 1.088e-06 |  | 1.0677e-06 |  | 7.2606e-06 |  | 0.021783 |  | 0.0024988 |  | 8.1637e-07 |  | 0.00033285 |  | 0.043139
| 4.2551e-05 |  | 5.1044e-05 |  | 1.8645e-06 |  | 0.03829 |  | 0.10097 |  | 0.004192 |  | -0.00010358 |  | -3.3377e-05 |  | 1.0908e-06 |  | 1.031e-06 |  | 0 |  | 0.022328 |  | 0.0024947 |  | 8.1642e-07 |  | 0.00032306 |  | 0.042869
| 3.6447e-05 |  | 4.3192e-05 |  | 1.8647e-06 |  | 0.03791 |  | 0.098873 |  | 0.0042401 |  | 0.00034745 |  | 0.000149 |  | 1.1727e-06 |  | 8.8907e-07 |  | 0 |  | 0.022594 |  | 0.0025275 |  | 2.4493e-06 |  | 0.00032308 |  | 0.042553
| 3.6451e-05 |  | 4.3195e-05 |  | 0 |  | 0.037513 |  | 0.10017 |  | 0.0041952 |  | -6.7451e-05 |  | 0.00022681 |  | 1.1842e-06 |  | 7.2863e-07 |  | 0 |  | 0.022965 |  | 0.0025203 |  | 2.4494e-06 |  | 0.0003337 |  | 0.042171
| 6.9512e-06 |  | 6.6806e-05 |  | 8.4787e-07 |  | 0.037051 |  | 0.092706 |  | 0.0042659 |  | -2.9005e-05 |  | -1.9072e-05 |  | 1.0848e-06 |  | 8.7068e-07 |  | 0 |  | 0.02331 |  | 0.0024689 |  | 2.4496e-06 |  | 0.0003386 |  | 0.041765
| 6.9512e-06 |  | 6.6806e-05 |  | 8.4795e-07 |  | 0.036554 |  | 0.090175 |  | 0.0043514 |  | 0.00011306 |  | -0.00014066 |  | 1.0186e-06 |  | 1.0927e-06 |  | 9.3866e-06 |  | 0.023668 |  | 0.0024273 |  | 2.4494e-06 |  | 0.00033452 |  | 0.041418
| 0 |  | 9.3415e-05 |  | 8.4795e-07 |  | 0.036093 |  | 0.087455 |  | 0.004258 |  | -0.00028116 |  | 0.00014185 |  | 1.0538e-06 |  | 1.1365e-06 |  | 9.3866e-06 |  | 0.024154 |  | 0.0024904 |  | 8.1657e-07 |  | 0.0003313 |  | 0.04116
| 0 |  | 9.3415e-05 |  | 8.4802e-07 |  | 0.035745 |  | 0.087839 |  | 0.0041114 |  | -0.00030508 |  | 0.00046607 |  | 1.1749e-06 |  | 1.0129e-06 |  | 0 |  | 0.024283 |  | 0.0025156 |  | 8.1657e-07 |  | 0.00033046 |  | 0.040984
| 5.8885e-05 |  | 5.5963e-05 |  | 8.4802e-07 |  | 0.03544 |  | 0.081368 |  | 0.0040636 |  | -0.00023144 |  | 0.00021694 |  | 1.2798e-06 |  | 7.7823e-07 |  | 0 |  | 0.024353 |  | 0.0025232 |  | 2.4497e-06 |  | 0.00033213 |  | 0.04084
| 5.8885e-05 |  | 5.5963e-05 |  | 3.7307e-06 |  | 0.035123 |  | 0.079035 |  | 0.0041893 |  | -9.2938e-05 |  | 9.1788e-05 |  | 1.3339e-06 |  | 6.9831e-07 |  | 2.1077e-05 |  | 0.025143 |  | 0.002528 |  | 2.9943e-06 |  | 0.00033211 |  | 0.040635
| 3.2385e-05 |  | 1.08e-05 |  | 3.731e-06 |  | 0.034787 |  | 0.081065 |  | 0.0042505 |  | 0.00034468 |  | 6.9791e-05 |  | 1.2745e-06 |  | 8.4046e-07 |  | 2.1077e-05 |  | 0.025888 |  | 0.0025087 |  | 2.9944e-06 |  | 0.00033052 |  | 0.04036
| 3.2385e-05 |  | 1.08e-05 |  | 2.7133e-06 |  | 0.034449 |  | 0.074306 |  | 0.0040127 |  | 0.00015922 |  | -0.0003123 |  | 1.1493e-06 |  | 1.0009e-06 |  | 0 |  | 0.026028 |  | 0.0025128 |  | 2.45e-06 |  | 0.00032889 |  | 0.040043
| 3.7472e-05 |  | 4.8108e-05 |  | 2.7135e-06 |  | 0.034122 |  | 0.071941 |  | 0.0041587 |  | 8.8194e-05 |  | -0.00041958 |  | 1.121e-06 |  | 1.0315e-06 |  | 0 |  | 0.026349 |  | 0.0024964 |  | 8.1667e-07 |  | 0.00033297 |  | 0.039769
| 3.7475e-05 |  | 4.8112e-05 |  | 8.4817e-07 |  | 0.033758 |  | 0.070167 |  | 0.0042265 |  | -5.9258e-07 |  | -0.00010847 |  | 1.1433e-06 |  | 1.0188e-06 |  | 0 |  | 0.026476 |  | 0.002446 |  | 8.1677e-07 |  | 0.00034442 |  | 0.039579
| 2.3231e-05 |  | 3.0439e-05 |  | 8.4824e-07 |  | 0.033381 |  | 0.070829 |  | 0.0041557 |  | 4.0223e-05 |  | 0.0001296 |  | 1.1401e-06 |  | 9.9413e-07 |  | 7.4298e-06 |  | 0.026786 |  | 0.0024592 |  | 8.1672e-07 |  | 0.00034852 |  | 0.039418
| 2.3231e-05 |  | 3.0439e-05 |  | 1.6965e-06 |  | 0.033003 |  | 0.065943 |  | 0.0043324 |  | 0.00040072 |  | 0.00015974 |  | 1.065e-06 |  | 8.958e-07 |  | 7.4298e-06 |  | 0.027511 |  | 0.0024062 |  | 8.1677e-07 |  | 0.0003477 |  | 0.039254
| 1.3057e-05 |  | 6.4552e-05 |  | 2.7137e-06 |  | 0.03266 |  | 0.063283 |  | 0.0043454 |  | 0.00011305 |  | -5.1243e-05 |  | 1.0162e-06 |  | 8.774e-07 |  | 0 |  | 0.027913 |  | 0.0023875 |  | 8.1682e-07 |  | 0.00034038 |  | 0.039096
| 1.3057e-05 |  | 6.4552e-05 |  | 1.8657e-06 |  | 0.032331 |  | 0.063668 |  | 0.0044224 |  | -0.00014913 |  | -0.00030032 |  | 1.0887e-06 |  | 1.1674e-06 |  | 0 |  | 0.028159 |  | 0.0023875 |  | 8.1682e-07 |  | 0.00033548 |  | 0.038939
| 1.3058e-05 |  | 3.9279e-05 |  | 0 |  | 0.031996 |  | 0.059364 |  | 0.0044438 |  | -0.00011779 |  | -1.1919e-05 |  | 1.1232e-06 |  | 1.6991e-06 |  | 0 |  | 0.028243 |  | 0.0023975 |  | 0 |  | 0.00033387 |  | 0.038731
| 1.3058e-05 |  | 3.9279e-05 |  | 0 |  | 0.031671 |  | 0.057769 |  | 0.0043413 |  | -0.00018527 |  | 0.00011682 |  | 1.1037e-06 |  | 1.8477e-06 |  | 4.0213e-05 |  | 0.028303 |  | 0.0024179 |  | 0 |  | 0.00033142 |  | 0.038506
| 0 |  | 3.6333e-05 |  | 1.8658e-06 |  | 0.031376 |  | 0.058378 |  | 0.004356 |  | -0.00016027 |  | -0.00024425 |  | 1.0272e-06 |  | 1.5013e-06 |  | 4.0213e-05 |  | 0.028648 |  | 0.0024082 |  | 8.1692e-07 |  | 0.00033062 |  | 0.038292
| 0 |  | 3.6333e-05 |  | 1.866e-06 |  | 0.031148 |  | 0.053861 |  | 0.0043107 |  | 6.5097e-06 |  | -0.0002086 |  | 1.0483e-06 |  | 1.186e-06 |  | 0 |  | 0.029078 |  | 0.0023993 |  | 2.9954e-06 |  | 0.00033225 |  | 0.038097
| 1.5095e-05 |  | 3.0444e-05 |  | 0 |  | 0.030916 |  | 0.052193 |  | 0.0042142 |  | 2.7819e-05 |  | -5.8407e-05 |  | 1.0828e-06 |  | 1.1556e-06 |  | 0 |  | 0.029785 |  | 0.0024157 |  | 2.1786e-06 |  | 0.00033881 |  | 0.037864
| 1.5095e-05 |  | 3.0444e-05 |  | 1.866e-06 |  | 0.030644 |  | 0.05 |  | 0.0042431 |  | 0.00016633 |  | -3.6951e-05 |  | 1.1424e-06 |  | 1.2609e-06 |  | 9.3899e-06 |  | 0.030405 |  | 0.0024134 |  | 5.4465e-07 |  | 0.00034699 |  | 0.03768
| 3.4429e-05 |  | 7.0794e-05 |  | 3.7323e-06 |  | 0.030318 |  | 0.049867 |  | 0.004494 |  | -3.7743e-05 |  | 8.848e-05 |  | 1.1533e-06 |  | 1.1246e-06 |  | 9.3899e-06 |  | 0.030804 |  | 0.0023857 |  | 4.6298e-06 |  | 0.00035352 |  | 0.037558
| 3.4429e-05 |  | 7.0794e-05 |  | 1.8661e-06 |  | 0.029992 |  | 0.046364 |  | 0.0045246 |  | -0.00023143 |  | 5.2447e-05 |  | 1.2291e-06 |  | 8.0345e-07 |  | 0 |  | 0.03145 |  | 0.0023727 |  | 4.0851e-06 |  | 0.00036253 |  | 0.037396
| 7.0227e-05 |  | 5.7201e-05 |  | 0 |  | 0.029698 |  | 0.044446 |  | 0.0046067 |  | 0.00020539 |  | -8.7017e-05 |  | 1.3964e-06 |  | 4.8237e-07 |  | 0 |  | 0.03173 |  | 0.0023874 |  | 0 |  | 0.00036498 |  | 0.037168
| 7.0234e-05 |  | 5.7206e-05 |  | 0 |  | 0.029394 |  | 0.044084 |  | 0.004704 |  | 0.0003224 |  | -0.00019565 |  | 1.3998e-06 |  | 5.0712e-07 |  | 3.0119e-06 |  | 0.032067 |  | 0.0023891 |  | 5.4475e-07 |  | 0.00035109 |  | 0.036915
| 4.1552e-05 |  | 7.759e-05 |  | 0 |  | 0.029066 |  | 0.040884 |  | 0.004528 |  | -1.4793e-05 |  | 0.00014542 |  | 1.3382e-06 |  | 7.483e-07 |  | 3.0116e-06 |  | 0.032518 |  | 0.0024857 |  | 1.3619e-06 |  | 0.00033072 |  | 0.036712
| 4.1556e-05 |  | 7.7597e-05 |  | 0 |  | 0.028741 |  | 0.040194 |  | 0.0046167 |  | -0.00012489 |  | 0.00022767 |  | 1.1975e-06 |  | 1.0264e-06 |  | 9.3907e-06 |  | 0.032858 |  | 0.0024825 |  | 8.1712e-07 |  | 0.00032174 |  | 0.036596
| 0 |  | 6.4003e-05 |  | 8.4868e-07 |  | 0.028443 |  | 0.040783 |  | 0.0048359 |  | -7.8591e-05 |  | -0.00015079 |  | 1.2097e-06 |  | 1.0816e-06 |  | 9.3907e-06 |  | 0.033445 |  | 0.0024465 |  | 2.4515e-06 |  | 0.00033317 |  | 0.036482
| 0 |  | 6.4009e-05 |  | 8.4875e-07 |  | 0.028166 |  | 0.037668 |  | 0.0048058 |  | -0.00014265 |  | -0.00012278 |  | 1.3154e-06 |  | 8.8999e-07 |  | 1.577e-05 |  | 0.034136 |  | 0.0024573 |  | 4.6309e-06 |  | 0.00034626 |  | 0.036329
| 5.6645e-05 |  | 4.7147e-05 |  | 0 |  | 0.027929 |  | 0.036901 |  | 0.004548 |  | -9.2929e-05 |  | -0.00016568 |  | 1.3554e-06 |  | 7.1733e-07 |  | 1.577e-05 |  | 0.034768 |  | 0.0024328 |  | 4.6309e-06 |  | 0.00034789 |  | 0.036137
| 5.664e-05 |  | 4.7143e-05 |  | 2.8854e-06 |  | 0.027725 |  | 0.03746 |  | 0.0046009 |  | 5.1362e-05 |  | -0.00022555 |  | 1.3352e-06 |  | 7.0469e-07 |  | 0 |  | 0.035184 |  | 0.0024125 |  | 2.9965e-06 |  | 0.0003422 |  | 0.03591
| 1.7132e-05 |  | 0.00010706 |  | 3.7342e-06 |  | 0.027518 |  | 0.034143 |  | 0.0048828 |  | -8.2276e-05 |  | -0.00019071 |  | 1.2038e-06 |  | 8.7166e-07 |  | 0 |  | 0.035644 |  | 0.0025156 |  | 1.3621e-06 |  | 0.0003365 |  | 0.035738
| 1.7134e-05 |  | 0.00010707 |  | 8.4883e-07 |  | 0.027268 |  | 0.033224 |  | 0.004907 |  | 3.1373e-05 |  | 9.5454e-06 |  | 1.1314e-06 |  | 1.0202e-06 |  | 2.6404e-05 |  | 0.036412 |  | 0.0027051 |  | 8.1732e-07 |  | 0.00033813 |  | 0.035566
| 1.6115e-05 |  | 2.9467e-05 |  | 8.489e-07 |  | 0.026992 |  | 0.033965 |  | 0.0049581 |  | 0.0002333 |  | -3.4889e-05 |  | 1.1755e-06 |  | 1.0076e-06 |  | 2.6402e-05 |  | 0.037034 |  | 0.0027216 |  | 0 |  | 0.00033979 |  | 0.035408
| 1.6116e-05 |  | 2.947e-05 |  | 1.6978e-06 |  | 0.026713 |  | 0.031115 |  | 0.0050651 |  | -0.00021013 |  | -0.00038382 |  | 1.2012e-06 |  | 9.2761e-07 |  | 0 |  | 0.037503 |  | 0.0025492 |  | 5.4491e-07 |  | 0.00033734 |  | 0.035259
| 3.4438e-05 |  | 8.5541e-05 |  | 8.4898e-07 |  | 0.026446 |  | 0.029613 |  | 0.0050186 |  | -0.00021013 |  | -0.00031946 |  | 1.1959e-06 |  | 8.661e-07 |  | 0 |  | 0.037808 |  | 0.0025478 |  | 5.4491e-07 |  | 0.00033491 |  | 0.035111
| 3.4438e-05 |  | 8.5541e-05 |  | 0 |  | 0.026185 |  | 0.030021 |  | 0.0051132 |  | 9.9629e-05 |  | -0.00017696 |  | 1.1343e-06 |  | 7.6704e-07 |  | 0 |  | 0.037965 |  | 0.0027879 |  | 0 |  | 0.00033818 |  | 0.034963
| 1.2045e-05 |  | 0 |  | 8.4898e-07 |  | 0.025965 |  | 0.02781 |  | 0.0051631 |  | 0.00018764 |  | 5.96e-05 |  | 1.1702e-06 |  | 7.1751e-07 |  | 0 |  | 0.038648 |  | 0.0027995 |  | 2.4523e-06 |  | 0.00034718 |  | 0.034809
| 1.2046e-05 |  | 0 |  | 1.6981e-06 |  | 0.025782 |  | 0.026133 |  | 0.0051766 |  | 0.0002267 |  | 0.00022409 |  | 1.236e-06 |  | 6.8646e-07 |  | 0 |  | 0.039733 |  | 0.0027717 |  | 2.4524e-06 |  | 0.0003529 |  | 0.034675
| 6.5153e-05 |  | 8.7249e-05 |  | 1.6982e-06 |  | 0.025597 |  | 0.026142 |  | 0.0055171 |  | 8.4778e-05 |  | 0.00034643 |  | 1.2469e-06 |  | 8.8403e-07 |  | 0 |  | 0.040182 |  | 0.0024729 |  | 8.1747e-07 |  | 0.00035537 |  | 0.034574
| 6.5153e-05 |  | 8.7249e-05 |  | 2.7163e-06 |  | 0.025353 |  | 0.024753 |  | 0.0056587 |  | -0.00034863 |  | 9.1785e-05 |  | 1.2251e-06 |  | 1.0141e-06 |  | 0 |  | 0.040021 |  | 0.0026201 |  | 8.1752e-07 |  | 0.00034968 |  | 0.034456
| 0 |  | 6.6853e-05 |  | 2.7168e-06 |  | 0.025058 |  | 0.023841 |  | 0.0055284 |  | -0.00021723 |  | -0.00019787 |  | 1.1752e-06 |  | 1.0143e-06 |  | 0 |  | 0.040721 |  | 0.0027999 |  | 8.1752e-07 |  | 0.00034314 |  | 0.034344
| 0 |  | 6.6853e-05 |  | 1.6982e-06 |  | 0.024789 |  | 0.023315 |  | 0.0054797 |  | 0.00023701 |  | -1.2461e-05 |  | 1.1528e-06 |  | 1.0879e-06 |  | 0 |  | 0.041957 |  | 0.0027753 |  | 8.1757e-07 |  | 0.00033824 |  | 0.034235
| 4.2588e-05 |  | 3.4387e-05 |  | 1.6984e-06 |  | 0.024585 |  | 0.020976 |  | 0.0054966 |  | 0.00025156 |  | -1.9072e-05 |  | 1.0878e-06 |  | 1.1871e-06 |  | 2.3364e-05 |  | 0.042432 |  | 0.0026317 |  | 2.4527e-06 |  | 0.00033989 |  | 0.034105
| 4.2588e-05 |  | 3.4387e-05 |  | 1.6985e-06 |  | 0.024448 |  | 0.020346 |  | 0.0055062 |  | 0.00020539 |  | -0.00025867 |  | 1.0263e-06 |  | 1.2615e-06 |  | 2.3364e-05 |  | 0.042636 |  | 0.0025943 |  | 2.9979e-06 |  | 0.00033828 |  | 0.033949
| 4.5643e-05 |  | 8.7256e-05 |  | 1.6984e-06 |  | 0.024313 |  | 0.021232 |  | 0.0055736 |  | 8.4778e-05 |  | -0.00027416 |  | 9.9503e-07 |  | 1.1318e-06 |  | 0 |  | 0.042891 |  | 0.0024766 |  | 1.3628e-06 |  | 0.00032929 |  | 0.033731
| 4.5643e-05 |  | 8.7256e-05 |  | 1.6987e-06 |  | 0.024136 |  | 0.019481 |  | 0.0055612 |  | 6.6886e-05 |  | -0.00027654 |  | 1.0318e-06 |  | 9.4651e-07 |  | 0 |  | 0.043637 |  | 0.0024923 |  | 8.1762e-07 |  | 0.00032931 |  | 0.03356
| 0 |  | 1.2773e-05 |  | 2.717e-06 |  | 0.023851 |  | 0.018235 |  | 0.0054444 |  | 6.5111e-06 |  | -0.00031588 |  | 1.0439e-06 |  | 8.3464e-07 |  | 0 |  | 0.044959 |  | 0.0025381 |  | 8.1772e-07 |  | 0.00033503 |  | 0.033401
| 0 |  | 1.2773e-05 |  | 2.7173e-06 |  | 0.023491 |  | 0.018117 |  | 0.0055634 |  | 0.00025186 |  | -0.00036389 |  | 1.0277e-06 |  | 6.4922e-07 |  | 3.0132e-06 |  | 0.045564 |  | 0.0024941 |  | 8.1772e-07 |  | 0.00034159 |  | 0.033254
| 3.1392e-05 |  | 8.8397e-05 |  | 8.4942e-07 |  | 0.023141 |  | 0.016387 |  | 0.0057368 |  | 0.00088728 |  | -9.0588e-05 |  | 1.08e-06 |  | 4.949e-07 |  | 3.0132e-06 |  | 0.04612 |  | 0.0025923 |  | 2.4532e-06 |  | 0.00034243 |  | 0.033088
| 3.1392e-05 |  | 8.8397e-05 |  | 1.8681e-06 |  | 0.022874 |  | 0.015363 |  | 0.0055855 |  | 0.00075942 |  | -0.00019787 |  | 1.1748e-06 |  | 5.3174e-07 |  | 0 |  | 0.046908 |  | 0.0026536 |  | 2.9985e-06 |  | 0.00034406 |  | 0.032873
| 4.361e-05 |  | 8.4431e-05 |  | 2.7175e-06 |  | 0.022719 |  | 0.01579 |  | 0.0056047 |  | 0.00070855 |  | -0.00029285 |  | 1.2284e-06 |  | 6.4927e-07 |  | 0 |  | 0.047362 |  | 0.0025482 |  | 1.3629e-06 |  | 0.00034978 |  | 0.032632
| 4.3614e-05 |  | 8.4438e-05 |  | 1.699e-06 |  | 0.022639 |  | 0.014591 |  | 0.0056987 |  | 0.00051793 |  | -3.3376e-05 |  | 1.1431e-06 |  | 7.7958e-07 |  | 0 |  | 0.048171 |  | 0.002313 |  | 1.363e-06 |  | 0.00035879 |  | 0.032415
| 5.176e-05 |  | 6.9704e-05 |  | 8.4949e-07 |  | 0.022537 |  | 0.013901 |  | 0.005535 |  | 0.00030838 |  | -0.00016569 |  | 1.034e-06 |  | 8.8505e-07 |  | 0 |  | 0.049628 |  | 0.0022894 |  | 1.3631e-06 |  | 0.000358 |  | 0.03231
| 5.176e-05 |  | 6.9704e-05 |  | 0 |  | 0.022336 |  | 0.014052 |  | 0.0054109 |  | 0.00090533 |  | -3.8632e-05 |  | 1.0158e-06 |  | 9.5311e-07 |  | 4.2368e-05 |  | 0.050703 |  | 0.0023842 |  | 2.9988e-06 |  | 0.00034656 |  | 0.032306
| 5.8937e-05 |  | 0.00010541 |  | 2.8879e-06 |  | 0.022041 |  | 0.012829 |  | 0.0053933 |  | 0.0010578 |  | -0.00012993 |  | 1.0212e-06 |  | 8.6606e-07 |  | 4.2368e-05 |  | 0.051041 |  | 0.002385 |  | 2.181e-06 |  | 0.00033511 |  | 0.032263
| 5.8942e-05 |  | 0.00010542 |  | 2.8879e-06 |  | 0.021739 |  | 0.012425 |  | 0.0054901 |  | 0.0011146 |  | -0.00023364 |  | 1.0761e-06 |  | 6.3096e-07 |  | 0 |  | 0.051912 |  | 0.0023353 |  | 5.4528e-07 |  | 0.00033513 |  | 0.032092
| 4.5655e-05 |  | 6.971e-05 |  | 1.8686e-06 |  | 0.021503 |  | 0.012478 |  | 0.00554 |  | 0.0016665 |  | -7.2279e-05 |  | 1.1189e-06 |  | 4.8867e-07 |  | 0 |  | 0.052573 |  | 0.002324 |  | 1.3633e-06 |  | 0.00034742 |  | 0.031871
| 4.5655e-05 |  | 6.971e-05 |  | 1.8686e-06 |  | 0.021331 |  | 0.011527 |  | 0.0055899 |  | 0.0016509 |  | -4.0528e-05 |  | 1.1534e-06 |  | 4.9502e-07 |  | 5.301e-05 |  | 0.05291 |  | 0.0023453 |  | 8.1797e-07 |  | 0.00035069 |  | 0.031698
| 2.2233e-05 |  | 6.0075e-05 |  | 0 |  | 0.021224 |  | 0.01034 |  | 0.0055916 |  | 0.0014094 |  | -7.9864e-05 |  | 1.2464e-06 |  | 5.4464e-07 |  | 5.301e-05 |  | 0.053852 |  | 0.0023413 |  | 0 |  | 0.00035152 |  | 0.031573
| 2.2233e-05 |  | 6.0076e-05 |  | 8.4971e-07 |  | 0.021109 |  | 0.0099837 |  | 0.0056159 |  | 0.0017779 |  | -0.00035268 |  | 1.321e-06 |  | 5.7514e-07 |  | 0 |  | 0.054428 |  | 0.0022939 |  | 0 |  | 0.00035234 |  | 0.03143
| 0 |  | 5.5039e-05 |  | 8.4971e-07 |  | 0.020941 |  | 0.0094309 |  | 0.0058528 |  | 0.0023789 |  | -0.00023721 |  | 1.384e-06 |  | 5.9357e-07 |  | 0 |  | 0.055543 |  | 0.0023562 |  | 8.1807e-07 |  | 0.00033029 |  | 0.031291
| 0 |  | 5.5039e-05 |  | 8.4978e-07 |  | 0.020713 |  | 0.0081694 |  | 0.0059316 |  | 0.0029826 |  | 0.00022768 |  | 1.3129e-06 |  | 7.0548e-07 |  | 1.1525e-05 |  | 0.056511 |  | 0.0024054 |  | 1.3634e-06 |  | 0.00030824 |  | 0.031193
| 2.9364e-05 |  | 0.00010146 |  | 8.4978e-07 |  | 0.020445 |  | 0.0083081 |  | 0.0058029 |  | 0.0038756 |  | -4.982e-06 |  | 1.2099e-06 |  | 8.0463e-07 |  | 1.1525e-05 |  | 0.057001 |  | 0.0027888 |  | 2.9998e-06 |  | 0.00030251 |  | 0.031075
| 2.9364e-05 |  | 0.00010146 |  | 0 |  | 0.020189 |  | 0.0080879 |  | 0.0058386 |  | 0.004009 |  | -0.00024436 |  | 1.1687e-06 |  | 7.9835e-07 |  | 0 |  | 0.058302 |  | 0.0037258 |  | 2.9998e-06 |  | 0.00032622 |  | 0.030896
| 7.199e-05 |  | 8.276e-05 |  | 0 |  | 0.019977 |  | 0.0075129 |  | 0.0059706 |  | 0.0041653 |  | -0.00017322 |  | 1.1199e-06 |  | 8.1678e-07 |  | 3.1875e-05 |  | 0.059816 |  | 0.0040564 |  | 5.4541e-07 |  | 0.00035077 |  | 0.030725
| 7.199e-05 |  | 8.276e-05 |  | 0 |  | 0.019858 |  | 0.0067856 |  | 0.0059094 |  | 0.0040126 |  | -5.1256e-05 |  | 1.1457e-06 |  | 9.9611e-07 |  | 5.8296e-05 |  | 0.060575 |  | 0.0041081 |  | 2.1819e-06 |  | 0.00035243 |  | 0.030637
| 2.5293e-05 |  | 4.2266e-05 |  | 8.4993e-07 |  | 0.019813 |  | 0.0061958 |  | 0.0058873 |  | 0.0048294 |  | -1.9072e-05 |  | 1.1179e-06 |  | 1.2129e-06 |  | 2.6421e-05 |  | 0.061247 |  | 0.0040264 |  | 4.6363e-06 |  | 0.00035897 |  | 0.030637
| 2.5293e-05 |  | 4.2266e-05 |  | 8.4993e-07 |  | 0.019742 |  | 0.0060391 |  | 0.0059984 |  | 0.0059252 |  | -1.9939e-05 |  | 1.1335e-06 |  | 1.1944e-06 |  | 0 |  | 0.062177 |  | 0.0040623 |  | 4.6366e-06 |  | 0.00036388 |  | 0.030646
| 1.5109e-05 |  | 3.1456e-05 |  | 8.5e-07 |  | 0.01958 |  | 0.0056578 |  | 0.0059473 |  | 0.0066833 |  | 0.00013827 |  | 1.0861e-06 |  | 1.0089e-06 |  | 1.7002e-05 |  | 0.062937 |  | 0.0038486 |  | 2.182e-06 |  | 0.00035738 |  | 0.030647
| 1.5109e-05 |  | 3.1456e-05 |  | 8.5e-07 |  | 0.019338 |  | 0.0054538 |  | 0.0060596 |  | 0.0074255 |  | -0.00018714 |  | 1.0217e-06 |  | 8.7287e-07 |  | 1.7002e-05 |  | 0.064333 |  | 0.0039236 |  | 2.182e-06 |  | 0.00034754 |  | 0.030563
| 8.9973e-06 |  | 2.4575e-05 |  | 0 |  | 0.019073 |  | 0.0055969 |  | 0.0061526 |  | 0.0086542 |  | -0.00039379 |  | 1.0625e-06 |  | 9.7212e-07 |  | 0 |  | 0.065648 |  | 0.0042577 |  | 2.1822e-06 |  | 0.00034431 |  | 0.030359
| 8.9973e-06 |  | 2.4575e-05 |  | 8.5008e-07 |  | 0.018855 |  | 0.0050159 |  | 0.0061254 |  | 0.0094322 |  | -0.00019072 |  | 1.1581e-06 |  | 1.1145e-06 |  | 1.2591e-05 |  | 0.066808 |  | 0.0043867 |  | 5.4555e-07 |  | 0.00035084 |  | 0.030099
| 3.3444e-05 |  | 5.1116e-05 |  | 2.7196e-06 |  | 0.018688 |  | 0.004794 |  | 0.0062319 |  | 0.010139 |  | -0.0001807 |  | 1.253e-06 |  | 1.2137e-06 |  | 1.2591e-05 |  | 0.067897 |  | 0.0045443 |  | 1.3639e-06 |  | 0.00036151 |  | 0.029884
| 3.3447e-05 |  | 5.1121e-05 |  | 1.8697e-06 |  | 0.01857 |  | 0.0041478 |  | 0.0062211 |  | 0.01113 |  | -7.9864e-05 |  | 1.1636e-06 |  | 1.1954e-06 |  | 0 |  | 0.068867 |  | 0.0043125 |  | 8.1837e-07 |  | 0.00036067 |  | 0.029809
| 4.2615e-05 |  | 7.4837e-05 |  | 8.5015e-07 |  | 0.018461 |  | 0.0035542 |  | 0.0060749 |  | 0.01303 |  | 9.1784e-05 |  | 1.0328e-06 |  | 9.9065e-07 |  | 0 |  | 0.069957 |  | 0.0042582 |  | 2.4553e-06 |  | 0.00035335 |  | 0.029811
| 4.2615e-05 |  | 7.4837e-05 |  | 1.7004e-06 |  | 0.018347 |  | 0.0036265 |  | 0.0060941 |  | 0.014502 |  | -2.3678e-05 |  | 9.4876e-07 |  | 9.3477e-07 |  | 0 |  | 0.071418 |  | 0.0045871 |  | 3.0009e-06 |  | 0.00034681 |  | 0.029826
| 1.3073e-05 |  | 5.407e-05 |  | 2.7201e-06 |  | 0.018223 |  | 0.0032982 |  | 0.0062132 |  | 0.014774 |  | 3.8144e-05 |  | 1.0132e-06 |  | 1.0155e-06 |  | 0 |  | 0.072722 |  | 0.0048161 |  | 1.3641e-06 |  | 0.00034681 |  | 0.029802
| 1.3074e-05 |  | 5.4075e-05 |  | 1.8699e-06 |  | 0.018029 |  | 0.0030682 |  | 0.0064133 |  | 0.01635 |  | 5.2449e-05 |  | 1.157e-06 |  | 1.1828e-06 |  | 0 |  | 0.073168 |  | 0.0048311 |  | 3.001e-06 |  | 0.00035338 |  | 0.029652
| 2.9374e-05 |  | 8.6751e-05 |  | 0 |  | 0.017789 |  | 0.0031068 |  | 0.006677 |  | 0.01879 |  | -0.00010219 |  | 1.2866e-06 |  | 1.214e-06 |  | 0 |  | 0.074015 |  | 0.0048559 |  | 4.6383e-06 |  | 0.00035831 |  | 0.02941
| 2.9374e-05 |  | 8.6751e-05 |  | 0 |  | 0.017575 |  | 0.0028493 |  | 0.0065851 |  | 0.019302 |  | 7.748e-05 |  | 1.341e-06 |  | 1.0284e-06 |  | 0 |  | 0.075775 |  | 0.004514 |  | 3.0014e-06 |  | 0.00036321 |  | 0.029175
| 2.5299e-05 |  | 9.8091e-05 |  | 8.503e-07 |  | 0.017424 |  | 0.0028275 |  | 0.006677 |  | 0.021839 |  | -8.723e-05 |  | 1.3395e-06 |  | 8.1148e-07 |  | 0 |  | 0.077172 |  | 0.004496 |  | 1.3642e-06 |  | 0.0003673 |  | 0.029025
| 2.5302e-05 |  | 9.81e-05 |  | 8.5037e-07 |  | 0.0173 |  | 0.0025414 |  | 0.0069225 |  | 0.022679 |  | -0.00023363 |  | 1.2589e-06 |  | 6.6908e-07 |  | 0 |  | 0.077978 |  | 0.0045936 |  | 1.3644e-06 |  | 0.00036569 |  | 0.028962
| 3.0396e-05 |  | 8.5625e-05 |  | 8.5044e-07 |  | 0.017154 |  | 0.0023522 |  | 0.0069112 |  | 0.024622 |  | -0.00035165 |  | 1.1817e-06 |  | 7.9317e-07 |  | 0 |  | 0.079461 |  | 0.0045456 |  | 1.3644e-06 |  | 0.00036326 |  | 0.028927
| 3.0396e-05 |  | 8.5625e-05 |  | 8.5044e-07 |  | 0.017006 |  | 0.0025366 |  | 0.0068965 |  | 0.027315 |  | -0.00046109 |  | 1.1138e-06 |  | 1.0533e-06 |  | 0 |  | 0.081082 |  | 0.0044794 |  | 8.1862e-07 |  | 0.00036244 |  | 0.028912
| 2.8869e-06 |  | 5.6047e-05 |  | 8.5044e-07 |  | 0.016862 |  | 0.0019886 |  | 0.0068817 |  | 0.027275 |  | -0.00017284 |  | 1.0426e-06 |  | 1.2142e-06 |  | 0 |  | 0.08172 |  | 0.0051007 |  | 0 |  | 0.00036083 |  | 0.028887
| 2.8871e-06 |  | 5.6052e-05 |  | 8.5052e-07 |  | 0.016709 |  | 0.001885 |  | 0.0072027 |  | 0.030337 |  | -3.8632e-05 |  | 9.6537e-07 |  | 1.1151e-06 |  | 1.5788e-05 |  | 0.082421 |  | 0.0051645 |  | 0 |  | 0.00035674 |  | 0.028817
| 0 |  | 7.6559e-05 |  | 0 |  | 0.01656 |  | 0.0017103 |  | 0.0073218 |  | 0.030964 |  | 4.8872e-05 |  | 9.6401e-07 |  | 9.5991e-07 |  | 3.5985e-05 |  | 0.082808 |  | 0.0047205 |  | 2.4562e-06 |  | 0.00035103 |  | 0.028712
| 0 |  | 7.6558e-05 |  | 0 |  | 0.016434 |  | 0.0017548 |  | 0.0072254 |  | 0.032197 |  | 0.0003421 |  | 1.0889e-06 |  | 8.9828e-07 |  | 2.0196e-05 |  | 0.083654 |  | 0.0047287 |  | 2.4563e-06 |  | 0.00034694 |  | 0.028634
| 7.032e-05 |  | 5.5068e-05 |  | 8.5059e-07 |  | 0.01631 |  | 0.0019005 |  | 0.0071404 |  | 0.035157 |  | 0.00054084 |  | 1.1703e-06 |  | 8.1812e-07 |  | 0 |  | 0.085087 |  | 0.0055415 |  | 8.1877e-07 |  | 0.00035187 |  | 0.028565
| 7.032e-05 |  | 5.5068e-05 |  | 8.5059e-07 |  | 0.016168 |  | 0.0015063 |  | 0.007205 |  | 0.035667 |  | 0.00020979 |  | 1.2083e-06 |  | 7.1888e-07 |  | 0 |  | 0.085681 |  | 0.0055243 |  | 8.1877e-07 |  | 0.00036005 |  | 0.028453
| 6.1252e-05 |  | 7.3729e-05 |  | 8.5066e-07 |  | 0.016012 |  | 0.0013381 |  | 0.007399 |  | 0.040455 |  | -2.3678e-05 |  | 1.2627e-06 |  | 7.4375e-07 |  | 0 |  | 0.087103 |  | 0.0055067 |  | 2.4565e-06 |  | 0.00036335 |  | 0.028294
| 6.1252e-05 |  | 7.3729e-05 |  | 8.5066e-07 |  | 0.015847 |  | 0.0011983 |  | 0.0073877 |  | 0.040439 |  | -8.3453e-06 |  | 1.3557e-06 |  | 8.3028e-07 |  | 0 |  | 0.088694 |  | 0.0059154 |  | 3.0023e-06 |  | 0.00036419 |  | 0.028137
| 9.0013e-06 |  | 3.5404e-05 |  | 0 |  | 0.015668 |  | 0.0011278 |  | 0.007323 |  | 0.041583 |  | 0.0001347 |  | 1.3036e-06 |  | 8.7362e-07 |  | 0 |  | 0.090048 |  | 0.0059269 |  | 4.6402e-06 |  | 0.00036664 |  | 0.027997
| 9.0021e-06 |  | 3.5407e-05 |  | 8.5074e-07 |  | 0.015496 |  | 0.0013304 |  | 0.0073254 |  | 0.046005 |  | -0.00010218 |  | 1.1848e-06 |  | 8.7362e-07 |  | 0 |  | 0.091347 |  | 0.0059735 |  | 4.0946e-06 |  | 0.00036828 |  | 0.027877
| 6.5789e-05 |  | 0.00010719 |  | 8.5074e-07 |  | 0.015346 |  | 0.0010388 |  | 0.0074053 |  | 0.046147 |  | -0.000416 |  | 1.1658e-06 |  | 9.977e-07 |  | 0 |  | 0.092518 |  | 0.005969 |  | 2.4568e-06 |  | 0.00036257 |  | 0.027776
| 6.5795e-05 |  | 0.0001072 |  | 0 |  | 0.015212 |  | 0.00057404 |  | 0.0075959 |  | 0.049627 |  | -0.00040127 |  | 1.2691e-06 |  | 1.2027e-06 |  | 3.176e-05 |  | 0.093381 |  | 0.0061518 |  | 2.4568e-06 |  | 0.00035687 |  | 0.027713
| 1.1042e-05 |  | 6.1263e-05 |  | 8.5081e-07 |  | 0.015062 |  | 0.0008162 |  | 0.0076817 |  | 0.050069 |  | -0.0001335 |  | 1.3098e-06 |  | 1.1403e-06 |  | 3.1763e-05 |  | 0.093735 |  | 0.0058064 |  | 2.4569e-06 |  | 0.00035932 |  | 0.027656
| 1.1041e-05 |  | 6.1258e-05 |  | 8.5088e-07 |  | 0.014929 |  | 0.0010128 |  | 0.0075199 |  | 0.052967 |  | -2.6224e-05 |  | 1.2855e-06 |  | 9.915e-07 |  | 6.2104e-06 |  | 0.094771 |  | 0.0058334 |  | 3.0031e-06 |  | 0.00036833 |  | 0.02761
| 3.4483e-05 |  | 5.8994e-05 |  | 1.8713e-06 |  | 0.014816 |  | 0.00058956 |  | 0.0075002 |  | 0.057235 |  | 3.9879e-05 |  | 1.2665e-06 |  | 8.865e-07 |  | 6.2109e-06 |  | 0.095768 |  | 0.0061121 |  | 1.365e-06 |  | 0.00036753 |  | 0.02755
| 3.4483e-05 |  | 5.8994e-05 |  | 2.7224e-06 |  | 0.014695 |  | 0.00048973 |  | 0.0076114 |  | 0.057399 |  | -1.5495e-05 |  | 1.2353e-06 |  | 8.8657e-07 |  | 2.431e-05 |  | 0.09671 |  | 0.0061821 |  | 8.1902e-07 |  | 0.00035773 |  | 0.027426
| 5.5887e-05 |  | 6.6936e-05 |  | 1.7019e-06 |  | 0.014531 |  | 0.00082615 |  | 0.0077191 |  | 0.062789 |  | -0.00028538 |  | 1.1865e-06 |  | 8.8021e-07 |  | 2.431e-05 |  | 0.097986 |  | 0.0058866 |  | 2.4572e-06 |  | 0.00035364 |  | 0.027242
| 5.5887e-05 |  | 6.6936e-05 |  | 8.5096e-07 |  | 0.014354 |  | 0.00062328 |  | 0.0078445 |  | 0.062069 |  | -8.344e-05 |  | 1.1071e-06 |  | 8.242e-07 |  | 8.3398e-06 |  | 0.09921 |  | 0.0055529 |  | 3.0034e-06 |  | 0.00035939 |  | 0.027087
| 3.0409e-05 |  | 6.8643e-05 |  | 0 |  | 0.014227 |  | 0.00048602 |  | 0.0077629 |  | 0.064285 |  | 0.00012754 |  | 1.0583e-06 |  | 7.7463e-07 |  | 8.3405e-06 |  | 0.10038 |  | 0.0055169 |  | 3.0034e-06 |  | 0.00037167 |  | 0.027035
| 3.9598e-05 |  | 6.8643e-05 |  | 0 |  | 0.014132 |  | 0.00040726 |  | 0.0076676 |  | 0.070336 |  | 0.00026045 |  | 1.0583e-06 |  | 7.3771e-07 |  | 0 |  | 0.10146 |  | 0.0055442 |  | 3.0034e-06 |  | 0.00037578 |  | 0.02705
| 3.552e-05 |  | 0.00010211 |  | 0 |  | 0.014023 |  | 0.00045263 |  | 0.0079768 |  | 0.069718 |  | 5.2449e-05 |  | 1.1486e-06 |  | 7.8099e-07 |  | 0 |  | 0.10277 |  | 0.0055025 |  | 3.0036e-06 |  | 0.00037496 |  | 0.027068
| 2.6332e-05 |  | 0.00010211 |  | 0 |  | 0.013875 |  | 0.00077186 |  | 0.0080222 |  | 0.075008 |  | -7.6011e-05 |  | 1.2267e-06 |  | 9.0519e-07 |  | 1.3664e-05 |  | 0.10447 |  | 0.0055274 |  | 3.0038e-06 |  | 0.00037253 |  | 0.027031
| 7.4323e-05 |  | 7.7727e-05 |  | 8.5118e-07 |  | 0.013716 |  | 0.00056392 |  | 0.0080649 |  | 0.074708 |  | 4.1719e-05 |  | 1.1813e-06 |  | 1.0542e-06 |  | 1.3666e-05 |  | 0.10546 |  | 0.0055388 |  | 3.0038e-06 |  | 0.00037007 |  | 0.026904
| 7.4323e-05 |  | 7.7727e-05 |  | 1.7022e-06 |  | 0.013575 |  | 0.00069749 |  | 0.0081681 |  | 0.077535 |  | -5.1257e-05 |  | 1.017e-06 |  | 1.1095e-06 |  | 0 |  | 0.10579 |  | 0.0055564 |  | 2.4578e-06 |  | 0.00036764 |  | 0.026757
| 6.4111e-05 |  | 4.8206e-05 |  | 8.5118e-07 |  | 0.013442 |  | 0.00076798 |  | 0.0079684 |  | 0.083626 |  | -8.7234e-05 |  | 8.9687e-07 |  | 1.0727e-06 |  | 0 |  | 0.10685 |  | 0.0056018 |  | 8.1927e-07 |  | 0.00036029 |  | 0.026671
| 6.4116e-05 |  | 4.821e-05 |  | 8.5125e-07 |  | 0.013309 |  | 0.00040069 |  | 0.0080832 |  | 0.083292 |  | -0.0001049 |  | 9.1596e-07 |  | 1.1104e-06 |  | 0 |  | 0.10803 |  | 0.0056886 |  | 1.3654e-06 |  | 0.00035211 |  | 0.026596
| 1.8179e-05 |  | 9.9286e-05 |  | 8.5125e-07 |  | 0.013156 |  | 0.00044217 |  | 0.0083945 |  | 0.089443 |  | -0.00015827 |  | 1.0137e-06 |  | 1.1104e-06 |  | 0 |  | 0.10949 |  | 0.0057213 |  | 5.4621e-07 |  | 0.00035047 |  | 0.026531
| 1.8181e-05 |  | 9.9295e-05 |  | 0 |  | 0.012983 |  | 0.00047859 |  | 0.0084679 |  | 0.087445 |  | 3.4568e-05 |  | 1.1916e-06 |  | 1.1536e-06 |  | 5.4136e-05 |  | 0.11138 |  | 0.0057945 |  | 2.185e-06 |  | 0.00035622 |  | 0.026471
| 6.4116e-05 |  | 6.979e-05 |  | 0 |  | 0.012807 |  | 0.00065938 |  | 0.008629 |  | 0.095035 |  | 0.0002455 |  | 1.3262e-06 |  | 1.2155e-06 |  | 5.4136e-05 |  | 0.11294 |  | 0.0057601 |  | 2.185e-06 |  | 0.00036523 |  | 0.026413
| 6.4122e-05 |  | 6.9796e-05 |  | 0 |  | 0.012656 |  | 0.00064556 |  | 0.008825 |  | 0.093588 |  | 0.00024556 |  | 1.314e-06 |  | 1.197e-06 |  | 0 |  | 0.11306 |  | 0.0059726 |  | 5.4628e-07 |  | 0.00037426 |  | 0.026341
| 8.2273e-05 |  | 5.5097e-05 |  | 0 |  | 0.012554 |  | 0.00041182 |  | 0.0089144 |  | 0.096234 |  | 0.00022052 |  | 1.1443e-06 |  | 1.0481e-06 |  | 0 |  | 0.11267 |  | 0.006326 |  | 1.3657e-06 |  | 0.00038165 |  | 0.026269
| 8.228e-05 |  | 5.5102e-05 |  | 8.514e-07 |  | 0.012466 |  | 0.00015903 |  | 0.0089776 |  | 0.10332 |  | 6.6049e-05 |  | 1.0839e-06 |  | 8.6156e-07 |  | 0 |  | 0.1136 |  | 0.0063432 |  | 3.0045e-06 |  | 0.00038329 |  | 0.026218
| 5.0813e-05 |  | 9.08e-05 |  | 8.514e-07 |  | 0.012341 |  | 0.00030793 |  | 0.0088451 |  | 0.10124 |  | -0.00021575 |  | 1.1823e-06 |  | 9.297e-07 |  | 0 |  | 0.11503 |  | 0.0062862 |  | 2.1854e-06 |  | 0.0003784 |  | 0.026147
| 5.0809e-05 |  | 9.0792e-05 |  | 8.5147e-07 |  | 0.012163 |  | 0.00038399 |  | 0.0088783 |  | 0.10871 |  | -0.00036763 |  | 1.2823e-06 |  | 1.0419e-06 |  | 8.3427e-06 |  | 0.11587 |  | 0.0065262 |  | 0 |  | 0.00037021 |  | 0.02598
| 0 |  | 8.7395e-05 |  | 8.5147e-07 |  | 0.011958 |  | 0.00020034 |  | 0.0091192 |  | 0.10728 |  | -6.9136e-05 |  | 1.2096e-06 |  | 1.0113e-06 |  | 8.3434e-06 |  | 0.11643 |  | 0.0066572 |  | 8.1952e-07 |  | 0.00035956 |  | 0.025756
| 0 |  | 8.7395e-05 |  | 0 |  | 0.011765 |  | 1.5515e-05 |  | 0.0092735 |  | 0.1154 |  | 8.1002e-05 |  | 1.1343e-06 |  | 8.1267e-07 |  | 7.2786e-06 |  | 0.11737 |  | 0.0065929 |  | 8.1957e-07 |  | 0.00035303 |  | 0.025547
| 8.9665e-05 |  | 1.5745e-05 |  | 0 |  | 0.011599 |  | 7.0487e-05 |  | 0.009286 |  | 0.11213 |  | -0.00013707 |  | 1.2117e-06 |  | 6.6364e-07 |  | 7.2786e-06 |  | 0.11845 |  | 0.0068497 |  | 2.4587e-06 |  | 0.00035715 |  | 0.025421
| 8.9665e-05 |  | 1.5745e-05 |  | 0 |  | 0.011456 |  | 0.00022496 |  | 0.0093314 |  | 0.12051 |  | -0.00025546 |  | 1.2858e-06 |  | 7.3179e-07 |  | 0 |  | 0.11944 |  | 0.0068661 |  | 3.0053e-06 |  | 0.0003678 |  | 0.025374
| 1.4106e-05 |  | 6.1863e-05 |  | 8.5162e-07 |  | 0.011382 |  | -8.5331e-05 |  | 0.0095451 |  | 0.1192 |  | -0.00025867 |  | 1.3171e-06 |  | 9.4268e-07 |  | 0 |  | 0.12073 |  | 0.0066945 |  | 1.366e-06 |  | 0.00037356 |  | 0.02536
| 1.4106e-05 |  | 6.1863e-05 |  | 1.7034e-06 |  | 0.011326 |  | 5.5649e-05 |  | 0.0098833 |  | 0.12123 |  | -0.00021575 |  | 1.3091e-06 |  | 1.0109e-06 |  | 0 |  | 0.12163 |  | 0.0069763 |  | 1.3661e-06 |  | 0.00037028 |  | 0.02536
| 0 |  | 6.1295e-05 |  | 2.7245e-06 |  | 0.011229 |  | 0.00017842 |  | 0.010016 |  | 0.12924 |  | -0.00020313 |  | 1.2777e-06 |  | 1.0854e-06 |  | 0 |  | 0.12226 |  | 0.0072217 |  | 5.4645e-07 |  | 0.00036293 |  | 0.025347
| 0 |  | 6.1301e-05 |  | 2.7248e-06 |  | 0.011082 |  | 0.00033761 |  | 0.010237 |  | 0.12652 |  | -0.00017999 |  | 1.1922e-06 |  | 1.1351e-06 |  | 0 |  | 0.12306 |  | 0.0072864 |  | 5.4645e-07 |  | 0.00036375 |  | 0.025331
| 2.1245e-05 |  | 7.2079e-05 |  | 8.5176e-07 |  | 0.010909 |  | 0.00020944 |  | 0.010417 |  | 0.13592 |  | -0.00019565 |  | 1.1149e-06 |  | 1.2098e-06 |  | 0 |  | 0.12407 |  | 0.0074827 |  | 1.3663e-06 |  | 0.00037524 |  | 0.025278
| 2.1247e-05 |  | 7.2085e-05 |  | 8.5176e-07 |  | 0.01077 |  | -2.2262e-05 |  | 0.010324 |  | 0.13341 |  | -0.00011919 |  | 1.0816e-06 |  | 1.1792e-06 |  | 0 |  | 0.12514 |  | 0.0074524 |  | 8.1972e-07 |  | 0.00039163 |  | 0.025145
| 1.8187e-05 |  | 4.5274e-05 |  | 1.7035e-06 |  | 0.010655 |  | 5.8179e-05 |  | 0.010493 |  | 0.14124 |  | -5.7324e-05 |  | 1.0755e-06 |  | 1.0983e-06 |  | 0 |  | 0.12553 |  | 0.0078649 |  | 0 |  | 0.00039902 |  | 0.02497
| 1.8189e-05 |  | 4.5278e-05 |  | 2.725e-06 |  | 0.010583 |  | 6.678e-05 |  | 0.010691 |  | 0.13849 |  | -0.00024793 |  | 1.0741e-06 |  | 1.1786e-06 |  | 0 |  | 0.12584 |  | 0.008155 |  | 5.4655e-07 |  | 0.00039247 |  | 0.02485
| 5.1846e-05 |  | 8.0606e-05 |  | 1.8736e-06 |  | 0.010501 |  | 0.00011636 |  | 0.010944 |  | 0.14918 |  | -0.00011714 |  | 1.1328e-06 |  | 1.1418e-06 |  | 3.1918e-06 |  | 0.12698 |  | 0.0081776 |  | 3.006e-06 |  | 0.00038348 |  | 0.024834
| 5.1846e-05 |  | 8.0606e-05 |  | 2.8956e-06 |  | 0.01037 |  | 0.00017438 |  | 0.011217 |  | 0.14431 |  | 0.00010966 |  | 1.2149e-06 |  | 1.0614e-06 |  | 3.1918e-06 |  | 0.12752 |  | 0.0083191 |  | 3.0062e-06 |  | 0.00038104 |  | 0.024842
| 3.5527e-05 |  | 0 |  | 3.7478e-06 |  | 0.010198 |  | -4.8231e-05 |  | 0.010982 |  | 0.1463 |  | 0.00013112 |  | 1.2625e-06 |  | 9.7422e-07 |  | 3.1918e-06 |  | 0.12801 |  | 0.0083608 |  | 5.4658e-07 |  | 0.00038104 |  | 0.024814
| 3.5531e-05 |  | 0 |  | 1.7038e-06 |  | 0.010012 |  | -0.00011637 |  | 0.01081 |  | 0.15621 |  | 0.00012213 |  | 1.2503e-06 |  | 9.1178e-07 |  | 5.1456e-06 |  | 0.12861 |  | 0.0082928 |  | 2.1864e-06 |  | 0.00037777 |  | 0.02477
| 7.2092e-05 |  | 7.8903e-05 |  | 8.5198e-07 |  | 0.0098581 |  | 0.00010759 |  | 0.011144 |  | 0.15165 |  | 0.00011324 |  | 1.211e-06 |  | 8.5005e-07 |  | 1.9533e-06 |  | 0.1297 |  | 0.0080975 |  | 2.1864e-06 |  | 0.00037697 |  | 0.02471
| 7.2098e-05 |  | 7.891e-05 |  | 0 |  | 0.0097369 |  | 7.7573e-05 |  | 0.011137 |  | 0.16159 |  | -0.00012835 |  | 1.1825e-06 |  | 7.5064e-07 |  | 0 |  | 0.13076 |  | 0.0083581 |  | 0 |  | 0.00037943 |  | 0.024624
| 5.3895e-05 |  | 1.969e-05 |  | 1.8737e-06 |  | 0.009655 |  | 1.8551e-05 |  | 0.011141 |  | 0.15801 |  | -0.000298 |  | 1.1927e-06 |  | 6.3913e-07 |  | 3.1924e-06 |  | 0.13058 |  | 0.0087298 |  | 8.1997e-07 |  | 0.00038601 |  | 0.024483
| 6.3086e-05 |  | 1.9688e-05 |  | 1.8739e-06 |  | 0.0096176 |  | 5.4302e-05 |  | 0.011349 |  | 0.16727 |  | 5.1099e-05 |  | 1.2811e-06 |  | 5.1555e-07 |  | 3.1921e-06 |  | 0.13168 |  | 0.0087222 |  | 1.3666e-06 |  | 0.00038603 |  | 0.024367
| 1.8207e-05 |  | 3.8395e-05 |  | 0 |  | 0.0095789 |  | 0.00012243 |  | 0.011328 |  | 0.16219 |  | 0.00019192 |  | 1.3832e-06 |  | 3.9132e-07 |  | 0 |  | 0.13335 |  | 0.0087468 |  | 1.3668e-06 |  | 0.00038357 |  | 0.024329
| 9.0108e-06 |  | 3.8395e-05 |  | 8.5206e-07 |  | 0.0094765 |  | -5.818e-05 |  | 0.011287 |  | 0.17221 |  | -7.2279e-05 |  | 1.3865e-06 |  | 4.8433e-07 |  | 0 |  | 0.13399 |  | 0.0088795 |  | 8.2002e-07 |  | 0.00038029 |  | 0.024327
| 6.189e-05 |  | 6.189e-05 |  | 2.7262e-06 |  | 0.0093027 |  | -3.7102e-06 |  | 0.011504 |  | 0.16733 |  | -0.00027654 |  | 1.3417e-06 |  | 7.1381e-07 |  | 0 |  | 0.13546 |  | 0.0088383 |  | 8.2007e-07 |  | 0.00037786 |  | 0.024313
| 6.1885e-05 |  | 6.1885e-05 |  | 2.7264e-06 |  | 0.0090945 |  | 0.00027926 |  | 0.011564 |  | 0.17836 |  | -0.0004237 |  | 1.2575e-06 |  | 9.3058e-07 |  | 1.4741e-05 |  | 0.13698 |  | 0.0088544 |  | 8.2012e-07 |  | 0.00037624 |  | 0.024242
| 4.5739e-05 |  | 1.3784e-05 |  | 2.7264e-06 |  | 0.0089128 |  | 0.00035245 |  | 0.01155 |  | 0.17339 |  | -0.00033019 |  | 1.1488e-06 |  | 1.0236e-06 |  | 1.4742e-05 |  | 0.13772 |  | 0.0090938 |  | 2.4604e-06 |  | 0.00036805 |  | 0.024187
| 4.5739e-05 |  | 1.3784e-05 |  | 2.7264e-06 |  | 0.008766 |  | 1.4841e-05 |  | 0.011833 |  | 0.17656 |  | 0.000149 |  | 1.0285e-06 |  | 9.7456e-07 |  | 0 |  | 0.13827 |  | 0.0094066 |  | 2.4605e-06 |  | 0.00036315 |  | 0.024147
| 0 |  | 6.7006e-05 |  | 1.7046e-06 |  | 0.008668 |  | -7.7576e-06 |  | 0.011931 |  | 0.18695 |  | 0.00013708 |  | 9.8233e-07 |  | 9.7464e-07 |  | 0 |  | 0.13987 |  | 0.0095648 |  | 5.7401e-06 |  | 0.00036889 |  | 0.024087
| 0 |  | 6.7006e-05 |  | 8.5228e-07 |  | 0.0086077 |  | -0.00010758 |  | 0.011842 |  | 0.17948 |  | -7.2712e-05 |  | 1.0204e-06 |  | 8.8731e-07 |  | 0 |  | 0.14139 |  | 0.0095263 |  | 5.7405e-06 |  | 0.00038528 |  | 0.02401
| 3.9618e-05 |  | 8.1763e-05 |  | 8.5228e-07 |  | 0.0085467 |  | -0.00030641 |  | 0.011973 |  | 0.18917 |  | 2.4924e-05 |  | 1.0775e-06 |  | 7.2604e-07 |  | 1.0642e-06 |  | 0.14121 |  | 0.0096105 |  | 4.1011e-06 |  | 0.0003976 |  | 0.023917
| 3.9625e-05 |  | 8.1778e-05 |  | 8.5235e-07 |  | 0.0084464 |  | -0.00026341 |  | 0.012166 |  | 0.18363 |  | -8.344e-06 |  | 1.1027e-06 |  | 6.7064e-07 |  | 1.7941e-05 |  | 0.14146 |  | 0.0097308 |  | 4.1013e-06 |  | 0.00039763 |  | 0.023825
| 1.9216e-05 |  | 8.8585e-05 |  | 1.8745e-06 |  | 0.0082856 |  | -0.00017066 |  | 0.012094 |  | 0.19355 |  | 8.1002e-05 |  | 1.098e-06 |  | 8.1344e-07 |  | 1.6876e-05 |  | 0.14201 |  | 0.0097472 |  | 8.2027e-07 |  | 0.00039189 |  | 0.023707
| 1.9217e-05 |  | 8.8592e-05 |  | 3.7494e-06 |  | 0.0081011 |  | 0.00020404 |  | 0.012145 |  | 0.18645 |  | 8.4632e-05 |  | 1.0668e-06 |  | 1.0182e-06 |  | 0 |  | 0.14288 |  | 0.0098921 |  | 8.2032e-07 |  | 0.00038453 |  | 0.023554
| 3.6563e-05 |  | 7.0988e-05 |  | 1.8747e-06 |  | 0.0079287 |  | -0.00012025 |  | 0.012333 |  | 0.1962 |  | 8.4741e-05 |  | 1.0954e-06 |  | 9.6844e-07 |  | 1.5967e-05 |  | 0.14388 |  | 0.0099355 |  | 0 |  | 0.00037387 |  | 0.023427
| 3.6563e-05 |  | 7.0988e-05 |  | 0 |  | 0.0077906 |  | -0.00028196 |  | 0.012375 |  | 0.18991 |  | 0.00019191 |  | 1.2233e-06 |  | 7.2623e-07 |  | 1.5967e-05 |  | 0.14387 |  | 0.0099312 |  | 0 |  | 0.00036406 |  | 0.023373
| 8.86e-05 |  | 8.1785e-05 |  | 0 |  | 0.0076715 |  | -0.0001629 |  | 0.012407 |  | 0.20046 |  | 0.00012586 |  | 1.2532e-06 |  | 6.0827e-07 |  | 0 |  | 0.14393 |  | 0.010023 |  | 4.1021e-06 |  | 0.00036488 |  | 0.023387
| 8.86e-05 |  | 8.1785e-05 |  | 8.525e-07 |  | 0.0075874 |  | -0.0001521 |  | 0.012532 |  | 0.19186 |  | -0.00012278 |  | 1.1662e-06 |  | 6.4589e-07 |  | 2.7538e-05 |  | 0.14508 |  | 0.010044 |  | 4.1018e-06 |  | 0.00037966 |  | 0.023408
| 2.126e-05 |  | 8.86e-05 |  | 1.7051e-06 |  | 0.0075305 |  | 6.2059e-05 |  | 0.012505 |  | 0.20315 |  | -0.00040501 |  | 1.0854e-06 |  | 7.1418e-07 |  | 2.7538e-05 |  | 0.14573 |  | 0.010229 |  | 8.2042e-07 |  | 0.00039196 |  | 0.02338
| 2.126e-05 |  | 8.86e-05 |  | 1.7051e-06 |  | 0.0074765 |  | 0.0002597 |  | 0.012304 |  | 0.19756 |  | -0.00026582 |  | 1.1663e-06 |  | 6.8931e-07 |  | 5.8499e-05 |  | 0.14576 |  | 0.010288 |  | 8.2047e-07 |  | 0.00039114 |  | 0.023338
| 3.9121e-06 |  | 6.8728e-05 |  | 1.7051e-06 |  | 0.0073877 |  | 4.2656e-05 |  | 0.012468 |  | 0.20767 |  | 6.231e-06 |  | 1.2241e-06 |  | 8.1365e-07 |  | 5.8504e-05 |  | 0.14645 |  | 0.010068 |  | 8.2047e-07 |  | 0.00038545 |  | 0.023308
| 3.9121e-06 |  | 6.8728e-05 |  | 8.5265e-07 |  | 0.0072518 |  | -0.00046746 |  | 0.012828 |  | 0.20039 |  | -9.7744e-05 |  | 1.2024e-06 |  | 9.1257e-07 |  | 0 |  | 0.14743 |  | 0.010336 |  | 8.2052e-07 |  | 0.0003846 |  | 0.023262
| 2.8917e-06 |  | 4.7276e-05 |  | 8.5265e-07 |  | 0.0070892 |  | -0.00042665 |  | 0.01291 |  | 0.21076 |  | -0.00021808 |  | 1.1262e-06 |  | 1.0121e-06 |  | 3.9392e-05 |  | 0.14777 |  | 0.010609 |  | 2.4616e-06 |  | 0.00038383 |  | 0.023203
| 2.8917e-06 |  | 4.7276e-05 |  | 8.5272e-07 |  | 0.0069202 |  | -0.00015953 |  | 0.012927 |  | 0.20234 |  | -4.0528e-05 |  | 1.0869e-06 |  | 1.2047e-06 |  | 3.9392e-05 |  | 0.14864 |  | 0.010533 |  | 2.4617e-06 |  | 0.00038055 |  | 0.023134
| 6.5894e-05 |  | 4.925e-05 |  | 8.5272e-07 |  | 0.0067814 |  | 4.2665e-05 |  | 0.01314 |  | 0.21229 |  | -1.2461e-05 |  | 1.1297e-06 |  | 1.354e-06 |  | 0 |  | 0.14984 |  | 0.01073 |  | 8.2057e-07 |  | 0.00037399 |  | 0.023048
| 6.5894e-05 |  | 4.925e-05 |  | 8.5279e-07 |  | 0.0066438 |  | 0 |  | 0.013309 |  | 0.20386 |  | -0.0001192 |  | 1.1387e-06 |  | 1.3732e-06 |  | 0 |  | 0.15121 |  | 0.010891 |  | 1.3676e-06 |  | 0.00037647 |  | 0.022942
| 1.7181e-05 |  | 0.00010736 |  | 0 |  | 0.006491 |  | -0.00013575 |  | 0.013382 |  | 0.21568 |  | -0.00035267 |  | 1.1781e-06 |  | 1.0747e-06 |  | 0 |  | 0.15257 |  | 0.010919 |  | 1.3678e-06 |  | 0.00038713 |  | 0.022817
| 1.7182e-05 |  | 0.00010737 |  | 0 |  | 0.0063202 |  | 1.8551e-05 |  | 0.013487 |  | 0.20808 |  | -0.00033018 |  | 1.2074e-06 |  | 7.8261e-07 |  | 8.3523e-06 |  | 0.15364 |  | 0.011008 |  | 8.2062e-07 |  | 0.00039208 |  | 0.022751
| 1.8716e-06 |  | 5.7946e-05 |  | 0 |  | 0.0061582 |  | 0.00010472 |  | 0.013501 |  | 0.21824 |  | -0.0003751 |  | 1.2448e-06 |  | 6.8311e-07 |  | 8.3523e-06 |  | 0.15368 |  | 0.011156 |  | 2.462e-06 |  | 0.00038798 |  | 0.022707
| 2.8453e-05 |  | 5.7946e-05 |  | 8.5294e-07 |  | 0.0059896 |  | 4.452e-05 |  | 0.013722 |  | 0.20891 |  | -0.00031946 |  | 1.2164e-06 |  | 8.0124e-07 |  | 0 |  | 0.15413 |  | 0.011317 |  | 3.0093e-06 |  | 0.00037734 |  | 0.022644
| 0.00012032 |  | 8.6919e-05 |  | 8.5287e-07 |  | 0.005845 |  | -8.1452e-05 |  | 0.014103 |  | 0.21924 |  | 8.1002e-05 |  | 1.1422e-06 |  | 1.0002e-06 |  | 0 |  | 0.15533 |  | 0.011615 |  | 5.4715e-07 |  | 0.0003757 |  | 0.022562
| 9.3745e-05 |  | 8.6927e-05 |  | 8.5294e-07 |  | 0.0057421 |  | -0.00010017 |  | 0.014148 |  | 0.21061 |  | -1.1928e-06 |  | 1.1042e-06 |  | 1.1496e-06 |  | 0 |  | 0.15632 |  | 0.011646 |  | 5.4718e-07 |  | 0.000379 |  | 0.022489
| 0 |  | 8.8668e-06 |  | 8.5294e-07 |  | 0.005698 |  | -1.1636e-05 |  | 0.014173 |  | 0.22032 |  | -0.00028537 |  | 1.1266e-06 |  | 1.1617e-06 |  | 0 |  | 0.15844 |  | 0.011608 |  | 5.4718e-07 |  | 0.00038228 |  | 0.022448
| 0 |  | 8.8668e-06 |  | 0 |  | 0.0056566 |  | 2.597e-05 |  | 0.014398 |  | 0.21115 |  | -0.00021575 |  | 1.1614e-06 |  | 1.0686e-06 |  | 3.8212e-05 |  | 0.16034 |  | 0.01197 |  | 0 |  | 0.00038805 |  | 0.022424
| 5.496e-05 |  | 8.0684e-05 |  | 0 |  | 0.0055712 |  | 0 |  | 0.01444 |  | 0.2221 |  | -0.00029286 |  | 1.1818e-06 |  | 1.0935e-06 |  | 9.5603e-05 |  | 0.16089 |  | 0.012222 |  | 2.4626e-06 |  | 0.00039628 |  | 0.022376
| 5.4955e-05 |  | 8.0677e-05 |  | 0 |  | 0.0054713 |  | 0 |  | 0.014372 |  | 0.21351 |  | -4.4109e-05 |  | 1.1948e-06 |  | 1.0495e-06 |  | 8.2798e-05 |  | 0.1615 |  | 0.012185 |  | 2.4625e-06 |  | 0.00039956 |  | 0.022321
| 1.9228e-05 |  | 8.1821e-05 |  | 0 |  | 0.0053567 |  | 3.8772e-06 |  | 0.01467 |  | 0.2233 |  | -0.00020312 |  | 1.2126e-06 |  | 9.9407e-07 |  | 2.5417e-05 |  | 0.16218 |  | 0.01218 |  | 0 |  | 0.0003971 |  | 0.022264
| 1.9229e-05 |  | 8.1828e-05 |  | 0 |  | 0.0052967 |  | -3.3391e-05 |  | 0.015133 |  | 0.21501 |  | -0.00036952 |  | 1.1746e-06 |  | 1.0624e-06 |  | 0 |  | 0.16231 |  | 0.012463 |  | 0 |  | 0.00039138 |  | 0.022223
| 0.00011307 |  | 2.0691e-05 |  | 2.8999e-06 |  | 0.0052579 |  | -0.00018618 |  | 0.015503 |  | 0.22566 |  | -9.845e-05 |  | 1.1112e-06 |  | 1.2735e-06 |  | 0 |  | 0.16212 |  | 0.012706 |  | 2.4628e-06 |  | 0.00039302 |  | 0.022214
| 0.00011308 |  | 2.0692e-05 |  | 2.9001e-06 |  | 0.0052776 |  | -0.00027455 |  | 0.015659 |  | 0.21467 |  | 0.00018833 |  | 1.033e-06 |  | 1.5097e-06 |  | 0 |  | 0.16068 |  | 0.012745 |  | 2.4628e-06 |  | 0.00039879 |  | 0.022175
| 3.3523e-05 |  | 8.6942e-05 |  | 0 |  | 0.0053105 |  | -9.3087e-05 |  | 0.015742 |  | 0.22372 |  | 0.00032774 |  | 9.95e-07 |  | 1.5718e-06 |  | 0 |  | 0.15938 |  | 0.012717 |  | 8.2102e-07 |  | 0.00040538 |  | 0.022066
| 3.3526e-05 |  | 8.695e-05 |  | 0 |  | 0.0053791 |  | 1.113e-05 |  | 0.015972 |  | 0.21543 |  | -0.0001943 |  | 1.0535e-06 |  | 1.4231e-06 |  | 0 |  | 0.15955 |  | 0.012993 |  | 1.3683e-06 |  | 0.00040945 |  | 0.021915
| 0 |  | 7.8987e-05 |  | 0 |  | 0.0054396 |  | -0.00029478 |  | 0.016121 |  | 0.22687 |  | -0.0002779 |  | 1.2039e-06 |  | 1.1436e-06 |  | 0 |  | 0.1598 |  | 0.013167 |  | 1.3684e-06 |  | 0.00040622 |  | 0.021813
| 0 |  | 7.8994e-05 |  | 0 |  | 0.0054657 |  | -4.8231e-05 |  | 0.01673 |  | 0.21551 |  | -0.00017999 |  | 1.3149e-06 |  | 8.4491e-07 |  | 0 |  | 0.16022 |  | 0.013219 |  | 8.2107e-07 |  | 0.00040458 |  | 0.02179
| 4.272e-05 |  | 6.3087e-05 |  | 0 |  | 0.005386 |  | 0.00027151 |  | 0.017275 |  | 0.22583 |  | -0.00021808 |  | 1.2462e-06 |  | 6.2736e-07 |  | 1.5979e-05 |  | 0.16112 |  | 0.013307 |  | 8.2107e-07 |  | 0.0004013 |  | 0.021808
| 4.2716e-05 |  | 6.3081e-05 |  | 0 |  | 0.0052185 |  | -0.00015211 |  | 0.017279 |  | 0.21671 |  | -0.00021575 |  | 1.1517e-06 |  | 6.3379e-07 |  | 1.9e-05 |  | 0.16184 |  | 0.013338 |  | 1.3684e-06 |  | 0.00039804 |  | 0.021789
| 4.7826e-05 |  | 6.4224e-05 |  | 0 |  | 0.0050063 |  | -0.00031417 |  | 0.017351 |  | 0.22647 |  | -8.7233e-05 |  | 1.1647e-06 |  | 8.0166e-07 |  | 3.0222e-06 |  | 0.16182 |  | 0.013402 |  | 5.4741e-07 |  | 0.00039888 |  | 0.021747
| 4.7826e-05 |  | 6.4224e-05 |  | 8.5338e-07 |  | 0.0047709 |  | -0.00010388 |  | 0.017725 |  | 0.21816 |  | 6.6752e-05 |  | 1.309e-06 |  | 9.8229e-07 |  | 0 |  | 0.16224 |  | 0.013464 |  | 0 |  | 0.00039888 |  | 0.021651
| 2.5362e-05 |  | 7.6734e-05 |  | 1.7068e-06 |  | 0.0045593 |  | -6.9815e-05 |  | 0.018341 |  | 0.2271 |  | 2.8662e-05 |  | 1.3532e-06 |  | 1.1189e-06 |  | 0 |  | 0.16299 |  | 0.013605 |  | 0 |  | 0.00040217 |  | 0.021543
| 2.536e-05 |  | 7.6727e-05 |  | 8.5345e-07 |  | 0.0043487 |  | 4.8231e-05 |  | 0.018457 |  | 0.21606 |  | 0.00020621 |  | 1.2784e-06 |  | 1.0941e-06 |  | 1.7957e-05 |  | 0.16265 |  | 0.013545 |  | 5.4745e-07 |  | 0.00040301 |  | 0.021494
| 7.7302e-05 |  | 6.4798e-05 |  | 0 |  | 0.0042375 |  | 0.00017842 |  | 0.018285 |  | 0.22691 |  | -4.2378e-05 |  | 1.2105e-06 |  | 1.1191e-06 |  | 1.7958e-05 |  | 0.16213 |  | 0.01378 |  | 1.3687e-06 |  | 0.00040465 |  | 0.021469
| 7.7309e-05 |  | 6.4803e-05 |  | 0 |  | 0.0041561 |  | 0.00011872 |  | 0.018172 |  | 0.21669 |  | -0.00012993 |  | 1.1887e-06 |  | 1.2123e-06 |  | 0 |  | 0.16237 |  | 0.01409 |  | 8.2127e-07 |  | 0.00040878 |  | 0.021431
| 0 |  | 5.9114e-05 |  | 8.5353e-07 |  | 0.0041549 |  | -0.00021332 |  | 0.018322 |  | 0.22583 |  | -4.9849e-05 |  | 1.1669e-06 |  | 1.2748e-06 |  | 1.0654e-05 |  | 0.16351 |  | 0.014243 |  | 4.1063e-06 |  | 0.00040142 |  | 0.021345
| 0 |  | 5.9119e-05 |  | 8.5353e-07 |  | 0.0041049 |  | -0.00029308 |  | 0.018934 |  | 0.21638 |  | -9.7745e-05 |  | 1.1097e-06 |  | 1.2499e-06 |  | 2.1146e-05 |  | 0.16349 |  | 0.014508 |  | 4.1063e-06 |  | 0.00039321 |  | 0.021291
| 0 |  | 7.3899e-05 |  | 8.536e-07 |  | 0.0040169 |  | -7.3695e-05 |  | 0.019092 |  | 0.22784 |  | 0.00027541 |  | 1.0764e-06 |  | 1.0694e-06 |  | 1.0491e-05 |  | 0.16309 |  | 0.014746 |  | 2.464e-06 |  | 0.00038829 |  | 0.02125
| 0 |  | 7.3899e-05 |  | 2.7311e-06 |  | 0.0038009 |  | -5.5651e-05 |  | 0.019205 |  | 0.21729 |  | 0.00029562 |  | 1.097e-06 |  | 9.6985e-07 |  | 0 |  | 0.16377 |  | 0.014695 |  | 2.4641e-06 |  | 0.00039406 |  | 0.021178
| 2.128e-05 |  | 2.3659e-05 |  | 2.7311e-06 |  | 0.0035666 |  | -0.00014351 |  | 0.019305 |  | 0.226 |  | -3.1161e-05 |  | 1.1337e-06 |  | 9.0792e-07 |  | 6.3937e-06 |  | 0.16347 |  | 0.014574 |  | 2.4641e-06 |  | 0.00040311 |  | 0.021098
| 2.128e-05 |  | 2.3659e-05 |  | 1.7073e-06 |  | 0.0033724 |  | -0.00011501 |  | 0.019198 |  | 0.21581 |  | -0.00012636 |  | 1.2039e-06 |  | 8.0832e-07 |  | 9.4168e-06 |  | 0.16262 |  | 0.014821 |  | 4.6544e-06 |  | 0.00040311 |  | 0.021043
| 8.6412e-05 |  | 9.7782e-05 |  | 8.5367e-07 |  | 0.0032236 |  | 2.7151e-05 |  | 0.019468 |  | 0.22491 |  | 3.9878e-05 |  | 1.2795e-06 |  | 5.906e-07 |  | 3.023e-06 |  | 0.16303 |  | 0.015132 |  | 3.0119e-06 |  | 0.00040393 |  | 0.021035
| 8.642e-05 |  | 9.7791e-05 |  | 0 |  | 0.0030942 |  | 4.823e-05 |  | 0.019583 |  | 0.21583 |  | 3.0993e-05 |  | 1.2986e-06 |  | 5.1594e-07 |  | 0 |  | 0.16315 |  | 0.015166 |  | 8.2142e-07 |  | 0.00040314 |  | 0.020989
| 0 |  | 0.00010575 |  | 0 |  | 0.0028775 |  | -0.00031417 |  | 0.019646 |  | 0.22639 |  | -0.00015826 |  | 1.2279e-06 |  | 9.2021e-07 |  | 0 |  | 0.16243 |  | 0.015121 |  | 2.4644e-06 |  | 0.00040724 |  | 0.020921
| 0 |  | 0.00010575 |  | 0 |  | 0.0027191 |  | -0.00022109 |  | 0.019907 |  | 0.2264 |  | 2.8662e-05 |  | 1.1754e-06 |  | 1.3428e-06 |  | 0 |  | 0.16198 |  | 0.015347 |  | 3.0122e-06 |  | 0.00041137 |  | 0.020871
| 2.8433e-05 |  | 8.8694e-05 |  | 0 |  | 0.0026193 |  | 0.00023002 |  | 0.020115 |  | 0.21678 |  | 0.00020979 |  | 1.183e-06 |  | 1.3493e-06 |  | 0 |  | 0.16153 |  | 0.015668 |  | 1.3692e-06 |  | 0.00040565 |  | 0.020846
| 2.8436e-05 |  | 8.8702e-05 |  | 8.5389e-07 |  | 0.0026474 |  | 6.2059e-05 |  | 0.020395 |  | 0.22718 |  | 0.00012213 |  | 1.1436e-06 |  | 1.1074e-06 |  | 0 |  | 0.16154 |  | 0.015849 |  | 1.3692e-06 |  | 0.00040236 |  | 0.020814
| 1.5154e-05 |  | 6.8232e-05 |  | 8.5389e-07 |  | 0.0026934 |  | -8.162e-05 |  | 0.020799 |  | 0.21709 |  | 9.5361e-05 |  | 8.9428e-07 |  | 7.7787e-07 |  | 0 |  | 0.16147 |  | 0.016131 |  | 3.0124e-06 |  | 0.00039415 |  | 0.020689
| 1.5154e-05 |  | 6.8232e-05 |  | 0 |  | 0.0027876 |  | -2.715e-05 |  | 0.020958 |  | 0.22554 |  | -0.00016575 |  | 1.3077e-06 |  | 1.1879e-06 |  | 0 |  | 0.16124 |  | 0.016436 |  | 2.4647e-06 |  | 0.000395 |  | 0.020573
| 5.1938e-05 |  | 3.4512e-05 |  | 1.8781e-06 |  | 0.0028838 |  | 0.00012243 |  | 0.021057 |  | 0.21468 |  | -0.00011205 |  | 1.7839e-06 |  | 1.5176e-06 |  | 6.3689e-05 |  | 0.16072 |  | 0.016697 |  | 5.7503e-06 |  | 0.00039338 |  | 0.020506
| 5.1938e-05 |  | 3.4512e-05 |  | 1.8781e-06 |  | 0.0029187 |  | 0.0001086 |  | 0.021435 |  | 0.2264 |  | 0.00013334 |  | 2.5053e-06 |  | 2.1275e-06 |  | 6.3689e-05 |  | 0.15983 |  | 0.016807 |  | 5.7503e-06 |  | 0.00040405 |  | 0.020492
| 3.3547e-05 |  | 0.00012112 |  | 2.9028e-06 |  | 0.00291 |  | 4.8231e-05 |  | 0.021674 |  | 0.21572 |  | 0.00018476 |  | 2.5496e-06 |  | 2.314e-06 |  | 8.1886e-05 |  | 0.15889 |  | 0.016733 |  | 5.7506e-06 |  | 0.00040734 |  | 0.020453
| 3.3547e-05 |  | 0.00012112 |  | 2.9031e-06 |  | 0.0028579 |  | -0.00015126 |  | 0.021796 |  | 0.22362 |  | -1.9939e-05 |  | 2.5839e-06 |  | 2.5007e-06 |  | 8.1886e-05 |  | 0.15767 |  | 0.017083 |  | 5.7506e-06 |  | 0.00040983 |  | 0.020415
| 2.3331e-05 |  | 2.2681e-05 |  | 8.5404e-07 |  | 0.0028393 |  | -0.00013356 |  | 0.021997 |  | 0.21432 |  | -0.00021575 |  | 2.5804e-06 |  | 2.5506e-06 |  | 8.9286e-05 |  | 0.15655 |  | 0.017484 |  | 7.3944e-06 |  | 0.00040903 |  | 0.020403
| 2.3331e-05 |  | 2.2681e-05 |  | 8.5411e-07 |  | 0.0027843 |  | -7.7576e-06 |  | 0.02261 |  | 0.22435 |  | -0.00024425 |  | 2.5071e-06 |  | 2.5629e-06 |  | 8.9286e-05 |  | 0.15586 |  | 0.017683 |  | 7.3949e-06 |  | 0.00041229 |  | 0.020414
| 6.8244e-05 |  | 4.2404e-05 |  | 3.9276e-06 |  | 0.002743 |  | 0.00015211 |  | 0.023372 |  | 0.21426 |  | -0.0001335 |  | 2.4342e-06 |  | 2.5252e-06 |  | 4.6902e-05 |  | 0.15532 |  | 0.017824 |  | 5.751e-06 |  | 0.00041809 |  | 0.020411
| 6.825e-05 |  | 4.2408e-05 |  | 3.928e-06 |  | 0.0027135 |  | 9.3085e-05 |  | 0.0237 |  | 0.22421 |  | -0.00010593 |  | 2.4569e-06 |  | 2.4009e-06 |  | 4.6906e-05 |  | 0.15481 |  | 0.018094 |  | 5.7517e-06 |  | 0.00041645 |  | 0.020388
| 4.6837e-05 |  | 2.5642e-05 |  | 2.9033e-06 |  | 0.0026935 |  | -9.3088e-05 |  | 0.023657 |  | 0.22376 |  | 0.00012212 |  | 2.5534e-06 |  | 2.3138e-06 |  | 2.5585e-05 |  | 0.15418 |  | 0.0182 |  | 4.1088e-06 |  | 0.00040906 |  | 0.020357
| 4.6837e-05 |  | 2.5642e-05 |  | 2.9038e-06 |  | 0.0026928 |  | -0.00023744 |  | 0.023828 |  | 0.21332 |  | -6.5568e-05 |  | 2.793e-06 |  | 2.3269e-06 |  | 2.5585e-05 |  | 0.15342 |  | 0.018247 |  | 4.1093e-06 |  | 0.00040169 |  | 0.020302
| 4.9907e-05 |  | 9.3852e-05 |  | 2.9036e-06 |  | 0.0026821 |  | -9.3079e-05 |  | 0.024261 |  | 0.22246 |  | -0.00039006 |  | 2.9311e-06 |  | 2.3766e-06 |  | 5.2241e-05 |  | 0.1533 |  | 0.018517 |  | 5.7517e-06 |  | 0.00039761 |  | 0.020209
| 4.9903e-05 |  | 9.3844e-05 |  | 2.9038e-06 |  | 0.0026957 |  | 0.00033761 |  | 0.024461 |  | 0.21308 |  | -0.00027654 |  | 2.8257e-06 |  | 2.2586e-06 |  | 5.2237e-05 |  | 0.15317 |  | 0.018875 |  | 5.752e-06 |  | 0.00040087 |  | 0.020117
| 5.5018e-05 |  | 8.3045e-05 |  | 3.9286e-06 |  | 0.0026826 |  | 0.00013187 |  | 0.024892 |  | 0.22263 |  | -6.4801e-05 |  | 2.5909e-06 |  | 2.0907e-06 |  | 8.532e-05 |  | 0.15308 |  | 0.019078 |  | 4.1096e-06 |  | 0.00040749 |  | 0.020053
| 5.5022e-05 |  | 8.3052e-05 |  | 3.9283e-06 |  | 0.0026951 |  | -0.0001484 |  | 0.025393 |  | 0.21248 |  | 7.0328e-05 |  | 2.4891e-06 |  | 1.966e-06 |  | 8.5328e-05 |  | 0.15208 |  | 0.019277 |  | 4.1096e-06 |  | 0.00041488 |  | 0.020014
| 6.2005e-05 |  | 9.1016e-05 |  | 3.9286e-06 |  | 0.0026715 |  | 0.00022885 |  | 0.026123 |  | 0.22144 |  | 0.00012961 |  | 2.6202e-06 |  | 2.0096e-06 |  | 8.5327e-05 |  | 0.15068 |  | 0.019334 |  | 5.7527e-06 |  | 0.00042392 |  | 0.019998
| 6.1999e-05 |  | 9.1008e-05 |  | 3.929e-06 |  | 0.0026601 |  | 0.00041924 |  | 0.026712 |  | 0.21135 |  | -1.1914e-05 |  | 2.7104e-06 |  | 2.0909e-06 |  | 8.532e-05 |  | 0.14952 |  | 0.019336 |  | 5.7527e-06 |  | 0.00042805 |  | 0.019993
| 9.0291e-06 |  | 0.00010354 |  | 2.9043e-06 |  | 0.0026019 |  | 0.00027151 |  | 0.027168 |  | 0.21967 |  | -0.00026294 |  | 2.6667e-06 |  | 2.1286e-06 |  | 0.00010013 |  | 0.14873 |  | 0.019647 |  | 4.1101e-06 |  | 0.00042395 |  | 0.019927
| 9.0283e-06 |  | 0.00010353 |  | 2.9043e-06 |  | 0.0025292 |  | 6.2059e-05 |  | 0.027599 |  | 0.22011 |  | -0.00013957 |  | 2.6524e-06 |  | 2.1657e-06 |  | 0.00010012 |  | 0.14822 |  | 0.019692 |  | 4.1101e-06 |  | 0.00041904 |  | 0.019792
| 0 |  | 4.0446e-05 |  | 2.9046e-06 |  | 0.0024264 |  | -0.00018179 |  | 0.028067 |  | 0.21043 |  | 9.5355e-05 |  | 2.6847e-06 |  | 2.1659e-06 |  | 9.7851e-05 |  | 0.14703 |  | 0.01992 |  | 4.1103e-06 |  | 0.00041825 |  | 0.01965
| 0 |  | 4.0446e-05 |  | 2.9046e-06 |  | 0.0023437 |  | -0.00019005 |  | 0.029128 |  | 0.2181 |  | 0.00022306 |  | 2.6377e-06 |  | 2.2406e-06 |  | 9.7851e-05 |  | 0.14545 |  | 0.020321 |  | 4.1103e-06 |  | 0.00042482 |  | 0.019563
| 4.5832e-05 |  | 7.3963e-05 |  | 1.8794e-06 |  | 0.0022886 |  | -3.7102e-06 |  | 0.029439 |  | 0.20769 |  | 9.8935e-05 |  | 2.5684e-06 |  | 2.3278e-06 |  | 3.1991e-06 |  | 0.14346 |  | 0.020631 |  | 2.4662e-06 |  | 0.000424 |  | 0.019594
| 4.5832e-05 |  | 7.3963e-05 |  | 1.8794e-06 |  | 0.0022246 |  | -0.00010084 |  | 0.029792 |  | 0.21668 |  | 6.2309e-05 |  | 2.5534e-06 |  | 2.1347e-06 |  | 3.1991e-06 |  | 0.14158 |  | 0.02062 |  | 2.4664e-06 |  | 0.00041827 |  | 0.019655
| 4.992e-05 |  | 8.3067e-05 |  | 8.5455e-07 |  | 0.0021029 |  | -0.00013356 |  | 0.030658 |  | 0.20711 |  | 5.2448e-05 |  | 2.6134e-06 |  | 1.8669e-06 |  | 8.5342e-05 |  | 0.14083 |  | 0.02075 |  | 5.7541e-06 |  | 0.00041745 |  | 0.01968
| 4.992e-05 |  | 8.3067e-05 |  | 8.5455e-07 |  | 0.0019714 |  | -0.00016678 |  | 0.031382 |  | 0.2168 |  | -1.6201e-05 |  | 2.6093e-06 |  | 1.8669e-06 |  | 8.5342e-05 |  | 0.14063 |  | 0.021085 |  | 5.7541e-06 |  | 0.00042734 |  | 0.019631
| 2.5389e-05 |  | 5.8038e-05 |  | 3.9303e-06 |  | 0.0018571 |  | -0.00020169 |  | 0.031843 |  | 0.21753 |  | -4.9848e-05 |  | 2.5429e-06 |  | 2.1351e-06 |  | 7.0556e-05 |  | 0.13991 |  | 0.021418 |  | 4.1108e-06 |  | 0.00044459 |  | 0.019531
| 2.5389e-05 |  | 5.8038e-05 |  | 3.93e-06 |  | 0.0017521 |  | -5.9359e-05 |  | 0.032119 |  | 0.2062 |  | -3.6952e-05 |  | 2.5727e-06 |  | 2.328e-06 |  | 7.0556e-05 |  | 0.13905 |  | 0.021638 |  | 4.1111e-06 |  | 0.00045037 |  | 0.019438
| 0 |  | 3.8479e-05 |  | 1.8797e-06 |  | 0.0016446 |  | -2.715e-05 |  | 0.032692 |  | 0.2147 |  | -3.1156e-05 |  | 2.6602e-06 |  | 2.2412e-06 |  | 7.6815e-05 |  | 0.13739 |  | 0.021482 |  | 7.3994e-06 |  | 0.00044216 |  | 0.019345
| 0 |  | 3.8483e-05 |  | 1.8797e-06 |  | 0.0015485 |  | 2.5971e-05 |  | 0.033266 |  | 0.20489 |  | -0.00012993 |  | 2.6888e-06 |  | 2.1044e-06 |  | 7.6822e-05 |  | 0.13585 |  | 0.021551 |  | 7.3994e-06 |  | 0.00043396 |  | 0.019281
| 6.601e-05 |  | 6.7148e-05 |  | 2.9056e-06 |  | 0.0014794 |  | -8.1452e-05 |  | 0.033647 |  | 0.21311 |  | -0.0002779 |  | 2.6243e-06 |  | 2.0419e-06 |  | 9.3893e-05 |  | 0.13469 |  | 0.021828 |  | 5.7548e-06 |  | 0.00043561 |  | 0.019257
| 6.601e-05 |  | 6.7148e-05 |  | 2.9056e-06 |  | 0.0014072 |  | 9.2749e-05 |  | 0.033951 |  | 0.20202 |  | -0.00026225 |  | 2.5527e-06 |  | 1.8923e-06 |  | 9.3893e-05 |  | 0.13345 |  | 0.022086 |  | 5.7552e-06 |  | 0.00044139 |  | 0.019212
| 6.5441e-05 |  | 9.4462e-05 |  | 1.8799e-06 |  | 0.0013507 |  | 0.00013963 |  | 0.034113 |  | 0.20923 |  | -0.00022183 |  | 2.5458e-06 |  | 1.8054e-06 |  | 7.2269e-05 |  | 0.13186 |  | 0.022277 |  | 4.1118e-06 |  | 0.00044717 |  | 0.019164
| 6.5446e-05 |  | 9.4471e-05 |  | 1.88e-06 |  | 0.0013235 |  | -8.533e-05 |  | 0.034252 |  | 0.20909 |  | -0.00042371 |  | 2.6252e-06 |  | 1.9801e-06 |  | 7.2276e-05 |  | 0.13073 |  | 0.022699 |  | 4.1118e-06 |  | 0.00044961 |  | 0.019158
| 5.1979e-05 |  | 0.00013715 |  | 1.88e-06 |  | 0.0012932 |  | -8.162e-05 |  | 0.034807 |  | 0.1995 |  | -0.00030158 |  | 2.7111e-06 |  | 2.2416e-06 |  | 4.9068e-05 |  | 0.13064 |  | 0.023061 |  | 5.7555e-06 |  | 0.00044802 |  | 0.019199
| 5.1983e-05 |  | 0.00013717 |  | 1.88e-06 |  | 0.0012419 |  | -0.00020557 |  | 0.035349 |  | 0.20817 |  | -0.00015079 |  | 2.754e-06 |  | 2.3535e-06 |  | 4.9073e-05 |  | 0.12944 |  | 0.023138 |  | 5.7559e-06 |  | 0.00044388 |  | 0.019222
| 2.4371e-05 |  | 9.7885e-05 |  | 8.5492e-07 |  | 0.0011873 |  | -0.00016324 |  | 0.035424 |  | 0.19824 |  | -0.00015496 |  | 2.7277e-06 |  | 2.2041e-06 |  | 4.4802e-05 |  | 0.12799 |  | 0.023257 |  | 2.4673e-06 |  | 0.00043897 |  | 0.019186
| 2.4373e-05 |  | 9.7894e-05 |  | 8.5499e-07 |  | 0.001149 |  | -0.00012023 |  | 0.035883 |  | 0.20469 |  | -0.00023303 |  | 2.7838e-06 |  | 1.9798e-06 |  | 4.4806e-05 |  | 0.12708 |  | 0.023365 |  | 2.4674e-06 |  | 0.00043325 |  | 0.019107
| 9.1072e-05 |  | 5.8058e-05 |  | 2.9061e-06 |  | 0.0010953 |  | -0.0002366 |  | 0.036456 |  | 0.20357 |  | -0.00046108 |  | 2.8593e-06 |  | 1.9176e-06 |  | 0.00011726 |  | 0.12581 |  | 0.023672 |  | 5.7562e-06 |  | 0.00042914 |  | 0.018993
| 9.4137e-05 |  | 5.8053e-05 |  | 2.9063e-06 |  | 0.001015 |  | -0.00026713 |  | 0.036708 |  | 0.19511 |  | -0.00020145 |  | 2.807e-06 |  | 2.0054e-06 |  | 0.00011724 |  | 0.12452 |  | 0.023935 |  | 5.7566e-06 |  | 0.00043163 |  | 0.018897
| 9.4145e-05 |  | 0.00012921 |  | 1.8805e-06 |  | 0.00094291 |  | -0.00036848 |  | 0.037236 |  | 0.20311 |  | -6.1063e-05 |  | 2.679e-06 |  | 2.1546e-06 |  | 8.538e-05 |  | 0.1237 |  | 0.024059 |  | 5.7569e-06 |  | 0.00043656 |  | 0.018878
| 9.108e-05 |  | 0.00012922 |  | 1.8805e-06 |  | 0.0009068 |  | -0.00016324 |  | 0.037263 |  | 0.19266 |  | -0.00014781 |  | 2.5754e-06 |  | 2.1795e-06 |  | 8.5388e-05 |  | 0.12226 |  | 0.024411 |  | 5.7566e-06 |  | 0.00044234 |  | 0.018938
| 2.5397e-05 |  | 6.432e-05 |  | 1.8805e-06 |  | 0.00088234 |  | 0.00012024 |  | 0.03676 |  | 0.2001 |  | 0.00016699 |  | 2.5829e-06 |  | 2.0676e-06 |  | 8.6518e-05 |  | 0.1215 |  | 0.025187 |  | 4.1131e-06 |  | 0.00044645 |  | 0.019007
| 2.54e-05 |  | 6.4325e-05 |  | 1.8807e-06 |  | 0.00083523 |  | 4.081e-05 |  | 0.036867 |  | 0.19085 |  | 0.00010251 |  | 2.5899e-06 |  | 1.968e-06 |  | 8.6526e-05 |  | 0.12162 |  | 0.025557 |  | 4.1128e-06 |  | 0.00045224 |  | 0.019025
| 4.8924e-05 |  | 3.751e-05 |  | 0 |  | 0.00077408 |  | 2.715e-05 |  | 0.0373 |  | 0.19838 |  | -6.8541e-05 |  | 2.5995e-06 |  | 1.968e-06 |  | 0.00012467 |  | 0.12144 |  | 0.025736 |  | 5.7573e-06 |  | 0.00045224 |  | 0.018994
| 4.8928e-05 |  | 3.7513e-05 |  | 0 |  | 0.00072457 |  | -0.00017453 |  | 0.037393 |  | 0.19657 |  | -0.00020313 |  | 2.6233e-06 |  | 2.1049e-06 |  | 0.00012468 |  | 0.12041 |  | 0.0257 |  | 5.7576e-06 |  | 0.00044977 |  | 0.018977
| 8.4826e-05 |  | 5.5282e-05 |  | 1.8808e-06 |  | 0.00069026 |  | -2.2258e-05 |  | 0.037611 |  | 0.18758 |  | -0.00028012 |  | 2.6379e-06 |  | 2.2419e-06 |  | 7.4578e-05 |  | 0.11811 |  | 0.025682 |  | 7.403e-06 |  | 0.0004572 |  | 0.018968
| 8.4826e-05 |  | 5.5282e-05 |  | 1.8808e-06 |  | 0.00064599 |  | 6.9809e-05 |  | 0.037989 |  | 0.19607 |  | 6.2309e-06 |  | 2.6427e-06 |  | 2.4287e-06 |  | 7.4578e-05 |  | 0.11661 |  | 0.026189 |  | 7.4034e-06 |  | 0.00046134 |  | 0.018939
| 3.4608e-05 |  | 0.00011329 |  | 8.5529e-07 |  | 0.00059478 |  | 7.0488e-05 |  | 0.037962 |  | 0.18654 |  | 0.00012397 |  | 2.6333e-06 |  | 2.4666e-06 |  | 8.5395e-05 |  | 0.11592 |  | 0.026477 |  | 4.1136e-06 |  | 0.0004564 |  | 0.018897
| 3.4611e-05 |  | 0.0001133 |  | 8.5529e-07 |  | 0.00054585 |  | 8.5327e-05 |  | 0.038227 |  | 0.19407 |  | -7.6011e-05 |  | 2.5692e-06 |  | 2.2799e-06 |  | 8.5402e-05 |  | 0.11503 |  | 0.026681 |  | 4.1138e-06 |  | 0.00044656 |  | 0.018874
| 2.3358e-05 |  | 0.00011273 |  | 3.933e-06 |  | 0.00050973 |  | -0.00010085 |  | 0.038565 |  | 0.19186 |  | -0.00012461 |  | 2.5112e-06 |  | 2.0553e-06 |  | 5.656e-05 |  | 0.11375 |  | 0.027215 |  | 5.7583e-06 |  | 0.00043998 |  | 0.018866
| 2.3358e-05 |  | 0.00011273 |  | 3.9334e-06 |  | 0.00047307 |  | -5.9359e-05 |  | 0.038844 |  | 0.1812 |  | 5.96e-05 |  | 2.4753e-06 |  | 1.9806e-06 |  | 5.656e-05 |  | 0.11259 |  | 0.027689 |  | 5.7583e-06 |  | 0.00044739 |  | 0.018828
| 6.605e-05 |  | 1.0861e-05 |  | 3.9334e-06 |  | 0.00043404 |  | -0.00015902 |  | 0.039333 |  | 0.18961 |  | -5.7325e-05 |  | 2.5005e-06 |  | 2.1303e-06 |  | 5.9787e-05 |  | 0.11178 |  | 0.027769 |  | 5.759e-06 |  | 0.00045646 |  | 0.018808
| 6.605e-05 |  | 1.0861e-05 |  | 3.9334e-06 |  | 0.00039267 |  | -1.855e-05 |  | 0.03957 |  | 0.18136 |  | -0.00014423 |  | 2.5756e-06 |  | 2.392e-06 |  | 5.9787e-05 |  | 0.11107 |  | 0.027989 |  | 5.7587e-06 |  | 0.00045649 |  | 0.018829
| 1.4152e-05 |  | 5.2329e-05 |  | 1.8813e-06 |  | 0.00035716 |  | -9.6966e-05 |  | 0.039913 |  | 0.18699 |  | -9.471e-05 |  | 2.6283e-06 |  | 2.5042e-06 |  | 3.3085e-05 |  | 0.11003 |  | 0.028055 |  | 5.759e-06 |  | 0.00045566 |  | 0.01888
| 1.4154e-05 |  | 5.2334e-05 |  | 1.8813e-06 |  | 0.00032104 |  | -5.8179e-05 |  | 0.039873 |  | 0.18507 |  | -3.1154e-05 |  | 2.599e-06 |  | 2.4357e-06 |  | 3.3088e-05 |  | 0.10886 |  | 0.028296 |  | 5.7594e-06 |  | 0.00045155 |  | 0.018885
| 2.6432e-05 |  | 8.314e-05 |  | 1.8815e-06 |  | 0.00027911 |  | 1.8551e-05 |  | 0.0402 |  | 0.17576 |  | 0.00010609 |  | 2.5119e-06 |  | 2.2555e-06 |  | 4.3762e-05 |  | 0.10788 |  | 0.028668 |  | 7.4052e-06 |  | 0.00044993 |  | 0.018826
| 2.6432e-05 |  | 8.314e-05 |  | 1.8815e-06 |  | 0.00023541 |  | -6.9815e-05 |  | 0.040625 |  | 0.18316 |  | -4.982e-06 |  | 2.576e-06 |  | 2.1058e-06 |  | 4.3762e-05 |  | 0.10667 |  | 0.02874 |  | 7.4052e-06 |  | 0.00045158 |  | 0.018779
| 3.2574e-05 |  | 7.0049e-05 |  | 1.8815e-06 |  | 0.0001952 |  | -0.00012985 |  | 0.040597 |  | 0.17505 |  | -0.00021575 |  | 2.7295e-06 |  | 2.1371e-06 |  | 7.6883e-05 |  | 0.10531 |  | 0.029113 |  | 9.0516e-06 |  | 0.00045243 |  | 0.018738
| 3.2571e-05 |  | 7.0042e-05 |  | 1.8816e-06 |  | 0.00016259 |  | 1.5514e-05 |  | 0.040958 |  | 0.18195 |  | -0.00023303 |  | 2.811e-06 |  | 2.1687e-06 |  | 7.6876e-05 |  | 0.10454 |  | 0.029955 |  | 9.0516e-06 |  | 0.00045575 |  | 0.018744
| 5.9698e-06 |  | 7.8028e-05 |  | 1.8816e-06 |  | 0.00014831 |  | 0.0002909 |  | 0.042328 |  | 0.18178 |  | -0.0002293 |  | 2.7414e-06 |  | 2.1687e-06 |  | 8.7711e-05 |  | 0.10378 |  | 0.030521 |  | 7.4061e-06 |  | 0.00045657 |  | 0.018787
| 5.9693e-06 |  | 7.8022e-05 |  | 1.8818e-06 |  | 0.00014308 |  | 0.00011501 |  | 0.043112 |  | 0.17387 |  | -9.0593e-05 |  | 2.7273e-06 |  | 2.2066e-06 |  | 8.7703e-05 |  | 0.10296 |  | 0.030552 |  | 7.4066e-06 |  | 0.00046151 |  | 0.018841
| 4.588e-05 |  | 0.0001048 |  | 1.8818e-06 |  | 0.00013524 |  | -7.7576e-06 |  | 0.043177 |  | 0.18182 |  | -7.6017e-05 |  | 2.7798e-06 |  | 2.2437e-06 |  | 7.9167e-05 |  | 0.10181 |  | 0.030608 |  | 7.4061e-06 |  | 0.00046647 |  | 0.018872
| 4.588e-05 |  | 0.0001048 |  | 1.8818e-06 |  | 0.00010959 |  | 1.9394e-05 |  | 0.043342 |  | 0.17977 |  | 0.00011839 |  | 2.8187e-06 |  | 2.3557e-06 |  | 7.9167e-05 |  | 0.099289 |  | 0.031005 |  | 7.407e-06 |  | 0.000464 |  | 0.018847
| 5.1001e-05 |  | 8.9997e-05 |  | 1.882e-06 |  | 8.4043e-05 |  | -1.1129e-05 |  | 0.04361 |  | 0.16985 |  | -8.7013e-05 |  | 2.8108e-06 |  | 2.4308e-06 |  | 8.2022e-05 |  | 0.097489 |  | 0.031252 |  | 5.7608e-06 |  | 0.00046074 |  | 0.018818
| 5.0997e-05 |  | 8.9989e-05 |  | 1.882e-06 |  | 6.0996e-05 |  | 0.00029478 |  | 0.043966 |  | 0.1779 |  | -0.00037884 |  | 2.7999e-06 |  | 2.3188e-06 |  | 8.2015e-05 |  | 0.096936 |  | 0.031452 |  | 5.7608e-06 |  | 0.00046485 |  | 0.018802
| 8.2599e-05 |  | 0.00012247 |  | 2.9088e-06 |  | 5.0917e-05 |  | 0.00010017 |  | 0.044346 |  | 0.16886 |  | -0.00019072 |  | 2.7951e-06 |  | 2.1319e-06 |  | 0.00010595 |  | 0.096372 |  | 0.031781 |  | 2.4695e-06 |  | 0.00047064 |  | 0.018825
| 8.2592e-05 |  | 0.00012246 |  | 2.9091e-06 |  | 3.2524e-05 |  | -0.00055464 |  | 0.04461 |  | 0.17393 |  | -0.000248 |  | 2.708e-06 |  | 1.9945e-06 |  | 0.00010595 |  | 0.096028 |  | 0.031674 |  | 2.4695e-06 |  | 0.00047229 |  | 0.018923
| 2.6441e-05 |  | 0.00011735 |  | 2.9091e-06 |  | 2.3671e-05 |  | -0.00046931 |  | 0.045408 |  | 0.17186 |  | -0.00037511 |  | 2.6254e-06 |  | 2.0444e-06 |  | 6.6079e-05 |  | 0.094861 |  | 0.032224 |  | 5.7615e-06 |  | 0.00046491 |  | 0.019041
| 2.6441e-05 |  | 0.00011735 |  | 2.9093e-06 |  | 1.3772e-05 |  | -0.00016695 |  | 0.046082 |  | 0.16374 |  | -0.00029443 |  | 2.6304e-06 |  | 2.1572e-06 |  | 6.6079e-05 |  | 0.092853 |  | 0.032522 |  | 5.7615e-06 |  | 0.00045997 |  | 0.019139
| 2.4394e-05 |  | 0.00010766 |  | 1.8823e-06 |  | 1.2321e-05 |  | -0.00020169 |  | 0.046559 |  | 0.17111 |  | -0.00026295 |  | 2.7096e-06 |  | 2.2193e-06 |  | 8.089e-05 |  | 0.091294 |  | 0.032647 |  | 5.7615e-06 |  | 0.00045915 |  | 0.01915
| 2.4396e-05 |  | 0.00010767 |  | 1.8823e-06 |  | 7.6769e-06 |  | -0.00035296 |  | 0.048145 |  | 0.16966 |  | -0.00033025 |  | 2.6973e-06 |  | 2.3185e-06 |  | 8.0897e-05 |  | 0.090236 |  | 0.033602 |  | 5.7622e-06 |  | 0.00046003 |  | 0.019101
| 9.6849e-05 |  | 0.00010084 |  | 2.9096e-06 |  | 4.4686e-06 |  | -0.00013356 |  | 0.048701 |  | 0.16147 |  | -0.00035165 |  | 2.6197e-06 |  | 2.3559e-06 |  | 8.5455e-05 |  | 0.089663 |  | 0.034115 |  | 2.4698e-06 |  | 0.00046247 |  | 0.019065
| 9.6849e-05 |  | 0.00010084 |  | 2.9096e-06 |  | 1.2531e-06 |  | 6.2059e-05 |  | 0.048911 |  | 0.16771 |  | -0.00036389 |  | 2.6477e-06 |  | 2.4308e-06 |  | 8.5455e-05 |  | 0.089009 |  | 0.034403 |  | 2.47e-06 |  | 0.00046414 |  | 0.019024
| 4.5896e-05 |  | 4.7422e-05 |  | 2.9098e-06 |  | 1.2467e-06 |  | 0 |  | 0.049407 |  | 0.15872 |  | -0.00010847 |  | 2.7544e-06 |  | 2.4688e-06 |  | 8.7741e-05 |  | 0.088376 |  | 0.034433 |  | 2.4701e-06 |  | 0.00046746 |  | 0.019021
| 5.3074e-05 |  | 4.7422e-05 |  | 2.9098e-06 |  | 1.1893e-06 |  | -6.5938e-05 |  | 0.050141 |  | 0.16526 |  | -0.00017696 |  | 2.7899e-06 |  | 2.4316e-06 |  | 8.7741e-05 |  | 0.087394 |  | 0.034773 |  | 2.4701e-06 |  | 0.00046582 |  | 0.019058
| 6.6432e-05 |  | 0.00013332 |  | 3.9364e-06 |  | 1.139e-06 |  | -0.00046157 |  | 0.051002 |  | 0.16432 |  | -0.00012462 |  | 2.7168e-06 |  | 2.3689e-06 |  | 3.4174e-05 |  | 0.086012 |  | 0.035386 |  | 5.7625e-06 |  | 0.00046335 |  | 0.019131
| 5.9259e-05 |  | 0.00013333 |  | 3.9367e-06 |  | 1.0261e-06 |  | -0.00038585 |  | 0.051199 |  | 0.15598 |  | -8.3439e-06 |  | 2.7157e-06 |  | 2.3813e-06 |  | 3.4177e-05 |  | 0.08485 |  | 0.035716 |  | 5.7629e-06 |  | 0.00046749 |  | 0.019231
| 2.7472e-05 |  | 0.0001037 |  | 1.8828e-06 |  | 9.6272e-07 |  | -0.00010472 |  | 0.051655 |  | 0.16126 |  | -0.00025921 |  | 2.7717e-06 |  | 2.4562e-06 |  | 8.547e-05 |  | 0.084001 |  | 0.035591 |  | 2.4704e-06 |  | 0.00047328 |  | 0.019276
| 2.7472e-05 |  | 0.0001037 |  | 1.8828e-06 |  | 8.6736e-07 |  | 7.7574e-05 |  | 0.052548 |  | 0.15967 |  | -0.00013583 |  | 2.7505e-06 |  | 2.3319e-06 |  | 8.547e-05 |  | 0.08289 |  | 0.035959 |  | 2.4704e-06 |  | 0.0004774 |  | 0.019261
| 5.5119e-05 |  | 2.9644e-05 |  | 2.9103e-06 |  | 8.3543e-07 |  | -3.7097e-05 |  | 0.053339 |  | 0.15224 |  | -4.0528e-05 |  | 2.6729e-06 |  | 2.133e-06 |  | 9.6305e-05 |  | 0.080868 |  | 0.036715 |  | 4.1173e-06 |  | 0.00048069 |  | 0.019182
| 5.5119e-05 |  | 2.9644e-05 |  | 2.9103e-06 |  | 8.1714e-07 |  | -0.00046156 |  | 0.054216 |  | 0.1574 |  | -0.00017322 |  | 2.7672e-06 |  | 2.0203e-06 |  | 9.6305e-05 |  | 0.079385 |  | 0.037017 |  | 4.1176e-06 |  | 0.00048319 |  | 0.01907
| 1.4164e-05 |  | 5.8125e-05 |  | 1.8831e-06 |  | 8.3093e-07 |  | -0.00039174 |  | 0.055425 |  | 0.15602 |  | 0.00014829 |  | 2.9416e-06 |  | 2.1076e-06 |  | 7.9209e-05 |  | 0.079398 |  | 0.037166 |  | 4.1178e-06 |  | 0.0004824 |  | 0.019041
| 1.4165e-05 |  | 5.813e-05 |  | 1.8831e-06 |  | 7.8781e-07 |  | -0.0001855 |  | 0.056417 |  | 0.14869 |  | 0.00020979 |  | 2.8842e-06 |  | 2.1953e-06 |  | 7.9216e-05 |  | 0.07947 |  | 0.037414 |  | 4.1176e-06 |  | 0.00047496 |  | 0.019109
| 2.6453e-05 |  | 8.4915e-05 |  | 3.9374e-06 |  | 7.3098e-07 |  | -4.6544e-05 |  | 0.057515 |  | 0.1539 |  | -4.237e-05 |  | 2.6554e-06 |  | 2.1953e-06 |  | 7.3517e-05 |  | 0.079024 |  | 0.038212 |  | 2.4709e-06 |  | 0.0004709 |  | 0.019261
| 2.6453e-05 |  | 8.4915e-05 |  | 3.9378e-06 |  | 7.0361e-07 |  | -1.8551e-05 |  | 0.058823 |  | 0.14588 |  | 8.1056e-05 |  | 2.5566e-06 |  | 2.1827e-06 |  | 7.3517e-05 |  | 0.077313 |  | 0.038734 |  | 2.4707e-06 |  | 0.00046514 |  | 0.019402
| 6.4399e-05 |  | 0.00010087 |  | 1.8833e-06 |  | 7.33e-07 |  | -3.4908e-05 |  | 0.059685 |  | 0.15219 |  | 0.00029036 |  | 2.6857e-06 |  | 2.1705e-06 |  | 6.6108e-05 |  | 0.075182 |  | 0.038946 |  | 5.7646e-06 |  | 0.00046349 |  | 0.019438
| 6.4404e-05 |  | 0.00010088 |  | 1.8833e-06 |  | 7.33e-07 |  | 9.3088e-05 |  | 0.060232 |  | 0.15064 |  | -5.3587e-05 |  | 2.8209e-06 |  | 2.2083e-06 |  | 6.6114e-05 |  | 0.073773 |  | 0.039468 |  | 5.7643e-06 |  | 0.00046846 |  | 0.019385
| 6.612e-05 |  | 4.6454e-05 |  | 1.8834e-06 |  | 7.0367e-07 |  | 5.194e-05 |  | 0.060814 |  | 0.14107 |  | -0.00032303 |  | 2.8273e-06 |  | 2.2456e-06 |  | 3.0984e-05 |  | 0.072766 |  | 0.040092 |  | 4.1186e-06 |  | 0.00047916 |  | 0.019293
| 6.6114e-05 |  | 4.645e-05 |  | 1.8834e-06 |  | 6.3049e-07 |  | -8.1452e-05 |  | 0.061779 |  | 0.14586 |  | -0.00032651 |  | 2.759e-06 |  | 2.3199e-06 |  | 3.0981e-05 |  | 0.072678 |  | 0.040459 |  | 4.1183e-06 |  | 0.00048657 |  | 0.019272
| 3.465e-05 |  | 5.814e-05 |  | 1.8836e-06 |  | 5.8676e-07 |  | -0.00030254 |  | 0.062968 |  | 0.1442 |  | -0.00020313 |  | 2.6875e-06 |  | 2.3701e-06 |  | 8.037e-05 |  | 0.071823 |  | 0.041126 |  | 4.1188e-06 |  | 0.00048251 |  | 0.019332
| 3.465e-05 |  | 5.814e-05 |  | 1.8836e-06 |  | 5.8676e-07 |  | -0.000256 |  | 0.064158 |  | 0.13662 |  | -0.00011563 |  | 2.7415e-06 |  | 2.308e-06 |  | 8.037e-05 |  | 0.070505 |  | 0.041158 |  | 4.1186e-06 |  | 0.00047919 |  | 0.019402
| 5.1042e-05 |  | 7.0116e-05 |  | 2.9113e-06 |  | 6.3054e-07 |  | 3.8788e-06 |  | 0.065018 |  | 0.14278 |  | -0.00026669 |  | 2.8672e-06 |  | 2.1959e-06 |  | 7.3536e-05 |  | 0.0695 |  | 0.041004 |  | 2.4713e-06 |  | 0.00048087 |  | 0.019469
| 5.1042e-05 |  | 7.0116e-05 |  | 3.7681e-06 |  | 6.2602e-07 |  | -0.0001086 |  | 0.065418 |  | 0.14166 |  | -0.00034894 |  | 2.9173e-06 |  | 2.1461e-06 |  | 7.3536e-05 |  | 0.068047 |  | 0.041745 |  | 2.4715e-06 |  | 0.00048419 |  | 0.01954
| 5.309e-05 |  | 0.00013624 |  | 3.7681e-06 |  | 5.7767e-07 |  | -0.00020034 |  | 0.065719 |  | 0.13375 |  | -0.00031589 |  | 2.8442e-06 |  | 2.2582e-06 |  | 2.137e-05 |  | 0.066322 |  | 0.042541 |  | 2.4715e-06 |  | 0.00048666 |  | 0.019633
| 5.309e-05 |  | 0.00013624 |  | 2.9116e-06 |  | 5.7767e-07 |  | -0.0003646 |  | 0.066345 |  | 0.13777 |  | -0.00032649 |  | 2.7977e-06 |  | 2.3082e-06 |  | 2.137e-05 |  | 0.065754 |  | 0.043109 |  | 2.4715e-06 |  | 0.00048834 |  | 0.019685
| 6.6132e-05 |  | 0.00013226 |  | 3.9391e-06 |  | 6.2608e-07 |  | -0.00029478 |  | 0.067199 |  | 0.13668 |  | -0.00053959 |  | 2.8192e-06 |  | 2.2334e-06 |  | 9.9197e-05 |  | 0.065366 |  | 0.043543 |  | 5.766e-06 |  | 0.00049245 |  | 0.019659
| 6.6137e-05 |  | 0.00013227 |  | 3.9391e-06 |  | 6.6594e-07 |  | -2.597e-05 |  | 0.067658 |  | 0.12957 |  | -0.00016211 |  | 2.8369e-06 |  | 2.1463e-06 |  | 9.9206e-05 |  | 0.063829 |  | 0.043346 |  | 5.7664e-06 |  | 0.00049822 |  | 0.019609
| 2.134e-05 |  | 3.8554e-05 |  | 1.8841e-06 |  | 6.575e-07 |  | -0.00015515 |  | 0.067808 |  | 0.1332 |  | -8.7234e-05 |  | 2.8433e-06 |  | 2.1343e-06 |  | 7.0692e-05 |  | 0.062862 |  | 0.043403 |  | 5.7664e-06 |  | 0.00050072 |  | 0.01961
| 2.1342e-05 |  | 3.8557e-05 |  | 1.8841e-06 |  | 6.5489e-07 |  | -0.00013575 |  | 0.068197 |  | 0.13189 |  | -0.00041996 |  | 2.7599e-06 |  | 2.2464e-06 |  | 7.0699e-05 |  | 0.061845 |  | 0.044193 |  | 5.7664e-06 |  | 0.00050401 |  | 0.019673
| 2.0318e-05 |  | 9.0084e-05 |  | 1.8841e-06 |  | 6.6077e-07 |  | -1.113e-05 |  | 0.068197 |  | 0.12364 |  | -0.000416 |  | 2.6691e-06 |  | 2.3207e-06 |  | 8.4382e-05 |  | 0.060797 |  | 0.044693 |  | 9.0626e-06 |  | 0.00050322 |  | 0.019758
| 2.032e-05 |  | 9.0092e-05 |  | 1.8842e-06 |  | 6.8501e-07 |  | 1.1636e-05 |  | 0.068402 |  | 0.12709 |  | -0.00049473 |  | 2.6105e-06 |  | 2.2838e-06 |  | 8.439e-05 |  | 0.059775 |  | 0.044948 |  | 9.0626e-06 |  | 0.00050325 |  | 0.019817
| 3.1589e-05 |  | 4.2516e-05 |  | 3.9398e-06 |  | 7.0331e-07 |  | 0.00013187 |  | 0.06925 |  | 0.12553 |  | -0.00040127 |  | 2.6502e-06 |  | 2.2344e-06 |  | 2.7788e-05 |  | 0.058093 |  | 0.045288 |  | 5.7671e-06 |  | 0.00050404 |  | 0.019842
| 3.1589e-05 |  | 4.2516e-05 |  | 3.9401e-06 |  | 6.6807e-07 |  | 2.968e-05 |  | 0.069844 |  | 0.11766 |  | -7.2712e-05 |  | 2.6764e-06 |  | 2.1846e-06 |  | 2.7788e-05 |  | 0.057298 |  | 0.045598 |  | 5.7674e-06 |  | 0.00050081 |  | 0.019856
| 0 |  | 0.00011176 |  | 1.8844e-06 |  | 6.1447e-07 |  | -0.00015127 |  | 0.070653 |  | 0.12158 |  | 0.00011091 |  | 2.6654e-06 |  | 2.1846e-06 |  | 8.8951e-05 |  | 0.056753 |  | 0.046186 |  | 5.7671e-06 |  | 0.00049751 |  | 0.019871
| 0 |  | 0.00011177 |  | 1.8844e-06 |  | 5.7786e-07 |  | -0.00017066 |  | 0.071538 |  | 0.12074 |  | 0.00011465 |  | 2.6572e-06 |  | 2.0097e-06 |  | 8.8959e-05 |  | 0.055083 |  | 0.046996 |  | 5.7678e-06 |  | 0.00049422 |  | 0.019914
| 8.0983e-05 |  | 0.00010494 |  | 1.8844e-06 |  | 5.9486e-07 |  | -8.9041e-05 |  | 0.071875 |  | 0.11373 |  | 6.6752e-05 |  | 2.6729e-06 |  | 1.8469e-06 |  | 5.9881e-05 |  | 0.053833 |  | 0.047246 |  | 5.7674e-06 |  | 0.00049587 |  | 0.020001
| 8.0976e-05 |  | 0.00010493 |  | 1.8845e-06 |  | 5.9949e-07 |  | -0.00012024 |  | 0.071874 |  | 0.11663 |  | -0.00017322 |  | 2.6397e-06 |  | 2.047e-06 |  | 5.9876e-05 |  | 0.053516 |  | 0.04724 |  | 5.7678e-06 |  | 0.00049758 |  | 0.020137
| 0.0001249 |  | 9.8092e-05 |  | 2.9131e-06 |  | 5.8712e-07 |  | -7.3694e-05 |  | 0.072492 |  | 0.11474 |  | -0.00019565 |  | 2.5832e-06 |  | 2.3472e-06 |  | 0.00012604 |  | 0.052748 |  | 0.047651 |  | 5.7681e-06 |  | 0.0004959 |  | 0.020258
| 0.0001249 |  | 9.8092e-05 |  | 2.9131e-06 |  | 5.6423e-07 |  | 7.4201e-05 |  | 0.072749 |  | 0.10803 |  | 6.3176e-05 |  | 2.5962e-06 |  | 2.4093e-06 |  | 0.00012604 |  | 0.051455 |  | 0.0483 |  | 5.7681e-06 |  | 0.00050252 |  | 0.020297
| 4.9529e-06 |  | 0.00010666 |  | 2.9131e-06 |  | 5.5377e-07 |  | 0.00012024 |  | 0.073573 |  | 0.11149 |  | -8.3495e-05 |  | 2.6672e-06 |  | 2.1722e-06 |  | 5.5591e-05 |  | 0.051005 |  | 0.048911 |  | 4.1211e-06 |  | 0.00050667 |  | 0.02024
| 4.9529e-06 |  | 0.00010666 |  | 2.9131e-06 |  | 5.6031e-07 |  | 3.4908e-05 |  | 0.075181 |  | 0.10998 |  | -0.00025173 |  | 2.8183e-06 |  | 1.7665e-06 |  | 5.5591e-05 |  | 0.050754 |  | 0.049276 |  | 4.1211e-06 |  | 0.00050255 |  | 0.02016
| 4.3895e-05 |  | 5.8176e-05 |  | 1.8849e-06 |  | 5.7736e-07 |  | -5.9361e-05 |  | 0.076653 |  | 0.10319 |  | -0.00020145 |  | 2.8855e-06 |  | 1.5852e-06 |  | 9.6216e-06 |  | 0.050208 |  | 0.049704 |  | 4.1211e-06 |  | 0.00049596 |  | 0.020127
| 4.3899e-05 |  | 5.8181e-05 |  | 1.8849e-06 |  | 6.4863e-07 |  | 6.9815e-05 |  | 0.077608 |  | 0.10732 |  | -3.4892e-05 |  | 2.7297e-06 |  | 1.6602e-06 |  | 9.6224e-06 |  | 0.049386 |  | 0.050123 |  | 4.1213e-06 |  | 0.00049269 |  | 0.020196
| 6.5596e-05 |  | 0.00014545 |  | 2.9136e-06 |  | 7.0296e-07 |  | 0.00015127 |  | 0.078154 |  | 0.10555 |  | -1.2455e-06 |  | 2.5118e-06 |  | 1.9168e-06 |  | 0.00010895 |  | 0.047965 |  | 0.050544 |  | 4.1216e-06 |  | 0.00049602 |  | 0.020366
| 6.5596e-05 |  | 0.00014545 |  | 2.9136e-06 |  | 8.0693e-07 |  | -7.4196e-05 |  | 0.078954 |  | 0.097977 |  | 0.00010967 |  | 2.3922e-06 |  | 2.2847e-06 |  | 0.00010895 |  | 0.047098 |  | 0.051619 |  | 4.1216e-06 |  | 0.00049849 |  | 0.020584
| 7.2447e-05 |  | 0.00010268 |  | 1.885e-06 |  | 8.5729e-07 |  | -0.00037623 |  | 0.079594 |  | 0.10098 |  | 0.00018195 |  | 2.4831e-06 |  | 2.3969e-06 |  | 8.9561e-05 |  | 0.046406 |  | 0.052616 |  | 2.473e-06 |  | 0.00050508 |  | 0.02073
| 7.2447e-05 |  | 0.00010268 |  | 1.8852e-06 |  | 9.1753e-07 |  | -0.00045381 |  | 0.080707 |  | 0.098979 |  | -0.0005396 |  | 2.6009e-06 |  | 2.2849e-06 |  | 8.9561e-05 |  | 0.045859 |  | 0.052808 |  | 2.4731e-06 |  | 0.00051582 |  | 0.020751
| 4.5953e-05 |  | 3.2642e-05 |  | 1.8852e-06 |  | 9.2668e-07 |  | -0.00023744 |  | 0.081521 |  | 0.093613 |  | -0.00077004 |  | 2.6249e-06 |  | 2.0599e-06 |  | 0.0001061 |  | 0.045219 |  | 0.05255 |  | 7.4183e-06 |  | 0.00052077 |  | 0.020714
| 4.5957e-05 |  | 3.2645e-05 |  | 1.8853e-06 |  | 8.8425e-07 |  | -0.00013575 |  | 0.082435 |  | 0.097028 |  | -0.00054708 |  | 2.5964e-06 |  | 1.9479e-06 |  | 0.00010611 |  | 0.04445 |  | 0.053207 |  | 7.4187e-06 |  | 0.00052492 |  | 0.020702
| 2.7505e-05 |  | 7.987e-05 |  | 2.9141e-06 |  | 8.3258e-07 |  | 0.00015515 |  | 0.083222 |  | 0.094826 |  | -1.2455e-06 |  | 2.5485e-06 |  | 2.0729e-06 |  | 7.5876e-05 |  | 0.044395 |  | 0.053504 |  | 8.2442e-07 |  | 0.00052986 |  | 0.020728
| 2.7505e-05 |  | 7.987e-05 |  | 2.9141e-06 |  | 7.8549e-07 |  | 0.00015211 |  | 0.084307 |  | 0.08804 |  | 0.00028847 |  | 2.476e-06 |  | 2.1229e-06 |  | 7.5877e-05 |  | 0.043822 |  | 0.054474 |  | 8.2447e-07 |  | 0.00053319 |  | 0.020795
| 1.3156e-05 |  | 6.6184e-05 |  | 2.9141e-06 |  | 7.9007e-07 |  | -0.00028314 |  | 0.085759 |  | 0.090324 |  | 0.00013708 |  | 2.4446e-06 |  | 2.0479e-06 |  | 7.1889e-05 |  | 0.042761 |  | 0.056331 |  | 4.1223e-06 |  | 0.0005266 |  | 0.020879
| 1.3156e-05 |  | 6.6184e-05 |  | 2.9143e-06 |  | 7.6593e-07 |  | -0.00042277 |  | 0.086503 |  | 0.089243 |  | -8.7231e-06 |  | 2.5508e-06 |  | 1.9602e-06 |  | 7.1889e-05 |  | 0.041818 |  | 0.056891 |  | 4.1226e-06 |  | 0.00051674 |  | 0.020943
| 1.1106e-05 |  | 6.5043e-05 |  | 2.9146e-06 |  | 7.3722e-07 |  | -0.00012614 |  | 0.086614 |  | 0.083591 |  | -0.00018714 |  | 2.6967e-06 |  | 1.9482e-06 |  | 8.7865e-05 |  | 0.041216 |  | 0.057122 |  | 2.4736e-06 |  | 0.00051592 |  | 0.021004
| 1.1107e-05 |  | 6.5048e-05 |  | 2.9146e-06 |  | 7.902e-07 |  | 1.1636e-05 |  | 0.087192 |  | 0.085396 |  | -6.1063e-05 |  | 2.8006e-06 |  | 2.1733e-06 |  | 8.7872e-05 |  | 0.040864 |  | 0.057256 |  | 2.4737e-06 |  | 0.00051839 |  | 0.021086
| 0 |  | 4.1556e-05 |  | 1.8857e-06 |  | 8.7197e-07 |  | -0.00013187 |  | 0.088854 |  | 0.084638 |  | 0.0001483 |  | 2.7514e-06 |  | 2.3978e-06 |  | 9.529e-05 |  | 0.040088 |  | 0.057701 |  | 5.7709e-06 |  | 0.00052089 |  | 0.021175
| 0 |  | 4.1556e-05 |  | 1.8857e-06 |  | 9.714e-07 |  | 5.4301e-05 |  | 0.090732 |  | 0.083247 |  | -1.6193e-05 |  | 2.7014e-06 |  | 2.51e-06 |  | 9.529e-05 |  | 0.039462 |  | 0.058302 |  | 5.7709e-06 |  | 0.00051928 |  | 0.021211
| 3.469e-05 |  | 7.2473e-05 |  | 2.9148e-06 |  | 9.898e-07 |  | -0.0001484 |  | 0.092437 |  | 0.077046 |  | -0.00019071 |  | 2.7003e-06 |  | 2.398e-06 |  | 0.00013581 |  | 0.038853 |  | 0.058959 |  | 4.1231e-06 |  | 0.00052093 |  | 0.021246
| 3.469e-05 |  | 7.2473e-05 |  | 2.9148e-06 |  | 9.8522e-07 |  | -0.00029865 |  | 0.093082 |  | 0.079111 |  | -0.00016574 |  | 2.6558e-06 |  | 2.1735e-06 |  | 0.00013581 |  | 0.037893 |  | 0.059775 |  | 4.1233e-06 |  | 0.00052917 |  | 0.02131
| 3.5718e-05 |  | 7.9898e-05 |  | 8.5756e-07 |  | 9.624e-07 |  | 0.00019394 |  | 0.093741 |  | 0.077703 |  | -0.000162 |  | 2.6096e-06 |  | 2.0736e-06 |  | 6.3348e-05 |  | 0.037136 |  | 0.060632 |  | 5.7716e-06 |  | 0.00053827 |  | 0.021429
| 3.5715e-05 |  | 7.9891e-05 |  | 8.5756e-07 |  | 9.0025e-07 |  | 0.00022261 |  | 0.095212 |  | 0.072404 |  | -0.00015139 |  | 2.5781e-06 |  | 2.1608e-06 |  | 6.3342e-05 |  | 0.036457 |  | 0.061179 |  | 5.7716e-06 |  | 0.00054321 |  | 0.021555
| 8.39e-05 |  | 9.4744e-05 |  | 1.886e-06 |  | 8.6099e-07 |  | 2.7152e-05 |  | 0.096251 |  | 0.074358 |  | -0.00012088 |  | 2.5979e-06 |  | 2.3481e-06 |  | 4.2792e-05 |  | 0.036227 |  | 0.061775 |  | 2.4742e-06 |  | 0.00054242 |  | 0.021689
| 8.3893e-05 |  | 9.4736e-05 |  | 1.8862e-06 |  | 9.4417e-07 |  | 0.00012412 |  | 0.09707 |  | 0.071981 |  | -0.00013583 |  | 2.6283e-06 |  | 2.4484e-06 |  | 4.2788e-05 |  | 0.036013 |  | 0.062567 |  | 2.4742e-06 |  | 0.00054077 |  | 0.021778
| 9.6457e-05 |  | 5.2453e-05 |  | 8.5764e-07 |  | 1.0659e-06 |  | 0.00016324 |  | 0.098989 |  | 0.066839 |  | 0.0001347 |  | 2.6406e-06 |  | 2.3733e-06 |  | 0.00010901 |  | 0.035429 |  | 0.062809 |  | 5.7723e-06 |  | 0.00054328 |  | 0.021794
| 9.6457e-05 |  | 5.2453e-05 |  | 8.5764e-07 |  | 1.1699e-06 |  | -8.5338e-05 |  | 0.10016 |  | 0.068534 |  | 0.00046234 |  | 2.7377e-06 |  | 2.1982e-06 |  | 0.00010901 |  | 0.034719 |  | 0.062865 |  | 5.7723e-06 |  | 0.00054493 |  | 0.0218
| 4.8032e-05 |  | 7.0208e-05 |  | 3.9442e-06 |  | 1.1523e-06 |  | 5.8174e-05 |  | 0.10024 |  | 0.066646 |  | 0.00052216 |  | 2.8255e-06 |  | 2.0862e-06 |  | 9.7607e-05 |  | 0.034454 |  | 0.063578 |  | 4.1241e-06 |  | 0.00053837 |  | 0.021847
| 4.8032e-05 |  | 7.0208e-05 |  | 3.9445e-06 |  | 1.1479e-06 |  | 0.00034132 |  | 0.10027 |  | 0.065332 |  | 0.00043243 |  | 2.7512e-06 |  | 2.0363e-06 |  | 9.7607e-05 |  | 0.034108 |  | 0.064396 |  | 4.1241e-06 |  | 0.00053589 |  | 0.02198
| 3.1622e-05 |  | 6.3359e-05 |  | 1.8863e-06 |  | 1.1608e-06 |  | 5.565e-05 |  | 0.10044 |  | 0.060273 |  | -2.6223e-05 |  | 2.597e-06 |  | 2.1112e-06 |  | 6.3359e-05 |  | 0.033516 |  | 0.065364 |  | 4.1243e-06 |  | 0.00054166 |  | 0.022144
| 3.1622e-05 |  | 6.3359e-05 |  | 1.8865e-06 |  | 1.1688e-06 |  | 7.7573e-06 |  | 0.10151 |  | 0.060605 |  | -1.2461e-05 |  | 2.5042e-06 |  | 2.2365e-06 |  | 6.3359e-05 |  | 0.033374 |  | 0.066406 |  | 4.1243e-06 |  | 0.00054582 |  | 0.022322
| 8.5057e-05 |  | 6.6219e-05 |  | 2.9158e-06 |  | 1.1642e-06 |  | -2.7151e-05 |  | 0.10257 |  | 0.059573 |  | 0.00022681 |  | 2.5644e-06 |  | 2.2737e-06 |  | 6.8502e-05 |  | 0.032862 |  | 0.066763 |  | 4.1246e-06 |  | 0.00054503 |  | 0.022417
| 8.5064e-05 |  | 6.6224e-05 |  | 2.9161e-06 |  | 1.1244e-06 |  | -0.00011872 |  | 0.10305 |  | 0.055424 |  | 3.8144e-05 |  | 2.5715e-06 |  | 2.0179e-06 |  | 6.8508e-05 |  | 0.032272 |  | 0.067236 |  | 4.1246e-06 |  | 0.00054173 |  | 0.022441
| 5.6241e-05 |  | 5.4442e-05 |  | 2.9161e-06 |  | 1.0884e-06 |  | -0.00011248 |  | 0.1037 |  | 0.056023 |  | -0.00031903 |  | 2.5112e-06 |  | 1.7247e-06 |  | 9.3049e-05 |  | 0.031992 |  | 0.06751 |  | 4.1246e-06 |  | 0.00054008 |  | 0.02244
| 5.6246e-05 |  | 5.4447e-05 |  | 2.9163e-06 |  | 1.0505e-06 |  | -9.6967e-05 |  | 0.10387 |  | 0.054876 |  | -0.00040502 |  | 2.5381e-06 |  | 1.762e-06 |  | 9.3057e-05 |  | 0.031676 |  | 0.068232 |  | 4.1248e-06 |  | 0.00053599 |  | 0.022469
| 2.8553e-05 |  | 8.7926e-05 |  | 8.5786e-07 |  | 1.0485e-06 |  | -0.00025987 |  | 0.10361 |  | 0.053188 |  | -0.00023304 |  | 2.6105e-06 |  | 2.0801e-06 |  | 7.7078e-05 |  | 0.031397 |  | 0.06924 |  | 5.7741e-06 |  | 0.00052609 |  | 0.022552
| 2.8551e-05 |  | 8.7919e-05 |  | 8.58e-07 |  | 1.082e-06 |  | -0.00030052 |  | 0.1038 |  | 0.049344 |  | -0.00014066 |  | 2.7067e-06 |  | 2.4366e-06 |  | 7.7072e-05 |  | 0.030676 |  | 0.070163 |  | 5.7737e-06 |  | 0.00052778 |  | 0.022669
| 0 |  | 7.822e-05 |  | 8.5793e-07 |  | 1.1173e-06 |  | 3.4908e-05 |  | 0.10415 |  | 0.050806 |  | 9.9702e-06 |  | 2.7304e-06 |  | 2.4743e-06 |  | 3.6386e-05 |  | 0.030124 |  | 0.071142 |  | 5.7744e-06 |  | 0.0005385 |  | 0.022778
| 0 |  | 7.8227e-05 |  | 8.58e-07 |  | 1.1521e-06 |  | -3.1029e-05 |  | 0.10452 |  | 0.049615 |  | 0.00023055 |  | 2.7546e-06 |  | 2.3622e-06 |  | 3.6389e-05 |  | 0.029952 |  | 0.071294 |  | 5.7744e-06 |  | 0.00055502 |  | 0.022873
| 6.2239e-05 |  | 9.5928e-05 |  | 2.9166e-06 |  | 1.1508e-06 |  | -0.0004081 |  | 0.10417 |  | 0.045669 |  | 0.00015258 |  | 2.7601e-06 |  | 2.2621e-06 |  | 2.2476e-05 |  | 0.02927 |  | 0.071736 |  | 5.7744e-06 |  | 0.00056574 |  | 0.022973
| 6.2239e-05 |  | 9.5928e-05 |  | 2.9168e-06 |  | 1.2307e-06 |  | -0.00019781 |  | 0.10363 |  | 0.045928 |  | -0.00015079 |  | 2.685e-06 |  | 2.2372e-06 |  | 2.2476e-05 |  | 0.029092 |  | 0.072588 |  | 5.7748e-06 |  | 0.00056739 |  | 0.023054
| 2.9582e-05 |  | 5.9384e-05 |  | 1.8871e-06 |  | 1.3126e-06 |  | 5.818e-05 |  | 0.10363 |  | 0.045309 |  | -0.00010593 |  | 2.6036e-06 |  | 2.3123e-06 |  | 6.852e-05 |  | 0.028704 |  | 0.073705 |  | 2.4754e-06 |  | 0.00056908 |  | 0.023105
| 2.9584e-05 |  | 5.9389e-05 |  | 1.8871e-06 |  | 1.3702e-06 |  | -1.1636e-05 |  | 0.10465 |  | 0.044187 |  | -0.00013584 |  | 2.5612e-06 |  | 2.225e-06 |  | 6.8526e-05 |  | 0.028266 |  | 0.074629 |  | 2.4755e-06 |  | 0.00057241 |  | 0.02314
| 7.4808e-05 |  | 3.7628e-05 |  | 2.9171e-06 |  | 1.3461e-06 |  | 0.00015211 |  | 0.10544 |  | 0.040749 |  | -1.5502e-05 |  | 2.6059e-06 |  | 2.0628e-06 |  | 0.0001519 |  | 0.028297 |  | 0.075176 |  | 5.7751e-06 |  | 0.00057076 |  | 0.023243
| 7.4814e-05 |  | 3.7631e-05 |  | 2.9171e-06 |  | 1.3487e-06 |  | -0.00012023 |  | 0.10569 |  | 0.041681 |  | 0.00013708 |  | 2.7031e-06 |  | 2.0628e-06 |  | 0.00015191 |  | 0.027778 |  | 0.07599 |  | 5.7751e-06 |  | 0.00056169 |  | 0.023418
| 1.4195e-05 |  | 0.00014163 |  | 2.9173e-06 |  | 1.375e-06 |  | -0.00031416 |  | 0.10606 |  | 0.040291 |  | -0.00010593 |  | 2.7608e-06 |  | 2.1753e-06 |  | 0.00012621 |  | 0.026979 |  | 0.076912 |  | 4.1261e-06 |  | 0.00055925 |  | 0.023588
| 1.4195e-05 |  | 0.00014163 |  | 2.9173e-06 |  | 1.392e-06 |  | -0.0002226 |  | 0.10579 |  | 0.035847 |  | -0.00011562 |  | 2.8293e-06 |  | 2.4379e-06 |  | 0.00012621 |  | 0.026683 |  | 0.077716 |  | 4.1263e-06 |  | 0.00056997 |  | 0.023698
| 0 |  | 0.00010281 |  | 1.8874e-06 |  | 1.3828e-06 |  | -0.00036072 |  | 0.10553 |  | 0.036085 |  | -7.9755e-05 |  | 2.8464e-06 |  | 2.5881e-06 |  | 0.00012737 |  | 0.026605 |  | 0.078264 |  | 5.7758e-06 |  | 0.00058073 |  | 0.023769
| 0 |  | 0.00010281 |  | 1.8874e-06 |  | 1.2702e-06 |  | -0.00025987 |  | 0.10537 |  | 0.035573 |  | -0.00023677 |  | 2.8306e-06 |  | 2.4751e-06 |  | 0.00012737 |  | 0.026247 |  | 0.079024 |  | 5.7758e-06 |  | 0.00057908 |  | 0.023848
| 3.6773e-05 |  | 5.94e-05 |  | 2.9176e-06 |  | 1.1675e-06 |  | 0.00013187 |  | 0.10546 |  | 0.034607 |  | -0.00026294 |  | 2.7973e-06 |  | 2.2128e-06 |  | 6.7396e-05 |  | 0.025963 |  | 0.079684 |  | 2.476e-06 |  | 0.00057087 |  | 0.023939
| 3.6776e-05 |  | 5.9405e-05 |  | 2.9178e-06 |  | 1.1342e-06 |  | 0.00012242 |  | 0.10612 |  | 0.031927 |  | -0.00025867 |  | 2.8051e-06 |  | 1.9131e-06 |  | 6.7402e-05 |  | 0.025574 |  | 0.079993 |  | 2.476e-06 |  | 0.00057252 |  | 0.024022
| 7.8826e-05 |  | 6.4546e-05 |  | 8.583e-07 |  | 1.2042e-06 |  | -0.00017066 |  | 0.10639 |  | 0.031333 |  | -0.00026669 |  | 2.8446e-06 |  | 1.8751e-06 |  | 7.7112e-05 |  | 0.025497 |  | 0.080539 |  | 5.7765e-06 |  | 0.0005841 |  | 0.02412
| 7.8826e-05 |  | 6.4546e-05 |  | 8.5837e-07 |  | 1.256e-06 |  | -0.00014351 |  | 0.10637 |  | 0.030237 |  | -0.00026295 |  | 2.9277e-06 |  | 1.9876e-06 |  | 7.7112e-05 |  | 0.025035 |  | 0.081909 |  | 5.7769e-06 |  | 0.00059235 |  | 0.024279
| 3.7806e-05 |  | 0.00011082 |  | 1.8879e-06 |  | 1.2378e-06 |  | 3.1029e-05 |  | 0.10572 |  | 0.029045 |  | -0.00021809 |  | 2.9745e-06 |  | 2.138e-06 |  | 9.7684e-05 |  | 0.024596 |  | 0.083007 |  | 7.4273e-06 |  | 0.00059317 |  | 0.024436
| 3.7806e-05 |  | 0.00011082 |  | 1.8879e-06 |  | 1.285e-06 |  | 2.597e-05 |  | 0.10507 |  | 0.027293 |  | -0.00012993 |  | 2.9313e-06 |  | 2.138e-06 |  | 9.7684e-05 |  | 0.024662 |  | 0.083796 |  | 7.4277e-06 |  | 0.00058744 |  | 0.02452
| 7.6554e-05 |  | 6.5128e-05 |  | 2.9181e-06 |  | 1.3498e-06 |  | -0.00020557 |  | 0.10544 |  | 0.026717 |  | -0.00015079 |  | 2.8437e-06 |  | 1.9878e-06 |  | 5.3542e-05 |  | 0.024417 |  | 0.084861 |  | 5.7772e-06 |  | 0.00058579 |  | 0.024578
| 7.6554e-05 |  | 6.5128e-05 |  | 2.9181e-06 |  | 1.3577e-06 |  | -0.0002366 |  | 0.10604 |  | 0.024924 |  | -0.00024799 |  | 2.7341e-06 |  | 1.9505e-06 |  | 5.3542e-05 |  | 0.024208 |  | 0.085627 |  | 5.7772e-06 |  | 0.0005916 |  | 0.024645
| 4.7047e-05 |  | 7.9411e-05 |  | 2.9183e-06 |  | 1.3008e-06 |  | -0.00014739 |  | 0.10601 |  | 0.024304 |  | -0.000405 |  | 2.7104e-06 |  | 2.0637e-06 |  | 7.0841e-05 |  | 0.023756 |  | 0.086526 |  | 2.4766e-06 |  | 0.00060153 |  | 0.024729
| 4.7052e-05 |  | 7.9418e-05 |  | 2.9186e-06 |  | 1.2885e-06 |  | -1.113e-05 |  | 0.10556 |  | 0.022164 |  | -0.0002229 |  | 2.6305e-06 |  | 2.1763e-06 |  | 7.0847e-05 |  | 0.023039 |  | 0.087503 |  | 2.4766e-06 |  | 0.0006081 |  | 0.024812
| 4.2945e-05 |  | 2.774e-05 |  | 1.8881e-06 |  | 1.3329e-06 |  | 0.00021721 |  | 0.10604 |  | 0.022373 |  | -4.9851e-06 |  | 2.568e-06 |  | 2.1883e-06 |  | 9.1987e-05 |  | 0.023065 |  | 0.088022 |  | 4.1276e-06 |  | 0.00060483 |  | 0.024885
| 4.2945e-05 |  | 2.774e-05 |  | 1.8883e-06 |  | 1.4306e-06 |  | 0.00013964 |  | 0.10691 |  | 0.020703 |  | 0.00011465 |  | 2.5572e-06 |  | 2.0511e-06 |  | 9.1987e-05 |  | 0.023224 |  | 0.089189 |  | 4.1278e-06 |  | 0.00059579 |  | 0.024997
| 8.9138e-05 |  | 6.2283e-05 |  | 3.9486e-06 |  | 1.4838e-06 |  | 7.7576e-06 |  | 0.10628 |  | 0.019537 |  | 3.9878e-05 |  | 2.6184e-06 |  | 1.901e-06 |  | 0.00015085 |  | 0.022635 |  | 0.090154 |  | 5.7783e-06 |  | 0.00059249 |  | 0.025168
| 8.9138e-05 |  | 6.2283e-05 |  | 3.9482e-06 |  | 1.5374e-06 |  | 8.9041e-05 |  | 0.1052 |  | 0.01841 |  | -0.00021575 |  | 2.712e-06 |  | 1.9258e-06 |  | 0.00015085 |  | 0.022216 |  | 0.090692 |  | 5.7783e-06 |  | 0.00059583 |  | 0.025366
| 3.3709e-05 |  | 7.8282e-05 |  | 2.9188e-06 |  | 1.5408e-06 |  | 7.7573e-05 |  | 0.10564 |  | 0.017988 |  | -0.00015453 |  | 2.7403e-06 |  | 2.1013e-06 |  | 7.2568e-05 |  | 0.022072 |  | 0.091509 |  | 4.1281e-06 |  | 0.00060738 |  | 0.025539
| 3.3712e-05 |  | 7.8289e-05 |  | 2.9191e-06 |  | 1.5481e-06 |  | 0.0001823 |  | 0.10584 |  | 0.016889 |  | 7.7263e-05 |  | 2.7899e-06 |  | 2.289e-06 |  | 7.2574e-05 |  | 0.021687 |  | 0.092364 |  | 4.1283e-06 |  | 0.00061399 |  | 0.025627
| 6.3431e-05 |  | 6.7431e-05 |  | 1.8886e-06 |  | 1.5514e-06 |  | 8.5331e-05 |  | 0.10589 |  | 0.015384 |  | -0.00018714 |  | 2.8077e-06 |  | 2.289e-06 |  | 0.00010286 |  | 0.02145 |  | 0.093307 |  | 4.1283e-06 |  | 0.0006165 |  | 0.025653
| 6.3436e-05 |  | 6.7437e-05 |  | 1.8886e-06 |  | 1.594e-06 |  | 5.4302e-05 |  | 0.10658 |  | 0.015375 |  | -0.00024425 |  | 2.7974e-06 |  | 2.3263e-06 |  | 0.00010287 |  | 0.021027 |  | 0.09454 |  | 4.1286e-06 |  | 0.00061815 |  | 0.025677
| 2.9608e-05 |  | 8.1153e-05 |  | 2.9191e-06 |  | 1.6333e-06 |  | 0.00010472 |  | 0.1072 |  | 0.015148 |  | -4.9848e-05 |  | 2.7515e-06 |  | 2.3886e-06 |  | 7.2009e-05 |  | 0.020406 |  | 0.095817 |  | 5.779e-06 |  | 0.00062066 |  | 0.025744
| 2.9608e-05 |  | 8.1153e-05 |  | 2.9193e-06 |  | 1.6229e-06 |  | 0.00029478 |  | 0.10707 |  | 0.014498 |  | 6.6047e-05 |  | 2.723e-06 |  | 2.4139e-06 |  | 7.2009e-05 |  | 0.020149 |  | 0.096743 |  | 5.779e-06 |  | 0.00062727 |  | 0.025864
| 7.0872e-05 |  | 4.8563e-05 |  | 8.5889e-07 |  | 1.5713e-06 |  | 0.00024048 |  | 0.10645 |  | 0.013555 |  | 0.0001483 |  | 2.741e-06 |  | 2.3768e-06 |  | 8.9733e-05 |  | 0.020058 |  | 0.097774 |  | 4.1288e-06 |  | 0.00063473 |  | 0.026018
| 7.0872e-05 |  | 4.8563e-05 |  | 8.5881e-07 |  | 1.4978e-06 |  | -0.00031536 |  | 0.10649 |  | 0.011961 |  | 2.3842e-06 |  | 2.7373e-06 |  | 2.2391e-06 |  | 8.9733e-05 |  | 0.019763 |  | 0.099152 |  | 4.1291e-06 |  | 0.00063968 |  | 0.026189
| 5.631e-05 |  | 0.00012174 |  | 2.9196e-06 |  | 1.4763e-06 |  | -0.00010861 |  | 0.10644 |  | 0.011721 |  | 0.00016326 |  | 2.7163e-06 |  | 2.152e-06 |  | 0.00012631 |  | 0.019496 |  | 0.10022 |  | 5.7797e-06 |  | 0.00063807 |  | 0.026388
| 5.6315e-05 |  | 0.00012175 |  | 2.9198e-06 |  | 1.4509e-06 |  | 6.593e-05 |  | 0.10656 |  | 0.010752 |  | 0.0001969 |  | 2.7296e-06 |  | 2.1399e-06 |  | 0.00012632 |  | 0.019204 |  | 0.1008 |  | 5.7797e-06 |  | 0.00063395 |  | 0.026585
| 2.1396e-05 |  | 0.00010403 |  | 1.8891e-06 |  | 1.4469e-06 |  | -6.9817e-05 |  | 0.10696 |  | 0.0097791 |  | 0.00017447 |  | 2.7645e-06 |  | 2.1901e-06 |  | 6.2304e-05 |  | 0.018767 |  | 0.10161 |  | 4.1293e-06 |  | 0.00062899 |  | 0.026734
| 2.1398e-05 |  | 0.00010404 |  | 1.8891e-06 |  | 1.5354e-06 |  | 1.8549e-05 |  | 0.10697 |  | 0.0088638 |  | 9.5364e-05 |  | 2.7358e-06 |  | 2.2151e-06 |  | 6.231e-05 |  | 0.018466 |  | 0.10249 |  | 4.1296e-06 |  | 0.0006216 |  | 0.02683
| 5.7165e-05 |  | 8.3461e-05 |  | 1.8891e-06 |  | 1.6278e-06 |  | 0.000128 |  | 0.10738 |  | 0.0086356 |  | -3.8632e-05 |  | 2.6686e-06 |  | 2.1901e-06 |  | 6.7455e-05 |  | 0.018149 |  | 0.10375 |  | 4.1293e-06 |  | 0.0006249 |  | 0.026891
| 5.7165e-05 |  | 8.3461e-05 |  | 1.8892e-06 |  | 1.7099e-06 |  | 0.00011637 |  | 0.10823 |  | 0.0077817 |  | -2.7416e-05 |  | 2.6449e-06 |  | 2.4029e-06 |  | 6.7455e-05 |  | 0.017991 |  | 0.10489 |  | 4.1298e-06 |  | 0.00064145 |  | 0.026992
| 4.8103e-05 |  | 4.0641e-05 |  | 1.8892e-06 |  | 1.6994e-06 |  | 3.8788e-06 |  | 0.10868 |  | 0.0076592 |  | 7.3525e-05 |  | 2.6887e-06 |  | 2.6528e-06 |  | 4.9288e-05 |  | 0.017801 |  | 0.10546 |  | 2.4778e-06 |  | 0.00065549 |  | 0.027159
| 4.8107e-05 |  | 4.0645e-05 |  | 1.8894e-06 |  | 1.6831e-06 |  | -0.00016324 |  | 0.10906 |  | 0.0068112 |  | 5.6024e-05 |  | 2.6903e-06 |  | 2.6402e-06 |  | 4.9293e-05 |  | 0.01735 |  | 0.106 |  | 2.4781e-06 |  | 0.00066048 |  | 0.027321
| 4.9139e-05 |  | 6.0606e-05 |  | 2.9203e-06 |  | 1.6772e-06 |  | -0.00020169 |  | 0.1098 |  | 0.0065192 |  | -6.4801e-05 |  | 2.6485e-06 |  | 2.3774e-06 |  | 6.1177e-05 |  | 0.017049 |  | 0.10756 |  | 4.1298e-06 |  | 0.000658 |  | 0.027401
| 4.9139e-05 |  | 6.0606e-05 |  | 2.9203e-06 |  | 1.6831e-06 |  | -7.7576e-06 |  | 0.11018 |  | 0.0061924 |  | 0.00020811 |  | 2.6341e-06 |  | 2.1275e-06 |  | 6.1177e-05 |  | 0.017068 |  | 0.10929 |  | 4.1301e-06 |  | 0.0006663 |  | 0.027455
| 1.3184e-05 |  | 5.9462e-05 |  | 1.8895e-06 |  | 1.6951e-06 |  | 4.6544e-05 |  | 0.11033 |  | 0.0056504 |  | 8.4734e-05 |  | 2.6618e-06 |  | 2.1405e-06 |  | 9.2052e-05 |  | 0.01668 |  | 0.11042 |  | 4.1303e-06 |  | 0.00067786 |  | 0.027547
| 1.3184e-05 |  | 5.9462e-05 |  | 1.8895e-06 |  | 1.6544e-06 |  | 0.0002226 |  | 0.11 |  | 0.0050282 |  | -0.00016926 |  | 2.6823e-06 |  | 2.1778e-06 |  | 9.2052e-05 |  | 0.016214 |  | 0.11123 |  | 4.1303e-06 |  | 0.00067868 |  | 0.027684
| 0 |  | 2.7762e-05 |  | 2.9206e-06 |  | 1.6027e-06 |  | -7.7544e-06 |  | 0.10926 |  | 0.0050452 |  | 0.00015577 |  | 2.6741e-06 |  | 2.1778e-06 |  | 6.0039e-05 |  | 0.01595 |  | 0.11183 |  | 2.4782e-06 |  | 0.00066634 |  | 0.02783
| 0 |  | 2.7762e-05 |  | 2.9208e-06 |  | 1.5766e-06 |  | -0.00012023 |  | 0.10908 |  | 0.0046071 |  | 0.00030531 |  | 2.7244e-06 |  | 2.1407e-06 |  | 6.0039e-05 |  | 0.015683 |  | 0.11287 |  | 2.4784e-06 |  | 0.00066143 |  | 0.027978
| 7.4912e-05 |  | 5.7757e-05 |  | 8.5925e-07 |  | 1.6015e-06 |  | 0.0001086 |  | 0.1105 |  | 0.0044029 |  | 6.9787e-05 |  | 2.7847e-06 |  | 2.1028e-06 |  | 3.1084e-05 |  | 0.015527 |  | 0.1138 |  | 5.7821e-06 |  | 0.00067295 |  | 0.028144
| 7.4912e-05 |  | 5.7757e-05 |  | 8.5925e-07 |  | 1.6107e-06 |  | 0.00017454 |  | 0.11152 |  | 0.0040835 |  | -0.00010966 |  | 2.8477e-06 |  | 2.2904e-06 |  | 3.1084e-05 |  | 0.01519 |  | 0.11529 |  | 5.7818e-06 |  | 0.00068624 |  | 0.028306
| 7.0909e-05 |  | 4.6605e-05 |  | 1.8899e-06 |  | 1.5951e-06 |  | 0.00033019 |  | 0.1113 |  | 0.0033591 |  | 0.00012755 |  | 2.8548e-06 |  | 2.5162e-06 |  | 5.5737e-05 |  | 0.014855 |  | 0.11661 |  | 4.1311e-06 |  | 0.00068785 |  | 0.028453
| 7.0916e-05 |  | 4.6609e-05 |  | 1.8899e-06 |  | 1.5675e-06 |  | 7.7576e-05 |  | 0.11245 |  | 0.0031517 |  | 8.1004e-05 |  | 2.7774e-06 |  | 2.3658e-06 |  | 5.5742e-05 |  | 0.014644 |  | 0.1179 |  | 4.1308e-06 |  | 0.00068624 |  | 0.028595
| 3.3739e-05 |  | 5.5534e-05 |  | 1.89e-06 |  | 1.5559e-06 |  | -2.327e-05 |  | 0.11283 |  | 0.0025724 |  | -0.00012836 |  | 2.707e-06 |  | 1.99e-06 |  | 4.5022e-05 |  | 0.014261 |  | 0.11956 |  | 4.1313e-06 |  | 0.00069371 |  | 0.028733
| 3.3742e-05 |  | 5.5539e-05 |  | 1.89e-06 |  | 1.5546e-06 |  | -3.8788e-06 |  | 0.11247 |  | 0.0022791 |  | -0.00013583 |  | 2.6049e-06 |  | 1.8023e-06 |  | 4.5026e-05 |  | 0.013943 |  | 0.12055 |  | 4.1311e-06 |  | 0.00069784 |  | 0.02886
| 3.5797e-05 |  | 5.9483e-05 |  | 8.594e-07 |  | 1.565e-06 |  | -0.00011872 |  | 0.11298 |  | 0.0022617 |  | 5.2449e-05 |  | 2.5822e-06 |  | 1.9906e-06 |  | 7.9501e-05 |  | 0.01377 |  | 0.12127 |  | 4.1313e-06 |  | 0.00069371 |  | 0.028921
| 3.5797e-05 |  | 5.9483e-05 |  | 8.5947e-07 |  | 1.5527e-06 |  | -8.533e-05 |  | 0.11291 |  | 0.002294 |  | 3.6135e-05 |  | 2.5969e-06 |  | 2.2164e-06 |  | 7.9501e-05 |  | 0.013528 |  | 0.12196 |  | 4.1316e-06 |  | 0.00068797 |  | 0.028974
| 3.3742e-05 |  | 0.00012183 |  | 8.5947e-07 |  | 1.5298e-06 |  | 6.5944e-05 |  | 0.11267 |  | 0.0020415 |  | -0.00025547 |  | 2.6359e-06 |  | 2.2537e-06 |  | 8.5792e-05 |  | 0.013348 |  | 0.1232 |  | 5.7832e-06 |  | 0.00069049 |  | 0.02908
| 3.3744e-05 |  | 0.00012184 |  | 8.5947e-07 |  | 1.6209e-06 |  | -8.5327e-05 |  | 0.11249 |  | 0.0014883 |  | -0.0003265 |  | 2.7189e-06 |  | 2.1406e-06 |  | 8.58e-05 |  | 0.013271 |  | 0.12411 |  | 5.7832e-06 |  | 0.00069789 |  | 0.029216
| 4.9165e-05 |  | 0.00012185 |  | 2.9218e-06 |  | 1.7371e-06 |  | -0.00038787 |  | 0.11234 |  | 0.0017927 |  | -0.00017322 |  | 2.7664e-06 |  | 1.9903e-06 |  | 2.8951e-05 |  | 0.013047 |  | 0.12524 |  | 5.7835e-06 |  | 0.00070375 |  | 0.029373
| 4.9165e-05 |  | 0.00012185 |  | 2.9218e-06 |  | 1.8171e-06 |  | -0.00023002 |  | 0.11234 |  | 0.0019208 |  | 0.00015973 |  | 2.774e-06 |  | 2.0655e-06 |  | 2.8951e-05 |  | 0.012708 |  | 0.12702 |  | 5.7835e-06 |  | 0.00070619 |  | 0.029532
| 4.197e-05 |  | 0.000127 |  | 2.9221e-06 |  | 1.7819e-06 |  | -3.4908e-05 |  | 0.11249 |  | 0.0019078 |  | 0.00027914 |  | 2.7235e-06 |  | 2.2914e-06 |  | 3.86e-05 |  | 0.012278 |  | 0.12838 |  | 4.1321e-06 |  | 0.00070706 |  | 0.029709
| 4.197e-05 |  | 0.000127 |  | 2.9218e-06 |  | 1.7555e-06 |  | -0.00011248 |  | 0.11284 |  | 0.0015997 |  | 0.00014829 |  | 2.728e-06 |  | 2.2912e-06 |  | 3.86e-05 |  | 0.011722 |  | 0.12928 |  | 4.1321e-06 |  | 0.00071288 |  | 0.029877
| 4.6086e-05 |  | 0.00010984 |  | 8.5962e-07 |  | 1.7648e-06 |  | -0.00025599 |  | 0.1137 |  | 0.0011578 |  | -0.00016948 |  | 2.7776e-06 |  | 2.0657e-06 |  | 0.00013502 |  | 0.011531 |  | 0.13018 |  | 7.4372e-06 |  | 0.00071619 |  | 0.029999
| 4.609e-05 |  | 0.00010985 |  | 8.5969e-07 |  | 1.7486e-06 |  | -8.1621e-05 |  | 0.114 |  | 0.0011749 |  | -9.4168e-05 |  | 2.8368e-06 |  | 2.1038e-06 |  | 0.00013503 |  | 0.011525 |  | 0.1312 |  | 7.4372e-06 |  | 0.0007261 |  | 0.030069
| 3.4778e-05 |  | 0.00010241 |  | 1.8907e-06 |  | 1.721e-06 |  | 3.8786e-05 |  | 0.11361 |  | 0.0014251 |  | -8.3495e-05 |  | 2.83e-06 |  | 2.3668e-06 |  | 7.4945e-05 |  | 0.011303 |  | 0.1325 |  | 8.2652e-07 |  | 0.00074019 |  | 0.030078
| 3.4781e-05 |  | 0.00010241 |  | 1.8907e-06 |  | 1.641e-06 |  | -0.00022885 |  | 0.11273 |  | 0.0011875 |  | -0.00020313 |  | 2.7278e-06 |  | 2.5919e-06 |  | 7.4952e-05 |  | 0.011079 |  | 0.13376 |  | 8.2652e-07 |  | 0.00075423 |  | 0.030117
| 1.8334e-05 |  | 9.2124e-05 |  | 2.9226e-06 |  | 1.5906e-06 |  | -0.00026763 |  | 0.11142 |  | 0.0010093 |  | -7.6019e-05 |  | 2.6327e-06 |  | 2.5548e-06 |  | 0.00013218 |  | 0.011013 |  | 0.13425 |  | 5.7846e-06 |  | 0.00075841 |  | 0.030232
| 1.8334e-05 |  | 9.2124e-05 |  | 3.7823e-06 |  | 1.6064e-06 |  | -0.00012024 |  | 0.11144 |  | 0.0010279 |  | -0.00015827 |  | 2.5895e-06 |  | 2.2166e-06 |  | 0.00013218 |  | 0.010698 |  | 0.13457 |  | 5.7849e-06 |  | 0.00075593 |  | 0.030388
| 2.2447e-05 |  | 0.00012817 |  | 3.7823e-06 |  | 1.6726e-06 |  | -0.00015953 |  | 0.11186 |  | 0.00060316 |  | -0.00010133 |  | 2.6403e-06 |  | 1.9156e-06 |  | 0.00011501 |  | 0.010361 |  | 0.13549 |  | 4.1331e-06 |  | 0.00075515 |  | 0.030596
| 2.2449e-05 |  | 0.00012818 |  | 2.9228e-06 |  | 1.7699e-06 |  | -0.00019393 |  | 0.11169 |  | 0.00038924 |  | 7.7263e-05 |  | 2.5753e-06 |  | 1.6527e-06 |  | 0.00011502 |  | 0.010119 |  | 0.13677 |  | 4.1331e-06 |  | 0.00075597 |  | 0.030878
| 2.1419e-05 |  | 0.00010414 |  | 1.891e-06 |  | 1.8e-06 |  | -0.00020557 |  | 0.111 |  | 0.00052661 |  | -0.00012836 |  | 2.4594e-06 |  | 1.6907e-06 |  | 2.6813e-05 |  | 0.010028 |  | 0.138 |  | 4.1331e-06 |  | 0.00075763 |  | 0.031215
| 2.1423e-05 |  | 0.00010416 |  | 1.891e-06 |  | 1.8355e-06 |  | -2.715e-05 |  | 0.11042 |  | 0.00051548 |  | 3.9878e-05 |  | 2.4958e-06 |  | 2.029e-06 |  | 2.6817e-05 |  | 0.0098092 |  | 0.13877 |  | 4.1333e-06 |  | 0.00075767 |  | 0.031454
| 2.1423e-05 |  | 6.2381e-05 |  | 8.5991e-07 |  | 1.8389e-06 |  | -3.1029e-05 |  | 0.10978 |  | 0.00050063 |  | 0.00040625 |  | 2.6476e-06 |  | 2.3295e-06 |  | 0.00010072 |  | 0.0095603 |  | 0.13984 |  | 5.7856e-06 |  | 0.00076102 |  | 0.031579
| 2.1423e-05 |  | 6.2381e-05 |  | 8.5991e-07 |  | 1.8376e-06 |  | 9.6461e-05 |  | 0.10994 |  | 0.00064223 |  | 0.00027415 |  | 2.7553e-06 |  | 2.5173e-06 |  | 0.00010072 |  | 0.0094721 |  | 0.14115 |  | 5.786e-06 |  | 0.00076511 |  | 0.031655
| 3.479e-05 |  | 0.00014308 |  | 1.8913e-06 |  | 1.8332e-06 |  | -5.4305e-05 |  | 0.10935 |  | 0.00066772 |  | 0.00017447 |  | 2.7123e-06 |  | 2.4049e-06 |  | 6.2381e-05 |  | 0.0091237 |  | 0.14229 |  | 4.1336e-06 |  | 0.00076603 |  | 0.031755
| 3.4793e-05 |  | 0.00014309 |  | 1.8912e-06 |  | 1.8527e-06 |  | -0.00021721 |  | 0.10822 |  | 0.00034469 |  | 0.00012213 |  | 2.7724e-06 |  | 2.2549e-06 |  | 6.2386e-05 |  | 0.0090298 |  | 0.14341 |  | 4.1336e-06 |  | 0.00076185 |  | 0.031892
| 2.3483e-05 |  | 9.6163e-05 |  | 2.9236e-06 |  | 1.8805e-06 |  | 4.6544e-05 |  | 0.10793 |  | 8.1066e-05 |  | 0.0003726 |  | 2.8909e-06 |  | 2.218e-06 |  | 8.357e-05 |  | 0.0091022 |  | 0.14441 |  | 2.4803e-06 |  | 0.00075611 |  | 0.031998
| 2.3481e-05 |  | 9.6155e-05 |  | 2.9233e-06 |  | 1.8089e-06 |  | -0.00034521 |  | 0.1074 |  | 0.00041151 |  | 0.00035765 |  | 2.9627e-06 |  | 2.1798e-06 |  | 8.3563e-05 |  | 0.0090061 |  | 0.1452 |  | 2.4805e-06 |  | 0.00076442 |  | 0.032077
| 2.3483e-05 |  | 0.00012421 |  | 1.8915e-06 |  | 1.7099e-06 |  | -0.00046005 |  | 0.10673 |  | 0.00020539 |  | 1.3112e-05 |  | 2.9231e-06 |  | 2.18e-06 |  | 8.5833e-06 |  | 0.0086722 |  | 0.1464 |  | 8.2682e-07 |  | 0.00077847 |  | 0.032212
| 2.3485e-05 |  | 0.00012422 |  | 1.8915e-06 |  | 1.704e-06 |  | -0.0002366 |  | 0.10621 |  | -7.8591e-05 |  | -7.2279e-05 |  | 2.7249e-06 |  | 2.18e-06 |  | 8.5841e-06 |  | 0.0084954 |  | 0.14761 |  | 8.2682e-07 |  | 0.00078673 |  | 0.032422
| 0 |  | 8.2433e-05 |  | 2.9238e-06 |  | 1.7974e-06 |  | -5.4298e-05 |  | 0.10578 |  | 0.00035954 |  | 2.4925e-06 |  | 2.5721e-06 |  | 2.1924e-06 |  | 7.9571e-05 |  | 0.0082083 |  | 0.14838 |  | 4.1343e-06 |  | 0.00079174 |  | 0.032682
| 0 |  | 8.2433e-05 |  | 2.9238e-06 |  | 1.8138e-06 |  | 4.6544e-05 |  | 0.10529 |  | 0.00052661 |  | -0.0001321 |  | 2.4712e-06 |  | 2.1422e-06 |  | 7.9571e-05 |  | 0.0079521 |  | 0.14943 |  | 4.1343e-06 |  | 0.00079918 |  | 0.032884
| 6.641e-05 |  | 6.87e-05 |  | 1.8916e-06 |  | 1.7337e-06 |  | 8.9209e-05 |  | 0.10577 |  | 0.00048949 |  | -0.00041623 |  | 2.509e-06 |  | 2.0798e-06 |  | 8.1295e-05 |  | 0.0078435 |  | 0.15078 |  | 5.7874e-06 |  | 0.00080997 |  | 0.033015
| 6.641e-05 |  | 6.87e-05 |  | 1.8918e-06 |  | 1.7949e-06 |  | 0.00020169 |  | 0.10541 |  | 0.00041895 |  | -0.00053212 |  | 2.6327e-06 |  | 2.2177e-06 |  | 8.1295e-05 |  | 0.0076245 |  | 0.15216 |  | 5.7874e-06 |  | 0.00081741 |  | 0.033095
| 0.00010076 |  | 6.183e-05 |  | 1.8918e-06 |  | 1.9386e-06 |  | 0.00015582 |  | 0.10466 |  | 0.00024801 |  | -0.00058766 |  | 2.713e-06 |  | 2.4178e-06 |  | 5.2581e-05 |  | 0.0075985 |  | 0.15266 |  | 4.1346e-06 |  | 0.00082324 |  | 0.033151
| 0.00010077 |  | 6.1835e-05 |  | 1.892e-06 |  | 1.9775e-06 |  | 0.00020169 |  | 0.10526 |  | 6.2501e-05 |  | -0.00035267 |  | 2.8072e-06 |  | 2.481e-06 |  | 5.2586e-05 |  | 0.0075976 |  | 0.15374 |  | 4.1348e-06 |  | 0.0008249 |  | 0.03324
| 6.0012e-06 |  | 0.00012424 |  | 1.8918e-06 |  | 1.8723e-06 |  | 0.000128 |  | 0.10567 |  | 1.4234e-05 |  | -3.1154e-05 |  | 2.8145e-06 |  | 2.3309e-06 |  | 3.4342e-05 |  | 0.0072092 |  | 0.1546 |  | 2.4811e-06 |  | 0.00081994 |  | 0.033392
| 6.0018e-06 |  | 0.00012425 |  | 1.892e-06 |  | 1.776e-06 |  | -0.00019394 |  | 0.10541 |  | 3.2798e-05 |  | 4.7355e-05 |  | 2.8004e-06 |  | 1.9927e-06 |  | 3.4345e-05 |  | 0.0067203 |  | 0.15533 |  | 2.4811e-06 |  | 0.00081668 |  | 0.033578
| 5.6414e-05 |  | 0.0001191 |  | 8.6035e-07 |  | 1.7854e-06 |  | -6.9825e-05 |  | 0.10605 |  | 9.963e-05 |  | -8.3495e-05 |  | 2.7924e-06 |  | 1.8043e-06 |  | 7.3865e-05 |  | 0.006769 |  | 0.15578 |  | 8.2702e-07 |  | 0.00081916 |  | 0.033801
| 5.6414e-05 |  | 0.0001191 |  | 8.6035e-07 |  | 1.8418e-06 |  | 0.00010388 |  | 0.10689 |  | 0.00039007 |  | -0.0002837 |  | 2.6805e-06 |  | 1.729e-06 |  | 7.3865e-05 |  | 0.0065314 |  | 0.15584 |  | 8.2707e-07 |  | 0.0008283 |  | 0.034102
| 8.1316e-05 |  | 3.0783e-05 |  | 1.8921e-06 |  | 1.8871e-06 |  | 0.00014739 |  | 0.10697 |  | 0.00021101 |  | -0.00025547 |  | 2.5803e-06 |  | 1.8423e-06 |  | 0.00012255 |  | 0.0062205 |  | 0.15691 |  | 4.1353e-06 |  | 0.00084153 |  | 0.034442
| 8.1316e-05 |  | 3.0783e-05 |  | 1.8923e-06 |  | 1.8964e-06 |  | 1.5518e-05 |  | 0.10791 |  | -0.00017141 |  | -0.00016948 |  | 2.4769e-06 |  | 1.993e-06 |  | 0.00012255 |  | 0.0060068 |  | 0.1576 |  | 4.1356e-06 |  | 0.00085894 |  | 0.034728
| 0 |  | 5.4619e-05 |  | 3.9563e-06 |  | 1.8628e-06 |  | -0.00015126 |  | 0.10825 |  | 1.052e-05 |  | -9.8448e-05 |  | 2.4801e-06 |  | 2.0681e-06 |  | 6.6433e-05 |  | 0.0061019 |  | 0.15829 |  | 4.1356e-06 |  | 0.00087217 |  | 0.034844
| 0 |  | 5.4619e-05 |  | 3.957e-06 |  | 1.8001e-06 |  | 1.9394e-05 |  | 0.10765 |  | 0.00011819 |  | 0.00024176 |  | 2.5938e-06 |  | 1.9932e-06 |  | 6.6433e-05 |  | 0.0060539 |  | 0.15954 |  | 4.1358e-06 |  | 0.00087878 |  | 0.034847
| 2.8641e-05 |  | 9.1632e-05 |  | 8.6043e-07 |  | 1.7744e-06 |  | 0.00017842 |  | 0.10792 |  | 1.052e-05 |  | 0.00015577 |  | 2.6986e-06 |  | 1.8424e-06 |  | 9.4496e-05 |  | 0.0056517 |  | 0.16009 |  | 5.7891e-06 |  | 0.00088049 |  | 0.034791
| 2.8643e-05 |  | 9.164e-05 |  | 8.605e-07 |  | 1.7896e-06 |  | -7.0488e-05 |  | 0.10803 |  | 3.1372e-05 |  | -0.00017999 |  | 2.7791e-06 |  | 1.8053e-06 |  | 9.4504e-05 |  | 0.0056062 |  | 0.16059 |  | 5.7891e-06 |  | 0.00087966 |  | 0.034726
| 5.6429e-05 |  | 4.2706e-05 |  | 1.8926e-06 |  | 1.8311e-06 |  | -0.00020945 |  | 0.10749 |  | 0.00028528 |  | -1.9939e-05 |  | 2.7512e-06 |  | 1.9309e-06 |  | 9.4504e-05 |  | 0.0055313 |  | 0.1619 |  | 4.1361e-06 |  | 0.00088302 |  | 0.034726
| 5.6434e-05 |  | 4.271e-05 |  | 1.8925e-06 |  | 1.9307e-06 |  | -2.3273e-05 |  | 0.10723 |  | -8.6008e-05 |  | 0.00025298 |  | 2.7153e-06 |  | 2.2435e-06 |  | 9.4512e-05 |  | 0.0055065 |  | 0.16173 |  | 4.1363e-06 |  | 0.0008946 |  | 0.034876
| 3.4821e-05 |  | 8.8211e-05 |  | 2.9253e-06 |  | 1.9979e-06 |  | -0.00027151 |  | 0.1074 |  | -7.8592e-05 |  | 0.00035018 |  | 2.7025e-06 |  | 2.3937e-06 |  | 4.1872e-05 |  | 0.0056714 |  | 0.16148 |  | 7.4439e-06 |  | 0.0009054 |  | 0.035201
| 3.4821e-05 |  | 8.8211e-05 |  | 2.9256e-06 |  | 2.0427e-06 |  | -0.00033745 |  | 0.10764 |  | 0.00025928 |  | 0.00011091 |  | 2.597e-06 |  | 2.3817e-06 |  | 4.1872e-05 |  | 0.0057301 |  | 0.16195 |  | 7.4448e-06 |  | 0.00091119 |  | 0.035569
| 3.5853e-05 |  | 9.1656e-05 |  | 1.8926e-06 |  | 2.015e-06 |  | -9.3088e-05 |  | 0.10796 |  | 6.9927e-05 |  | -5.3587e-05 |  | 2.5007e-06 |  | 2.2186e-06 |  | 6.4159e-05 |  | 0.0059145 |  | 0.16212 |  | 4.1363e-06 |  | 0.00091615 |  | 0.035857
| 3.5853e-05 |  | 9.1656e-05 |  | 1.8929e-06 |  | 1.9733e-06 |  | -4.452e-05 |  | 0.10753 |  | -0.00027761 |  | 5.96e-05 |  | 2.5107e-06 |  | 2.1064e-06 |  | 6.4159e-05 |  | 0.0060604 |  | 0.16292 |  | 4.1368e-06 |  | 0.00093109 |  | 0.036095
| 1.2181e-05 |  | 8.2498e-05 |  | 1.8928e-06 |  | 1.958e-06 |  | -4.6544e-05 |  | 0.10624 |  | -0.00014543 |  | 0.00031653 |  | 2.6306e-06 |  | 2.1442e-06 |  | 8.5935e-05 |  | 0.0059449 |  | 0.16326 |  | 4.1366e-06 |  | 0.00095265 |  | 0.036279
| 1.2181e-05 |  | 8.2498e-05 |  | 1.8929e-06 |  | 1.9798e-06 |  | -0.00012412 |  | 0.10588 |  | 2.9076e-05 |  | 0.00049972 |  | 2.7942e-06 |  | 2.031e-06 |  | 8.5935e-05 |  | 0.0060612 |  | 0.16354 |  | 4.1368e-06 |  | 0.00096499 |  | 0.036441
| 4.3062e-05 |  | 5.6625e-05 |  | 1.8929e-06 |  | 2.0061e-06 |  | -0.00019006 |  | 0.10552 |  | -0.00010458 |  | 0.00015204 |  | 2.8416e-06 |  | 1.8804e-06 |  | 0.0001375 |  | 0.0059941 |  | 0.16452 |  | 2.4823e-06 |  | 0.00096346 |  | 0.036541
| 4.3066e-05 |  | 5.663e-05 |  | 1.8931e-06 |  | 2.0739e-06 |  | 0.00010085 |  | 0.10529 |  | -0.000138 |  | 9.5956e-05 |  | 2.7615e-06 |  | 1.8059e-06 |  | 0.00013751 |  | 0.0060268 |  | 0.16475 |  | 2.4823e-06 |  | 0.00095099 |  | 0.036638
| 4.2036e-05 |  | 3.974e-05 |  | 1.8929e-06 |  | 2.1158e-06 |  | 0.00020557 |  | 0.10524 |  | -0.00017884 |  | 7.7263e-05 |  | 2.6446e-06 |  | 1.8933e-06 |  | 3.5439e-05 |  | 0.0057237 |  | 0.16448 |  | 5.7909e-06 |  | 0.00094361 |  | 0.036743
| 4.204e-05 |  | 3.9743e-05 |  | 1.8933e-06 |  | 2.1155e-06 |  | 2.968e-05 |  | 0.10413 |  | -0.00012845 |  | 0.00010251 |  | 2.5509e-06 |  | 2.0185e-06 |  | 3.5443e-05 |  | 0.0057182 |  | 0.16415 |  | 5.7912e-06 |  | 0.0009478 |  | 0.036842
| 6.2457e-05 |  | 6.9333e-05 |  | 3.9584e-06 |  | 2.0746e-06 |  | 0.00017453 |  | 0.10386 |  | -0.00011201 |  | 0.00015204 |  | 2.5672e-06 |  | 2.0563e-06 |  | 5.2627e-05 |  | 0.0054094 |  | 0.16423 |  | 8.2747e-07 |  | 0.00096097 |  | 0.036956
| 6.2457e-05 |  | 6.9333e-05 |  | 3.9587e-06 |  | 2.0557e-06 |  | 0.00014738 |  | 0.1042 |  | 0.00034839 |  | 0.00023055 |  | 2.5455e-06 |  | 2.1698e-06 |  | 5.2627e-05 |  | 0.0055027 |  | 0.16444 |  | 8.2752e-07 |  | 0.0009644 |  | 0.037134
| 7.2777e-05 |  | 3.2791e-05 |  | 3.9587e-06 |  | 2.1332e-06 |  | -3.103e-05 |  | 0.10409 |  | 0.00062314 |  | 0.00069786 |  | 2.7178e-06 |  | 2.5523e-06 |  | 9.8565e-05 |  | 0.0054792 |  | 0.16437 |  | 8.2752e-07 |  | 0.00099081 |  | 0.037322
| 7.2777e-05 |  | 3.2791e-05 |  | 5.8524e-06 |  | 1.6283e-06 |  | 0.00012024 |  | 0.10359 |  | 0.00037439 |  | 0.00044364 |  | 2.3115e-06 |  | 2.3142e-06 |  | 0.00010376 |  | 0.0045336 |  | 0.1648 |  | 8.2757e-07 |  | 0.0010058 |  | 0.037377
| 4.8225e-05 |  | 6.476e-05 |  | 1.8934e-06 |  | 1.1396e-06 |  | -0.00010473 |  | 0.10294 |  | 0.00011448 |  | 0.00016698 |  | 1.9585e-06 |  | 1.9124e-06 |  | 2.0238e-05 |  | 0.0043166 |  | 0.16515 |  | 0 |  | 0.0010264 |  | 0.037401
| 5.7508e-05 |  | 6.476e-05 |  | 0 |  | 6.2399e-07 |  | -4.2672e-05 |  | 0.10263 |  | 0.00013305 |  | 0.00047729 |  | 1.3192e-06 |  | 1.3226e-06 |  | 1.5039e-05 |  | 0.0045741 |  | 0.16533 |  | 0 |  | 0.0010149 |  | 0.037524
| 5.2359e-05 |  | 3.0807e-05 |  | 0 |  | 6.9236e-07 |  | 0.00025228 |  | 0.10164 |  | -4.321e-05 |  | 0.00054595 |  | 1.1957e-06 |  | 1.2165e-06 |  | 0 |  | 0.0047126 |  | 0.16541 |  | 0 |  | 0.0010158 |  | 0.037844
| 4.3081e-05 |  | 3.081e-05 |  | 0 |  | 6.9761e-07 |  | 0.00013575 |  | 0.10083 |  | -0.00018998 |  | 0.0005558 |  | 1.1057e-06 |  | 1.1353e-06 |  | 0 |  | 0.0048306 |  | 0.16494 |  | 0 |  | 0.0010273 |  | 0.038152
| 5.1319e-05 |  | 9.6289e-05 |  | 0 |  | 6.6877e-07 |  | -0.00020557 |  | 0.10027 |  | -0.00039048 |  | 0.00041373 |  | 1.0886e-06 |  | 1.0034e-06 |  | 0 |  | 0.0047484 |  | 0.16426 |  | 0 |  | 0.0010473 |  | 0.038381
| 5.1324e-05 |  | 9.6298e-05 |  | 8.6101e-07 |  | 5.8594e-07 |  | -0.00027151 |  | 0.098776 |  | -0.00031251 |  | 0.00048102 |  | 1.059e-06 |  | 1.1727e-06 |  | 5.1998e-06 |  | 0.0044627 |  | 0.16377 |  | 0 |  | 0.0010654 |  | 0.038486
| 2.1456e-05 |  | 6.7638e-05 |  | 8.6109e-07 |  | 5.4658e-07 |  | -0.00023661 |  | 0.097125 |  | -6.1882e-07 |  | 0.0011614 |  | 1.0543e-06 |  | 1.4677e-06 |  | 5.1998e-06 |  | 0.0043017 |  | 0.16296 |  | 0 |  | 0.0010787 |  | 0.038517
| 2.1456e-05 |  | 6.7638e-05 |  | 0 |  | 5.2954e-07 |  | -0.00034521 |  | 0.096181 |  | 0.00010334 |  | 0.001554 |  | 1.0887e-06 |  | 1.455e-06 |  | 0 |  | 0.0045444 |  | 0.16231 |  | 0 |  | 0.0010896 |  | 0.038512
| 3.2788e-05 |  | 0.00010032 |  | 0 |  | 5.4925e-07 |  | -0.0002597 |  | 0.095714 |  | -0.00021368 |  | 0.0015651 |  | 1.1602e-06 |  | 1.1098e-06 |  | 4.2977e-06 |  | 0.0047032 |  | 0.16245 |  | 0 |  | 0.001097 |  | 0.038556
| 3.2788e-05 |  | 0.00010032 |  | 0 |  | 5.2494e-07 |  | -0.00017066 |  | 0.094939 |  | -0.00045731 |  | 0.0018232 |  | 1.1478e-06 |  | 8.7788e-07 |  | 4.2977e-06 |  | 0.0045948 |  | 0.16342 |  | 0 |  | 0.001102 |  | 0.038711
| 2.352e-05 |  | 6.077e-05 |  | 0 |  | 5.2626e-07 |  | -8.921e-05 |  | 0.09412 |  | -0.00016399 |  | 0.0021335 |  | 1.0331e-06 |  | 1.0222e-06 |  | 0 |  | 0.0043874 |  | 0.16323 |  | 0 |  | 0.0011169 |  | 0.038864
| 2.352e-05 |  | 6.077e-05 |  | 8.6123e-07 |  | 6.242e-07 |  | -7.3694e-05 |  | 0.09283 |  | -0.00015285 |  | 0.002369 |  | 9.9677e-07 |  | 1.267e-06 |  | 0 |  | 0.0034889 |  | 0.16237 |  | 0 |  | 0.0011401 |  | 0.038958
| 6.7649e-05 |  | 6.4783e-05 |  | 1.7225e-06 |  | 7.6678e-07 |  | -0.0001086 |  | 0.092375 |  | -0.00010087 |  | 0.0028139 |  | 1.0222e-06 |  | 1.173e-06 |  | 2.3641e-05 |  | 0.0028537 |  | 0.16221 |  | 0 |  | 0.001141 |  | 0.039018
| 6.7655e-05 |  | 6.4789e-05 |  | 2.7555e-06 |  | 8.1547e-07 |  | 0.0001629 |  | 0.091793 |  | 0.00018873 |  | 0.0034382 |  | 1.1198e-06 |  | 9.096e-07 |  | 2.3643e-05 |  | 0.0030581 |  | 0.16165 |  | 0 |  | 0.0011269 |  | 0.039168
| 4.2069e-05 |  | 9.3464e-05 |  | 1.8942e-06 |  | 7.4911e-07 |  | 7.7571e-05 |  | 0.090218 |  | -0.00020483 |  | 0.0039765 |  | 1.126e-06 |  | 1.023e-06 |  | 0 |  | 0.0031741 |  | 0.16106 |  | 0 |  | 0.0011311 |  | 0.039369
| 4.2066e-05 |  | 9.3456e-05 |  | 8.6131e-07 |  | 6.8668e-07 |  | -6.5936e-05 |  | 0.089471 |  | -0.00055013 |  | 0.0041374 |  | 1.0168e-06 |  | 1.3303e-06 |  | 0 |  | 0.0029019 |  | 0.16034 |  | 0 |  | 0.0011502 |  | 0.039551
| 9.1005e-06 |  | 9.1744e-05 |  | 1.7228e-06 |  | 6.4139e-07 |  | -0.00011501 |  | 0.088496 |  | -0.00022079 |  | 0.0042651 |  | 9.8389e-07 |  | 1.3742e-06 |  | 0 |  | 0.0025328 |  | 0.15996 |  | 0 |  | 0.0011634 |  | 0.039674
| 9.1013e-06 |  | 9.1752e-05 |  | 1.7228e-06 |  | 6.5651e-07 |  | -7.7573e-05 |  | 0.087484 |  | 6.9926e-05 |  | 0.0052065 |  | 1.0464e-06 |  | 1.0353e-06 |  | 0 |  | 0.0022293 |  | 0.16003 |  | 0 |  | 0.0011659 |  | 0.039796
| 8.0711e-06 |  | 5.5685e-05 |  | 1.7228e-06 |  | 6.3942e-07 |  | -0.00012024 |  | 0.086225 |  | 0.00016646 |  | 0.0066533 |  | 1.1467e-06 |  | 7.4024e-07 |  | 0 |  | 0.0023187 |  | 0.16005 |  | 0 |  | 0.0011734 |  | 0.039958
| 8.0711e-06 |  | 5.5685e-05 |  | 8.6145e-07 |  | 6.6248e-07 |  | -0.00010085 |  | 0.085082 |  | 7.3639e-05 |  | 0.0081039 |  | 1.1688e-06 |  | 8.028e-07 |  | 0 |  | 0.0024883 |  | 0.15999 |  | 0 |  | 0.0011899 |  | 0.040104
| 5.5472e-05 |  | 9.0613e-05 |  | 0 |  | 6.7168e-07 |  | 0 |  | 0.085285 |  | -0.00023083 |  | 0.0090384 |  | 1.1647e-06 |  | 8.8463e-07 |  | 0 |  | 0.0023875 |  | 0.15935 |  | 0 |  | 0.0012033 |  | 0.040177
| 5.5472e-05 |  | 9.0613e-05 |  | 8.6145e-07 |  | 6.2699e-07 |  | -0.0002909 |  | 0.0849 |  | -0.00016771 |  | 0.009932 |  | 1.2039e-06 |  | 7.403e-07 |  | 0 |  | 0.0022296 |  | 0.15878 |  | 0 |  | 0.0012315 |  | 0.040178
| 4.4141e-05 |  | 1.094e-05 |  | 1.7231e-06 |  | 6.2836e-07 |  | -0.0001629 |  | 0.084081 |  | 6.8071e-06 |  | 0.011024 |  | 1.272e-06 |  | 6.334e-07 |  | 0 |  | 0.0022709 |  | 0.15739 |  | 0 |  | 0.0012671 |  | 0.040141
| 4.4141e-05 |  | 1.094e-05 |  | 2.7562e-06 |  | 5.9549e-07 |  | 4.823e-05 |  | 0.084117 |  | -0.00033088 |  | 0.011714 |  | 1.3194e-06 |  | 7.5905e-07 |  | 0 |  | 0.0022403 |  | 0.15546 |  | 0 |  | 0.001296 |  | 0.040101
| 0 |  | 4.6743e-05 |  | 1.8947e-06 |  | 6.185e-07 |  | 3.8786e-05 |  | 0.083816 |  | -0.00041646 |  | 0.013861 |  | 1.2809e-06 |  | 1.0477e-06 |  | 0 |  | 0.0026013 |  | 0.1542 |  | 0 |  | 0.0013135 |  | 0.040076
| 0 |  | 4.6747e-05 |  | 8.616e-07 |  | 6.3498e-07 |  | 8.1451e-05 |  | 0.083148 |  | -0.00029393 |  | 0.015417 |  | 1.2652e-06 |  | 1.1232e-06 |  | 0 |  | 0.0028231 |  | 0.15338 |  | 0 |  | 0.0013325 |  | 0.040195
| 6.8832e-05 |  | 0.00011759 |  | 1.7232e-06 |  | 6.7837e-07 |  | -4.2665e-05 |  | 0.083002 |  | -0.00010829 |  | 0.017353 |  | 1.2913e-06 |  | 1.0104e-06 |  | 0 |  | 0.0026568 |  | 0.15328 |  | 0 |  | 0.0013665 |  | 0.040468
| 6.8838e-05 |  | 0.0001176 |  | 1.7233e-06 |  | 7.3167e-07 |  | -0.00010084 |  | 0.083067 |  | -0.00012686 |  | 0.01837 |  | 1.2798e-06 |  | 8.7841e-07 |  | 0 |  | 0.0025948 |  | 0.15316 |  | 0 |  | 0.0013889 |  | 0.040794
| 6.2528e-05 |  | 5.3715e-05 |  | 1.7232e-06 |  | 7.3424e-07 |  | -0.00021721 |  | 0.082849 |  | -0.00023825 |  | 0.019006 |  | 1.2281e-06 |  | 9.3504e-07 |  | 0 |  | 0.0026702 |  | 0.15229 |  | 0 |  | 0.0013972 |  | 0.041034
| 6.2533e-05 |  | 5.3719e-05 |  | 8.6167e-07 |  | 7.2379e-07 |  | -0.00024824 |  | 0.081555 |  | -9.7155e-05 |  | 0.020733 |  | 1.1746e-06 |  | 1.2432e-06 |  | 0 |  | 0.0027697 |  | 0.15046 |  | 0 |  | 0.0014014 |  | 0.041106
| 4.982e-06 |  | 5.5709e-05 |  | 1.8952e-06 |  | 6.9032e-07 |  | -4.6543e-05 |  | 0.080482 |  | -0.00010087 |  | 0.022561 |  | 1.2297e-06 |  | 1.5127e-06 |  | 0 |  | 0.002888 |  | 0.14833 |  | 0 |  | 0.0014138 |  | 0.041091
| 4.982e-06 |  | 5.5709e-05 |  | 2.7569e-06 |  | 6.844e-07 |  | 7.7576e-06 |  | 0.080433 |  | -0.00017513 |  | 0.023869 |  | 1.3129e-06 |  | 1.4431e-06 |  | 5.2044e-06 |  | 0.0027806 |  | 0.14712 |  | 0 |  | 0.0014222 |  | 0.041078
| 3.1786e-05 |  | 9.18e-05 |  | 8.6175e-07 |  | 6.6271e-07 |  | -0.0001892 |  | 0.07925 |  | -0.00017106 |  | 0.024191 |  | 1.2916e-06 |  | 1.0918e-06 |  | 5.2048e-06 |  | 0.0025927 |  | 0.14645 |  | 0 |  | 0.0014081 |  | 0.041113
| 3.1786e-05 |  | 9.18e-05 |  | 8.6182e-07 |  | 6.2002e-07 |  | -0.00016678 |  | 0.078079 |  | -0.00026423 |  | 0.027616 |  | 1.2147e-06 |  | 9.037e-07 |  | 0 |  | 0.0026556 |  | 0.14439 |  | 0 |  | 0.0014056 |  | 0.041138
| 6.6555e-05 |  | 3.88e-05 |  | 1.7235e-06 |  | 6.0354e-07 |  | -6.9814e-05 |  | 0.077232 |  | -0.00024195 |  | 0.030045 |  | 1.1445e-06 |  | 1.1485e-06 |  | 0 |  | 0.0028495 |  | 0.14262 |  | 0 |  | 0.0014363 |  | 0.041156
| 8.4116e-05 |  | 3.8804e-05 |  | 2.7574e-06 |  | 7.0885e-07 |  | -9.3085e-05 |  | 0.076035 |  | 0.00015904 |  | 0.031765 |  | 1.1715e-06 |  | 1.4317e-06 |  | 2.7822e-05 |  | 0.0027403 |  | 0.14211 |  | 0 |  | 0.0014894 |  | 0.041207
| 3.9037e-05 |  | 3.2837e-05 |  | 3.7907e-06 |  | 8.1727e-07 |  | -1.5515e-05 |  | 0.075682 |  | 1.0521e-05 |  | 0.033358 |  | 1.2243e-06 |  | 1.3936e-06 |  | 2.7824e-05 |  | 0.0026417 |  | 0.14132 |  | 0 |  | 0.0015299 |  | 0.041345
| 2.1481e-05 |  | 3.2837e-05 |  | 1.8955e-06 |  | 7.871e-07 |  | -0.000128 |  | 0.075572 |  | -0.00033479 |  | 0.035825 |  | 1.1673e-06 |  | 1.0417e-06 |  | 0 |  | 0.002665 |  | 0.1407 |  | 0 |  | 0.001554 |  | 0.041563
| 1.6325e-05 |  | 7.0584e-05 |  | 8.619e-07 |  | 6.9175e-07 |  | -0.00013575 |  | 0.07515 |  | -0.00029023 |  | 0.038274 |  | 1.1385e-06 |  | 8.7219e-07 |  | 8.6051e-06 |  | 0.0026701 |  | 0.13925 |  | 0 |  | 0.0015806 |  | 0.041762
| 1.6327e-05 |  | 7.059e-05 |  | 8.6197e-07 |  | 6.3526e-07 |  | -0.00022496 |  | 0.07437 |  | -0.00021597 |  | 0.040113 |  | 1.1619e-06 |  | 8.6001e-07 |  | 8.6058e-06 |  | 0.0025559 |  | 0.13745 |  | 0 |  | 0.0016112 |  | 0.041895
| 3.4888e-05 |  | 0.00013028 |  | 8.6197e-07 |  | 7.0036e-07 |  | -0.00027926 |  | 0.07302 |  | 5.5075e-05 |  | 0.042024 |  | 1.1949e-06 |  | 9.5413e-07 |  | 0 |  | 0.0024996 |  | 0.13647 |  | 0 |  | 0.0016319 |  | 0.041927
| 3.4888e-05 |  | 0.00013028 |  | 1.7239e-06 |  | 7.4179e-07 |  | 0.00012243 |  | 0.072569 |  | 0.00019119 |  | 0.042343 |  | 1.2032e-06 |  | 9.161e-07 |  | 0 |  | 0.0024451 |  | 0.1352 |  | 0 |  | 0.001651 |  | 0.041964
| 3.7985e-05 |  | 3.2843e-05 |  | 8.6204e-07 |  | 7.1883e-07 |  | 6.5941e-05 |  | 0.07235 |  | -7.1168e-05 |  | 0.046536 |  | 1.1476e-06 |  | 8.4139e-07 |  | 0 |  | 0.0024666 |  | 0.1338 |  | 0 |  | 0.00168 |  | 0.042034
| 3.7988e-05 |  | 3.2846e-05 |  | 0 |  | 6.8332e-07 |  | -3.1021e-05 |  | 0.072017 |  | -0.00016399 |  | 0.048716 |  | 1.151e-06 |  | 7.9754e-07 |  | 0 |  | 0.0024162 |  | 0.13319 |  | 0 |  | 0.0017099 |  | 0.042097
| 8.036e-05 |  | 9.0692e-05 |  | 0 |  | 7.1818e-07 |  | 0.00016678 |  | 0.07153 |  | -0.00010829 |  | 0.05149 |  | 1.162e-06 |  | 7.2211e-07 |  | 0 |  | 0.0023467 |  | 0.13201 |  | 0 |  | 0.0017315 |  | 0.042129
| 8.036e-05 |  | 9.0692e-05 |  | 0 |  | 8.2873e-07 |  | 0.00013187 |  | 0.070565 |  | -0.00022339 |  | 0.0538 |  | 1.2034e-06 |  | 7.4732e-07 |  | 3.3218e-05 |  | 0.0024121 |  | 0.13017 |  | 0 |  | 0.0017563 |  | 0.042119
| 9.1108e-06 |  | 7.1756e-05 |  | 8.6212e-07 |  | 8.7149e-07 |  | -2.3274e-05 |  | 0.070197 |  | -0.00020483 |  | 0.05647 |  | 1.2481e-06 |  | 7.2217e-07 |  | 3.3221e-05 |  | 0.0023949 |  | 0.12952 |  | 0 |  | 0.0017887 |  | 0.042108
| 9.1108e-06 |  | 7.1756e-05 |  | 1.7244e-06 |  | 8.5446e-07 |  | -3.8835e-06 |  | 0.069584 |  | 6.2504e-05 |  | 0.058642 |  | 1.2118e-06 |  | 7.8478e-07 |  | 0 |  | 0.0023775 |  | 0.12851 |  | 0 |  | 0.0018226 |  | 0.042134
| 7.5201e-05 |  | 2.9862e-05 |  | 8.6212e-07 |  | 8.0374e-07 |  | 0.00020944 |  | 0.069247 |  | 0.0003781 |  | 0.060047 |  | 1.2117e-06 |  | 8.9111e-07 |  | 6.4562e-06 |  | 0.0023934 |  | 0.12691 |  | 0 |  | 0.0018418 |  | 0.042217
| 7.5207e-05 |  | 2.9865e-05 |  | 0 |  | 8.2091e-07 |  | 2.715e-05 |  | 0.068872 |  | 3.09e-06 |  | 0.06305 |  | 1.2296e-06 |  | 1.0356e-06 |  | 6.4567e-06 |  | 0.0023834 |  | 0.12567 |  | 0 |  | 0.0018584 |  | 0.042358
| 0 |  | 4.8779e-05 |  | 8.6226e-07 |  | 8.0914e-07 |  | -0.00030641 |  | 0.068619 |  | -0.00027166 |  | 0.067066 |  | 1.3322e-06 |  | 1.0235e-06 |  | 2.9054e-05 |  | 0.0023735 |  | 0.12376 |  | 0 |  | 0.0018849 |  | 0.042449
| 0 |  | 4.8784e-05 |  | 1.7245e-06 |  | 7.6112e-07 |  | -0.00024486 |  | 0.069108 |  | -9.6482e-05 |  | 0.067557 |  | 1.3412e-06 |  | 9.8606e-07 |  | 2.9057e-05 |  | 0.0024051 |  | 0.12233 |  | 0 |  | 0.001914 |  | 0.042395
| 3.9545e-06 |  | 1.792e-05 |  | 8.6226e-07 |  | 7.1967e-07 |  | -0.00011636 |  | 0.068995 |  | -0.00015656 |  | 0.073693 |  | 1.207e-06 |  | 9.6091e-07 |  | 1.9371e-05 |  | 0.0024241 |  | 0.12132 |  | 0 |  | 0.0019396 |  | 0.042269
| 3.3922e-05 |  | 1.7922e-05 |  | 1.8963e-06 |  | 6.7691e-07 |  | -0.00018618 |  | 0.068365 |  | -5.26e-05 |  | 0.076371 |  | 1.1018e-06 |  | 9.0416e-07 |  | 1.9373e-05 |  | 0.0024243 |  | 0.1195 |  | 0 |  | 0.0019505 |  | 0.042239
| 2.9967e-05 |  | 0.00010336 |  | 1.8965e-06 |  | 6.8421e-07 |  | -2.3273e-05 |  | 0.067989 |  | -5.6312e-05 |  | 0.078996 |  | 1.0895e-06 |  | 7.0946e-07 |  | 0 |  | 0.0024632 |  | 0.11797 |  | 0 |  | 0.0019638 |  | 0.042319
| 0 |  | 0.00010336 |  | 8.6234e-07 |  | 7.1645e-07 |  | 6.9815e-05 |  | 0.06687 |  | -8.0446e-06 |  | 0.081736 |  | 1.1803e-06 |  | 5.3403e-07 |  | 0 |  | 0.002465 |  | 0.11716 |  | 0 |  | 0.0019937 |  | 0.042423
| 4.0068e-05 |  | 4.3813e-05 |  | 3.794e-06 |  | 7.5072e-07 |  | 3.8786e-05 |  | 0.065985 |  | 0.00034098 |  | 0.08479 |  | 1.2244e-06 |  | 5.0892e-07 |  | 3.4444e-05 |  | 0.0024665 |  | 0.11562 |  | 0 |  | 0.0020234 |  | 0.042509
| 4.0068e-05 |  | 4.3813e-05 |  | 3.7936e-06 |  | 7.5724e-07 |  | -0.00017842 |  | 0.066461 |  | 0.00027414 |  | 0.088234 |  | 1.1845e-06 |  | 5.3983e-07 |  | 3.4444e-05 |  | 0.0024403 |  | 0.11388 |  | 0 |  | 0.0020518 |  | 0.042555
| 2.3561e-05 |  | 2.7884e-05 |  | 8.6248e-07 |  | 7.6658e-07 |  | -0.00044217 |  | 0.066461 |  | 6.2501e-05 |  | 0.091967 |  | 1.1454e-06 |  | 6.7216e-07 |  | 0 |  | 0.0024079 |  | 0.11241 |  | 0 |  | 0.0020765 |  | 0.042526
| 2.3561e-05 |  | 2.7884e-05 |  | 0 |  | 7.9546e-07 |  | -0.00037623 |  | 0.06585 |  | -4.5173e-05 |  | 0.094729 |  | 1.1247e-06 |  | 7.4757e-07 |  | 0 |  | 0.0025208 |  | 0.11049 |  | 0 |  | 0.0021108 |  | 0.042399
| 0.00011315 |  | 3.685e-05 |  | 0 |  | 8.7844e-07 |  | -0.00025987 |  | 0.065756 |  | 0.00044493 |  | 0.098637 |  | 1.1262e-06 |  | 7.5344e-07 |  | 0 |  | 0.0025165 |  | 0.10933 |  | 0 |  | 0.0021421 |  | 0.042333
| 0.00011315 |  | 3.685e-05 |  | 0 |  | 9.1529e-07 |  | -0.00038398 |  | 0.065856 |  | 0.00035211 |  | 0.10287 |  | 1.1757e-06 |  | 6.5281e-07 |  | 0 |  | 0.0025299 |  | 0.10789 |  | 0 |  | 0.0021596 |  | 0.042372
| 0 |  | 0.00010568 |  | 0 |  | 8.9628e-07 |  | -0.00048231 |  | 0.065875 |  | -0.00030602 |  | 0.10066 |  | 1.257e-06 |  | 6.3416e-07 |  | 0 |  | 0.002539 |  | 0.10585 |  | 0 |  | 0.0021721 |  | 0.042423
| 0 |  | 0.00010569 |  | 0 |  | 8.5877e-07 |  | -0.00012412 |  | 0.065741 |  | -0.00016028 |  | 0.10918 |  | 1.3306e-06 |  | 7.477e-07 |  | 0 |  | 0.0024514 |  | 0.10457 |  | 0 |  | 0.0021913 |  | 0.042386
| 6.0212e-06 |  | 3.7852e-05 |  | 0 |  | 8.0415e-07 |  | 1.1636e-05 |  | 0.065223 |  | -8.0446e-06 |  | 0.11361 |  | 1.2577e-06 |  | 8.4834e-07 |  | 0 |  | 0.0024671 |  | 0.10302 |  | 0 |  | 0.0022144 |  | 0.042389
| 6.0206e-06 |  | 3.7849e-05 |  | 8.6256e-07 |  | 8.2324e-07 |  | 9.3088e-05 |  | 0.064497 |  | -4.3318e-06 |  | 0.11717 |  | 1.1345e-06 |  | 9.4253e-07 |  | 1.168e-05 |  | 0.0025476 |  | 0.10152 |  | 0 |  | 0.002232 |  | 0.042474
| 8.043e-05 |  | 5.479e-05 |  | 1.7253e-06 |  | 8.3384e-07 |  | 0.00022496 |  | 0.063992 |  | -3.7748e-05 |  | 0.12002 |  | 1.1422e-06 |  | 1.1562e-06 |  | 1.1682e-05 |  | 0.0025261 |  | 0.10021 |  | 0 |  | 0.0022394 |  | 0.042613
| 8.0423e-05 |  | 5.4786e-05 |  | 1.7254e-06 |  | 8.3193e-07 |  | 6.2059e-05 |  | 0.063801 |  | -7.8589e-05 |  | 0.1234 |  | 1.2593e-06 |  | 1.3698e-06 |  | 0 |  | 0.0024656 |  | 0.098311 |  | 0.00014672 |  | 0.0022543 |  | 0.042688
| 7.2962e-05 |  | 4.5825e-05 |  | 1.7253e-06 |  | 7.8448e-07 |  | 2.3273e-05 |  | 0.063737 |  | -7.8589e-05 |  | 0.12905 |  | 1.3245e-06 |  | 1.2568e-06 |  | 2.2613e-05 |  | 0.0024683 |  | 0.09715 |  | 0.00014673 |  | 0.0022744 |  | 0.04267
| 7.2968e-05 |  | 4.5829e-05 |  | 8.627e-07 |  | 7.1873e-07 |  | 7.3696e-05 |  | 0.063064 |  | 0.00014418 |  | 0.13383 |  | 1.2489e-06 |  | 9.614e-07 |  | 4.7238e-05 |  | 0.0025072 |  | 0.096112 |  | 0.00038548 |  | 0.0022976 |  | 0.042602
| 9.3652e-05 |  | 6.7797e-05 |  | 8.627e-07 |  | 7.1741e-07 |  | -8.5327e-05 |  | 0.062299 |  | -0.00013429 |  | 0.13674 |  | 1.1512e-06 |  | 6.6588e-07 |  | 2.4623e-05 |  | 0.002451 |  | 0.094614 |  | 0.00043276 |  | 0.0023159 |  | 0.042486
| 9.3652e-05 |  | 6.7797e-05 |  | 1.7256e-06 |  | 7.7145e-07 |  | -0.0001629 |  | 0.061876 |  | -0.00042389 |  | 0.14039 |  | 1.1472e-06 |  | 6.098e-07 |  | 2.678e-05 |  | 0.0024667 |  | 0.09289 |  | 0.00058365 |  | 0.0023408 |  | 0.042383
| 4.8351e-05 |  | 0.00013963 |  | 1.7256e-06 |  | 8.8598e-07 |  | -0.0001629 |  | 0.061596 |  | -0.00043131 |  | 0.14536 |  | 1.1968e-06 |  | 7.5434e-07 |  | 2.6782e-05 |  | 0.0023416 |  | 0.090738 |  | 0.00095009 |  | 0.0023607 |  | 0.042333
| 4.8356e-05 |  | 0.00013964 |  | 1.7256e-06 |  | 9.7747e-07 |  | -0.00034908 |  | 0.061346 |  | -0.00020111 |  | 0.15066 |  | 1.172e-06 |  | 9.4858e-07 |  | 1.492e-05 |  | 0.0023302 |  | 0.089024 |  | 0.0012171 |  | 0.0023766 |  | 0.042303
| 3.9576e-06 |  | 5.8609e-05 |  | 1.7257e-06 |  | 1.0039e-06 |  | -0.00018617 |  | 0.060662 |  | -7.8595e-05 |  | 0.15425 |  | 1.1246e-06 |  | 1.1687e-06 |  | 1.4919e-05 |  | 0.002099 |  | 0.087287 |  | 0.001232 |  | 0.0023865 |  | 0.042242
| 3.9579e-06 |  | 5.8614e-05 |  | 8.6285e-07 |  | 8.9198e-07 |  | 8.9041e-05 |  | 0.059657 |  | -7.1627e-05 |  | 0.15155 |  | 1.1714e-06 |  | 1.2571e-06 |  | 0 |  | 0.0021008 |  | 0.085295 |  | 0.0010116 |  | 0.0023999 |  | 0.042219
| 3.9067e-05 |  | 0.00013161 |  | 1.8976e-06 |  | 7.8007e-07 |  | 3.1029e-05 |  | 0.059192 |  | -0.0001083 |  | 0.16315 |  | 1.2898e-06 |  | 1.232e-06 |  | 0 |  | 0.0021612 |  | 0.083827 |  | 0.0012305 |  | 0.0024082 |  | 0.042237
| 3.9067e-05 |  | 0.00013161 |  | 1.8978e-06 |  | 7.2088e-07 |  | -0.00015515 |  | 0.059112 |  | -0.00029395 |  | 0.16685 |  | 1.3429e-06 |  | 1.0875e-06 |  | 0 |  | 0.0021804 |  | 0.082762 |  | 0.0015208 |  | 0.0024141 |  | 0.042278
| 9.196e-05 |  | 4.9831e-05 |  | 8.6292e-07 |  | 7.3471e-07 |  | -3.4907e-05 |  | 0.058723 |  | -0.0001974 |  | 0.17126 |  | 1.2789e-06 |  | 9.7455e-07 |  | 0 |  | 0.0023353 |  | 0.080977 |  | 0.0016319 |  | 0.0024215 |  | 0.04227
| 9.196e-05 |  | 4.9831e-05 |  | 8.6292e-07 |  | 7.4985e-07 |  | -4.2665e-05 |  | 0.058739 |  | -0.0001974 |  | 0.17588 |  | 1.2135e-06 |  | 8.7387e-07 |  | 3.7577e-05 |  | 0.0021532 |  | 0.079643 |  | 0.0016468 |  | 0.0024392 |  | 0.042284
| 2.5645e-05 |  | 8.1614e-05 |  | 0 |  | 7.1304e-07 |  | 2.7152e-05 |  | 0.058243 |  | -0.00029022 |  | 0.17963 |  | 1.1723e-06 |  | 8.0424e-07 |  | 3.7577e-05 |  | 0.0022865 |  | 0.07895 |  | 0.0019471 |  | 0.0024514 |  | 0.042352
| 2.5647e-05 |  | 8.1622e-05 |  | 0 |  | 7.5584e-07 |  | 6.5938e-05 |  | 0.057508 |  | -0.00033478 |  | 0.18396 |  | 1.1186e-06 |  | 7.1e-07 |  | 9.53e-06 |  | 0.0023878 |  | 0.077521 |  | 0.0020897 |  | 0.0024615 |  | 0.042388
| 4.9401e-05 |  | 3.4885e-05 |  | 8.6307e-07 |  | 7.987e-07 |  | -7.7573e-05 |  | 0.057224 |  | -0.00039418 |  | 0.18897 |  | 1.1139e-06 |  | 6.4745e-07 |  | 9.53e-06 |  | 0.0021907 |  | 0.075916 |  | 0.0021296 |  | 0.0024642 |  | 0.042355
| 4.9405e-05 |  | 3.4888e-05 |  | 1.726e-06 |  | 8.2761e-07 |  | 3.8788e-06 |  | 0.056668 |  | -0.00024195 |  | 0.19288 |  | 1.1124e-06 |  | 7.9197e-07 |  | 0 |  | 0.0019047 |  | 0.074137 |  | 0.0024017 |  | 0.0024691 |  | 0.042327
| 7.9329e-05 |  | 5.8635e-05 |  | 8.6307e-07 |  | 7.9673e-07 |  | 0.00018618 |  | 0.05608 |  | 5.8787e-05 |  | 0.19647 |  | 1.1022e-06 |  | 9.8053e-07 |  | 0 |  | 0.0019751 |  | 0.072325 |  | 0.0022956 |  | 0.00247 |  | 0.042353
| 7.9329e-05 |  | 5.8635e-05 |  | 0 |  | 7.7112e-07 |  | 0.00016678 |  | 0.055604 |  | -0.00010829 |  | 0.20127 |  | 1.1119e-06 |  | 1.1123e-06 |  | 0 |  | 0.0020978 |  | 0.070629 |  | 0.0024864 |  | 0.0024708 |  | 0.042308
| 7.3012e-05 |  | 8.3935e-05 |  | 0 |  | 7.8817e-07 |  | -3.4909e-05 |  | 0.055398 |  | -0.00029023 |  | 0.20621 |  | 1.0801e-06 |  | 1.1755e-06 |  | 0 |  | 0.0020839 |  | 0.069964 |  | 0.0028795 |  | 0.0024685 |  | 0.042138
| 7.3019e-05 |  | 8.3943e-05 |  | 8.6322e-07 |  | 7.916e-07 |  | -0.00029866 |  | 0.055235 |  | -1.9188e-05 |  | 0.20975 |  | 1.0679e-06 |  | 1.1569e-06 |  | 0 |  | 0.0022688 |  | 0.069365 |  | 0.0030754 |  | 0.0024719 |  | 0.041934
| 1.1192e-05 |  | 7.0719e-05 |  | 8.6314e-07 |  | 7.5334e-07 |  | -0.00032969 |  | 0.054773 |  | 0.00018502 |  | 0.21374 |  | 1.0713e-06 |  | 1.1439e-06 |  | 0 |  | 0.0024031 |  | 0.067872 |  | 0.0031384 |  | 0.0024752 |  | 0.041777
| 1.1192e-05 |  | 7.0719e-05 |  | 0 |  | 6.9281e-07 |  | -0.00011248 |  | 0.054712 |  | 0.0002073 |  | 0.2161 |  | 1.0872e-06 |  | 1.0562e-06 |  | 0 |  | 0.0022448 |  | 0.06642 |  | 0.0032448 |  | 0.0024835 |  | 0.041696
| 0 |  | 0.0001495 |  | 1.8984e-06 |  | 7.0928e-07 |  | -0.00015515 |  | 0.055166 |  | 3.09e-06 |  | 0.21902 |  | 1.1382e-06 |  | 9.8715e-07 |  | 0 |  | 0.0018984 |  | 0.064951 |  | 0.0036761 |  | 0.0024804 |  | 0.041669
| 0 |  | 0.0001495 |  | 2.7616e-06 |  | 7.5735e-07 |  | -5.4302e-05 |  | 0.054882 |  | -0.00020483 |  | 0.2232 |  | 1.2469e-06 |  | 1.0123e-06 |  | 0 |  | 0.0018072 |  | 0.063756 |  | 0.003774 |  | 0.0024771 |  | 0.041743
| 1.5326e-05 |  | 3.0912e-05 |  | 2.7619e-06 |  | 8.0945e-07 |  | 0.00019781 |  | 0.053803 |  | -0.00020112 |  | 0.22444 |  | 1.3613e-06 |  | 9.6851e-07 |  | 0 |  | 0.0017923 |  | 0.062734 |  | 0.0039468 |  | 0.0024754 |  | 0.041877
| 1.5326e-05 |  | 3.0912e-05 |  | 3.7972e-06 |  | 8.7992e-07 |  | -0.0001113 |  | 0.053677 |  | -0.00027051 |  | 0.21518 |  | 1.3999e-06 |  | 8.6133e-07 |  | 0 |  | 0.0017982 |  | 0.061365 |  | 0.0039055 |  | 0.002478 |  | 0.041987
| 0 |  | 5.1851e-05 |  | 1.8987e-06 |  | 1.0157e-06 |  | -0.00014739 |  | 0.053972 |  | 3.651e-05 |  | 0.22731 |  | 1.3112e-06 |  | 9.1758e-07 |  | 0 |  | 0.0017277 |  | 0.059858 |  | 0.0040183 |  | 0.0024755 |  | 0.042027
| 0 |  | 5.1856e-05 |  | 0 |  | 1.1032e-06 |  | 1.5515e-05 |  | 0.054119 |  | 2.1659e-05 |  | 0.22917 |  | 1.1761e-06 |  | 1.119e-06 |  | 0 |  | 0.0019243 |  | 0.058734 |  | 0.0043203 |  | 0.0024724 |  | 0.041994
| 7.707e-05 |  | 0.00010065 |  | 8.6336e-07 |  | 1.017e-06 |  | -0.00025598 |  | 0.054034 |  | -0.00012314 |  | 0.22804 |  | 1.1191e-06 |  | 1.1636e-06 |  | 0 |  | 0.0017278 |  | 0.057411 |  | 0.0042705 |  | 0.0024691 |  | 0.041893
| 7.707e-05 |  | 0.00010065 |  | 8.6344e-07 |  | 8.636e-07 |  | -0.00013575 |  | 0.053227 |  | -0.00018255 |  | 0.22777 |  | 1.073e-06 |  | 1.2141e-06 |  | 0 |  | 0.0016889 |  | 0.056147 |  | 0.0040354 |  | 0.0024691 |  | 0.041801
| 4.2198e-05 |  | 0.0001018 |  | 0 |  | 7.4437e-07 |  | 3.8786e-05 |  | 0.052585 |  | -0.0002568 |  | 0.22698 |  | 1.0647e-06 |  | 1.3206e-06 |  | 0 |  | 0.0018913 |  | 0.055065 |  | 0.0041745 |  | 0.0024634 |  | 0.0418
| 4.2201e-05 |  | 0.00010181 |  | 8.6344e-07 |  | 7.0089e-07 |  | 7.3694e-05 |  | 0.052574 |  | -7.4877e-05 |  | 0.22689 |  | 1.1212e-06 |  | 1.4776e-06 |  | 0 |  | 0.0017296 |  | 0.054349 |  | 0.0045747 |  | 0.0024576 |  | 0.041868
| 2.9283e-06 |  | 0 |  | 1.7269e-06 |  | 7.2658e-07 |  | 7.7573e-05 |  | 0.05247 |  | 0.00014047 |  | 0.22771 |  | 1.1949e-06 |  | 1.371e-06 |  | 0 |  | 0.0017065 |  | 0.053628 |  | 0.0042063 |  | 0.002447 |  | 0.041912
| 2.9286e-06 |  | 0 |  | 8.6351e-07 |  | 7.8198e-07 |  | 0.00016291 |  | 0.052233 |  | 0.00012191 |  | 0.22621 |  | 1.2363e-06 |  | 1.1199e-06 |  | 0 |  | 0.0013508 |  | 0.051833 |  | 0.0043858 |  | 0.0024395 |  | 0.041762
| 5.9826e-05 |  | 9.6642e-05 |  | 8.6351e-07 |  | 8.0504e-07 |  | 8.5335e-05 |  | 0.052327 |  | -0.00044617 |  | 0.22488 |  | 1.1757e-06 |  | 1.0004e-06 |  | 0 |  | 0.0013566 |  | 0.050709 |  | 0.0046795 |  | 0.0024345 |  | 0.041506
| 5.9831e-05 |  | 9.665e-05 |  | 1.7272e-06 |  | 8.1104e-07 |  | 5.4298e-05 |  | 0.052287 |  | -0.00040162 |  | 0.22271 |  | 1.1242e-06 |  | 9.5657e-07 |  | 0 |  | 0.0015689 |  | 0.050056 |  | 0.0046516 |  | 0.0024355 |  | 0.041258
| 5.668e-05 |  | 4.4891e-05 |  | 8.6358e-07 |  | 8.5057e-07 |  | 0.00022496 |  | 0.052297 |  | 7.3639e-05 |  | 0.21823 |  | 1.2027e-06 |  | 9.753e-07 |  | 0 |  | 0.0014926 |  | 0.048806 |  | 0.0045105 |  | 0.0024363 |  | 0.041112
| 5.668e-05 |  | 4.4891e-05 |  | 1.8992e-06 |  | 8.8022e-07 |  | 0.00024048 |  | 0.052696 |  | -4.1461e-05 |  | 0.21453 |  | 1.3205e-06 |  | 8.9327e-07 |  | 0 |  | 0.0013717 |  | 0.048315 |  | 0.004172 |  | 0.0024373 |  | 0.041089
| 4.9448e-05 |  | 9.4933e-05 |  | 1.8992e-06 |  | 8.5123e-07 |  | 3.8835e-06 |  | 0.052614 |  | -0.0001677 |  | 0.21259 |  | 1.317e-06 |  | 6.7302e-07 |  | 0 |  | 0.0014795 |  | 0.047347 |  | 0.0040776 |  | 0.0024298 |  | 0.041153
| 4.9453e-05 |  | 9.8941e-05 |  | 8.6366e-07 |  | 7.696e-07 |  | -0.00022496 |  | 0.052045 |  | -0.00021225 |  | 0.20918 |  | 1.24e-06 |  | 4.6573e-07 |  | 2.6819e-05 |  | 0.001637 |  | 0.04621 |  | 0.004048 |  | 0.0024199 |  | 0.041255
| 5.255e-05 |  | 7.7069e-05 |  | 2.7631e-06 |  | 7.0502e-07 |  | -0.00017454 |  | 0.051937 |  | -0.00023082 |  | 0.20437 |  | 1.1498e-06 |  | 6.4207e-07 |  | 2.6817e-05 |  | 0.0018154 |  | 0.045068 |  | 0.0043465 |  | 0.0024076 |  | 0.041278
| 5.2559e-05 |  | 7.3082e-05 |  | 1.8996e-06 |  | 6.9322e-07 |  | -0.000128 |  | 0.051332 |  | -7.1165e-05 |  | 0.20071 |  | 1.1436e-06 |  | 9.1216e-07 |  | 2.8982e-05 |  | 0.001847 |  | 0.043779 |  | 0.0055603 |  | 0.0024001 |  | 0.04115
| 0 |  | 7.3651e-05 |  | 0 |  | 7.7032e-07 |  | -0.00017455 |  | 0.051059 |  | 0.00013305 |  | 0.19649 |  | 1.1244e-06 |  | 8.6177e-07 |  | 2.8979e-05 |  | 0.0014266 |  | 0.043189 |  | 0.0057841 |  | 0.0023945 |  | 0.040892
| 0 |  | 7.3664e-05 |  | 0 |  | 8.9948e-07 |  | 0.00011635 |  | 0.051064 |  | 0.00035582 |  | 0.19148 |  | 1.0727e-06 |  | 5.3489e-07 |  | 0 |  | 0.0012781 |  | 0.042501 |  | 0.0056715 |  | 0.0023936 |  | 0.040622
| 9.7251e-05 |  | 3.9913e-05 |  | 2.936e-06 |  | 9.5154e-07 |  | 0.00025987 |  | 0.050643 |  | 0.00017017 |  | 0.18635 |  | 1.0734e-06 |  | 3.9665e-07 |  | 0 |  | 0.0014357 |  | 0.041613 |  | 0.0059524 |  | 0.002392 |  | 0.040447
| 9.7259e-05 |  | 3.9917e-05 |  | 2.9363e-06 |  | 9.1273e-07 |  | 0.00026763 |  | 0.050435 |  | -7.1164e-05 |  | 0.18113 |  | 1.1003e-06 |  | 6.6738e-07 |  | 4.3026e-05 |  | 0.0015494 |  | 0.04066 |  | 0.0056071 |  | 0.0023913 |  | 0.040369
| 0 |  | 5.0899e-05 |  | 0 |  | 8.9626e-07 |  | 0.00032969 |  | 0.049753 |  | -0.00018998 |  | 0.1755 |  | 1.1382e-06 |  | 9.1869e-07 |  | 4.303e-05 |  | 0.0013761 |  | 0.039562 |  | 0.0056918 |  | 0.0023872 |  | 0.040374
| 0 |  | 5.0899e-05 |  | 0 |  | 8.7063e-07 |  | 0.00014739 |  | 0.049044 |  | -0.00043132 |  | 0.16998 |  | 1.1115e-06 |  | 9.8145e-07 |  | 0 |  | 0.0010095 |  | 0.038369 |  | 0.0066732 |  | 0.002384 |  | 0.040435
| 1.9478e-05 |  | 7.9849e-06 |  | 0 |  | 8.1461e-07 |  | 1.1636e-05 |  | 0.048882 |  | -0.00025681 |  | 0.16457 |  | 1.1025e-06 |  | 8.3026e-07 |  | 0 |  | 0.00098628 |  | 0.037488 |  | 0.0077489 |  | 0.0023815 |  | 0.040482
| 1.9476e-05 |  | 7.9842e-06 |  | 8.6388e-07 |  | 8.1e-07 |  | 8.9209e-05 |  | 0.048603 |  | 1.052e-05 |  | 0.15772 |  | 1.1101e-06 |  | 6.7906e-07 |  | 0 |  | 0.0011207 |  | 0.036753 |  | 0.0083797 |  | 0.0023873 |  | 0.040474
| 3.6028e-05 |  | 0.00010592 |  | 8.6388e-07 |  | 8.5613e-07 |  | 0.00039562 |  | 0.04841 |  | 0.00014047 |  | 0.15111 |  | 1.1239e-06 |  | 7.4238e-07 |  | 2.158e-05 |  | 0.0011614 |  | 0.036106 |  | 0.0089197 |  | 0.0023957 |  | 0.040401
| 3.6028e-05 |  | 0.00010592 |  | 8.6395e-07 |  | 9.676e-07 |  | 0.00012411 |  | 0.048499 |  | 0.00015161 |  | 0.14604 |  | 1.1563e-06 |  | 8.3097e-07 |  | 2.158e-05 |  | 0.0012783 |  | 0.035425 |  | 0.0086513 |  | 0.0024015 |  | 0.040327
| 4.844e-05 |  | 4.4918e-05 |  | 8.6395e-07 |  | 9.6166e-07 |  | 7.756e-06 |  | 0.04829 |  | -9.7153e-05 |  | 0.14122 |  | 1.2404e-06 |  | 9.2531e-07 |  | 0 |  | 0.001134 |  | 0.034827 |  | 0.0083935 |  | 0.0024049 |  | 0.040173
| 4.8444e-05 |  | 4.4922e-05 |  | 0 |  | 8.866e-07 |  | 0.00017066 |  | 0.048416 |  | -7.1164e-05 |  | 0.1357 |  | 1.3205e-06 |  | 9.8808e-07 |  | 9.0076e-07 |  | 0.00083209 |  | 0.034452 |  | 0.008524 |  | 0.0024116 |  | 0.039967
| 0 |  | 4.6919e-05 |  | 0 |  | 8.7012e-07 |  | 0.00014739 |  | 0.048439 |  | -0.00027538 |  | 0.1309 |  | 1.2929e-06 |  | 1.1451e-06 |  | 9.0076e-07 |  | 0.00088104 |  | 0.033469 |  | 0.0084156 |  | 0.0024274 |  | 0.039797
| 0 |  | 4.6923e-05 |  | 0 |  | 8.7539e-07 |  | -0.00011635 |  | 0.048243 |  | -0.0006244 |  | 0.12564 |  | 1.1757e-06 |  | 1.1955e-06 |  | 3.0616e-06 |  | 0.0011773 |  | 0.032258 |  | 0.0087249 |  | 0.0024425 |  | 0.039716
| 4.1207e-05 |  | 3.8936e-05 |  | 8.6402e-07 |  | 9.3802e-07 |  | -0.00022496 |  | 0.048153 |  | -0.00029394 |  | 0.11936 |  | 1.1241e-06 |  | 1.0449e-06 |  | 3.0616e-06 |  | 0.0012843 |  | 0.031699 |  | 0.0088184 |  | 0.0024516 |  | 0.039661
| 4.1207e-05 |  | 3.8936e-05 |  | 1.7282e-06 |  | 9.4667e-07 |  | 7.7573e-05 |  | 0.047908 |  | -0.00011201 |  | 0.11445 |  | 1.2048e-06 |  | 9.0026e-07 |  | 0 |  | 0.0011027 |  | 0.031321 |  | 0.0087636 |  | 0.0024634 |  | 0.039588
| 0 |  | 6.3919e-05 |  | 1.7282e-06 |  | 9.5721e-07 |  | 4.2665e-05 |  | 0.047888 |  | -0.00011201 |  | 0.1099 |  | 1.2641e-06 |  | 8.3693e-07 |  | 0 |  | 0.0012138 |  | 0.030654 |  | 0.009275 |  | 0.0024765 |  | 0.039505
| 0 |  | 9.0934e-05 |  | 8.6417e-07 |  | 9.4872e-07 |  | 0.00017454 |  | 0.047057 |  | 4.3937e-05 |  | 0.10402 |  | 1.2242e-06 |  | 9.0616e-07 |  | 1.7112e-05 |  | 0.0012479 |  | 0.030296 |  | 0.0097438 |  | 0.0024975 |  | 0.03939
| 5.0007e-06 |  | 2.7023e-05 |  | 8.6417e-07 |  | 9.2169e-07 |  | 0.00018179 |  | 0.046452 |  | -2.1901e-05 |  | 0.093369 |  | 1.127e-06 |  | 8.6867e-07 |  | 1.7113e-05 |  | 0.0011093 |  | 0.029798 |  | 0.010064 |  | 0.0025148 |  | 0.03924
| 5.0007e-06 |  | 0 |  | 2.7647e-06 |  | 9.5334e-07 |  | 4.6544e-05 |  | 0.046156 |  | -4.8887e-05 |  | 0.093119 |  | 1.0677e-06 |  | 1.1207e-06 |  | 0 |  | 0.0011733 |  | 0.028634 |  | 0.010267 |  | 0.0025374 |  | 0.039062
| 8.7537e-05 |  | 8.0626e-05 |  | 1.9007e-06 |  | 9.6529e-07 |  | 2.715e-05 |  | 0.04517 |  | 6.6214e-05 |  | 0.089473 |  | 1.0871e-06 |  | 1.3413e-06 |  | 0 |  | 0.0011294 |  | 0.027779 |  | 0.010902 |  | 0.0025716 |  | 0.038929
| 8.7544e-05 |  | 8.0633e-05 |  | 0 |  | 9.2367e-07 |  | 3.8786e-05 |  | 0.044335 |  | 5.5075e-05 |  | 0.084461 |  | 1.1256e-06 |  | 1.3599e-06 |  | 3.9817e-05 |  | 0.0010256 |  | 0.027214 |  | 0.01156 |  | 0.0025979 |  | 0.038845
| 3.1907e-05 |  | 6.5658e-05 |  | 0 |  | 7.9195e-07 |  | 0.00014351 |  | 0.044002 |  | -7.8591e-05 |  | 0.080056 |  | 1.1844e-06 |  | 1.0957e-06 |  | 3.9817e-05 |  | 0.0010132 |  | 0.026696 |  | 0.011798 |  | 0.0026255 |  | 0.038796
| 3.1907e-05 |  | 6.5658e-05 |  | 8.6424e-07 |  | 6.943e-07 |  | 0.00016678 |  | 0.044044 |  | -0.00021226 |  | 0.076385 |  | 1.2195e-06 |  | 7.6209e-07 |  | 0 |  | 0.00099831 |  | 0.025912 |  | 0.011906 |  | 0.0026398 |  | 0.03873
| 1.8976e-06 |  | 5.8176e-05 |  | 8.6432e-07 |  | 6.9238e-07 |  | -8.9216e-05 |  | 0.043448 |  | -0.00028279 |  | 0.071652 |  | 1.1851e-06 |  | 6.988e-07 |  | 0 |  | 0.00090371 |  | 0.025315 |  | 0.012182 |  | 0.0026547 |  | 0.038586
| 1.8976e-06 |  | 5.8176e-05 |  | 8.6432e-07 |  | 8.1041e-07 |  | 2.327e-05 |  | 0.042766 |  | -8.2296e-05 |  | 0.067292 |  | 1.1127e-06 |  | 7.5504e-07 |  | 5.2794e-05 |  | 0.00089707 |  | 0.025213 |  | 0.012411 |  | 0.0026622 |  | 0.038412
| 2.8808e-05 |  | 1.1986e-05 |  | 2.7654e-06 |  | 9.9315e-07 |  | 0.00014351 |  | 0.042129 |  | 0.0001776 |  | 0.064568 |  | 1.0866e-06 |  | 1.0577e-06 |  | 5.2798e-05 |  | 0.00094941 |  | 0.024796 |  | 0.012464 |  | 0.0026748 |  | 0.038182
| 2.8808e-05 |  | 1.1986e-05 |  | 2.7652e-06 |  | 1.1342e-06 |  | -6.2059e-05 |  | 0.041277 |  | -6.7448e-05 |  | 0.061027 |  | 1.143e-06 |  | 1.3097e-06 |  | 0 |  | 0.00095521 |  | 0.024343 |  | 0.012913 |  | 0.0026789 |  | 0.037943
| 1.2248e-05 |  | 0.00010081 |  | 8.6446e-07 |  | 1.1687e-06 |  | -0.00024048 |  | 0.040641 |  | -0.00037563 |  | 0.056675 |  | 1.206e-06 |  | 1.3474e-06 |  | 0 |  | 0.00087477 |  | 0.023649 |  | 0.013228 |  | 0.0026957 |  | 0.037845
| 1.2249e-05 |  | 0.00010082 |  | 0 |  | 1.1053e-06 |  | -0.00029866 |  | 0.039931 |  | -0.0003979 |  | 0.052825 |  | 1.1624e-06 |  | 1.2342e-06 |  | 1.8202e-05 |  | 0.00083405 |  | 0.022957 |  | 0.01334 |  | 0.0026963 |  | 0.037933
| 3.1919e-05 |  | 6.3953e-05 |  | 0 |  | 1.044e-06 |  | -0.00015515 |  | 0.039542 |  | -0.00029394 |  | 0.049394 |  | 1.0874e-06 |  | 1.1716e-06 |  | 1.8203e-05 |  | 0.00078435 |  | 0.022668 |  | 0.013709 |  | 0.0027058 |  | 0.038074
| 3.1919e-05 |  | 6.3953e-05 |  | 0 |  | 1.0262e-06 |  | 0.00020168 |  | 0.0393 |  | 8.107e-05 |  | 0.046403 |  | 1.0722e-06 |  | 1.2343e-06 |  | 0 |  | 0.00075774 |  | 0.022152 |  | 0.014115 |  | 0.0026899 |  | 0.037993
| 1.1215e-05 |  | 6.5681e-05 |  | 1.9013e-06 |  | 1.0243e-06 |  | 0.00029089 |  | 0.038857 |  | 1.7952e-05 |  | 0.043505 |  | 1.1075e-06 |  | 1.1775e-06 |  | 0 |  | 0.00098189 |  | 0.021892 |  | 0.014108 |  | 0.0026983 |  | 0.037692
| 1.1216e-05 |  | 6.5687e-05 |  | 1.9012e-06 |  | 9.8268e-07 |  | -0.00017454 |  | 0.038529 |  | -0.00018626 |  | 0.040289 |  | 1.2205e-06 |  | 9.6336e-07 |  | 3.064e-06 |  | 0.0010907 |  | 0.021791 |  | 0.014436 |  | 0.002701 |  | 0.037366
| 3.296e-05 |  | 9.681e-05 |  | 1.9015e-06 |  | 9.7229e-07 |  | -0.0003076 |  | 0.038447 |  | -3.9389e-05 |  | 0.038928 |  | 1.3345e-06 |  | 7.2426e-07 |  | 3.0643e-06 |  | 0.0010101 |  | 0.021365 |  | 0.014883 |  | 0.0027166 |  | 0.03722
| 3.296e-05 |  | 9.681e-05 |  | 3.8027e-06 |  | 1.0039e-06 |  | -0.00035684 |  | 0.038579 |  | -0.00029395 |  | 0.034379 |  | 1.3888e-06 |  | 5.6643e-07 |  | 0 |  | 0.00089319 |  | 0.020671 |  | 0.015083 |  | 0.0026812 |  | 0.037265
| 0 |  | 3.9969e-05 |  | 3.803e-06 |  | 9.9142e-07 |  | -0.00010861 |  | 0.038319 |  | -0.00023454 |  | 0.03202 |  | 1.3427e-06 |  | 5.7294e-07 |  | 0 |  | 0.00090558 |  | 0.020111 |  | 0.015527 |  | 0.0026528 |  | 0.037433
| 0 |  | 3.9972e-05 |  | 1.9015e-06 |  | 9.7625e-07 |  | 0.00017066 |  | 0.037349 |  | -0.00017512 |  | 0.029287 |  | 1.2621e-06 |  | 6.486e-07 |  | 7.6648e-05 |  | 0.00095295 |  | 0.019952 |  | 0.015688 |  | 0.0026298 |  | 0.037521
| 8.6267e-07 |  | 7.0885e-05 |  | 8.6468e-07 |  | 9.4467e-07 |  | 0.00013187 |  | 0.036826 |  | -0.00011943 |  | 0.026255 |  | 1.2125e-06 |  | 6.6094e-07 |  | 7.6648e-05 |  | 0.00090149 |  | 0.019337 |  | 0.015866 |  | 0.0026364 |  | 0.037461
| 8.6275e-07 |  | 7.0891e-05 |  | 8.6461e-07 |  | 9.4459e-07 |  | -7.7576e-06 |  | 0.037066 |  | -0.00024939 |  | 0.02381 |  | 1.2e-06 |  | 5.8523e-07 |  | 0 |  | 0.0010999 |  | 0.018707 |  | 0.016361 |  | 0.0026158 |  | 0.037246
| 0 |  | 7.896e-05 |  | 0 |  | 9.4929e-07 |  | -0.00021332 |  | 0.036816 |  | -0.00033107 |  | 0.020856 |  | 1.2249e-06 |  | 5.0961e-07 |  | 0 |  | 0.00098705 |  | 0.018323 |  | 0.0167 |  | 0.0025801 |  | 0.036995
| 0 |  | 7.8967e-05 |  | 8.6476e-07 |  | 8.8339e-07 |  | -0.00011636 |  | 0.036537 |  | 0.00015904 |  | 0.018867 |  | 1.2264e-06 |  | 5.5428e-07 |  | 0 |  | 0.00081775 |  | 0.018001 |  | 0.016775 |  | 0.0025562 |  | 0.03677
| 2.9861e-05 |  | 8.8189e-05 |  | 1.7295e-06 |  | 8.5832e-07 |  | -9.6967e-05 |  | 0.03625 |  | 0.00037067 |  | 0.017465 |  | 1.1719e-06 |  | 6.9916e-07 |  | 0 |  | 0.00092645 |  | 0.017967 |  | 0.016919 |  | 0.0025486 |  | 0.03656
| 2.9864e-05 |  | 8.8197e-05 |  | 2.7666e-06 |  | 8.6162e-07 |  | -8.1452e-05 |  | 0.03612 |  | -8.0491e-06 |  | 0.014844 |  | 1.116e-06 |  | 7.8065e-07 |  | 1.9836e-06 |  | 0.0008892 |  | 0.017776 |  | 0.017385 |  | 0.0025298 |  | 0.036428
| 2.2614e-05 |  | 4.7979e-05 |  | 1.9018e-06 |  | 9.0781e-07 |  | 1.1636e-05 |  | 0.036472 |  | -0.00016027 |  | 0.01228 |  | 1.0726e-06 |  | 9.0677e-07 |  | 1.9836e-06 |  | 0.00089496 |  | 0.01728 |  | 0.017786 |  | 0.0024898 |  | 0.036388
| 2.3651e-05 |  | 4.7979e-05 |  | 1.902e-06 |  | 9.3229e-07 |  | -0.00013575 |  | 0.036258 |  | -0.00010829 |  | 0.011199 |  | 1.0561e-06 |  | 1.0453e-06 |  | 0 |  | 0.0008344 |  | 0.016842 |  | 0.018093 |  | 0.0024484 |  | 0.036454
| 1.5368e-05 |  | 4.7988e-05 |  | 2.7668e-06 |  | 8.386e-07 |  | -0.00022496 |  | 0.035902 |  | -0.00025309 |  | 0.0097938 |  | 1.0754e-06 |  | 1.1274e-06 |  | 0 |  | 0.00085272 |  | 0.016507 |  | 0.017986 |  | 0.0024162 |  | 0.036556
| 1.4329e-05 |  | 4.7984e-05 |  | 1.7298e-06 |  | 7.8391e-07 |  | -6.9815e-05 |  | 0.035938 |  | 0.00021845 |  | 0.0082125 |  | 1.1404e-06 |  | 1.0835e-06 |  | 0 |  | 0.0010088 |  | 0.016083 |  | 0.018098 |  | 0.0023911 |  | 0.036643
| 2.9352e-06 |  | 6.515e-05 |  | 1.7297e-06 |  | 8.3728e-07 |  | -7.7576e-06 |  | 0.035671 |  | 0.0001182 |  | 0.0067619 |  | 1.2513e-06 |  | 9.5084e-07 |  | 0 |  | 0.0010943 |  | 0.01577 |  | 0.018497 |  | 0.0023614 |  | 0.03666
| 2.9355e-06 |  | 6.5156e-05 |  | 8.649e-07 |  | 9.3501e-07 |  | -0.00017454 |  | 0.035298 |  | -0.00013428 |  | 0.0059394 |  | 1.3053e-06 |  | 9.8908e-07 |  | 3.0661e-06 |  | 0.001028 |  | 0.015498 |  | 0.018728 |  | 0.0023441 |  | 0.03655
| 2.0548e-05 |  | 3.6994e-05 |  | 0 |  | 1.011e-06 |  | -0.00020557 |  | 0.034923 |  | 0.00014047 |  | 0.0049934 |  | 1.315e-06 |  | 1.1088e-06 |  | 3.0661e-06 |  | 0.00085277 |  | 0.015091 |  | 0.019156 |  | 0.0023291 |  | 0.036293
| 2.0548e-05 |  | 3.6994e-05 |  | 0 |  | 1.0037e-06 |  | -3.1029e-05 |  | 0.034864 |  | -0.00017513 |  | 0.0035391 |  | 1.2605e-06 |  | 1.1781e-06 |  | 2.904e-05 |  | 0.00082122 |  | 0.014587 |  | 0.019384 |  | 0.0023308 |  | 0.036008
| 2.9357e-06 |  | 4.5996e-05 |  | 8.6498e-07 |  | 1.0017e-06 |  | 1.5515e-05 |  | 0.035056 |  | -0.00059839 |  | 0.002941 |  | 1.2012e-06 |  | 1.1464e-06 |  | 2.9042e-05 |  | 0.00097323 |  | 0.01442 |  | 0.019789 |  | 0.0023301 |  | 0.035817
| 2.9357e-06 |  | 4.5996e-05 |  | 1.73e-06 |  | 9.7667e-07 |  | -0.00022884 |  | 0.034679 |  | -0.00018997 |  | 0.0027914 |  | 1.1777e-06 |  | 9.6976e-07 |  | 0 |  | 0.00095662 |  | 0.014339 |  | 0.020212 |  | 0.0023392 |  | 0.035701
| 1.537e-05 |  | 8.5928e-05 |  | 8.6505e-07 |  | 9.0745e-07 |  | -0.00017066 |  | 0.034468 |  | 0.00034468 |  | 0.0023615 |  | 1.1702e-06 |  | 9.3878e-07 |  | 0 |  | 0.00087109 |  | 0.013956 |  | 0.020333 |  | 0.002355 |  | 0.035601
| 1.5372e-05 |  | 8.5936e-05 |  | 0 |  | 8.6456e-07 |  | 0.00028702 |  | 0.03417 |  | -1.9188e-05 |  | 0.0016437 |  | 1.1765e-06 |  | 1.1782e-06 |  | 0 |  | 0.00084374 |  | 0.013515 |  | 0.020495 |  | 0.0023851 |  | 0.035517
| 3.972e-06 |  | 8.4775e-05 |  | 0 |  | 8.7709e-07 |  | 0.00013575 |  | 0.033903 |  | -0.00039418 |  | 0.001068 |  | 1.1709e-06 |  | 1.3671e-06 |  | 0 |  | 0.00087696 |  | 0.013207 |  | 0.02063 |  | 0.0024199 |  | 0.035512
| 3.9727e-06 |  | 8.479e-05 |  | 1.9026e-06 |  | 9.2667e-07 |  | 0 |  | 0.034042 |  | -0.00023824 |  | 0.0010418 |  | 1.1303e-06 |  | 1.3044e-06 |  | 0 |  | 0.00087867 |  | 0.013276 |  | 0.021011 |  | 0.0024508 |  | 0.035529
| 4.8532e-05 |  | 6.0004e-06 |  | 1.9026e-06 |  | 8.9103e-07 |  | 0.00025212 |  | 0.033665 |  | -0.000138 |  | 0.00077638 |  | 1.071e-06 |  | 1.021e-06 |  | 0 |  | 0.00082967 |  | 0.012918 |  | 0.021762 |  | 0.0024815 |  | 0.035486
| 4.8541e-05 |  | 6.0015e-06 |  | 1.9026e-06 |  | 8.2173e-07 |  | -3.8772e-06 |  | 0.0328 |  | 0.00011819 |  | 0.00071656 |  | 1.0634e-06 |  | 9.7704e-07 |  | 9.0256e-07 |  | 0.00082967 |  | 0.012302 |  | 0.022224 |  | 0.0025197 |  | 0.0354
| 1.5373e-05 |  | 3.9007e-05 |  | 2.768e-06 |  | 8.1124e-07 |  | -0.00016678 |  | 0.032533 |  | -6.3745e-05 |  | 0.00044365 |  | 1.1166e-06 |  | 1.0211e-06 |  | 2.7931e-05 |  | 0.0008114 |  | 0.012133 |  | 0.022152 |  | 0.0025945 |  | 0.035298
| 1.5376e-05 |  | 3.9013e-05 |  | 8.652e-07 |  | 8.3236e-07 |  | -0.00022496 |  | 0.033021 |  | -0.00032365 |  | 0.00038757 |  | 1.1118e-06 |  | 9.2665e-07 |  | 3.2266e-05 |  | 0.00084052 |  | 0.012089 |  | 0.02238 |  | 0.0026843 |  | 0.035202
| 3.0921e-05 |  | 9.9218e-05 |  | 0 |  | 7.9605e-07 |  | -0.00028702 |  | 0.033111 |  | 3.2796e-05 |  | 0.00054459 |  | 1.1166e-06 |  | 8.257e-07 |  | 5.233e-06 |  | 0.00092114 |  | 0.011892 |  | 0.022883 |  | 0.0027808 |  | 0.0351
| 3.0926e-05 |  | 9.9235e-05 |  | 8.6527e-07 |  | 7.4397e-07 |  | 5.4306e-05 |  | 0.032617 |  | 5.5075e-05 |  | 0.00056327 |  | 1.1312e-06 |  | 8.8855e-07 |  | 0 |  | 0.00079073 |  | 0.011613 |  | 0.023151 |  | 0.0028415 |  | 0.035038
| 3.2997e-05 |  | 9.5188e-05 |  | 1.7305e-06 |  | 7.7434e-07 |  | 0.00010085 |  | 0.031799 |  | -0.00023824 |  | 0.00020063 |  | 1.136e-06 |  | 9.8303e-07 |  | 0 |  | 0.00072428 |  | 0.011378 |  | 0.023442 |  | 0.0028855 |  | 0.035014
| 3.3e-05 |  | 9.5197e-05 |  | 1.7305e-06 |  | 8.2979e-07 |  | -0.00017066 |  | 0.031516 |  | -0.00020483 |  | -0.00012836 |  | 1.1636e-06 |  | 8.9502e-07 |  | 0 |  | 0.00080568 |  | 0.011145 |  | 0.023702 |  | 0.0029254 |  | 0.034913
| 3.6113e-05 |  | 9.0012e-05 |  | 1.7307e-06 |  | 8.8994e-07 |  | -0.00025988 |  | 0.031667 |  | -8.0443e-06 |  | 0.00010717 |  | 1.1458e-06 |  | 7.6306e-07 |  | 0 |  | 0.00076918 |  | 0.010877 |  | 0.023765 |  | 0.0030103 |  | 0.034706
| 3.6113e-05 |  | 9.0012e-05 |  | 1.7307e-06 |  | 9.619e-07 |  | -0.00024436 |  | 0.031628 |  | 5.5075e-05 |  | 0.00013708 |  | 1.1789e-06 |  | 7.0611e-07 |  | 0 |  | 0.00073268 |  | 0.010624 |  | 0.024226 |  | 0.0031226 |  | 0.03448
| 0 |  | 5.8282e-05 |  | 1.7307e-06 |  | 1.0708e-06 |  | 6.9815e-05 |  | 0.031656 |  | 0.0002333 |  | 0.00028663 |  | 1.1941e-06 |  | 8.8862e-07 |  | 0 |  | 0.00062631 |  | 0.010533 |  | 0.024981 |  | 0.0032952 |  | 0.034397
| 0 |  | 5.8282e-05 |  | 8.6542e-07 |  | 1.1218e-06 |  | -0.0001823 |  | 0.031522 |  | 0.00035954 |  | 0.00058197 |  | 1.1797e-06 |  | 1.0965e-06 |  | 0 |  | 0.00080993 |  | 0.010422 |  | 0.025428 |  | 0.0034474 |  | 0.034362
| 2.6784e-05 |  | 8.7135e-05 |  | 8.6542e-07 |  | 1.0141e-06 |  | -0.00025498 |  | 0.031284 |  | 0.00027444 |  | 0.00039661 |  | 1.2322e-06 |  | 1.2855e-06 |  | 0 |  | 0.00082992 |  | 0.010338 |  | 0.025543 |  | 0.0035938 |  | 0.034282
| 2.6787e-05 |  | 8.7142e-05 |  | 8.6542e-07 |  | 8.8407e-07 |  | -3.1029e-05 |  | 0.030951 |  | 0.00019245 |  | 0.00015951 |  | 1.3405e-06 |  | 1.2919e-06 |  | 1.1735e-05 |  | 0.00074015 |  | 0.0099318 |  | 0.025675 |  | 0.0036883 |  | 0.034212
| 1.7456e-05 |  | 8.1955e-05 |  | 0 |  | 8.0161e-07 |  | 2.7152e-05 |  | 0.030713 |  | 1.7945e-05 |  | 9.9686e-06 |  | 1.3683e-06 |  | 1.1406e-06 |  | 1.1736e-05 |  | 0.00080421 |  | 0.0096788 |  | 0.02643 |  | 0.0037868 |  | 0.03423
| 1.7456e-05 |  | 8.1955e-05 |  | 0 |  | 8.1944e-07 |  | 0.00023272 |  | 0.030344 |  | -0.00028651 |  | 6.2306e-05 |  | 1.2633e-06 |  | 1.0525e-06 |  | 0 |  | 0.00079835 |  | 0.009552 |  | 0.026907 |  | 0.0038721 |  | 0.034288
| 1.5382e-05 |  | 6.0046e-06 |  | 8.6549e-07 |  | 8.6962e-07 |  | 3.8786e-05 |  | 0.030069 |  | -0.00017141 |  | 0.00023802 |  | 1.186e-06 |  | 1.16e-06 |  | 0 |  | 0.00075437 |  | 0.0091504 |  | 0.027122 |  | 0.003982 |  | 0.034255
| 1.5384e-05 |  | 6.0051e-06 |  | 2.7692e-06 |  | 9.1328e-07 |  | 9.6964e-05 |  | 0.03008 |  | -4.8886e-05 |  | 0.00016325 |  | 1.2137e-06 |  | 1.2041e-06 |  | 0 |  | 0.00072446 |  | 0.0089685 |  | 0.027719 |  | 0.0040826 |  | 0.034128
| 1.8496e-05 |  | 1.8017e-05 |  | 2.7689e-06 |  | 9.614e-07 |  | 0.00013963 |  | 0.030191 |  | -0.00011572 |  | 2.1184e-05 |  | 1.2633e-06 |  | 9.5156e-07 |  | 5.4096e-06 |  | 0.00069542 |  | 0.0087821 |  | 0.027865 |  | 0.0041667 |  | 0.033902
| 1.8496e-05 |  | 1.8017e-05 |  | 1.7313e-06 |  | 1.0137e-06 |  | 6.2059e-05 |  | 0.030209 |  | -0.00015656 |  | -0.0002779 |  | 1.2974e-06 |  | 6.6167e-07 |  | 5.4096e-06 |  | 0.00075192 |  | 0.0086359 |  | 0.027945 |  | 0.0042224 |  | 0.033673
| 7.7351e-05 |  | 4.7045e-05 |  | 1.7311e-06 |  | 1.0136e-06 |  | -1.9392e-05 |  | 0.029606 |  | -0.0003385 |  | -0.00031154 |  | 1.3277e-06 |  | 7.3736e-07 |  | 2.1639e-06 |  | 0.00070207 |  | 0.0086217 |  | 0.028734 |  | 0.0042722 |  | 0.033551
| 7.7358e-05 |  | 4.7049e-05 |  | 8.6564e-07 |  | 9.8005e-07 |  | -0.00016678 |  | 0.029448 |  | -0.00032736 |  | -9.8449e-05 |  | 1.3872e-06 |  | 9.9575e-07 |  | 2.164e-06 |  | 0.00069713 |  | 0.0084087 |  | 0.029203 |  | 0.0043556 |  | 0.033555
| 3.6134e-05 |  | 8.718e-05 |  | 0 |  | 9.9921e-07 |  | -0.00025211 |  | 0.029747 |  | -0.00021225 |  | -0.00011714 |  | 1.2988e-06 |  | 1.1913e-06 |  | 0 |  | 0.00082508 |  | 0.0082508 |  | 0.029248 |  | 0.0044312 |  | 0.033568
| 3.6131e-05 |  | 8.7172e-05 |  | 8.6571e-07 |  | 1.0066e-06 |  | -0.0001629 |  | 0.029872 |  | -1.547e-05 |  | -0.0002293 |  | 1.1124e-06 |  | 1.3869e-06 |  | 0 |  | 0.00071877 |  | 0.0081657 |  | 0.029537 |  | 0.0045062 |  | 0.033516
| 7.8526e-05 |  | 6.005e-05 |  | 8.6571e-07 |  | 1.0409e-06 |  | -0.00037623 |  | 0.030059 |  | -0.00016027 |  | -0.00033397 |  | 9.9712e-07 |  | 1.4814e-06 |  | 0 |  | 0.00063983 |  | 0.008135 |  | 0.030195 |  | 0.0045353 |  | 0.03341
| 7.8526e-05 |  | 6.005e-05 |  | 8.6571e-07 |  | 1.0059e-06 |  | -0.0004732 |  | 0.030117 |  | -0.00026052 |  | -0.00019565 |  | 9.4188e-07 |  | 1.3999e-06 |  | 1.8243e-05 |  | 0.00056754 |  | 0.0077694 |  | 0.031089 |  | 0.0045553 |  | 0.033267
| 6.6978e-05 |  | 9.2384e-05 |  | 2.7696e-06 |  | 9.5372e-07 |  | -0.00022884 |  | 0.02979 |  | -0.00026795 |  | -0.00026295 |  | 1.0351e-06 |  | 1.0845e-06 |  | 1.8243e-05 |  | 0.00060742 |  | 0.0074187 |  | 0.031545 |  | 0.0045586 |  | 0.033068
| 6.6984e-05 |  | 9.2392e-05 |  | 3.8082e-06 |  | 9.3663e-07 |  | -5.4302e-05 |  | 0.029714 |  | -0.00031251 |  | -0.00031903 |  | 1.1629e-06 |  | 1.141e-06 |  | 0 |  | 0.00062159 |  | 0.0070918 |  | 0.031747 |  | 0.004573 |  | 0.0329
| 0 |  | 4.9064e-05 |  | 1.9041e-06 |  | 9.5776e-07 |  | 0.000128 |  | 0.029796 |  | -0.00031251 |  | 3.614e-05 |  | 1.2479e-06 |  | 1.3113e-06 |  | 0 |  | 0.00060334 |  | 0.0065321 |  | 0.03237 |  | 0.0045683 |  | 0.032815
| 0 |  | 4.9068e-05 |  | 0 |  | 1.0424e-06 |  | 0.00024688 |  | 0.029869 |  | -0.00037258 |  | 0.00043172 |  | 1.3198e-06 |  | 1.3179e-06 |  | 1.7162e-05 |  | 0.00071632 |  | 0.0065757 |  | 0.032801 |  | 0.004568 |  | 0.032836
| 0 |  | 2.704e-05 |  | 0 |  | 1.0562e-06 |  | 6.9814e-05 |  | 0.02987 |  | -0.00016399 |  | 0.00040626 |  | 1.2955e-06 |  | 1.2297e-06 |  | 1.7164e-05 |  | 0.0007455 |  | 0.0063122 |  | 0.032816 |  | 0.0045511 |  | 0.032974
| 0 |  | 2.7038e-05 |  | 0 |  | 1.0206e-06 |  | -5.43e-05 |  | 0.02935 |  | -0.00027537 |  | 0.00018942 |  | 1.2287e-06 |  | 1.11e-06 |  | 0 |  | 0.00075127 |  | 0.0060741 |  | 0.033228 |  | 0.0045442 |  | 0.033169
| 0.00010166 |  | 0.00010512 |  | 0 |  | 9.3018e-07 |  | 1.5515e-05 |  | 0.02883 |  | -0.00010458 |  | 0.00017447 |  | 1.1852e-06 |  | 1.1418e-06 |  | 6.4961e-06 |  | 0.00073054 |  | 0.0062574 |  | 0.033726 |  | 0.004517 |  | 0.033238
| 0.00010166 |  | 0.00010512 |  | 0 |  | 8.2646e-07 |  | -0.00013963 |  | 0.028804 |  | -8.0446e-06 |  | 0.00010343 |  | 1.1127e-06 |  | 9.4622e-07 |  | 6.4961e-06 |  | 0.0006815 |  | 0.0060521 |  | 0.034231 |  | 0.0045071 |  | 0.033057
| 0 |  | 8.6062e-05 |  | 1.9044e-06 |  | 8.0928e-07 |  | 0.0001086 |  | 0.028728 |  | -0.00019369 |  | -0.0001807 |  | 1.045e-06 |  | 7.571e-07 |  | 2.2735e-05 |  | 0.00071645 |  | 0.0058139 |  | 0.03465 |  | 0.004489 |  | 0.032724
| 0 |  | 8.607e-05 |  | 1.9044e-06 |  | 9.2291e-07 |  | 9.3088e-05 |  | 0.028451 |  | -0.00037191 |  | -0.00039006 |  | 9.7596e-07 |  | 6.8133e-07 |  | 2.2737e-05 |  | 0.00067153 |  | 0.0056739 |  | 0.034948 |  | 0.0044863 |  | 0.032437
| 6.643e-05 |  | 2.8046e-05 |  | 1.9046e-06 |  | 1.1153e-06 |  | -0.0001823 |  | 0.028197 |  | -0.00045358 |  | -0.00026668 |  | 9.6223e-07 |  | 7.8826e-07 |  | 0 |  | 0.00074725 |  | 0.0055566 |  | 0.035777 |  | 0.0044677 |  | 0.032297
| 6.6436e-05 |  | 2.8049e-05 |  | 3.8091e-06 |  | 1.1536e-06 |  | 1.1636e-05 |  | 0.027992 |  | -0.00021225 |  | -0.000162 |  | 1.0506e-06 |  | 9.0161e-07 |  | 0 |  | 0.00089847 |  | 0.0055679 |  | 0.036532 |  | 0.0044824 |  | 0.032258
| 5.0688e-05 |  | 4.3075e-05 |  | 2.7706e-06 |  | 1.0584e-06 |  | -0.0001823 |  | 0.028084 |  | -0.00024939 |  | -0.00026668 |  | 1.1197e-06 |  | 9.2687e-07 |  | 6.1814e-05 |  | 0.00082871 |  | 0.0057577 |  | 0.037016 |  | 0.0044935 |  | 0.032288
| 5.0692e-05 |  | 4.3079e-05 |  | 8.6608e-07 |  | 9.4289e-07 |  | -0.00013576 |  | 0.028113 |  | -0.00018998 |  | -0.00029659 |  | 1.1564e-06 |  | 1.0092e-06 |  | 6.1819e-05 |  | 0.00066084 |  | 0.0060033 |  | 0.037493 |  | 0.0045469 |  | 0.032321
| 3.4084e-05 |  | 7.2219e-05 |  | 0 |  | 8.8871e-07 |  | 0.0001629 |  | 0.028182 |  | 8.4778e-05 |  | 6.6048e-05 |  | 1.1965e-06 |  | 1.1038e-06 |  | 0 |  | 0.00060266 |  | 0.0060856 |  | 0.037869 |  | 0.0045744 |  | 0.032263
| 3.4087e-05 |  | 7.2225e-05 |  | 8.6608e-07 |  | 9.2769e-07 |  | -5.818e-05 |  | 0.02782 |  | -1.9184e-05 |  | 0.00010717 |  | 1.193e-06 |  | 1.2048e-06 |  | 0 |  | 0.00054114 |  | 0.0061853 |  | 0.03831 |  | 0.0046525 |  | 0.032112
| 1.8514e-05 |  | 1.4027e-05 |  | 8.6615e-07 |  | 1.0216e-06 |  | -0.0001086 |  | 0.027479 |  | -0.00013057 |  | 0.00013335 |  | 1.0868e-06 |  | 1.1233e-06 |  | 0 |  | 0.00056608 |  | 0.006374 |  | 0.03862 |  | 0.004729 |  | 0.031923
| 1.8515e-05 |  | 1.4028e-05 |  | 8.6615e-07 |  | 1.1293e-06 |  | -4.0472e-05 |  | 0.027337 |  | -0.00025635 |  | 0.00029129 |  | 9.0367e-07 |  | 9.5294e-07 |  | 7.6854e-05 |  | 0.0006933 |  | 0.005706 |  | 0.038481 |  | 0.0048456 |  | 0.031769
| 1.3324e-05 |  | 8.4366e-05 |  | 2.771e-06 |  | 1.1115e-06 |  | 7.7574e-06 |  | 0.027124 |  | -0.00028651 |  | -5.7331e-05 |  | 8.7327e-07 |  | 7.8256e-07 |  | 7.6854e-05 |  | 0.00070744 |  | 0.0056894 |  | 0.03868 |  | 0.004918 |  | 0.031688
| 1.3325e-05 |  | 8.4373e-05 |  | 2.771e-06 |  | 9.9121e-07 |  | -2.3272e-05 |  | 0.026996 |  | -0.00014913 |  | -0.00023678 |  | 1.0211e-06 |  | 7.3203e-07 |  | 1.1751e-05 |  | 0.0007424 |  | 0.0055509 |  | 0.039286 |  | 0.004964 |  | 0.031646
| 6.8192e-05 |  | 0.0001595 |  | 8.6623e-07 |  | 8.8952e-07 |  | -0.00013187 |  | 0.027101 |  | -0.00050557 |  | -0.00012836 |  | 1.1628e-06 |  | 8.1372e-07 |  | 1.1751e-05 |  | 0.00069168 |  | 0.0053747 |  | 0.039992 |  | 0.0049607 |  | 0.031639
| 6.8198e-05 |  | 0.00015951 |  | 8.663e-07 |  | 8.6646e-07 |  | -6.5936e-05 |  | 0.027037 |  | -0.00062067 |  | -9.0971e-05 |  | 1.2127e-06 |  | 9.0191e-07 |  | 0 |  | 0.00054537 |  | 0.0053647 |  | 0.040941 |  | 0.0049889 |  | 0.031651
| 8.727e-05 |  | 4.3094e-05 |  | 1.7325e-06 |  | 8.6639e-07 |  | 0.00020169 |  | 0.026346 |  | -0.00014542 |  | -1.2455e-06 |  | 1.205e-06 |  | 9.1479e-07 |  | 0 |  | 0.0005005 |  | 0.0045212 |  | 0.041305 |  | 0.0050707 |  | 0.031688
| 8.7278e-05 |  | 4.3097e-05 |  | 1.7326e-06 |  | 8.5258e-07 |  | 0.00025211 |  | 0.026086 |  | 0.00015904 |  | 8.848e-05 |  | 1.1712e-06 |  | 9.531e-07 |  | 0 |  | 0.00050882 |  | 0.0044671 |  | 0.041591 |  | 0.0052237 |  | 0.031719
| 0 |  | 6.3002e-05 |  | 1.7326e-06 |  | 9.3123e-07 |  | -3.8788e-05 |  | 0.026276 |  | -0.00015656 |  | -0.00018817 |  | 1.0918e-06 |  | 9.531e-07 |  | 0 |  | 0.00053542 |  | 0.0044031 |  | 0.042083 |  | 0.005365 |  | 0.031656
| 0 |  | 6.3007e-05 |  | 1.7327e-06 |  | 1.0371e-06 |  | -6.9817e-05 |  | 0.026409 |  | -0.00033478 |  | -0.00050595 |  | 1.0539e-06 |  | 8.2682e-07 |  | 2.6943e-05 |  | 0.00073251 |  | 0.0045114 |  | 0.042133 |  | 0.005466 |  | 0.03152
| 5.1758e-05 |  | 4.711e-05 |  | 8.663e-07 |  | 1.0786e-06 |  | 0.00014351 |  | 0.026323 |  | 4.0223e-05 |  | -0.00054708 |  | 1.0897e-06 |  | 7.1272e-07 |  | 2.6943e-05 |  | 0.00080318 |  | 0.0046752 |  | 0.042149 |  | 0.0055208 |  | 0.031352
| 5.1762e-05 |  | 4.7114e-05 |  | 0 |  | 1.098e-06 |  | 8.921e-05 |  | 0.02609 |  | 6.6212e-05 |  | -0.00024052 |  | 1.177e-06 |  | 7.2515e-07 |  | 0 |  | 0.00073334 |  | 0.0048856 |  | 0.042409 |  | 0.0055674 |  | 0.031258
| 0 |  | 3.7093e-05 |  | 0 |  | 1.1547e-06 |  | 1.2142e-05 |  | 0.025905 |  | -0.00012463 |  | -0.00016125 |  | 1.2038e-06 |  | 8.832e-07 |  | 0 |  | 0.0005729 |  | 0.0047903 |  | 0.042764 |  | 0.0056359 |  | 0.031242
| 0 |  | 3.709e-05 |  | 0 |  | 1.2361e-06 |  | -8.1453e-05 |  | 0.02588 |  | -0.00012686 |  | -0.00035268 |  | 1.1666e-06 |  | 9.0271e-07 |  | 1.8265e-05 |  | 0.00051553 |  | 0.0047454 |  | 0.043413 |  | 0.0056866 |  | 0.031283
| 0 |  | 0.00012952 |  | 0 |  | 1.2328e-06 |  | -0.00015127 |  | 0.025739 |  | -0.00023082 |  | -0.00012088 |  | 1.1583e-06 |  | 9.0919e-07 |  | 1.8268e-05 |  | 0.00064113 |  | 0.0042866 |  | 0.043926 |  | 0.0057427 |  | 0.031332
| 0 |  | 0.00012951 |  | 8.6645e-07 |  | 1.1608e-06 |  | -0.00012412 |  | 0.02562 |  | -0.00034221 |  | 2.4927e-06 |  | 1.1811e-06 |  | 1.0103e-06 |  | 1.8266e-05 |  | 0.00069019 |  | 0.0042002 |  | 0.043756 |  | 0.005756 |  | 0.031319
| 5.0215e-06 |  | 7.1125e-05 |  | 8.6652e-07 |  | 1.0901e-06 |  | 2.3273e-05 |  | 0.025486 |  | -0.00039418 |  | -0.00027042 |  | 1.1819e-06 |  | 1.1555e-06 |  | 1.827e-05 |  | 0.00061202 |  | 0.0041461 |  | 0.044301 |  | 0.0058092 |  | 0.031245
| 5.0215e-06 |  | 7.1125e-05 |  | 8.6652e-07 |  | 9.9295e-07 |  | 8.1452e-05 |  | 0.025356 |  | -0.00016398 |  | -0.00025547 |  | 1.1522e-06 |  | 1.2625e-06 |  | 2.1525e-05 |  | 0.00061455 |  | 0.0034229 |  | 0.045384 |  | 0.0058353 |  | 0.031187
| 0 |  | 1.7046e-05 |  | 2.7722e-06 |  | 9.4998e-07 |  | -0.00027926 |  | 0.02527 |  | -6.18e-07 |  | -0.00029286 |  | 1.1937e-06 |  | 1.2683e-06 |  | 2.1525e-05 |  | 0.00070769 |  | 0.0033339 |  | 0.045661 |  | 0.0058686 |  | 0.031128
| 0 |  | 1.7048e-05 |  | 1.9059e-06 |  | 9.8378e-07 |  | -4.6539e-05 |  | 0.024996 |  | -4.1461e-05 |  | -0.00042371 |  | 1.2408e-06 |  | 1.1044e-06 |  | 0 |  | 0.00075842 |  | 0.0031917 |  | 0.045539 |  | 0.0058445 |  | 0.03106
| 2.5804e-05 |  | 2.7075e-05 |  | 0 |  | 1.0016e-06 |  | 0.00033745 |  | 0.025213 |  | -3.7748e-05 |  | -0.00020313 |  | 1.1986e-06 |  | 9.8453e-07 |  | 0 |  | 0.00077676 |  | 0.0028892 |  | 0.04591 |  | 0.0058149 |  | 0.030949
| 2.5806e-05 |  | 2.7077e-05 |  | 8.6659e-07 |  | 9.6461e-07 |  | 0.00020945 |  | 0.025417 |  | 9.9624e-05 |  | 0.0001296 |  | 1.1855e-06 |  | 1.0351e-06 |  | 0 |  | 0.00070191 |  | 0.0027536 |  | 0.046417 |  | 0.0057717 |  | 0.030839
| 2.061e-05 |  | 7.6342e-05 |  | 1.7333e-06 |  | 9.2171e-07 |  | -1.5515e-05 |  | 0.025144 |  | -0.00015286 |  | 2.491e-06 |  | 1.2277e-06 |  | 1.0669e-06 |  | 0 |  | 0.00062956 |  | 0.0025839 |  | 0.046869 |  | 0.0057459 |  | 0.030811
| 2.0612e-05 |  | 7.6349e-05 |  | 8.6667e-07 |  | 9.0055e-07 |  | -0.00017403 |  | 0.025158 |  | -0.0006283 |  | -0.00013784 |  | 1.2346e-06 |  | 1.0099e-06 |  | 1.2846e-05 |  | 0.00056556 |  | 0.0023013 |  | 0.047444 |  | 0.0057213 |  | 0.030843
| 3.5161e-05 |  | 0.00011221 |  | 8.6667e-07 |  | 8.7939e-07 |  | -0.0002715 |  | 0.025312 |  | -0.00047959 |  | 0.00018194 |  | 1.1123e-06 |  | 8.5822e-07 |  | 1.2846e-05 |  | 0.00063791 |  | 0.0022863 |  | 0.047241 |  | 0.0057113 |  | 0.030897
| 3.5164e-05 |  | 0.00011222 |  | 8.6674e-07 |  | 8.5434e-07 |  | -0.0004344 |  | 0.025278 |  | -0.00032364 |  | 0.00020811 |  | 9.9761e-07 |  | 1.0165e-06 |  | 0 |  | 0.00075107 |  | 0.0024196 |  | 0.047452 |  | 0.0056942 |  | 0.030926
| 9.4287e-05 |  | 3.9118e-05 |  | 8.6674e-07 |  | 8.7286e-07 |  | -0.00029478 |  | 0.025114 |  | -0.00011943 |  | -6.4806e-05 |  | 1.0633e-06 |  | 1.1429e-06 |  | 0 |  | 0.0005947 |  | 0.0026782 |  | 0.048338 |  | 0.0056659 |  | 0.030911
| 9.4296e-05 |  | 3.9122e-05 |  | 1.7335e-06 |  | 9.6212e-07 |  | -2.7152e-05 |  | 0.024723 |  | -0.00028652 |  | -5.7328e-05 |  | 1.1843e-06 |  | 1.1552e-06 |  | 0 |  | 0.0004558 |  | 0.002828 |  | 0.048712 |  | 0.0056309 |  | 0.030845
| 0 |  | 2.4077e-05 |  | 1.7335e-06 |  | 1.0527e-06 |  | -0.00010472 |  | 0.02447 |  | -0.00047959 |  | -4.6108e-05 |  | 1.2341e-06 |  | 1.1805e-06 |  | 1.3013e-05 |  | 0.00059969 |  | 0.0026965 |  | 0.048915 |  | 0.0056052 |  | 0.030738
| 0 |  | 2.4077e-05 |  | 8.6681e-07 |  | 1.0806e-06 |  | -0.0002909 |  | 0.024612 |  | -0.00018255 |  | -0.00036015 |  | 1.2017e-06 |  | 1.1618e-06 |  | 1.3013e-05 |  | 0.00065629 |  | 0.0026102 |  | 0.049211 |  | 0.0055839 |  | 0.030612
| 4.4526e-05 |  | 2.3074e-05 |  | 0 |  | 1.0356e-06 |  | -0.00013575 |  | 0.024608 |  | 6.807e-06 |  | -0.00027417 |  | 1.2245e-06 |  | 9.7246e-07 |  | 0 |  | 0.00064718 |  | 0.0026661 |  | 0.049657 |  | 0.0055543 |  | 0.030517
| 4.453e-05 |  | 2.3076e-05 |  | 1.9065e-06 |  | 9.3716e-07 |  | 1.5515e-05 |  | 0.024617 |  | 1.7946e-05 |  | -0.00019191 |  | 1.2647e-06 |  | 6.1919e-07 |  | 5.2488e-06 |  | 0.000722 |  | 0.0027549 |  | 0.050385 |  | 0.005509 |  | 0.030504
| 3.3094e-05 |  | 0.00010762 |  | 1.9065e-06 |  | 8.8094e-07 |  | -4.0473e-05 |  | 0.024661 |  | -0.00034546 |  | -0.00019245 |  | 1.2135e-06 |  | 6.756e-07 |  | 5.2488e-06 |  | 0.000653 |  | 0.0029248 |  | 0.050986 |  | 0.0054719 |  | 0.03054
| 3.3097e-05 |  | 0.00010763 |  | 8.6689e-07 |  | 8.8094e-07 |  | -0.00014739 |  | 0.02453 |  | -0.00049815 |  | -2.7416e-05 |  | 1.0759e-06 |  | 9.7838e-07 |  | 0 |  | 0.00062725 |  | 0.0026837 |  | 0.051619 |  | 0.0054448 |  | 0.030533
| 4.2458e-05 |  | 6.9444e-05 |  | 1.7338e-06 |  | 9.6361e-07 |  | -0.00019781 |  | 0.024504 |  | -9.3442e-05 |  | -4.6108e-05 |  | 1.0275e-06 |  | 1.1807e-06 |  | 1.7356e-05 |  | 0.00066049 |  | 0.0026994 |  | 0.05153 |  | 0.0054395 |  | 0.030492
| 4.2458e-05 |  | 6.9444e-05 |  | 8.6696e-07 |  | 1.0794e-06 |  | -0.00019393 |  | 0.024443 |  | 0.00011448 |  | -1.2455e-06 |  | 1.0739e-06 |  | 1.042e-06 |  | 1.7356e-05 |  | 0.00053411 |  | 0.0027845 |  | 0.051903 |  | 0.0054418 |  | 0.030446
| 6.1342e-05 |  | 8.6226e-05 |  | 8.6696e-07 |  | 1.1224e-06 |  | -0.00015127 |  | 0.024353 |  | 8.1066e-05 |  | -1.2461e-05 |  | 1.1555e-06 |  | 8.2738e-07 |  | 0 |  | 0.00052992 |  | 0.0027935 |  | 0.052459 |  | 0.0054498 |  | 0.030447
| 6.1347e-05 |  | 8.6234e-05 |  | 8.6696e-07 |  | 1.0867e-06 |  | 0.00028314 |  | 0.024255 |  | 6.9926e-05 |  | -0.00018817 |  | 1.2171e-06 |  | 7.1975e-07 |  | 0 |  | 0.00057238 |  | 0.0029135 |  | 0.052556 |  | 0.0054568 |  | 0.030459
| 2.8946e-05 |  | 3.5128e-05 |  | 8.6703e-07 |  | 1.0379e-06 |  | 0.00034132 |  | 0.023992 |  | -0.00014171 |  | -0.00013583 |  | 1.2531e-06 |  | 6.1864e-07 |  | 0 |  | 0.00060233 |  | 0.0028902 |  | 0.053464 |  | 0.0054784 |  | 0.03047
| 2.8946e-05 |  | 3.5128e-05 |  | 2.7739e-06 |  | 9.9023e-07 |  | 3.8786e-06 |  | 0.023882 |  | -0.00012314 |  | -4.9851e-06 |  | 1.1771e-06 |  | 5.5574e-07 |  | 0 |  | 0.00066473 |  | 0.0026548 |  | 0.054096 |  | 0.0054975 |  | 0.030473
| 0 |  | 7.6402e-05 |  | 2.7739e-06 |  | 9.3599e-07 |  | -0.0001619 |  | 0.023649 |  | -0.00026798 |  | -0.00015344 |  | 1.0208e-06 |  | 4.6755e-07 |  | 0 |  | 0.00058822 |  | 0.0025842 |  | 0.054458 |  | 0.0055087 |  | 0.030416
| 0 |  | 7.6408e-05 |  | 1.7342e-06 |  | 9.8106e-07 |  | -0.00015127 |  | 0.023348 |  | -0.00021597 |  | -0.0003078 |  | 9.8351e-07 |  | 5.2401e-07 |  | 0 |  | 0.00057907 |  | 0.002516 |  | 0.055034 |  | 0.0055103 |  | 0.030325
| 5.9048e-05 |  | 4.4168e-05 |  | 8.6711e-07 |  | 1.032e-06 |  | -3.1029e-05 |  | 0.02339 |  | -0.00010087 |  | -0.00022182 |  | 1.0541e-06 |  | 6.8809e-07 |  | 2.2787e-05 |  | 0.00065399 |  | 0.0024371 |  | 0.055898 |  | 0.0055132 |  | 0.030259
| 5.9048e-05 |  | 4.4168e-05 |  | 8.6711e-07 |  | 1.0935e-06 |  | -3.1029e-05 |  | 0.023127 |  | -0.00016028 |  | 2.4925e-06 |  | 1.1751e-06 |  | 8.3984e-07 |  | 2.2787e-05 |  | 0.00063735 |  | 0.0024629 |  | 0.056753 |  | 0.0055198 |  | 0.03029
| 1.4388e-05 |  | 9.1466e-05 |  | 8.6718e-07 |  | 9.1366e-07 |  | -0.00027539 |  | 0.023122 |  | -0.00028652 |  | 6.2321e-06 |  | 1.0085e-06 |  | 7.3225e-07 |  | 0 |  | 0.00059159 |  | 0.0024629 |  | 0.056898 |  | 0.005509 |  | 0.030341
| 1.4391e-05 |  | 9.1482e-05 |  | 0 |  | 1.3265e-06 |  | -0.00044217 |  | 0.023281 |  | -0.00050557 |  | -0.00029285 |  | 1.5259e-06 |  | 1.1681e-06 |  | 0 |  | 0.00052339 |  | 0.0026036 |  | 0.057274 |  | 0.0055767 |  | 0.030389
| 4.4557e-05 |  | 0.00012332 |  | 1.9071e-06 |  | 1.7532e-06 |  | 4.6538e-05 |  | 0.02287 |  | 1.0521e-05 |  | -8.7186e-06 |  | 2.0412e-06 |  | 1.661e-06 |  | 0.00012505 |  | 0.00059828 |  | 0.0024547 |  | 0.058947 |  | 0.0056541 |  | 0.030364
| 4.456e-05 |  | 0.00012333 |  | 1.9071e-06 |  | 2.2878e-06 |  | 0.00013575 |  | 0.022597 |  | 0.00018131 |  | 6.2307e-05 |  | 2.7799e-06 |  | 2.3116e-06 |  | 0.00012506 |  | 0.0006948 |  | 0.002458 |  | 0.060175 |  | 0.0057681 |  | 0.030344
| 2.4797e-05 |  | 8.2225e-05 |  | 2.948e-06 |  | 2.2628e-06 |  | -0.00010523 |  | 0.022319 |  | -0.00011688 |  | -0.00027438 |  | 2.8154e-06 |  | 2.3117e-06 |  | 3.6902e-05 |  | 0.00071648 |  | 0.002439 |  | 0.060808 |  | 0.0058142 |  | 0.030318
| 2.4797e-05 |  | 8.2225e-05 |  | 2.948e-06 |  | 2.1775e-06 |  | -0.00013187 |  | 0.022007 |  | -0.00014914 |  | -0.00033397 |  | 2.7816e-06 |  | 2.3117e-06 |  | 3.6902e-05 |  | 0.00073229 |  | 0.0024623 |  | 0.061496 |  | 0.0058575 |  | 0.030333
| 1.7515e-05 |  | 9.5551e-05 |  | 1.9075e-06 |  | 2.1208e-06 |  | 8.1448e-05 |  | 0.021904 |  | 6.8071e-06 |  | -0.00016947 |  | 2.714e-06 |  | 2.3119e-06 |  | 3.4734e-05 |  | 0.00068902 |  | 0.002474 |  | 0.061906 |  | 0.005885 |  | 0.030395
| 1.7515e-05 |  | 9.5551e-05 |  | 1.9073e-06 |  | 2.2178e-06 |  | 3.8677e-06 |  | 0.021779 |  | 3.2798e-05 |  | -0.00018817 |  | 2.6432e-06 |  | 2.4253e-06 |  | 3.4734e-05 |  | 0.00056756 |  | 0.0024567 |  | 0.062214 |  | 0.0059203 |  | 0.030418
| 6.139e-05 |  | 7.2394e-05 |  | 1.9075e-06 |  | 2.3722e-06 |  | -2.7158e-05 |  | 0.02157 |  | -2.6609e-05 |  | -0.00016948 |  | 2.6386e-06 |  | 2.552e-06 |  | 8.9189e-05 |  | 0.00057089 |  | 0.0025665 |  | 0.062897 |  | 0.0059719 |  | 0.030351
| 6.139e-05 |  | 7.2394e-05 |  | 1.9076e-06 |  | 2.4247e-06 |  | 1.1635e-05 |  | 0.021247 |  | -0.00010829 |  | -0.00010967 |  | 2.7405e-06 |  | 2.5652e-06 |  | 8.9189e-05 |  | 0.00072318 |  | 0.0025865 |  | 0.06382 |  | 0.0060285 |  | 0.030242
| 3.521e-05 |  | 5.8499e-05 |  | 1.9075e-06 |  | 2.3166e-06 |  | -0.00020169 |  | 0.020837 |  | 0.00016646 |  | -0.00022556 |  | 2.8371e-06 |  | 2.4508e-06 |  | 7.4717e-05 |  | 0.00068827 |  | 0.0025442 |  | 0.064922 |  | 0.0060696 |  | 0.030214
| 3.521e-05 |  | 5.8499e-05 |  | 1.9076e-06 |  | 2.1507e-06 |  | -0.0004732 |  | 0.020556 |  | 0.00012933 |  | -3.1154e-05 |  | 2.8159e-06 |  | 2.2868e-06 |  | 7.4717e-05 |  | 0.00063001 |  | 0.0025242 |  | 0.065612 |  | 0.0060912 |  | 0.030305
| 4.3539e-05 |  | 7.8199e-05 |  | 1.9078e-06 |  | 2.0953e-06 |  | -0.00031974 |  | 0.020213 |  | -0.00019824 |  | 9.2327e-05 |  | 2.6785e-06 |  | 2.2371e-06 |  | 2.6057e-05 |  | 0.00064254 |  | 0.0024628 |  | 0.06609 |  | 0.0061091 |  | 0.03042
| 4.3539e-05 |  | 7.8199e-05 |  | 1.9076e-06 |  | 2.1633e-06 |  | 3.1029e-05 |  | 0.01989 |  | -0.00012686 |  | 0.00010343 |  | 2.6222e-06 |  | 2.2745e-06 |  | 2.6057e-05 |  | 0.00047189 |  | 0.002471 |  | 0.066997 |  | 0.0061345 |  | 0.030459
| 6.1406e-05 |  | 9.4426e-05 |  | 1.9078e-06 |  | 2.2872e-06 |  | 0.00017454 |  | 0.019622 |  | 1.7945e-05 |  | 0.00014456 |  | 2.7096e-06 |  | 2.4006e-06 |  | 0.00012397 |  | 0.00054432 |  | 0.0025344 |  | 0.068093 |  | 0.0061931 |  | 0.030471
| 6.1411e-05 |  | 9.4434e-05 |  | 1.908e-06 |  | 2.4615e-06 |  | 0.00022108 |  | 0.019417 |  | 0.00016646 |  | 0.0001483 |  | 2.8171e-06 |  | 2.5649e-06 |  | 0.00012398 |  | 0.00068502 |  | 0.0025578 |  | 0.068665 |  | 0.0062551 |  | 0.030444
| 2.9495e-06 |  | 6.8363e-05 |  | 2.9488e-06 |  | 2.5162e-06 |  | 2.3273e-05 |  | 0.019358 |  | -7.4875e-05 |  | -0.00015453 |  | 2.8411e-06 |  | 2.603e-06 |  | 0.0001095 |  | 0.0009056 |  | 0.0025736 |  | 0.069134 |  | 0.0063117 |  | 0.030373
| 2.9495e-06 |  | 6.8363e-05 |  | 2.949e-06 |  | 2.4714e-06 |  | -8.1452e-05 |  | 0.019053 |  | -0.00041646 |  | -0.0002592 |  | 2.7659e-06 |  | 2.4391e-06 |  | 0.0001095 |  | 0.00084567 |  | 0.0025636 |  | 0.070015 |  | 0.0063367 |  | 0.030291
| 2.377e-05 |  | 8.9228e-05 |  | 2.949e-06 |  | 2.3682e-06 |  | -0.0001823 |  | 0.018938 |  | -0.00037191 |  | -0.00016574 |  | 2.6856e-06 |  | 2.2496e-06 |  | 3.2579e-06 |  | 0.00066758 |  | 0.0025979 |  | 0.071357 |  | 0.0063687 |  | 0.030239
| 2.377e-05 |  | 8.9228e-05 |  | 2.9493e-06 |  | 2.287e-06 |  | -0.00016594 |  | 0.018766 |  | -0.00027573 |  | -0.00016515 |  | 2.6346e-06 |  | 2.1868e-06 |  | 3.2579e-06 |  | 0.00066172 |  | 0.0026136 |  | 0.071908 |  | 0.0064141 |  | 0.030219
| 8.6338e-05 |  | 5.9104e-05 |  | 1.908e-06 |  | 2.3086e-06 |  | 8.9209e-05 |  | 0.018491 |  | -0.00010458 |  | -0.00016574 |  | 2.6649e-06 |  | 2.2619e-06 |  | 7.3011e-05 |  | 0.00061685 |  | 0.0025756 |  | 0.072453 |  | 0.0064856 |  | 0.030181
| 8.6346e-05 |  | 5.9109e-05 |  | 1.9083e-06 |  | 2.3706e-06 |  | 0.00014351 |  | 0.018389 |  | -0.00012314 |  | -0.0002779 |  | 2.6591e-06 |  | 2.2117e-06 |  | 7.3017e-05 |  | 0.00067674 |  | 0.0025147 |  | 0.073449 |  | 0.006556 |  | 0.030171
| 0 |  | 8.7505e-05 |  | 1.9081e-06 |  | 2.4054e-06 |  | 5.4302e-05 |  | 0.018395 |  | -8.601e-05 |  | -0.00037136 |  | 2.6173e-06 |  | 2.0856e-06 |  | 3.6931e-05 |  | 0.00057106 |  | 0.0025365 |  | 0.074171 |  | 0.0066305 |  | 0.030218
| 0 |  | 8.7512e-05 |  | 1.9083e-06 |  | 2.4699e-06 |  | -2.3273e-05 |  | 0.018127 |  | -0.00012315 |  | -9.4703e-05 |  | 2.6335e-06 |  | 2.0858e-06 |  | 3.6934e-05 |  | 0.0005636 |  | 0.0025666 |  | 0.074869 |  | 0.0066825 |  | 0.030309
| 3.1066e-05 |  | 4.7232e-05 |  | 1.9083e-06 |  | 2.4977e-06 |  | -0.00012412 |  | 0.017984 |  | -8.602e-05 |  | -1.2461e-05 |  | 2.6715e-06 |  | 2.1993e-06 |  | 9.7944e-05 |  | 0.00056773 |  | 0.0025839 |  | 0.075407 |  | 0.0067395 |  | 0.03034
| 3.1066e-05 |  | 4.7232e-05 |  | 1.9083e-06 |  | 2.4639e-06 |  | -0.00027927 |  | 0.018142 |  | -0.00028734 |  | 6.1124e-05 |  | 2.7373e-06 |  | 2.237e-06 |  | 9.7944e-05 |  | 0.00049367 |  | 0.0025949 |  | 0.076425 |  | 0.0067949 |  | 0.030318
| 0 |  | 0.00010666 |  | 2.9498e-06 |  | 2.4012e-06 |  | -0.0003452 |  | 0.018 |  | -0.00037933 |  | 0.00027915 |  | 2.7687e-06 |  | 2.1612e-06 |  | 7.6056e-06 |  | 0.00058525 |  | 0.0025716 |  | 0.07728 |  | 0.006859 |  | 0.030303
| 0 |  | 0.00010665 |  | 2.9498e-06 |  | 2.3873e-06 |  | -0.00023272 |  | 0.017834 |  | 1.052e-05 |  | -0.00011715 |  | 2.7126e-06 |  | 2.0094e-06 |  | 7.6049e-06 |  | 0.00067853 |  | 0.0024718 |  | 0.077813 |  | 0.0069135 |  | 0.030355
| 1.3367e-05 |  | 3.7193e-05 |  | 1.9084e-06 |  | 2.4615e-06 |  | -8.1452e-05 |  | 0.017895 |  | 0.00010334 |  | -0.00016201 |  | 2.6282e-06 |  | 1.9334e-06 |  | 7.3622e-05 |  | 0.00069268 |  | 0.002491 |  | 0.078371 |  | 0.0069743 |  | 0.030425
| 1.3366e-05 |  | 3.719e-05 |  | 1.9086e-06 |  | 2.4312e-06 |  | -0.00014351 |  | 0.017892 |  | 7.3639e-05 |  | 0.00012213 |  | 2.6173e-06 |  | 2.0095e-06 |  | 7.3616e-05 |  | 0.00068352 |  | 0.0025742 |  | 0.07976 |  | 0.0070342 |  | 0.030452
| 3.2118e-05 |  | 1.709e-05 |  | 8.6777e-07 |  | 2.3277e-06 |  | -0.00034908 |  | 0.017285 |  | -0.00017141 |  | -1.6201e-05 |  | 2.6904e-06 |  | 2.1612e-06 |  | 6.841e-05 |  | 0.00064193 |  | 0.0025552 |  | 0.080325 |  | 0.0070979 |  | 0.030385
| 3.2118e-05 |  | 1.709e-05 |  | 8.6791e-07 |  | 2.3003e-06 |  | -0.00018617 |  | 0.016871 |  | -0.00024567 |  | -0.0003938 |  | 2.7761e-06 |  | 2.3135e-06 |  | 6.841e-05 |  | 0.00061196 |  | 0.0024637 |  | 0.080111 |  | 0.0071612 |  | 0.030287
| 4.9826e-05 |  | 9.276e-05 |  | 2.95e-06 |  | 2.3895e-06 |  | 0 |  | 0.016962 |  | -0.00017499 |  | -8.7125e-05 |  | 2.7897e-06 |  | 2.3133e-06 |  | 7.5947e-05 |  | 0.00068111 |  | 0.0024322 |  | 0.080816 |  | 0.0072366 |  | 0.030223
| 4.9831e-05 |  | 9.2768e-05 |  | 2.9503e-06 |  | 2.45e-06 |  | 5.0422e-05 |  | 0.016856 |  | -0.00024938 |  | 0.00020811 |  | 2.7719e-06 |  | 2.3135e-06 |  | 7.5954e-05 |  | 0.00068273 |  | 0.0024404 |  | 0.08115 |  | 0.0073019 |  | 0.030179
| 3.4205e-05 |  | 4.3232e-05 |  | 1.9088e-06 |  | 2.3957e-06 |  | -5.818e-05 |  | 0.016426 |  | -0.00026794 |  | 1.7446e-05 |  | 2.738e-06 |  | 2.3135e-06 |  | 3.369e-05 |  | 0.00060783 |  | 0.0022848 |  | 0.081635 |  | 0.007354 |  | 0.030155
| 3.4208e-05 |  | 4.3235e-05 |  | 1.9088e-06 |  | 2.3904e-06 |  | -6.5937e-05 |  | 0.01637 |  | 0.00013676 |  | 0.00010343 |  | 2.666e-06 |  | 2.5414e-06 |  | 3.3693e-05 |  | 0.00050878 |  | 0.0022599 |  | 0.082602 |  | 0.0074044 |  | 0.030179
| 1.6497e-05 |  | 9.1624e-05 |  | 1.9089e-06 |  | 2.4462e-06 |  | -1.5515e-05 |  | 0.016546 |  | 0.00028156 |  | -1.6201e-05 |  | 2.6357e-06 |  | 2.7694e-06 |  | 4.8913e-05 |  | 0.00044797 |  | 0.0024197 |  | 0.083384 |  | 0.007508 |  | 0.030238
| 1.6497e-05 |  | 9.1624e-05 |  | 1.9089e-06 |  | 2.4694e-06 |  | -0.000128 |  | 0.016458 |  | -0.0001677 |  | 0.00021559 |  | 2.5935e-06 |  | 2.8071e-06 |  | 4.8913e-05 |  | 0.00059209 |  | 0.0024774 |  | 0.083498 |  | 0.0076563 |  | 0.030274
| 7.5967e-05 |  | 9.3364e-05 |  | 1.9091e-06 |  | 2.4232e-06 |  | -0.00021856 |  | 0.01641 |  | 1.8733e-05 |  | 0.00040052 |  | 2.5716e-06 |  | 2.6171e-06 |  | 3.2609e-05 |  | 0.0007511 |  | 0.0022916 |  | 0.083753 |  | 0.0078124 |  | 0.030316
| 7.5973e-05 |  | 9.3372e-05 |  | 1.9089e-06 |  | 2.3667e-06 |  | -0.00017842 |  | 0.016127 |  | -9.3439e-05 |  | -0.00012835 |  | 2.6337e-06 |  | 2.3514e-06 |  | 3.2611e-05 |  | 0.00079028 |  | 0.0022243 |  | 0.08447 |  | 0.0079378 |  | 0.030386
| 5.5058e-05 |  | 6.148e-05 |  | 2.9508e-06 |  | 2.3583e-06 |  | -9.3087e-05 |  | 0.015537 |  | -0.0001974 |  | -0.00018817 |  | 2.7287e-06 |  | 2.2762e-06 |  | 5.7618e-05 |  | 0.00077029 |  | 0.0024158 |  | 0.08534 |  | 0.0080086 |  | 0.030468
| 5.5058e-05 |  | 6.148e-05 |  | 2.951e-06 |  | 2.4433e-06 |  | 9.6966e-05 |  | 0.015268 |  | -7.4869e-05 |  | -0.00013584 |  | 2.8162e-06 |  | 2.3141e-06 |  | 5.7618e-05 |  | 0.00060041 |  | 0.002315 |  | 0.085497 |  | 0.008041 |  | 0.030483
| 2.3797e-05 |  | 3.4198e-05 |  | 8.6806e-07 |  | 2.5365e-06 |  | 3.8786e-05 |  | 0.015312 |  | -2.2896e-05 |  | -0.00035268 |  | 2.8014e-06 |  | 2.4275e-06 |  | 9.9769e-05 |  | 0.00056297 |  | 0.0021203 |  | 0.08565 |  | 0.0080507 |  | 0.030437
| 2.3797e-05 |  | 3.4198e-05 |  | 8.6813e-07 |  | 2.5267e-06 |  | -9.3088e-05 |  | 0.015151 |  | -8.23e-05 |  | -0.00021434 |  | 2.8709e-06 |  | 2.5037e-06 |  | 9.9769e-05 |  | 0.00058629 |  | 0.0020012 |  | 0.086709 |  | 0.0080557 |  | 0.030419
| 6.5551e-05 |  | 7.9474e-05 |  | 2.951e-06 |  | 2.43e-06 |  | -0.00013761 |  | 0.014838 |  | -0.00028346 |  | 6.892e-05 |  | 2.9596e-06 |  | 2.4654e-06 |  | 0.00010558 |  | 0.00059132 |  | 0.0020363 |  | 0.087344 |  | 0.0080695 |  | 0.030431
| 6.5551e-05 |  | 7.9474e-05 |  | 2.9513e-06 |  | 2.3104e-06 |  | -0.00020169 |  | 0.014584 |  | 4.3937e-05 |  | -1.9939e-05 |  | 2.9425e-06 |  | 2.352e-06 |  | 0.00010558 |  | 0.00061464 |  | 0.0020338 |  | 0.086982 |  | 0.008122 |  | 0.030462
| 2.1716e-05 |  | 6.9618e-05 |  | 1.9092e-06 |  | 2.2896e-06 |  | -0.00017454 |  | 0.014804 |  | -0.0002828 |  | -0.00023678 |  | 2.8266e-06 |  | 2.2764e-06 |  | 6.8458e-05 |  | 0.00062547 |  | 0.0018173 |  | 0.087113 |  | 0.0082036 |  | 0.030513
| 2.1716e-05 |  | 6.9618e-05 |  | 1.9096e-06 |  | 2.3258e-06 |  | -0.00014351 |  | 0.014946 |  | -0.00052414 |  | -0.00017696 |  | 2.7121e-06 |  | 2.3528e-06 |  | 6.8458e-05 |  | 0.00059132 |  | 0.0018847 |  | 0.087306 |  | 0.0082777 |  | 0.03054
| 3.1101e-05 |  | 0.00011082 |  | 1.9094e-06 |  | 2.3753e-06 |  | 3.1029e-05 |  | 0.014951 |  | -0.00035334 |  | 7.3525e-05 |  | 2.7244e-06 |  | 2.5039e-06 |  | 0.00013287 |  | 0.0006405 |  | 0.0021747 |  | 0.087606 |  | 0.008304 |  | 0.030533
| 3.1103e-05 |  | 0.00011083 |  | 1.9096e-06 |  | 2.4848e-06 |  | 9.6966e-05 |  | 0.014778 |  | -0.00014913 |  | 0.00020811 |  | 2.665e-06 |  | 2.4658e-06 |  | 0.00013288 |  | 0.00066549 |  | 0.0019065 |  | 0.08808 |  | 0.008304 |  | 0.030539
| 2.9018e-05 |  | 1.9117e-05 |  | 3.9928e-06 |  | 2.5437e-06 |  | 4.8567e-05 |  | 0.01445 |  | -7.8133e-05 |  | 0.00037321 |  | 2.5923e-06 |  | 2.2892e-06 |  | 0 |  | 0.00070134 |  | 0.0016576 |  | 0.087553 |  | 0.008307 |  | 0.030595
| 2.9018e-05 |  | 1.9117e-05 |  | 3.9928e-06 |  | 2.457e-06 |  | -0.00012412 |  | 0.014374 |  | -0.00010087 |  | 0.00037635 |  | 2.5861e-06 |  | 2.1502e-06 |  | 0 |  | 0.00080463 |  | 0.0015593 |  | 0.088022 |  | 0.008332 |  | 0.030765
| 7.6019e-05 |  | 4.025e-05 |  | 2.9518e-06 |  | 2.3074e-06 |  | -0.00013575 |  | 0.014355 |  | -0.00010458 |  | 0.00018568 |  | 2.6556e-06 |  | 2.201e-06 |  | 7.6019e-05 |  | 0.00069885 |  | 0.0014235 |  | 0.088627 |  | 0.0083795 |  | 0.030937
| 7.6026e-05 |  | 4.0253e-05 |  | 2.9518e-06 |  | 2.2942e-06 |  | -5.43e-05 |  | 0.014239 |  | -0.00037562 |  | 7.3525e-05 |  | 2.6653e-06 |  | 2.1634e-06 |  | 7.6026e-05 |  | 0.00063054 |  | 0.0016168 |  | 0.088506 |  | 0.0084428 |  | 0.031076
| 0.00011897 |  | 3.5222e-05 |  | 3.9931e-06 |  | 2.4293e-06 |  | -3.1029e-05 |  | 0.013923 |  | -0.00043131 |  | -7.6017e-05 |  | 2.5995e-06 |  | 2.0932e-06 |  | 0.00010562 |  | 0.00053978 |  | 0.0017027 |  | 0.088629 |  | 0.0084999 |  | 0.031135
| 0.00011898 |  | 3.5225e-05 |  | 3.9935e-06 |  | 2.5077e-06 |  | -2.4285e-05 |  | 0.014068 |  | -2.3892e-05 |  | -0.00029388 |  | 2.6108e-06 |  | 2.0616e-06 |  | 0.00010563 |  | 0.00058727 |  | 0.0017218 |  | 0.088603 |  | 0.0085482 |  | 0.031087
| 2.0683e-05 |  | 2.3148e-05 |  | 2.9518e-06 |  | 2.4433e-06 |  | -0.00018618 |  | 0.014148 |  | 3.093e-06 |  | -0.00022929 |  | 2.686e-06 |  | 2.0867e-06 |  | 7.6032e-05 |  | 0.00065811 |  | 0.0017661 |  | 0.088761 |  | 0.0085879 |  | 0.030967
| 2.0685e-05 |  | 2.315e-05 |  | 2.9523e-06 |  | 2.4775e-06 |  | -1.9392e-05 |  | 0.013881 |  | -0.00023825 |  | -0.0002966 |  | 2.6997e-06 |  | 2.0682e-06 |  | 7.6039e-05 |  | 0.00050733 |  | 0.0015611 |  | 0.08924 |  | 0.0086254 |  | 0.030826
| 0.00010216 |  | 9.2872e-05 |  | 8.6843e-07 |  | 2.5793e-06 |  | -0.00016678 |  | 0.013819 |  | -0.00027166 |  | -0.00053586 |  | 2.6336e-06 |  | 2.0239e-06 |  | 8.4746e-05 |  | 0.00055231 |  | 0.0014928 |  | 0.089597 |  | 0.0086562 |  | 0.030781
| 0.00010217 |  | 9.288e-05 |  | 8.685e-07 |  | 2.6047e-06 |  | -0.00040337 |  | 0.013513 |  | -0.00051671 |  | -0.00054333 |  | 2.5403e-06 |  | 2.0364e-06 |  | 8.4753e-05 |  | 0.0006856 |  | 0.0014795 |  | 0.089794 |  | 0.0086979 |  | 0.030776
| 1.86e-05 |  | 7.2563e-05 |  | 2.9523e-06 |  | 2.5285e-06 |  | -0.00028314 |  | 0.013219 |  | -0.00029394 |  | -0.00015826 |  | 2.5064e-06 |  | 2.0747e-06 |  | 3.8082e-05 |  | 0.00063899 |  | 0.0013046 |  | 0.089851 |  | 0.0087609 |  | 0.030755
| 1.8602e-05 |  | 7.2569e-05 |  | 2.9523e-06 |  | 2.4404e-06 |  | -0.00036022 |  | 0.013366 |  | -5.4885e-05 |  | -0.00014563 |  | 2.5722e-06 |  | 2.1384e-06 |  | 3.8086e-05 |  | 0.00063649 |  | 0.0014529 |  | 0.090256 |  | 0.0088334 |  | 0.030727
| 5.7202e-05 |  | 2.1142e-05 |  | 8.6858e-07 |  | 2.4406e-06 |  | -6.2066e-05 |  | 0.013245 |  | -0.00030508 |  | 8.8492e-05 |  | 2.6694e-06 |  | 2.1639e-06 |  | 9.0574e-05 |  | 0.00068735 |  | 0.0018138 |  | 0.090856 |  | 0.0088855 |  | 0.030732
| 5.7202e-05 |  | 2.1142e-05 |  | 8.6858e-07 |  | 2.3869e-06 |  | -0.00011064 |  | 0.013232 |  | -0.00020455 |  | 0.00027965 |  | 2.7006e-06 |  | 2.1639e-06 |  | 9.0574e-05 |  | 0.00055404 |  | 0.0017363 |  | 0.091057 |  | 0.0089097 |  | 0.030809
| 0 |  | 8.6509e-05 |  | 3.9941e-06 |  | 2.3438e-06 |  | -0.00023836 |  | 0.0133 |  | -0.00010865 |  | -4.5346e-05 |  | 2.6375e-06 |  | 2.1256e-06 |  | 8.4768e-05 |  | 0.0004499 |  | 0.0015005 |  | 0.091797 |  | 0.008913 |  | 0.030897
| 0 |  | 8.6517e-05 |  | 3.9945e-06 |  | 2.348e-06 |  | -0.00014419 |  | 0.012933 |  | -0.0003369 |  | -0.00013647 |  | 2.6017e-06 |  | 2.2395e-06 |  | 8.4775e-05 |  | 0.00055574 |  | 0.0014298 |  | 0.092419 |  | 0.0089086 |  | 0.030973
| 4.2605e-05 |  | 0.00010453 |  | 2.9528e-06 |  | 2.3944e-06 |  | -0.00020334 |  | 0.012818 |  | -8.3786e-05 |  | -0.00014271 |  | 2.6287e-06 |  | 2.3915e-06 |  | 2.1769e-05 |  | 0.00054825 |  | 0.0015306 |  | 0.092129 |  | 0.0089061 |  | 0.031071
| 4.2605e-05 |  | 0.00010453 |  | 2.9528e-06 |  | 2.452e-06 |  | -0.00024519 |  | 0.012842 |  | 3.9423e-05 |  | 4.3648e-05 |  | 2.6211e-06 |  | 2.6195e-06 |  | 2.1769e-05 |  | 0.00051075 |  | 0.0014648 |  | 0.091717 |  | 0.0089227 |  | 0.031181
| 1.8608e-05 |  | 0.0001115 |  | 2.9528e-06 |  | 2.452e-06 |  | -0.00023363 |  | 0.012641 |  | -0.00025412 |  | 3.6287e-05 |  | 2.5892e-06 |  | 2.6955e-06 |  | 7.9563e-05 |  | 0.00064406 |  | 0.0012556 |  | 0.091832 |  | 0.0089652 |  | 0.031275
| 1.8608e-05 |  | 0.0001115 |  | 2.953e-06 |  | 2.4039e-06 |  | -7.8054e-06 |  | 0.012179 |  | -0.00033814 |  | 6.3627e-06 |  | 2.4779e-06 |  | 2.5054e-06 |  | 7.9563e-05 |  | 0.00072909 |  | 0.0012965 |  | 0.092395 |  | 0.0090149 |  | 0.031324
| 4.3656e-05 |  | 4.7334e-05 |  | 2.953e-06 |  | 2.3402e-06 |  | -0.0001124 |  | 0.011941 |  | -0.00012243 |  | 0.00027897 |  | 2.3954e-06 |  | 2.2396e-06 |  | 5.5521e-05 |  | 0.00067993 |  | 0.0012732 |  | 0.092816 |  | 0.0090633 |  | 0.031305
| 4.3659e-05 |  | 4.7338e-05 |  | 2.9533e-06 |  | 2.3391e-06 |  | -0.00014172 |  | 0.012013 |  | 7.2575e-05 |  | 8.0833e-06 |  | 2.3665e-06 |  | 1.9364e-06 |  | 5.5525e-05 |  | 0.00062331 |  | 0.0010625 |  | 0.093037 |  | 0.009108 |  | 0.031269
| 5.5139e-05 |  | 7.3768e-05 |  | 2.9533e-06 |  | 2.4133e-06 |  | -5.0511e-05 |  | 0.011902 |  | -9.362e-05 |  | -0.00032468 |  | 2.422e-06 |  | 1.898e-06 |  | 0.00010688 |  | 0.00053081 |  | 0.0010066 |  | 0.093642 |  | 0.0091505 |  | 0.031149
| 5.5139e-05 |  | 7.3768e-05 |  | 2.9533e-06 |  | 2.4737e-06 |  | -0.00011391 |  | 0.011827 |  | -0.00013193 |  | -0.00011494 |  | 2.5433e-06 |  | 1.9357e-06 |  | 0.00010688 |  | 0.00051831 |  | 0.0011533 |  | 0.093465 |  | 0.0091921 |  | 0.031012
| 5.5144e-05 |  | 0.00011386 |  | 2.9533e-06 |  | 2.463e-06 |  | 1.9602e-05 |  | 0.011804 |  | 5.8157e-05 |  | 9.8201e-05 |  | 2.6126e-06 |  | 2.0118e-06 |  | 4.6819e-05 |  | 0.00056334 |  | 0.0013009 |  | 0.093764 |  | 0.009236 |  | 0.030998
| 5.5149e-05 |  | 0.00011387 |  | 2.9535e-06 |  | 2.3764e-06 |  | 0.0001745 |  | 0.011721 |  | -7.6131e-05 |  | 0.00039343 |  | 2.6481e-06 |  | 2.3537e-06 |  | 4.6823e-05 |  | 0.00055748 |  | 0.0013149 |  | 0.094747 |  | 0.0092771 |  | 0.031129
| 5.5149e-05 |  | 5.1376e-05 |  | 2.9533e-06 |  | 2.3007e-06 |  | 0.00054053 |  | 0.011927 |  | -0.00014482 |  | 0.00041359 |  | 2.6153e-06 |  | 2.6193e-06 |  | 8.7142e-05 |  | 0.00065172 |  | 0.0011351 |  | 0.094846 |  | 0.0093032 |  | 0.031381
| 5.5153e-05 |  | 5.1381e-05 |  | 2.9538e-06 |  | 2.2009e-06 |  | 0.00039245 |  | 0.012027 |  | -0.00016534 |  | 0.00019347 |  | 2.6788e-06 |  | 2.6198e-06 |  | 8.715e-05 |  | 0.00071668 |  | 0.0010684 |  | 0.09534 |  | 0.0093094 |  | 0.031618
| 4.6803e-05 |  | 9.877e-05 |  | 8.6887e-07 |  | 2.1683e-06 |  | 0.00016569 |  | 0.011762 |  | -0.00017926 |  | -4.3544e-05 |  | 2.7784e-06 |  | 2.3537e-06 |  | 9.8189e-05 |  | 0.00063838 |  | 0.0011326 |  | 0.095561 |  | 0.0093082 |  | 0.0317
| 4.6807e-05 |  | 9.8779e-05 |  | 8.6894e-07 |  | 2.1811e-06 |  | 0.00037992 |  | 0.011684 |  | 4.851e-05 |  | -0.00040715 |  | 2.8202e-06 |  | 2.1642e-06 |  | 9.8197e-05 |  | 0.00060088 |  | 0.0012718 |  | 0.095173 |  | 0.0093349 |  | 0.031656
| 6.9726e-05 |  | 9.0644e-05 |  | 2.9538e-06 |  | 2.2228e-06 |  | 5.4963e-05 |  | 0.011501 |  | 0.0002462 |  | -0.00010022 |  | 2.753e-06 |  | 2.2402e-06 |  | 7.6118e-05 |  | 0.00050507 |  | 0.0013369 |  | 0.095938 |  | 0.0093863 |  | 0.031534
| 6.9732e-05 |  | 9.0652e-05 |  | 2.954e-06 |  | 2.3476e-06 |  | -0.00033978 |  | 0.011251 |  | 0.00012494 |  | -0.00010464 |  | 2.7033e-06 |  | 2.1774e-06 |  | 7.6124e-05 |  | 0.0004959 |  | 0.0013043 |  | 0.096379 |  | 0.009438 |  | 0.031445
| 0 |  | 0.00010867 |  | 8.6894e-07 |  | 2.431e-06 |  | -0.00029082 |  | 0.011191 |  | -0.00019561 |  | -0.00023241 |  | 2.7336e-06 |  | 2.0381e-06 |  | 0.00012959 |  | 0.00065259 |  | 0.0011752 |  | 0.096014 |  | 0.0094763 |  | 0.031425
| 0 |  | 0.00010868 |  | 8.6902e-07 |  | 2.4743e-06 |  | -0.00031534 |  | 0.011274 |  | -0.00037776 |  | -1.633e-05 |  | 2.7775e-06 |  | 2.076e-06 |  | 0.0001296 |  | 0.00058758 |  | 0.0010768 |  | 0.096193 |  | 0.0095105 |  | 0.031477
| 7.3812e-05 |  | 8.3693e-05 |  | 3.9965e-06 |  | 2.4367e-06 |  | -0.00041014 |  | 0.011256 |  | -0.00030194 |  | -0.00022895 |  | 2.7854e-06 |  | 2.342e-06 |  | 5.9864e-05 |  | 0.00051344 |  | 0.0010961 |  | 0.096917 |  | 0.0095652 |  | 0.031673
| 7.3812e-05 |  | 8.3693e-05 |  | 3.9962e-06 |  | 2.4047e-06 |  | -0.00023764 |  | 0.011053 |  | 0.00019329 |  | 0.00016026 |  | 2.6915e-06 |  | 2.4939e-06 |  | 5.9864e-05 |  | 0.00054678 |  | 0.0011244 |  | 0.097494 |  | 0.0096319 |  | 0.031944
| 0 |  | 6.4519e-05 |  | 1.9113e-06 |  | 2.4128e-06 |  | -4.5531e-05 |  | 0.010826 |  | 7.8878e-05 |  | -7.9287e-06 |  | 2.5906e-06 |  | 2.3927e-06 |  | 9.9394e-05 |  | 0.00065017 |  | 0.0011611 |  | 0.097899 |  | 0.0096967 |  | 0.032132
| 0 |  | 6.4519e-05 |  | 1.9115e-06 |  | 2.4296e-06 |  | 0.00024463 |  | 0.010658 |  | 0.00010395 |  | -0.00034908 |  | 2.5617e-06 |  | 2.3929e-06 |  | 9.9394e-05 |  | 0.00069101 |  | 0.0011311 |  | 0.098131 |  | 0.0097434 |  | 0.032131
| 3.2204e-05 |  | 5.5439e-05 |  | 2.9543e-06 |  | 2.4354e-06 |  | 0.00035024 |  | 0.01059 |  | 0.00030732 |  | -6.0263e-05 |  | 2.619e-06 |  | 2.5129e-06 |  | 8.6032e-05 |  | 0.00058348 |  | 0.0010678 |  | 0.097897 |  | 0.0097809 |  | 0.031908
| 3.2204e-05 |  | 5.5439e-05 |  | 2.9545e-06 |  | 2.3911e-06 |  | 3.1668e-05 |  | 0.010537 |  | 0.00013193 |  | 0.00019242 |  | 2.6837e-06 |  | 2.7095e-06 |  | 8.6032e-05 |  | 0.00060349 |  | 0.0010461 |  | 0.098513 |  | 0.0098234 |  | 0.031629
| 7.3831e-05 |  | 5.5444e-05 |  | 8.6916e-07 |  | 2.3408e-06 |  | -0.00030063 |  | 0.010468 |  | -0.00016121 |  | 3.9576e-05 |  | 2.6941e-06 |  | 2.6965e-06 |  | 0.00010697 |  | 0.00067605 |  | 0.00093613 |  | 0.099142 |  | 0.0098715 |  | 0.031415
| 7.3831e-05 |  | 5.5444e-05 |  | 8.6916e-07 |  | 2.3533e-06 |  | -0.00028787 |  | 0.010433 |  | -0.0002016 |  | -0.00036928 |  | 2.6906e-06 |  | 2.7153e-06 |  | 0.00010697 |  | 0.00055851 |  | 0.0010253 |  | 0.099415 |  | 0.009914 |  | 0.031389
| 3.4299e-05 |  | 9.3024e-05 |  | 1.9117e-06 |  | 2.4179e-06 |  | 3.7732e-05 |  | 0.01054 |  | -0.00018996 |  | -0.00028595 |  | 2.6763e-06 |  | 2.7474e-06 |  | 5.0129e-05 |  | 0.00046682 |  | 0.0010428 |  | 0.099769 |  | 0.0099524 |  | 0.031562
| 3.4302e-05 |  | 9.3032e-05 |  | 1.9117e-06 |  | 2.4066e-06 |  | 0.00032328 |  | 0.01037 |  | -0.00014299 |  | -0.00024904 |  | 2.6506e-06 |  | 2.5322e-06 |  | 5.0133e-05 |  | 0.00060356 |  | 0.000882 |  | 0.099913 |  | 0.01001 |  | 0.031837
| 8.024e-05 |  | 5.9308e-05 |  | 1.9118e-06 |  | 2.3312e-06 |  | 7.6135e-05 |  | 0.010244 |  | -2.8375e-05 |  | -0.00013395 |  | 2.6404e-06 |  | 2.2795e-06 |  | 2.3977e-05 |  | 0.00064858 |  | 0.0011071 |  | 0.1003 |  | 0.01008 |  | 0.032123
| 8.0247e-05 |  | 5.9313e-05 |  | 1.9117e-06 |  | 2.274e-06 |  | -0.00031128 |  | 0.010184 |  | -8.6522e-05 |  | 0.00024093 |  | 2.5889e-06 |  | 2.2033e-06 |  | 2.3979e-05 |  | 0.00056025 |  | 0.0010471 |  | 0.10074 |  | 0.01016 |  | 0.032296
| 0.00010874 |  | 4.1341e-05 |  | 2.955e-06 |  | 2.2901e-06 |  | -0.00013425 |  | 0.0099663 |  | -0.00025015 |  | -5.6412e-05 |  | 2.5503e-06 |  | 2.3933e-06 |  | 7.734e-05 |  | 0.00053023 |  | 0.00090123 |  | 0.10116 |  | 0.010226 |  | 0.032316
| 0.00010875 |  | 4.1345e-05 |  | 2.955e-06 |  | 2.2098e-06 |  | -7.2463e-05 |  | 0.0099538 |  | -0.00027701 |  | -0.00027959 |  | 2.5697e-06 |  | 2.5071e-06 |  | 7.7346e-05 |  | 0.00057192 |  | 0.00087872 |  | 0.10145 |  | 0.010285 |  | 0.032214
| 7.2694e-05 |  | 8.5488e-05 |  | 2.9552e-06 |  | 2.1238e-06 |  | 4.867e-06 |  | 0.0097916 |  | 0.00019015 |  | -8.6501e-05 |  | 2.6289e-06 |  | 2.4182e-06 |  | 9.363e-05 |  | 0.00060943 |  | 0.00085454 |  | 0.10189 |  | 0.010346 |  | 0.032124
| 7.27e-05 |  | 8.5495e-05 |  | 2.9552e-06 |  | 2.1994e-06 |  | -3.9707e-05 |  | 0.0097197 |  | -0.00011947 |  | 4.5685e-05 |  | 2.6324e-06 |  | 2.2921e-06 |  | 9.3638e-05 |  | 0.00063865 |  | 0.00088127 |  | 0.10201 |  | 0.010412 |  | 0.032097
| 3.0133e-05 |  | 7.1543e-05 |  | 8.6938e-07 |  | 2.3646e-06 |  | -0.00012953 |  | 0.0098299 |  | -0.00037846 |  | 0.00016294 |  | 2.5817e-06 |  | 2.242e-06 |  | 0.00011342 |  | 0.00057612 |  | 0.00082625 |  | 0.10211 |  | 0.010485 |  | 0.03213
| 3.0133e-05 |  | 7.1543e-05 |  | 8.6938e-07 |  | 2.4667e-06 |  | -5.2723e-05 |  | 0.0096798 |  | 0.00023187 |  | -0.0001024 |  | 2.5859e-06 |  | 2.3174e-06 |  | 0.00011342 |  | 0.00055861 |  | 0.00081624 |  | 0.10264 |  | 0.010548 |  | 0.032211
| 5.208e-05 |  | 5.1438e-05 |  | 3.9982e-06 |  | 2.4019e-06 |  | 9.1948e-05 |  | 0.0096502 |  | 0.00012971 |  | -0.00025395 |  | 2.6367e-06 |  | 2.4314e-06 |  | 0.00012215 |  | 0.00058616 |  | 0.00094886 |  | 0.10357 |  | 0.010595 |  | 0.032421
| 5.2085e-05 |  | 5.1443e-05 |  | 3.9982e-06 |  | 2.3601e-06 |  | 5.1879e-05 |  | 0.0095585 |  | -0.00024053 |  | 3.699e-05 |  | 2.6471e-06 |  | 2.356e-06 |  | 0.00012216 |  | 0.00052529 |  | 0.00099139 |  | 0.1042 |  | 0.010626 |  | 0.032676
| 3.3275e-05 |  | 1.1096e-05 |  | 2.9555e-06 |  | 2.3727e-06 |  | -0.000153 |  | 0.0092324 |  | -0.00030393 |  | 7.1825e-05 |  | 2.6062e-06 |  | 2.1661e-06 |  | 7.3882e-05 |  | 0.00057365 |  | 0.00076543 |  | 0.10426 |  | 0.010663 |  | 0.032804
| 3.3277e-05 |  | 1.1097e-05 |  | 2.9557e-06 |  | 2.3683e-06 |  | -0.00030827 |  | 0.0092035 |  | -0.00045627 |  | -0.00030216 |  | 2.6127e-06 |  | 2.0141e-06 |  | 7.3889e-05 |  | 0.00056535 |  | 0.00073045 |  | 0.10445 |  | 0.010705 |  | 0.032784
| 6.1666e-05 |  | 9.308e-05 |  | 2.9557e-06 |  | 2.3477e-06 |  | -0.00030433 |  | 0.0091562 |  | -0.00042614 |  | -0.00014826 |  | 2.6647e-06 |  | 2.0902e-06 |  | 7.6209e-05 |  | 0.00063039 |  | 0.00082885 |  | 0.10459 |  | 0.010737 |  | 0.032667
| 6.1676e-05 |  | 9.3096e-05 |  | 2.9557e-06 |  | 2.3802e-06 |  | -0.00036718 |  | 0.0088552 |  | 0.00010835 |  | 0.00011125 |  | 2.7181e-06 |  | 2.2801e-06 |  | 7.6222e-05 |  | 0.00072878 |  | 0.00088888 |  | 0.1053 |  | 0.010751 |  | 0.032606
| 5.1052e-05 |  | 5.5491e-05 |  | 1.9125e-06 |  | 2.4361e-06 |  | -7.5628e-05 |  | 0.0088354 |  | 0.00026865 |  | 0.00012326 |  | 2.7183e-06 |  | 2.3941e-06 |  | 5.2349e-05 |  | 0.00064711 |  | 0.00099151 |  | 0.10577 |  | 0.010768 |  | 0.032618
| 5.1052e-05 |  | 5.5491e-05 |  | 1.9123e-06 |  | 2.3975e-06 |  | -1.956e-05 |  | 0.0087958 |  | 0.00015161 |  | 0.00015195 |  | 2.7667e-06 |  | 2.4063e-06 |  | 5.2349e-05 |  | 0.00060625 |  | 0.0010407 |  | 0.10567 |  | 0.010811 |  | 0.032697
| 1.9691e-05 |  | 0.00010009 |  | 1.9125e-06 |  | 2.3015e-06 |  | -0.00028703 |  | 0.0086942 |  | 0.0003224 |  | 0.00024549 |  | 2.8154e-06 |  | 2.305e-06 |  | 0.00011347 |  | 0.00050951 |  | 0.0010249 |  | 0.10614 |  | 0.010877 |  | 0.032855
| 1.9693e-05 |  | 0.0001001 |  | 1.9126e-06 |  | 2.2028e-06 |  | 0 |  | 0.0087298 |  | -9.3439e-05 |  | 0.00010717 |  | 2.8816e-06 |  | 2.0392e-06 |  | 0.00011348 |  | 0.00048619 |  | 0.00090233 |  | 0.10644 |  | 0.010947 |  | 0.033037
| 7.2162e-05 |  | 5.1465e-05 |  | 1.9125e-06 |  | 2.2026e-06 |  | -0.00033998 |  | 0.0085483 |  | -0.00059729 |  | -9.8828e-05 |  | 2.8904e-06 |  | 1.8491e-06 |  | 4.5813e-05 |  | 0.00058039 |  | 0.0007847 |  | 0.10699 |  | 0.011002 |  | 0.033146
| 7.2168e-05 |  | 5.1469e-05 |  | 1.9126e-06 |  | 2.2459e-06 |  | -0.00045769 |  | 0.0083855 |  | -0.00040533 |  | -0.00025546 |  | 2.8261e-06 |  | 1.9253e-06 |  | 4.5817e-05 |  | 0.00057796 |  | 0.00086486 |  | 0.10786 |  | 0.011042 |  | 0.033141
| 0.00010128 |  | 7.1592e-05 |  | 8.6975e-07 |  | 2.2879e-06 |  | -0.00034132 |  | 0.0081976 |  | 6.6208e-05 |  | -0.00012461 |  | 2.7528e-06 |  | 2.1916e-06 |  | 7.6249e-05 |  | 0.0004937 |  | 0.0008573 |  | 0.1077 |  | 0.011076 |  | 0.03302
| 0.00010128 |  | 7.1592e-05 |  | 8.6968e-07 |  | 2.3428e-06 |  | -0.0002366 |  | 0.0081609 |  | 8.106e-05 |  | -0.0002106 |  | 2.6201e-06 |  | 2.2928e-06 |  | 7.6249e-05 |  | 0.00044452 |  | 0.00083734 |  | 0.10812 |  | 0.011113 |  | 0.032912
| 4.8978e-05 |  | 3.3306e-05 |  | 1.9128e-06 |  | 2.3569e-06 |  | -0.00012142 |  | 0.0083396 |  | -0.00031447 |  | -0.00054745 |  | 2.5606e-06 |  | 2.1285e-06 |  | 8.2651e-05 |  | 0.00058964 |  | 0.00086986 |  | 0.10913 |  | 0.011146 |  | 0.032921
| 4.8983e-05 |  | 3.3309e-05 |  | 1.9128e-06 |  | 2.4332e-06 |  | -0.00027151 |  | 0.0083985 |  | -0.00033478 |  | 8.8472e-05 |  | 2.5391e-06 |  | 1.9762e-06 |  | 8.2658e-05 |  | 0.00068976 |  | 0.00088326 |  | 0.10984 |  | 0.011197 |  | 0.03302
| 7.2769e-05 |  | 6.6365e-05 |  | 3.9999e-06 |  | 2.4952e-06 |  | -5.8179e-05 |  | 0.0081414 |  | -4.5175e-05 |  | 0.00035017 |  | 2.5761e-06 |  | 1.9764e-06 |  | 7.1022e-05 |  | 0.00061553 |  | 0.00087742 |  | 0.10949 |  | 0.011261 |  | 0.033166
| 7.2769e-05 |  | 6.6365e-05 |  | 3.9999e-06 |  | 2.3976e-06 |  | 8.9209e-05 |  | 0.007827 |  | -0.00026795 |  | 0.00013708 |  | 2.5761e-06 |  | 1.9764e-06 |  | 7.1022e-05 |  | 0.00052712 |  | 0.00080819 |  | 0.11003 |  | 0.011342 |  | 0.033277
| 4.2715e-05 |  | 7.9761e-05 |  | 2.9567e-06 |  | 2.2357e-06 |  | -0.00010928 |  | 0.0078655 |  | -0.00036096 |  | 0.00013914 |  | 2.5393e-06 |  | 1.9764e-06 |  | 8.9659e-05 |  | 0.0006247 |  | 0.00085073 |  | 0.11098 |  | 0.011431 |  | 0.033328
| 4.2715e-05 |  | 7.9761e-05 |  | 2.9567e-06 |  | 2.2125e-06 |  | -0.000128 |  | 0.0079732 |  | -0.00012315 |  | 0.00010343 |  | 2.5248e-06 |  | 1.8307e-06 |  | 8.9659e-05 |  | 0.00063558 |  | 0.00098424 |  | 0.11098 |  | 0.011527 |  | 0.033241
| 1.9703e-05 |  | 9.7818e-05 |  | 4.0002e-06 |  | 2.35e-06 |  | -0.0001629 |  | 0.0079925 |  | -0.00017513 |  | 8.8479e-05 |  | 2.552e-06 |  | 1.6851e-06 |  | 6.6376e-05 |  | 0.00056886 |  | 0.00091251 |  | 0.11172 |  | 0.011625 |  | 0.033088
| 1.9705e-05 |  | 9.7826e-05 |  | 4.0002e-06 |  | 2.433e-06 |  | -0.00011248 |  | 0.0079239 |  | -0.00015285 |  | 9.5957e-05 |  | 2.5493e-06 |  | 1.7235e-06 |  | 6.6382e-05 |  | 0.00059809 |  | 0.00070569 |  | 0.11211 |  | 0.011706 |  | 0.032946
| 6.4635e-05 |  | 9.0839e-05 |  | 8.699e-07 |  | 2.3792e-06 |  | 0.00019022 |  | 0.0077848 |  | -0.00013625 |  | 5.7216e-05 |  | 2.5215e-06 |  | 1.907e-06 |  | 0.00012228 |  | 0.00067062 |  | 0.00069481 |  | 0.1117 |  | 0.01176 |  | 0.032936
| 6.4635e-05 |  | 9.0839e-05 |  | 8.699e-07 |  | 2.3885e-06 |  | -3.1037e-05 |  | 0.0078145 |  | -0.00042389 |  | -0.0001134 |  | 2.5833e-06 |  | 1.9388e-06 |  | 0.00012228 |  | 0.00067983 |  | 0.00085667 |  | 0.11209 |  | 0.011777 |  | 0.033061
| 3.3312e-05 |  | 6.3482e-05 |  | 8.6997e-07 |  | 2.4518e-06 |  | -0.00010085 |  | 0.0077017 |  | -0.00049815 |  | -9.8448e-05 |  | 2.673e-06 |  | 1.7867e-06 |  | 0.00012638 |  | 0.00059145 |  | 0.00093931 |  | 0.11331 |  | 0.011783 |  | 0.033272
| 3.3309e-05 |  | 6.3476e-05 |  | 1.7399e-06 |  | 2.4564e-06 |  | 0.00033744 |  | 0.0075438 |  | -0.000138 |  | 0.00016699 |  | 2.6792e-06 |  | 1.9006e-06 |  | 0.00012637 |  | 0.000684 |  | 0.00083915 |  | 0.11399 |  | 0.011809 |  | 0.033502
| 5.5291e-05 |  | 7.9796e-05 |  | 3.8275e-06 |  | 2.3982e-06 |  | 8.499e-05 |  | 0.0076726 |  | -0.00020599 |  | 8.8425e-05 |  | 2.592e-06 |  | 2.1669e-06 |  | 0.00011125 |  | 0.0007074 |  | 0.00092513 |  | 0.11448 |  | 0.011868 |  | 0.033613
| 5.5291e-05 |  | 7.9796e-05 |  | 2.9572e-06 |  | 2.2513e-06 |  | -0.0001823 |  | 0.0075486 |  | -2.6613e-05 |  | -7.9756e-05 |  | 2.5321e-06 |  | 2.2806e-06 |  | 0.00011125 |  | 0.00054059 |  | 0.0010061 |  | 0.11538 |  | 0.011935 |  | 0.03356
| 0 |  | 8.0961e-05 |  | 4.0009e-06 |  | 2.1725e-06 |  | -0.00024048 |  | 0.0074856 |  | 0.00021102 |  | -1.247e-06 |  | 2.5643e-06 |  | 2.1292e-06 |  | 2.8385e-05 |  | 0.00048467 |  | 0.00084838 |  | 0.11628 |  | 0.011991 |  | 0.033385
| 0 |  | 8.0967e-05 |  | 4.0012e-06 |  | 2.1402e-06 |  | -0.0002909 |  | 0.0075772 |  | 0.00017018 |  | 7.3525e-05 |  | 2.6013e-06 |  | 1.9771e-06 |  | 2.8388e-05 |  | 0.00052558 |  | 0.00071579 |  | 0.11707 |  | 0.012043 |  | 0.0332
| 5.6348e-05 |  | 0.00010602 |  | 1.9134e-06 |  | 2.1865e-06 |  | -0.0001538 |  | 0.0072504 |  | 8.459e-05 |  | 0.00013914 |  | 2.608e-06 |  | 1.9769e-06 |  | 7.3401e-05 |  | 0.00056232 |  | 0.00079592 |  | 0.11819 |  | 0.012103 |  | 0.033113
| 5.6348e-05 |  | 0.00010602 |  | 1.9136e-06 |  | 2.1634e-06 |  | -0.00017454 |  | 0.0070786 |  | -0.0001677 |  | -0.00015453 |  | 2.6374e-06 |  | 1.9393e-06 |  | 7.3401e-05 |  | 0.00061985 |  | 0.00082257 |  | 0.11832 |  | 0.012158 |  | 0.033128
| 4.6931e-05 |  | 0.00013109 |  | 8.7012e-07 |  | 2.0957e-06 |  | 5.8179e-05 |  | 0.0072493 |  | -0.00026423 |  | -7.6022e-05 |  | 2.6582e-06 |  | 1.9009e-06 |  | 8.0981e-05 |  | 0.00055564 |  | 0.00063657 |  | 0.11862 |  | 0.012203 |  | 0.033225
| 4.6935e-05 |  | 0.0001311 |  | 8.7019e-07 |  | 2.0946e-06 |  | 0.00029866 |  | 0.0072849 |  | -0.00014171 |  | 0.00023054 |  | 2.5938e-06 |  | 1.9011e-06 |  | 8.0988e-05 |  | 0.00044552 |  | 0.00065242 |  | 0.11947 |  | 0.012243 |  | 0.033412
| 1.3435e-05 |  | 8.565e-05 |  | 4.0012e-06 |  | 2.1508e-06 |  | 0.00016594 |  | 0.0071281 |  | 5.7471e-05 |  | 0.00017035 |  | 2.5048e-06 |  | 1.9393e-06 |  | 4.5868e-05 |  | 0.0004664 |  | 0.0009328 |  | 0.12013 |  | 0.012297 |  | 0.033651
| 1.3435e-05 |  | 8.565e-05 |  | 4.0016e-06 |  | 2.2227e-06 |  | -0.00036459 |  | 0.007194 |  | 2.9085e-05 |  | -0.00020313 |  | 2.455e-06 |  | 2.0534e-06 |  | 4.5868e-05 |  | 0.00059406 |  | 0.00093864 |  | 0.12075 |  | 0.012368 |  | 0.03383
| 3.4376e-05 |  | 6.0601e-05 |  | 8.7026e-07 |  | 2.2401e-06 |  | -0.00064773 |  | 0.0070489 |  | 0.00035581 |  | -0.0003265 |  | 2.492e-06 |  | 2.1297e-06 |  | 9.7311e-05 |  | 0.00057487 |  | 0.00077094 |  | 0.12107 |  | 0.012443 |  | 0.033837
| 3.4379e-05 |  | 6.0606e-05 |  | 8.7019e-07 |  | 2.3156e-06 |  | -0.00052615 |  | 0.0069056 |  | 0.00012333 |  | 0.00016255 |  | 2.4078e-06 |  | 2.2818e-06 |  | 9.7319e-05 |  | 0.00057654 |  | 0.00080515 |  | 0.12185 |  | 0.012517 |  | 0.033654
| 2.1814e-05 |  | 7.9837e-05 |  | 2.9582e-06 |  | 2.3743e-06 |  | -0.00017455 |  | 0.0070711 |  | -0.00025309 |  | 0.00030158 |  | 2.2872e-06 |  | 2.3575e-06 |  | 3.0584e-05 |  | 0.00069839 |  | 0.00084525 |  | 0.12256 |  | 0.012584 |  | 0.033423
| 2.1816e-05 |  | 7.9844e-05 |  | 2.9585e-06 |  | 2.3884e-06 |  | -0.00010861 |  | 0.0069394 |  | -6.0025e-05 |  | -3.1153e-05 |  | 2.3263e-06 |  | 2.3955e-06 |  | 3.0587e-05 |  | 0.00061162 |  | 0.00077933 |  | 0.12356 |  | 0.012649 |  | 0.033292
| 2.8101e-05 |  | 7.4022e-05 |  | 1.9139e-06 |  | 2.3596e-06 |  | -0.00034132 |  | 0.0066701 |  | -0.00028652 |  | -0.00027043 |  | 2.4844e-06 |  | 2.3575e-06 |  | 5.3532e-05 |  | 0.00054653 |  | 0.00072509 |  | 0.12474 |  | 0.012716 |  | 0.033279
| 2.8101e-05 |  | 7.4022e-05 |  | 1.9141e-06 |  | 2.3545e-06 |  | -0.00044925 |  | 0.0066323 |  | -0.00030672 |  | -0.00037581 |  | 2.5533e-06 |  | 2.0915e-06 |  | 5.3532e-05 |  | 0.00065922 |  | 0.00080524 |  | 0.12569 |  | 0.012806 |  | 0.033403
| 3.4385e-05 |  | 2.1224e-05 |  | 2.9585e-06 |  | 2.3758e-06 |  | -0.00033357 |  | 0.0065466 |  | 9.9634e-05 |  | -0.00027416 |  | 2.4679e-06 |  | 1.863e-06 |  | 6.5551e-06 |  | 0.00073598 |  | 0.00076686 |  | 0.12691 |  | 0.01291 |  | 0.033532
| 3.4387e-05 |  | 2.1226e-05 |  | 2.9585e-06 |  | 2.2775e-06 |  | 7.3694e-05 |  | 0.006388 |  | -2.2896e-05 |  | -3.4893e-05 |  | 2.4138e-06 |  | 1.7491e-06 |  | 6.5557e-06 |  | 0.00065337 |  | 0.00071846 |  | 0.12787 |  | 0.01301 |  | 0.03366
| 9.094e-05 |  | 8.5111e-05 |  | 2.9587e-06 |  | 2.1588e-06 |  | 0.00025599 |  | 0.0065454 |  | -0.0003385 |  | -2.7416e-05 |  | 2.448e-06 |  | 1.8638e-06 |  | 7.3452e-05 |  | 0.0006217 |  | 0.0007377 |  | 0.1291 |  | 0.013093 |  | 0.033778
| 9.094e-05 |  | 8.5111e-05 |  | 2.9587e-06 |  | 2.0778e-06 |  | 0.00020236 |  | 0.0064066 |  | -8.5881e-05 |  | -6.762e-05 |  | 2.5056e-06 |  | 2.0923e-06 |  | 7.3452e-05 |  | 0.00070181 |  | 0.00070015 |  | 0.13041 |  | 0.013158 |  | 0.03385
| 1.7633e-05 |  | 0.00011194 |  | 1.9142e-06 |  | 2.1004e-06 |  | 0.00033357 |  | 0.0062253 |  | 0.0002073 |  | 4.7355e-05 |  | 2.5376e-06 |  | 2.2062e-06 |  | 0.00011135 |  | 0.00069597 |  | 0.00070599 |  | 0.13111 |  | 0.013228 |  | 0.033938
| 1.7635e-05 |  | 0.00011195 |  | 1.9144e-06 |  | 2.1829e-06 |  | 0.00017455 |  | 0.0063331 |  | 6.992e-05 |  | 0.0002455 |  | 2.5343e-06 |  | 2.2442e-06 |  | 0.00011136 |  | 0.00057667 |  | 0.00080701 |  | 0.13197 |  | 0.013294 |  | 0.034029
| 0 |  | 8.9207e-05 |  | 1.9144e-06 |  | 2.25e-06 |  | 0.00023879 |  | 0.0064619 |  | -8.2007e-05 |  | 0.00017035 |  | 2.494e-06 |  | 2.168e-06 |  | 7.9878e-05 |  | 0.00043897 |  | 0.00079199 |  | 0.13324 |  | 0.013365 |  | 0.034067
| 0 |  | 8.9214e-05 |  | 1.9144e-06 |  | 2.3596e-06 |  | 0.0003452 |  | 0.0062491 |  | 0.0001776 |  | -0.00013958 |  | 2.5281e-06 |  | 2.2442e-06 |  | 7.9885e-05 |  | 0.00046651 |  | 0.00070436 |  | 0.13451 |  | 0.013432 |  | 0.034048
| 9.213e-05 |  | 9.213e-05 |  | 2.959e-06 |  | 2.4014e-06 |  | -4.2665e-05 |  | 0.0059715 |  | 0.00010334 |  | -1.9943e-05 |  | 2.6024e-06 |  | 2.3965e-06 |  | 0.00010729 |  | 0.00046651 |  | 0.00070436 |  | 0.13572 |  | 0.013473 |  | 0.033999
| 9.2138e-05 |  | 9.2138e-05 |  | 2.9592e-06 |  | 2.397e-06 |  | -0.00019781 |  | 0.0060648 |  | -4.1461e-05 |  | 0.00053337 |  | 2.5047e-06 |  | 2.2444e-06 |  | 0.0001073 |  | 0.00060008 |  | 0.00087883 |  | 0.13691 |  | 0.0135 |  | 0.033968
| 3.8593e-05 |  | 6.473e-05 |  | 1.9146e-06 |  | 2.3485e-06 |  | -0.00024688 |  | 0.0061855 |  | -0.00010138 |  | 0.00032639 |  | 2.3248e-06 |  | 1.9904e-06 |  | 5.3559e-05 |  | 0.00057337 |  | 0.00093058 |  | 0.13784 |  | 0.013533 |  | 0.034003
| 3.8597e-05 |  | 6.4735e-05 |  | 1.9146e-06 |  | 2.2973e-06 |  | -0.00030253 |  | 0.0061598 |  | -0.00031993 |  | 1.3708e-05 |  | 2.2387e-06 |  | 1.7372e-06 |  | 5.3564e-05 |  | 0.00048326 |  | 0.00088056 |  | 0.13917 |  | 0.013601 |  | 0.034058
| 7.2323e-05 |  | 4.5511e-05 |  | 2.9595e-06 |  | 2.2929e-06 |  | -3.4904e-05 |  | 0.0060098 |  | -7.4876e-05 |  | 1.3708e-05 |  | 2.3361e-06 |  | 1.7881e-06 |  | 7.4073e-05 |  | 0.00058505 |  | 0.00080289 |  | 0.14093 |  | 0.01369 |  | 0.034133
| 7.2323e-05 |  | 4.5511e-05 |  | 2.9592e-06 |  | 2.2881e-06 |  | -3.237e-05 |  | 0.0057479 |  | 0.00014271 |  | -0.00013394 |  | 2.3977e-06 |  | 1.9781e-06 |  | 7.4073e-05 |  | 0.00055504 |  | 0.00079959 |  | 0.14186 |  | 0.013793 |  | 0.034206
| 0 |  | 0.00013066 |  | 2.9597e-06 |  | 2.2938e-06 |  | -0.00029865 |  | 0.0055658 |  | -0.00015656 |  | 5.8571e-05 |  | 2.3606e-06 |  | 2.1178e-06 |  | 5.4666e-05 |  | 0.00056843 |  | 0.00074622 |  | 0.14272 |  | 0.013904 |  | 0.034314
| 0 |  | 0.00013066 |  | 2.9595e-06 |  | 2.3261e-06 |  | -0.0003452 |  | 0.0054334 |  | -5.2598e-05 |  | 6.6048e-05 |  | 2.4299e-06 |  | 2.1046e-06 |  | 5.4666e-05 |  | 0.00062014 |  | 0.00071613 |  | 0.14369 |  | 0.01401 |  | 0.034457
| 2.7077e-05 |  | 0.000105 |  | 2.9597e-06 |  | 2.3535e-06 |  | -0.00020169 |  | 0.0054835 |  | 8.8491e-05 |  | -0.00031155 |  | 2.537e-06 |  | 1.9022e-06 |  | 8.2836e-05 |  | 0.0005676 |  | 0.00090899 |  | 0.14471 |  | 0.014098 |  | 0.034523
| 2.7079e-05 |  | 0.00010501 |  | 2.9597e-06 |  | 2.3582e-06 |  | -7.2852e-05 |  | 0.0054956 |  | -0.00020211 |  | -0.00055136 |  | 2.6294e-06 |  | 1.9406e-06 |  | 8.2843e-05 |  | 0.00051588 |  | 0.0008456 |  | 0.14642 |  | 0.01418 |  | 0.034507
| 3.6513e-05 |  | 1.4163e-05 |  | 8.707e-07 |  | 2.3323e-06 |  | 7.7571e-05 |  | 0.00539 |  | -0.00018626 |  | -0.0002106 |  | 2.612e-06 |  | 2.1497e-06 |  | 7.0008e-05 |  | 0.00056843 |  | 0.00078545 |  | 0.14752 |  | 0.014278 |  | 0.034479
| 3.6516e-05 |  | 1.4164e-05 |  | 8.7078e-07 |  | 2.3544e-06 |  | 7.7513e-06 |  | 0.0054698 |  | -0.00031621 |  | -0.00027416 |  | 2.5442e-06 |  | 2.2449e-06 |  | 7.0014e-05 |  | 0.00064944 |  | 0.00069785 |  | 0.14822 |  | 0.014376 |  | 0.034485
| 8.5767e-05 |  | 9.3352e-05 |  | 8.707e-07 |  | 2.3941e-06 |  | -0.00022261 |  | 0.0054401 |  | -8.9748e-05 |  | -0.00043432 |  | 2.494e-06 |  | 2.1432e-06 |  | 6.5346e-05 |  | 0.00062773 |  | 0.0007254 |  | 0.14971 |  | 0.014457 |  | 0.034487
| 8.5774e-05 |  | 9.336e-05 |  | 8.7085e-07 |  | 2.3692e-06 |  | -0.00028702 |  | 0.005318 |  | 0.00019988 |  | -0.00022182 |  | 2.3923e-06 |  | 2.0992e-06 |  | 6.5352e-05 |  | 0.00055097 |  | 0.00080892 |  | 0.15096 |  | 0.014516 |  | 0.034466
| 0 |  | 0.00010095 |  | 8.7078e-07 |  | 2.3072e-06 |  | -0.00028702 |  | 0.0052468 |  | -9.3442e-05 |  | 1.7448e-05 |  | 2.34e-06 |  | 2.1564e-06 |  | 0.00011612 |  | 0.00066363 |  | 0.00084978 |  | 0.15194 |  | 0.014573 |  | 0.034443
| 0 |  | 0.00010095 |  | 8.7085e-07 |  | 2.2549e-06 |  | 8.533e-05 |  | 0.005322 |  | -0.0003422 |  | 0.00023802 |  | 2.4194e-06 |  | 2.0673e-06 |  | 0.00011613 |  | 0.00074552 |  | 0.00084821 |  | 0.15338 |  | 0.014658 |  | 0.034438
| 5.0157e-05 |  | 7.0032e-05 |  | 1.9152e-06 |  | 2.2656e-06 |  | 0.00034402 |  | 0.0051217 |  | -0.00030672 |  | 0.00016255 |  | 2.5646e-06 |  | 1.9403e-06 |  | 6.5363e-05 |  | 0.00062944 |  | 0.00084816 |  | 0.15447 |  | 0.014735 |  | 0.034433
| 5.0157e-05 |  | 7.0032e-05 |  | 1.9152e-06 |  | 2.2616e-06 |  | 0.00037623 |  | 0.0048812 |  | -0.00026424 |  | 5.1093e-05 |  | 2.616e-06 |  | 1.8263e-06 |  | 6.5363e-05 |  | 0.00046668 |  | 0.00073216 |  | 0.15574 |  | 0.014782 |  | 0.03445
| 9.3384e-05 |  | 0.00011031 |  | 2.9605e-06 |  | 2.2498e-06 |  | 0.00028702 |  | 0.0048968 |  | -0.00026424 |  | 8.474e-05 |  | 2.5224e-06 |  | 1.8265e-06 |  | 8.2295e-05 |  | 0.00045499 |  | 0.00068541 |  | 0.1568 |  | 0.0148 |  | 0.034492
| 9.3392e-05 |  | 0.00011032 |  | 2.9605e-06 |  | 2.2977e-06 |  | -8.0949e-06 |  | 0.0047647 |  | -0.00021761 |  | 6.5018e-05 |  | 2.3918e-06 |  | 2.0167e-06 |  | 8.2302e-05 |  | 0.00062363 |  | 0.00084821 |  | 0.15758 |  | 0.014833 |  | 0.03454
| 4.2825e-05 |  | 0.00010507 |  | 1.9154e-06 |  | 2.3548e-06 |  | -5.8179e-05 |  | 0.0047052 |  | 0.00017018 |  | 2.8662e-05 |  | 2.355e-06 |  | 2.2069e-06 |  | 7.6465e-05 |  | 0.00066291 |  | 0.00073638 |  | 0.15862 |  | 0.014902 |  | 0.034582
| 4.2825e-05 |  | 0.00010507 |  | 1.9154e-06 |  | 2.3634e-06 |  | 0.0001823 |  | 0.0046772 |  | 0.00041895 |  | 0.00031279 |  | 2.3682e-06 |  | 2.3593e-06 |  | 7.6465e-05 |  | 0.00056185 |  | 0.00061195 |  | 0.15949 |  | 0.014983 |  | 0.034655
| 3.4438e-05 |  | 7.7055e-05 |  | 4.0053e-06 |  | 2.3145e-06 |  | -8.0949e-06 |  | 0.004712 |  | -7.4258e-05 |  | 4.9403e-05 |  | 2.4149e-06 |  | 2.2839e-06 |  | 5.0332e-05 |  | 0.00044169 |  | 0.00049012 |  | 0.16007 |  | 0.015078 |  | 0.034722
| 3.4441e-05 |  | 7.7062e-05 |  | 4.0053e-06 |  | 2.347e-06 |  | -0.00016678 |  | 0.0046973 |  | 2.9088e-05 |  | -0.00057325 |  | 2.426e-06 |  | 2.2396e-06 |  | 5.0336e-05 |  | 0.0004258 |  | 0.00057024 |  | 0.16063 |  | 0.015165 |  | 0.034709
| 6.4807e-05 |  | 7.59e-05 |  | 2.9607e-06 |  | 2.4274e-06 |  | 2.7152e-05 |  | 0.0045832 |  | 5.8792e-05 |  | -0.00061063 |  | 2.3892e-06 |  | 2.2709e-06 |  | 0.0001267 |  | 0.00050264 |  | 0.00073977 |  | 0.16149 |  | 0.015233 |  | 0.034598
| 6.4807e-05 |  | 7.5901e-05 |  | 2.961e-06 |  | 2.4263e-06 |  | 0.0001823 |  | 0.0045155 |  | -0.00060582 |  | -0.00061437 |  | 2.4019e-06 |  | 2.1949e-06 |  | 0.0001267 |  | 0.00057278 |  | 0.00071973 |  | 0.16201 |  | 0.015257 |  | 0.034507
| 0 |  | 0.0001086 |  | 2.961e-06 |  | 2.3645e-06 |  | 9.7135e-05 |  | 0.0044478 |  | -0.00046944 |  | -0.00039921 |  | 2.4582e-06 |  | 2.0874e-06 |  | 2.9548e-05 |  | 0.00063376 |  | 0.00072227 |  | 0.16305 |  | 0.015255 |  | 0.034516
| 0 |  | 0.00010861 |  | 2.961e-06 |  | 2.3618e-06 |  | 5.0422e-05 |  | 0.0044248 |  | -7.8591e-05 |  | -4.6109e-05 |  | 2.4325e-06 |  | 2.1317e-06 |  | 2.955e-05 |  | 0.00061786 |  | 0.00069384 |  | 0.16372 |  | 0.015275 |  | 0.034615
| 6.5986e-05 |  | 7.4746e-05 |  | 1.9159e-06 |  | 2.4192e-06 |  | 0.00017454 |  | 0.0044001 |  | -0.00022711 |  | -0.00028538 |  | 2.3403e-06 |  | 2.2837e-06 |  | 9.4016e-05 |  | 0.00062375 |  | 0.00074816 |  | 0.1639 |  | 0.015326 |  | 0.034731
| 6.5992e-05 |  | 7.4752e-05 |  | 2.7868e-06 |  | 2.4123e-06 |  | 6.4757e-05 |  | 0.0045692 |  | 9.6212e-05 |  | 4.552e-05 |  | 2.1782e-06 |  | 2.3975e-06 |  | 9.4024e-05 |  | 0.00061042 |  | 0.00077326 |  | 0.16493 |  | 0.015408 |  | 0.034754
| 3.4452e-05 |  | 5.7722e-05 |  | 1.7423e-06 |  | 2.3474e-06 |  | -0.00012024 |  | 0.004422 |  | -5.6314e-05 |  | 0.00020812 |  | 2.1172e-06 |  | 2.3599e-06 |  | 9.636e-05 |  | 0.00059118 |  | 0.00062541 |  | 0.16539 |  | 0.015497 |  | 0.03473
| 3.4452e-05 |  | 5.7722e-05 |  | 8.7122e-07 |  | 2.3117e-06 |  | -7.3694e-05 |  | 0.0041125 |  | -0.00066152 |  | -0.00011714 |  | 2.1549e-06 |  | 2.1255e-06 |  | 9.636e-05 |  | 0.00052107 |  | 0.00064215 |  | 0.16573 |  | 0.015603 |  | 0.034662
| 7.5342e-05 |  | 8.1767e-05 |  | 2.9612e-06 |  | 2.3235e-06 |  | -2.4284e-05 |  | 0.0041129 |  | -0.00046944 |  | -0.00012223 |  | 2.2486e-06 |  | 1.9286e-06 |  | 9.8704e-05 |  | 0.00045928 |  | 0.00071063 |  | 0.16616 |  | 0.015741 |  | 0.034595
| 7.5349e-05 |  | 8.1774e-05 |  | 2.9615e-06 |  | 2.321e-06 |  | -0.00014351 |  | 0.0042639 |  | -0.00011572 |  | 2.1186e-05 |  | 2.2828e-06 |  | 1.9287e-06 |  | 9.8713e-05 |  | 0.000628 |  | 0.00069564 |  | 0.16575 |  | 0.015893 |  | 0.034564
| 9.3464e-05 |  | 7.4187e-05 |  | 1.916e-06 |  | 2.3071e-06 |  | 1.5515e-05 |  | 0.0041714 |  | -0.00018998 |  | 0.00020437 |  | 2.223e-06 |  | 2.1255e-06 |  | 0.00011157 |  | 0.00060712 |  | 0.00077664 |  | 0.16622 |  | 0.016012 |  | 0.034571
| 9.9772e-05 |  | 7.4187e-05 |  | 1.9162e-06 |  | 2.2395e-06 |  | 0 |  | 0.0041334 |  | -0.00034546 |  | -5.5912e-05 |  | 2.1857e-06 |  | 2.2085e-06 |  | 0.00011157 |  | 0.00040669 |  | 0.00088103 |  | 0.16622 |  | 0.016084 |  | 0.034607
| 1.7678e-05 |  | 7.185e-05 |  | 5.0518e-06 |  | 2.1961e-06 |  | -2.3271e-05 |  | 0.0041399 |  | -0.00024938 |  | -9.8445e-05 |  | 2.2015e-06 |  | 2.0943e-06 |  | 7.2435e-05 |  | 0.00044761 |  | 0.00084846 |  | 0.1659 |  | 0.016141 |  | 0.034596
| 1.1372e-05 |  | 7.1857e-05 |  | 5.0526e-06 |  | 2.1359e-06 |  | 8.1453e-05 |  | 0.0038732 |  | -0.00012315 |  | -8.7236e-05 |  | 2.1261e-06 |  | 2.0184e-06 |  | 7.2441e-05 |  | 0.00057709 |  | 0.00072825 |  | 0.16673 |  | 0.016219 |  | 0.034552
| 7.42e-05 |  | 6.0785e-06 |  | 1.9162e-06 |  | 2.1145e-06 |  | 3.8788e-06 |  | 0.0039285 |  | -0.00018626 |  | -0.00016201 |  | 2.0321e-06 |  | 2.056e-06 |  | 7.011e-05 |  | 0.0005988 |  | 0.00074913 |  | 0.16701 |  | 0.016337 |  | 0.034443
| 7.42e-05 |  | 6.0785e-06 |  | 1.9162e-06 |  | 2.1544e-06 |  | -0.00025499 |  | 0.0039998 |  | 1.4851e-05 |  | 0.00010013 |  | 1.9883e-06 |  | 2.056e-06 |  | 7.011e-05 |  | 0.00040672 |  | 0.00073994 |  | 0.16671 |  | 0.016495 |  | 0.034298
| 1.1374e-05 |  | 5.6738e-05 |  | 1.9163e-06 |  | 2.2151e-06 |  | -0.00014352 |  | 0.0038757 |  | 0.00036324 |  | 0.00044739 |  | 2.0385e-06 |  | 2.0184e-06 |  | 7.0116e-05 |  | 0.00048275 |  | 0.00082685 |  | 0.16672 |  | 0.016661 |  | 0.034155
| 1.1374e-05 |  | 5.6743e-05 |  | 1.9163e-06 |  | 2.3201e-06 |  | -0.00025986 |  | 0.0037994 |  | -0.00013429 |  | 0.00023055 |  | 2.1067e-06 |  | 2.1898e-06 |  | 7.0122e-05 |  | 0.00069071 |  | 0.00081683 |  | 0.16684 |  | 0.016789 |  | 0.034022
| 4.9172e-05 |  | 0.000142 |  | 2.9622e-06 |  | 2.3675e-06 |  | -0.00055447 |  | 0.0038526 |  | -0.00046944 |  | -3.2509e-05 |  | 2.1221e-06 |  | 2.3992e-06 |  | 0.00016011 |  | 0.00065229 |  | 0.00071827 |  | 0.16609 |  | 0.016874 |  | 0.033938
| 4.9176e-05 |  | 0.00014201 |  | 2.9622e-06 |  | 2.3535e-06 |  | 1.9392e-05 |  | 0.0038115 |  | -0.00031621 |  | -3.1154e-05 |  | 2.0957e-06 |  | 2.437e-06 |  | 0.00016013 |  | 0.00058885 |  | 0.00073251 |  | 0.16562 |  | 0.016933 |  | 0.033864
| 4.7076e-05 |  | 4.4588e-05 |  | 4.0073e-06 |  | 2.2937e-06 |  | 0.0003452 |  | 0.0038693 |  | -0.00036077 |  | -0.00022182 |  | 2.0547e-06 |  | 2.2655e-06 |  | 7.6556e-05 |  | 0.00056543 |  | 0.00074667 |  | 0.16559 |  | 0.016979 |  | 0.033802
| 4.708e-05 |  | 4.4592e-05 |  | 4.0073e-06 |  | 2.2445e-06 |  | 0.00045331 |  | 0.0038445 |  | -0.00016724 |  | 8.8431e-05 |  | 2.0498e-06 |  | 2.0179e-06 |  | 7.6563e-05 |  | 0.00063813 |  | 0.0007133 |  | 0.16512 |  | 0.017002 |  | 0.033735
| 0.00012041 |  | 5.9034e-05 |  | 8.7151e-07 |  | 2.2553e-06 |  | 0.00036072 |  | 0.0037671 |  | 2.9085e-05 |  | 0.000167 |  | 2.0862e-06 |  | 1.9548e-06 |  | 9.5273e-05 |  | 0.00055547 |  | 0.00071919 |  | 0.16444 |  | 0.017019 |  | 0.033735
| 0.00012041 |  | 5.9034e-05 |  | 8.7144e-07 |  | 2.2797e-06 |  | 5.0423e-05 |  | 0.0037443 |  | 0.00021844 |  | -0.0001134 |  | 2.1284e-06 |  | 1.8536e-06 |  | 9.5273e-05 |  | 0.00047696 |  | 0.00073423 |  | 0.16362 |  | 0.017061 |  | 0.033838
| 9.119e-05 |  | 6.4885e-05 |  | 8.7159e-07 |  | 2.2814e-06 |  | 2.4283e-05 |  | 0.0035821 |  | 0.00011558 |  | 0.00013914 |  | 2.135e-06 |  | 1.8155e-06 |  | 0.00011399 |  | 0.00054879 |  | 0.00076096 |  | 0.16305 |  | 0.017144 |  | 0.033978
| 9.119e-05 |  | 6.4885e-05 |  | 8.7151e-07 |  | 2.3158e-06 |  | -0.00013964 |  | 0.003685 |  | -0.0001974 |  | -2.368e-05 |  | 2.1661e-06 |  | 1.7645e-06 |  | 0.00011399 |  | 0.00056884 |  | 0.00077933 |  | 0.16277 |  | 0.01725 |  | 0.034037
| 2.7135e-05 |  | 9.2367e-05 |  | 8.7159e-07 |  | 2.3486e-06 |  | -0.00030642 |  | 0.0036917 |  | -0.00024938 |  | -0.00041623 |  | 2.1906e-06 |  | 1.7522e-06 |  | 3.616e-05 |  | 0.00054796 |  | 0.00075261 |  | 0.16269 |  | 0.017342 |  | 0.033991
| 2.7137e-05 |  | 9.2375e-05 |  | 8.7159e-07 |  | 2.3792e-06 |  | -7.2851e-05 |  | 0.003536 |  | -5.8761e-05 |  | -1.2997e-06 |  | 2.0425e-06 |  | 1.9426e-06 |  | 3.6163e-05 |  | 0.00056804 |  | 0.00082366 |  | 0.16192 |  | 0.017419 |  | 0.033967
| 9.2375e-05 |  | 8.1851e-05 |  | 2.9627e-06 |  | 2.3779e-06 |  | -0.00017066 |  | 0.0035523 |  | -0.00018626 |  | 7.3528e-05 |  | 1.8694e-06 |  | 2.1329e-06 |  | 9.2959e-05 |  | 0.00064656 |  | 0.00079191 |  | 0.1601 |  | 0.017496 |  | 0.033994
| 9.2383e-05 |  | 8.1858e-05 |  | 2.963e-06 |  | 2.3056e-06 |  | -0.00020169 |  | 0.003531 |  | -0.00053899 |  | -0.00025547 |  | 1.8279e-06 |  | 2.1331e-06 |  | 9.2967e-05 |  | 0.00058311 |  | 0.00079948 |  | 0.15892 |  | 0.017592 |  | 0.034027
| 0 |  | 0.00010525 |  | 2.9627e-06 |  | 2.2342e-06 |  | -0.00016594 |  | 0.0034682 |  | -0.00043457 |  | -0.0003485 |  | 1.9619e-06 |  | 1.955e-06 |  | 6.7831e-05 |  | 0.00055303 |  | 0.00087968 |  | 0.15828 |  | 0.01769 |  | 0.03403
| 0 |  | 0.00010525 |  | 2.963e-06 |  | 2.1646e-06 |  | -0.00028702 |  | 0.0033635 |  | -6.3738e-05 |  | -4.611e-05 |  | 2.0462e-06 |  | 1.7772e-06 |  | 6.7831e-05 |  | 0.00055888 |  | 0.00094734 |  | 0.15699 |  | 0.01778 |  | 0.033972
| 4.08e-05 |  | 4.5628e-05 |  | 1.9172e-06 |  | 2.1661e-06 |  | -0.00015515 |  | 0.0032144 |  | -7.8589e-05 |  | 0.0001296 |  | 1.9963e-06 |  | 1.7773e-06 |  | 0.00011169 |  | 0.00048286 |  | 0.00095236 |  | 0.15597 |  | 0.017862 |  | 0.033892
| 4.0807e-05 |  | 4.5636e-05 |  | 1.9172e-06 |  | 2.2206e-06 |  | -0.00015784 |  | 0.0032202 |  | -0.00058955 |  | 1.4304e-05 |  | 1.9511e-06 |  | 1.9168e-06 |  | 0.00011171 |  | 0.00055808 |  | 0.00080788 |  | 0.15555 |  | 0.017946 |  | 0.033788
| 0 |  | 0.00012165 |  | 2.963e-06 |  | 2.2763e-06 |  | -0.00018229 |  | 0.0033711 |  | -0.00069865 |  | -6.854e-05 |  | 1.9558e-06 |  | 2.0568e-06 |  | 0.00010293 |  | 0.0005773 |  | 0.00071515 |  | 0.15399 |  | 0.018032 |  | 0.03371
| 0 |  | 0.00012165 |  | 2.9635e-06 |  | 2.284e-06 |  | -3.8786e-05 |  | 0.0033711 |  | -0.00037933 |  | -0.00015079 |  | 2.0354e-06 |  | 2.0957e-06 |  | 0.00010293 |  | 0.00058064 |  | 0.00072099 |  | 0.15183 |  | 0.018139 |  | 0.033744
| 2.7149e-05 |  | 0.0001123 |  | 1.9172e-06 |  | 2.2346e-06 |  | 0.00018213 |  | 0.0032702 |  | 4.1964e-05 |  | 0.00010012 |  | 2.1075e-06 |  | 1.9807e-06 |  | 0.00010294 |  | 0.00065917 |  | 0.00072851 |  | 0.15093 |  | 0.018276 |  | 0.033803
| 2.7151e-05 |  | 0.00011231 |  | 1.9173e-06 |  | 2.1191e-06 |  | 0.00010861 |  | 0.0031441 |  | 3.09e-06 |  | -0.00014331 |  | 2.1355e-06 |  | 1.917e-06 |  | 0.00010295 |  | 0.00059655 |  | 0.00072271 |  | 0.14974 |  | 0.018408 |  | 0.033795
| 0 |  | 8.1308e-05 |  | 1.9173e-06 |  | 2.0619e-06 |  | -0.00013575 |  | 0.0030745 |  | 7.3633e-05 |  | 9.9793e-06 |  | 2.0917e-06 |  | 1.9679e-06 |  | 9.4177e-05 |  | 0.00056898 |  | 0.000706 |  | 0.14744 |  | 0.018499 |  | 0.033666
| 0 |  | 8.1315e-05 |  | 1.9175e-06 |  | 2.0015e-06 |  | 8.0949e-06 |  | 0.0030911 |  | -8.5894e-05 |  | 0.00020546 |  | 1.8603e-06 |  | 2.0828e-06 |  | 9.4185e-05 |  | 0.00061664 |  | 0.00063752 |  | 0.14578 |  | 0.018568 |  | 0.033492
| 1.5593e-05 |  | 5.1739e-05 |  | 4.009e-06 |  | 1.9967e-06 |  | 0.00015127 |  | 0.0030446 |  | -0.00050557 |  | -9.8448e-05 |  | 1.6724e-06 |  | 2.1589e-06 |  | 3.7284e-05 |  | 0.00040689 |  | 0.00043195 |  | 0.14395 |  | 0.018661 |  | 0.033376
| 1.5593e-05 |  | 5.1739e-05 |  | 4.0093e-06 |  | 2.0753e-06 |  | -6.9814e-05 |  | 0.0030698 |  | -0.00016398 |  | 3.2401e-05 |  | 1.578e-06 |  | 2.2732e-06 |  | 3.7284e-05 |  | 0.0002749 |  | 0.00042028 |  | 0.14244 |  | 0.018784 |  | 0.033311
| 8.835e-05 |  | 7.1967e-05 |  | 1.9175e-06 |  | 2.1598e-06 |  | -0.0001376 |  | 0.0029659 |  | -0.00012463 |  | -2.4707e-05 |  | 1.6705e-06 |  | 2.311e-06 |  | 4.4965e-05 |  | 0.00044201 |  | 0.00064504 |  | 0.1412 |  | 0.018905 |  | 0.033233
| 8.835e-05 |  | 7.1967e-05 |  | 1.9176e-06 |  | 2.2777e-06 |  | 8.533e-05 |  | 0.0029027 |  | -0.00010087 |  | -0.00017322 |  | 1.7228e-06 |  | 2.0699e-06 |  | 4.4965e-05 |  | 0.00054398 |  | 0.00071778 |  | 0.13853 |  | 0.019004 |  | 0.033112
| 6.6122e-05 |  | 4.7689e-05 |  | 1.9176e-06 |  | 2.3017e-06 |  | 7.3694e-05 |  | 0.0029211 |  | -0.00010458 |  | 0.00010717 |  | 1.6824e-06 |  | 1.7908e-06 |  | 9.889e-05 |  | 0.00046376 |  | 0.00062419 |  | 0.13704 |  | 0.019096 |  | 0.032886
| 6.6128e-05 |  | 4.7693e-05 |  | 1.9176e-06 |  | 2.3782e-06 |  | 1.6189e-05 |  | 0.0028845 |  | -0.00015949 |  | 0.00014694 |  | 1.7228e-06 |  | 1.6512e-06 |  | 9.8899e-05 |  | 0.00053813 |  | 0.00057573 |  | 0.13539 |  | 0.019207 |  | 0.032626
| 7.8417e-05 |  | 8.9536e-05 |  | 4.0097e-06 |  | 2.4301e-06 |  | 0.000128 |  | 0.0027896 |  | 0.00010706 |  | -0.0002966 |  | 1.8055e-06 |  | 1.7784e-06 |  | 0.00016034 |  | 0.0007629 |  | 0.00078964 |  | 0.13272 |  | 0.019324 |  | 0.032414
| 7.8424e-05 |  | 8.9543e-05 |  | 4.01e-06 |  | 2.3771e-06 |  | 0.00022665 |  | 0.0028548 |  | 9.2338e-05 |  | -0.00025488 |  | 1.7827e-06 |  | 1.8927e-06 |  | 0.00016036 |  | 0.00067353 |  | 0.00087075 |  | 0.13066 |  | 0.019424 |  | 0.032333
| 1.4546e-05 |  | 8.3105e-05 |  | 4.0097e-06 |  | 2.2704e-06 |  | -7.7574e-05 |  | 0.002777 |  | -0.00030508 |  | -0.00019191 |  | 1.6769e-06 |  | 1.8795e-06 |  | 0 |  | 0.00058579 |  | 0.00080055 |  | 0.12896 |  | 0.019495 |  | 0.032347
| 1.4548e-05 |  | 8.3113e-05 |  | 4.0103e-06 |  | 2.2775e-06 |  | -0.00020557 |  | 0.0026379 |  | -0.00023083 |  | -0.00020313 |  | 1.6681e-06 |  | 1.9431e-06 |  | 0 |  | 0.00048384 |  | 0.00073788 |  | 0.12644 |  | 0.019588 |  | 0.032415
| 1.8756e-05 |  | 6.7901e-05 |  | 1.9178e-06 |  | 2.393e-06 |  | 7.2851e-05 |  | 0.0027511 |  | 0.00011171 |  | -0.00015344 |  | 1.7653e-06 |  | 2.0192e-06 |  | 2.1942e-06 |  | 0.00041869 |  | 0.00049557 |  | 0.12393 |  | 0.019722 |  | 0.032494
| 1.8756e-05 |  | 6.7901e-05 |  | 1.918e-06 |  | 2.5063e-06 |  | -0.00011248 |  | 0.0026247 |  | 8.8491e-05 |  | -0.0003452 |  | 1.8573e-06 |  | 2.0768e-06 |  | 2.1942e-06 |  | 0.00049473 |  | 0.00055073 |  | 0.12198 |  | 0.019865 |  | 0.032559
| 2.0861e-05 |  | 1.5226e-05 |  | 2.9645e-06 |  | 2.505e-06 |  | -0.00011248 |  | 0.002605 |  | -7.4876e-05 |  | -0.00029286 |  | 1.849e-06 |  | 2.0579e-06 |  | 8.781e-05 |  | 0.00040448 |  | 0.00073124 |  | 0.12 |  | 0.020002 |  | 0.032592
| 2.0863e-05 |  | 1.5228e-05 |  | 2.9645e-06 |  | 2.3586e-06 |  | -0.00014975 |  | 0.002542 |  | -8.5881e-05 |  | -0.00011833 |  | 1.8003e-06 |  | 2.0201e-06 |  | 8.7817e-05 |  | 0.00039278 |  | 0.00069781 |  | 0.11843 |  | 0.020124 |  | 0.032598
| 9.4257e-05 |  | 5.9716e-05 |  | 2.9647e-06 |  | 2.2244e-06 |  | -0.00017066 |  | 0.0024454 |  | 0.00014418 |  | -0.00043865 |  | 1.7615e-06 |  | 2.0013e-06 |  | 8.6647e-05 |  | 0.00054407 |  | 0.00082321 |  | 0.11631 |  | 0.020269 |  | 0.032624
| 9.4266e-05 |  | 5.9721e-05 |  | 2.9645e-06 |  | 2.183e-06 |  | -6.2058e-05 |  | 0.002554 |  | -8.9725e-05 |  | -0.00072278 |  | 1.5839e-06 |  | 1.8805e-06 |  | 8.6654e-05 |  | 0.00061511 |  | 0.00099036 |  | 0.11358 |  | 0.020435 |  | 0.032619
| 7.9628e-05 |  | 0.00010246 |  | 2.9647e-06 |  | 2.2743e-06 |  | -0.00038045 |  | 0.0025674 |  | -0.00030284 |  | -0.00025877 |  | 1.4463e-06 |  | 1.7789e-06 |  | 9.1923e-05 |  | 0.00066275 |  | 0.0007948 |  | 0.11115 |  | 0.020596 |  | 0.032579
| 7.9635e-05 |  | 0.00010247 |  | 2.965e-06 |  | 2.3158e-06 |  | -0.0003646 |  | 0.0026221 |  | -4.1461e-05 |  | 0.00012213 |  | 1.397e-06 |  | 1.931e-06 |  | 9.1931e-05 |  | 0.00079401 |  | 0.00073216 |  | 0.1091 |  | 0.020732 |  | 0.032517
| 6.383e-05 |  | 0.00011361 |  | 8.7217e-07 |  | 2.263e-06 |  | 0.0001823 |  | 0.0026352 |  | -1.1758e-05 |  | 4.7355e-05 |  | 1.4846e-06 |  | 2.1846e-06 |  | 2.8539e-05 |  | 0.00069539 |  | 0.00084499 |  | 0.10684 |  | 0.020834 |  | 0.032443
| 6.383e-05 |  | 0.00011361 |  | 8.7225e-07 |  | 2.3071e-06 |  | 0.00025903 |  | 0.0025222 |  | -0.00022535 |  | -0.00011054 |  | 1.4979e-06 |  | 2.2866e-06 |  | 2.8539e-05 |  | 0.00060345 |  | 0.00071377 |  | 0.10443 |  | 0.020951 |  | 0.0324
| 5.1386e-05 |  | 5.7885e-05 |  | 1.9184e-06 |  | 2.3958e-06 |  | -8.1452e-05 |  | 0.0024498 |  | -0.00018997 |  | -0.00028912 |  | 1.4222e-06 |  | 2.1347e-06 |  | 8.5505e-05 |  | 0.00065109 |  | 0.0007681 |  | 0.10249 |  | 0.021075 |  | 0.032385
| 5.139e-05 |  | 5.789e-05 |  | 1.9183e-06 |  | 2.4342e-06 |  | -0.00024688 |  | 0.0024066 |  | -0.00029509 |  | -0.00020806 |  | 1.4388e-06 |  | 1.8677e-06 |  | 8.5512e-05 |  | 0.0006411 |  | 0.00088182 |  | 0.10084 |  | 0.021198 |  | 0.032329
| 5.0338e-05 |  | 4.8749e-05 |  | 1.9184e-06 |  | 2.3845e-06 |  | 3.492e-05 |  | 0.0026011 |  | -7.1161e-05 |  | -8.3495e-05 |  | 1.5314e-06 |  | 1.7531e-06 |  | 0.00010953 |  | 0.00061351 |  | 0.00083919 |  | 0.098236 |  | 0.021342 |  | 0.032202
| 5.0338e-05 |  | 4.8749e-05 |  | 1.9184e-06 |  | 2.2947e-06 |  | 0.00031418 |  | 0.0026813 |  | 0.00022215 |  | 0.00021559 |  | 1.4563e-06 |  | 1.7531e-06 |  | 0.00010953 |  | 0.00054414 |  | 0.00080492 |  | 0.095548 |  | 0.021496 |  | 0.03197
| 9.2973e-06 |  | 8.9627e-05 |  | 4.0114e-06 |  | 2.2548e-06 |  | 0.00014975 |  | 0.0025371 |  | -8.5881e-05 |  | 0.00038101 |  | 1.2879e-06 |  | 1.8679e-06 |  | 0.00011072 |  | 0.00057343 |  | 0.00075064 |  | 0.0931 |  | 0.021646 |  | 0.031748
| 9.2973e-06 |  | 8.9627e-05 |  | 4.0117e-06 |  | 2.227e-06 |  | -2.3273e-05 |  | 0.0025769 |  | -0.00015285 |  | 0.00013334 |  | 1.1927e-06 |  | 1.7095e-06 |  | 0.00011072 |  | 0.00058175 |  | 0.00084003 |  | 0.090585 |  | 0.021752 |  | 0.031649
| 0 |  | 0.00011892 |  | 1.9186e-06 |  | 2.239e-06 |  | -1.9394e-05 |  | 0.0025353 |  | -1.547e-05 |  | 0.0002642 |  | 1.2665e-06 |  | 1.4485e-06 |  | 0.00010076 |  | 0.00058015 |  | 0.00076406 |  | 0.08841 |  | 0.021841 |  | 0.031628
| 0 |  | 0.00011894 |  | 1.9186e-06 |  | 2.2363e-06 |  | 2.4283e-05 |  | 0.0023946 |  | -6.2635e-05 |  | 0.00044344 |  | 1.3019e-06 |  | 1.4609e-06 |  | 0.00010077 |  | 0.00060937 |  | 0.00066705 |  | 0.086188 |  | 0.021936 |  | 0.031645
| 5.3513e-05 |  | 4.8766e-05 |  | 8.7239e-07 |  | 2.2223e-06 |  | -4.6544e-05 |  | 0.0023231 |  | -0.00049443 |  | 5.8575e-05 |  | 1.2637e-06 |  | 1.7343e-06 |  | 8.437e-05 |  | 0.0006604 |  | 0.00074734 |  | 0.084092 |  | 0.022017 |  | 0.031625
| 5.3513e-05 |  | 5.7931e-05 |  | 8.7247e-07 |  | 2.1706e-06 |  | -3.8788e-06 |  | 0.0022364 |  | -0.00047958 |  | -0.00014331 |  | 1.1747e-06 |  | 1.9948e-06 |  | 8.437e-05 |  | 0.00054671 |  | 0.00067712 |  | 0.081918 |  | 0.022074 |  | 0.03153
| 9.3752e-05 |  | 4.7775e-05 |  | 2.9657e-06 |  | 2.132e-06 |  | 7.6898e-05 |  | 0.002253 |  | -6.2635e-05 |  | 0.00013913 |  | 1.1239e-06 |  | 1.9824e-06 |  | 4.0637e-05 |  | 0.00054002 |  | 0.00070387 |  | 0.080038 |  | 0.022113 |  | 0.031355
| 9.376e-05 |  | 3.8613e-05 |  | 2.9657e-06 |  | 2.0847e-06 |  | 0.00026375 |  | 0.0022198 |  | -0.00018998 |  | 0.00012212 |  | 1.0898e-06 |  | 1.8304e-06 |  | 4.0641e-05 |  | 0.00070889 |  | 0.00083177 |  | 0.07826 |  | 0.022155 |  | 0.031168
| 0.00014005 |  | 8.0282e-05 |  | 2.966e-06 |  | 2.0756e-06 |  | 0.00012547 |  | 0.0022133 |  | -0.00014787 |  | 7.2821e-05 |  | 1.1066e-06 |  | 1.6778e-06 |  | 0.00014826 |  | 0.00069722 |  | 0.00079838 |  | 0.076595 |  | 0.022227 |  | 0.031066
| 0.00014007 |  | 8.0289e-05 |  | 2.966e-06 |  | 2.1694e-06 |  | -2.3272e-05 |  | 0.0022071 |  | -1.9184e-05 |  | 9.2218e-05 |  | 1.0927e-06 |  | 1.6015e-06 |  | 0.00014827 |  | 0.00057935 |  | 0.00074404 |  | 0.074206 |  | 0.022306 |  | 0.031022
| 1.3514e-05 |  | 0.00012484 |  | 2.966e-06 |  | 2.2733e-06 |  | -3.4907e-05 |  | 0.002219 |  | 0.00018131 |  | 1.3707e-05 |  | 1.0621e-06 |  | 1.6778e-06 |  | 9.0259e-05 |  | 0.00058022 |  | 0.00078171 |  | 0.071856 |  | 0.022414 |  | 0.031013
| 1.3514e-05 |  | 0.00012484 |  | 2.966e-06 |  | 2.3465e-06 |  | -0.00020641 |  | 0.0022453 |  | -0.00012463 |  | -0.00013783 |  | 1.0614e-06 |  | 1.824e-06 |  | 9.0259e-05 |  | 0.00062282 |  | 0.00075491 |  | 0.070014 |  | 0.022566 |  | 0.030976
| 0 |  | 9.0267e-05 |  | 8.7261e-07 |  | 2.3161e-06 |  | -8.9209e-05 |  | 0.0021922 |  | -0.00029766 |  | -6.4795e-05 |  | 1.0907e-06 |  | 1.894e-06 |  | 9.1439e-05 |  | 0.00058105 |  | 0.00074492 |  | 0.06766 |  | 0.022772 |  | 0.030881
| 0 |  | 9.0275e-05 |  | 8.7261e-07 |  | 2.2835e-06 |  | -7.7576e-06 |  | 0.0021877 |  | 0.00014047 |  | -3.4892e-05 |  | 1.0427e-06 |  | 1.9318e-06 |  | 9.1447e-05 |  | 0.0005326 |  | 0.00080851 |  | 0.065934 |  | 0.023019 |  | 0.030752
| 2.4049e-05 |  | 5.5906e-05 |  | 1.9191e-06 |  | 2.2788e-06 |  | 4.0473e-05 |  | 0.0022639 |  | -0.00014012 |  | -0.0003173 |  | 9.6609e-07 |  | 1.8999e-06 |  | 8.9102e-05 |  | 0.00055012 |  | 0.0006471 |  | 0.06396 |  | 0.023259 |  | 0.030642
| 2.4051e-05 |  | 5.5911e-05 |  | 1.9191e-06 |  | 2.35e-06 |  | 1.9394e-05 |  | 0.002304 |  | -0.00026794 |  | -0.00046857 |  | 9.8001e-07 |  | 1.7922e-06 |  | 8.911e-05 |  | 0.00057775 |  | 0.00059279 |  | 0.061972 |  | 0.023474 |  | 0.030672
| 3.8799e-05 |  | 7.035e-05 |  | 6.1068e-06 |  | 2.5393e-06 |  | 2.4285e-05 |  | 0.0022324 |  | -7.426e-05 |  | -0.00013003 |  | 1.0803e-06 |  | 1.7669e-06 |  | 9.4386e-05 |  | 0.00063042 |  | 0.00068644 |  | 0.060484 |  | 0.023687 |  | 0.030698
| 3.8802e-05 |  | 7.0356e-05 |  | 8.0261e-06 |  | 2.0127e-06 |  | 0.0001086 |  | 0.0021793 |  | -0.00024939 |  | 0.00037636 |  | 8.0329e-07 |  | 1.3472e-06 |  | 9.4394e-05 |  | 0.0007458 |  | 0.00079095 |  | 0.058289 |  | 0.02388 |  | 0.030578
| 4.0385e-06 |  | 8.2089e-05 |  | 2.7919e-06 |  | 1.4654e-06 |  | -0.00019005 |  | 0.0021378 |  | -0.0004536 |  | 0.00012961 |  | 4.4898e-07 |  | 1.0998e-06 |  | 0 |  | 0.00054015 |  | 0.00071909 |  | 0.055465 |  | 0.024066 |  | 0.030327
| 4.0385e-06 |  | 8.2089e-05 |  | 8.7276e-07 |  | 8.5295e-07 |  | -0.00016593 |  | 0.0020798 |  | -0.0002331 |  | 0.00040052 |  | 7.5184e-08 |  | 6.6777e-07 |  | 0 |  | 0.00054433 |  | 0.00064551 |  | 0.054051 |  | 0.02418 |  | 0.030065
| 1.5629e-05 |  | 0.00010672 |  | 8.7276e-07 |  | 9.475e-07 |  | -0.00020557 |  | 0.0020372 |  | -0.00027909 |  | 0.0002941 |  | 6.0565e-08 |  | 5.914e-07 |  | 0 |  | 0.00053681 |  | 0.00063965 |  | 0.052503 |  | 0.024227 |  | 0.030022
| 1.5629e-05 |  | 0.00010672 |  | 1.7455e-06 |  | 1.0108e-06 |  | -7.7579e-05 |  | 0.002077 |  | -0.00028651 |  | -0.00033772 |  | 3.7592e-08 |  | 4.2625e-07 |  | 0 |  | 0.00054517 |  | 0.00067728 |  | 0.050191 |  | 0.024263 |  | 0.030023
| 7.4486e-05 |  | 9.7359e-05 |  | 8.7276e-07 |  | 1.0694e-06 |  | 0.00018618 |  | 0.0020539 |  | -0.00038807 |  | -0.00060987 |  | 4.0377e-08 |  | 3.4988e-07 |  | 0 |  | 0.00065307 |  | 0.00076847 |  | 0.048881 |  | 0.024359 |  | 0.029977
| 7.4479e-05 |  | 9.7351e-05 |  | 8.7283e-07 |  | 1.0648e-06 |  | 0.00020169 |  | 0.0021435 |  | -0.00039047 |  | -0.00022556 |  | 5.6393e-08 |  | 4.1976e-07 |  | 0 |  | 0.00052346 |  | 0.00070157 |  | 0.047909 |  | 0.024522 |  | 0.029848
| 3.3549e-05 |  | 9.5608e-05 |  | 1.7457e-06 |  | 9.5757e-07 |  | 0.00022665 |  | 0.0023004 |  | -0.0002486 |  | 0.00011183 |  | 4.8734e-08 |  | 4.3216e-07 |  | 0 |  | 0.0004273 |  | 0.00067398 |  | 0.046627 |  | 0.024698 |  | 0.029762
| 3.3549e-05 |  | 9.5608e-05 |  | 8.7283e-07 |  | 7.8909e-07 |  | 0.00012024 |  | 0.0021491 |  | -0.000112 |  | -0.00026668 |  | 2.576e-08 |  | 4.191e-07 |  | 3.3945e-05 |  | 0.00050928 |  | 0.00077688 |  | 0.045226 |  | 0.024802 |  | 0.02977
| 0 |  | 4.0687e-05 |  | 0 |  | 7.518e-07 |  | -0.00015902 |  | 0.0019528 |  | 4.0223e-05 |  | -0.00022929 |  | 5.5696e-09 |  | 3.6819e-07 |  | 3.9445e-05 |  | 0.00058538 |  | 0.00087639 |  | 0.043277 |  | 0.024831 |  | 0.029761
| 0 |  | 4.5784e-05 |  | 8.7291e-07 |  | 8.8173e-07 |  | -0.00018618 |  | 0.0019675 |  | -2.0017e-05 |  | 6.5015e-06 |  | 2.7851e-09 |  | 4.322e-07 |  | 5.4972e-06 |  | 0.00063806 |  | 0.00085966 |  | 0.041784 |  | 0.02486 |  | 0.029682
| 2.8284e-05 |  | 8.7229e-05 |  | 1.7458e-06 |  | 9.9694e-07 |  | 0 |  | 0.0019324 |  | -0.00026423 |  | -0.00022556 |  | 8.3552e-09 |  | 5.7256e-07 |  | 0 |  | 0.00062635 |  | 0.00085799 |  | 0.040983 |  | 0.024966 |  | 0.029535
| 2.8286e-05 |  | 8.2138e-05 |  | 8.7291e-07 |  | 9.7363e-07 |  | 0 |  | 0.0019643 |  | -0.00027572 |  | -0.0003563 |  | 1.671e-08 |  | 5.4057e-07 |  | 0 |  | 0.00059294 |  | 0.00068911 |  | 0.039874 |  | 0.025122 |  | 0.029387
| 3.8828e-05 |  | 5.6971e-05 |  | 0 |  | 8.2786e-07 |  | 0.00011248 |  | 0.0019578 |  | 7.7352e-05 |  | -0.00031528 |  | 1.6712e-08 |  | 3.8783e-07 |  | 0 |  | 0.00062221 |  | 0.00055112 |  | 0.038302 |  | 0.025217 |  | 0.029241
| 3.8832e-05 |  | 5.6976e-05 |  | 0 |  | 7.0531e-07 |  | 0.00019005 |  | 0.0018964 |  | 0.00041151 |  | -0.00026294 |  | 8.3559e-09 |  | 2.9904e-07 |  | 0 |  | 0.00053272 |  | 0.0007602 |  | 0.037242 |  | 0.025242 |  | 0.029107
| 6.9242e-05 |  | 9.8582e-05 |  | 8.7298e-07 |  | 7.1463e-07 |  | 3.6425e-05 |  | 0.0020145 |  | 0.00038291 |  | -2.8609e-05 |  | 0 |  | 4.1983e-07 |  | 0 |  | 0.00052523 |  | 0.00082046 |  | 0.036447 |  | 0.025303 |  | 0.029015
| 6.9242e-05 |  | 9.8582e-05 |  | 2.7929e-06 |  | 7.9855e-07 |  | -8.1452e-05 |  | 0.0019564 |  | -0.00013057 |  | -0.00010219 |  | 0 |  | 5.2168e-07 |  | 4.2221e-06 |  | 0.00057203 |  | 0.00068326 |  | 0.035033 |  | 0.025486 |  | 0.02894
| 6.7488e-05 |  | 4.681e-05 |  | 3.8401e-06 |  | 8.4058e-07 |  | -0.00019023 |  | 0.0018134 |  | -0.00051206 |  | -0.00019245 |  | 2.7855e-09 |  | 4.4533e-07 |  | 4.2225e-06 |  | 0.00051101 |  | 0.00056035 |  | 0.033423 |  | 0.025784 |  | 0.028858
| 7.2768e-05 |  | 4.681e-05 |  | 1.9199e-06 |  | 8.2386e-07 |  | -0.00038011 |  | 0.0019131 |  | -0.00042389 |  | 0.00028662 |  | 5.5706e-09 |  | 3.2385e-07 |  | 0 |  | 0.00052275 |  | 0.00069923 |  | 0.032228 |  | 0.026086 |  | 0.028764
| 3.885e-05 |  | 9.0383e-05 |  | 0 |  | 8.3133e-07 |  | -2.7152e-05 |  | 0.0018816 |  | -0.00020483 |  | 0.00020811 |  | 6.268e-09 |  | 2.7297e-07 |  | 0 |  | 0.00056955 |  | 0.00077362 |  | 0.031333 |  | 0.026327 |  | 0.028728
| 3.3572e-05 |  | 9.039e-05 |  | 0 |  | 8.5723e-07 |  | 0.00011737 |  | 0.0018853 |  | -0.00024085 |  | -0.00016125 |  | 4.8747e-09 |  | 3.18e-07 |  | 0 |  | 0.00059552 |  | 0.00064403 |  | 0.030579 |  | 0.02652 |  | 0.028732
| 7.8651e-05 |  | 9.8608e-05 |  | 0 |  | 8.2466e-07 |  | -0.00024435 |  | 0.0019035 |  | -2.6609e-05 |  | -6.854e-05 |  | 1.2536e-08 |  | 3.3696e-07 |  | 0 |  | 0.00054701 |  | 0.00063985 |  | 0.029428 |  | 0.026715 |  | 0.02869
| 7.8658e-05 |  | 9.8616e-05 |  | 0 |  | 7.6272e-07 |  | -0.00023474 |  | 0.0017534 |  | -7.0382e-05 |  | 0.00011573 |  | 2.0893e-08 |  | 3.239e-07 |  | 0 |  | 0.0006173 |  | 0.00065996 |  | 0.02866 |  | 0.026922 |  | 0.02854
| 2.1975e-05 |  | 0.00010919 |  | 0 |  | 7.4739e-07 |  | -0.00018618 |  | 0.0018656 |  | -0.00020483 |  | 0.00013707 |  | 1.95e-08 |  | 3.0497e-07 |  | 3.3011e-05 |  | 0.00056959 |  | 0.00066577 |  | 0.028184 |  | 0.027097 |  | 0.028368
| 2.1975e-05 |  | 0.00010919 |  | 0 |  | 7.6611e-07 |  | -0.00013964 |  | 0.0019878 |  | -0.0002234 |  | -0.00039005 |  | 9.751e-09 |  | 2.9258e-07 |  | 3.3011e-05 |  | 0.00049518 |  | 0.00076033 |  | 0.027126 |  | 0.027235 |  | 0.028199
| 0.0001139 |  | 6.3994e-05 |  | 8.7313e-07 |  | 7.5406e-07 |  | 3.6426e-05 |  | 0.0020443 |  | -0.00057405 |  | -0.00046553 |  | 8.3573e-09 |  | 3.0562e-07 |  | 2.0909e-05 |  | 0.00060981 |  | 0.00071186 |  | 0.026181 |  | 0.027405 |  | 0.028016
| 0.00011391 |  | 6.3999e-05 |  | 2.7936e-06 |  | 7.4946e-07 |  | 5.8179e-05 |  | 0.0020257 |  | -0.0003422 |  | -0.00010219 |  | 1.6716e-08 |  | 3.3111e-07 |  | 2.091e-05 |  | 0.00060726 |  | 0.00062232 |  | 0.025123 |  | 0.027657 |  | 0.027838
| 7.1632e-05 |  | 9.3944e-05 |  | 3.8411e-06 |  | 8.3346e-07 |  | 0.00020236 |  | 0.0017773 |  | -3.1641e-05 |  | 0.00016645 |  | 2.6469e-08 |  | 2.9261e-07 |  | 0 |  | 0.00051445 |  | 0.00063992 |  | 0.02402 |  | 0.027918 |  | 0.027697
| 7.1638e-05 |  | 9.3952e-05 |  | 1.9204e-06 |  | 9.0734e-07 |  | 0.00031417 |  | 0.0016876 |  | 0.00015161 |  | 0.00038757 |  | 2.786e-08 |  | 2.0964e-07 |  | 4.1697e-05 |  | 0.00054289 |  | 0.00061065 |  | 0.023544 |  | 0.028086 |  | 0.027618
| 1.354e-05 |  | 9.0429e-05 |  | 0 |  | 8.7477e-07 |  | 0.0003258 |  | 0.0017211 |  | 6.798e-06 |  | 0.00012586 |  | 2.229e-08 |  | 1.5871e-07 |  | 4.1697e-05 |  | 0.00061232 |  | 0.00058388 |  | 0.022726 |  | 0.028143 |  | 0.027545
| 1.3541e-05 |  | 9.0437e-05 |  | 8.7327e-07 |  | 7.6018e-07 |  | 0.00048973 |  | 0.0017547 |  | 8.4589e-05 |  | -9.1024e-06 |  | 1.5324e-08 |  | 1.2671e-07 |  | 1.0838e-05 |  | 0.00048018 |  | 0.00067008 |  | 0.021542 |  | 0.02818 |  | 0.02746
| 7.4587e-05 |  | 5.2956e-05 |  | 1.7467e-06 |  | 6.5897e-07 |  | 0.00035296 |  | 0.0018001 |  | 0.00027785 |  | -3.4892e-05 |  | 1.1146e-08 |  | 1.5873e-07 |  | 1.0839e-05 |  | 0.00051866 |  | 0.00070438 |  | 0.020977 |  | 0.028244 |  | 0.027355
| 7.4593e-05 |  | 5.296e-05 |  | 3.8417e-06 |  | 6.6957e-07 |  | 0 |  | 0.0017732 |  | -0.00013237 |  | 6.8922e-05 |  | 1.4628e-08 |  | 1.8419e-07 |  | 0 |  | 0.00077214 |  | 0.00072947 |  | 0.020625 |  | 0.028367 |  | 0.027201
| 6.8133e-05 |  | 7.1069e-05 |  | 2.9687e-06 |  | 6.9028e-07 |  | -0.00015903 |  | 0.0017162 |  | -3.7746e-05 |  | 0.00020438 |  | 1.4629e-08 |  | 2.3515e-07 |  | 0 |  | 0.00069768 |  | 0.00082651 |  | 0.019973 |  | 0.028524 |  | 0.027046
| 6.8133e-05 |  | 7.1069e-05 |  | 0 |  | 7.05e-07 |  | 8.1455e-05 |  | 0.0016199 |  | 0.00013305 |  | 0.0001969 |  | 1.1147e-08 |  | 2.5477e-07 |  | 0 |  | 0.00061155 |  | 0.00076967 |  | 0.019007 |  | 0.028714 |  | 0.02692
| 5.1544e-05 |  | 3.2596e-05 |  | 8.7335e-07 |  | 7.9955e-07 |  | 0.00014975 |  | 0.0015368 |  | 3.035e-05 |  | 0.00027569 |  | 2.5078e-08 |  | 1.9727e-07 |  | 0 |  | 0.00055634 |  | 0.00072533 |  | 0.018097 |  | 0.028915 |  | 0.026853
| 5.1544e-05 |  | 3.2596e-05 |  | 2.7943e-06 |  | 9.7287e-07 |  | -6.9816e-05 |  | 0.0016466 |  | 0.00010706 |  | 9.5957e-05 |  | 4.18e-08 |  | 1.3326e-07 |  | 0 |  | 0.00039488 |  | 0.00067346 |  | 0.017627 |  | 0.029123 |  | 0.026819
| 0 |  | 0.0001222 |  | 2.7943e-06 |  | 1.0688e-06 |  | -0.00018213 |  | 0.0017267 |  | 0.00017757 |  | -7.9322e-05 |  | 5.3644e-08 |  | 1.3326e-07 |  | 0 |  | 0.00051869 |  | 0.00066761 |  | 0.017149 |  | 0.02936 |  | 0.026736
| 0 |  | 0.0001222 |  | 1.7468e-06 |  | 1.0362e-06 |  | -0.00017842 |  | 0.0016168 |  | -7.8589e-05 |  | 0.00018195 |  | 4.8767e-08 |  | 1.6527e-07 |  | 1.8562e-05 |  | 0.00062665 |  | 0.00077808 |  | 0.016731 |  | 0.029612 |  | 0.026591
| 2.1993e-05 |  | 5.0941e-05 |  | 1.747e-06 |  | 9.2097e-07 |  | 3.6425e-05 |  | 0.0016058 |  | -0.00017499 |  | 0.00015475 |  | 7.9427e-08 |  | 1.2739e-07 |  | 1.8563e-05 |  | 0.00068438 |  | 0.00078394 |  | 0.01596 |  | 0.029839 |  | 0.026439
| 2.1993e-05 |  | 5.0941e-05 |  | 1.747e-06 |  | 8.1102e-07 |  | 7.3694e-05 |  | 0.0016122 |  | -0.000138 |  | -9.471e-05 |  | 1.1496e-07 |  | 6.3371e-08 |  | 0 |  | 0.00063585 |  | 0.00083498 |  | 0.015174 |  | 0.030006 |  | 0.026371
| 5.3673e-05 |  | 3.6684e-05 |  | 2.7945e-06 |  | 7.8369e-07 |  | -9.6967e-05 |  | 0.0016107 |  | -7.8591e-05 |  | -0.0001134 |  | 2.982e-07 |  | 5.0305e-08 |  | 2.203e-05 |  | 0.00049449 |  | 0.00074132 |  | 0.014576 |  | 0.030142 |  | 0.026335
| 5.3673e-05 |  | 3.6684e-05 |  | 1.921e-06 |  | 8.3501e-07 |  | -0.00025498 |  | 0.0017106 |  | 0.00010396 |  | -0.00027828 |  | 4.4591e-07 |  | 1.078e-07 |  | 2.203e-05 |  | 0.00058234 |  | 0.0006225 |  | 0.014044 |  | 0.030312 |  | 0.026233
| 1.1439e-05 |  | 9.8725e-05 |  | 0 |  | 9.2505e-07 |  | -0.00019781 |  | 0.0016454 |  | -6.3739e-05 |  | -0.00030781 |  | 1.7894e-06 |  | 1.2741e-07 |  | 0 |  | 0.00059406 |  | 0.00064761 |  | 0.013747 |  | 0.030498 |  | 0.026044
| 1.144e-05 |  | 9.8734e-05 |  | 0 |  | 9.9161e-07 |  | 4.8568e-05 |  | 0.0016056 |  | -0.00014012 |  | -0.00022367 |  | 2.9848e-06 |  | 1.4046e-07 |  | 0 |  | 0.00048445 |  | 0.00067856 |  | 0.013215 |  | 0.030666 |  | 0.025813
| 5.6851e-05 |  | 0.00011696 |  | 0 |  | 1.0271e-06 |  | 8.1452e-05 |  | 0.0016322 |  | -0.00015285 |  | -0.00025173 |  | 3.7734e-06 |  | 1.4637e-07 |  | 0 |  | 0.00058991 |  | 0.00070036 |  | 0.012651 |  | 0.030827 |  | 0.025615
| 5.6855e-05 |  | 0.00011697 |  | 0 |  | 1.0537e-06 |  | -0.00016189 |  | 0.0015688 |  | -0.00014012 |  | -0.00011443 |  | 3.3655e-06 |  | 1.2675e-07 |  | 0 |  | 0.00070701 |  | 0.00066183 |  | 0.012225 |  | 0.03098 |  | 0.025502
| 8.7582e-05 |  | 3.7713e-05 |  | 0 |  | 1.0318e-06 |  | -0.00024048 |  | 0.0015159 |  | -0.00028651 |  | 4.7355e-05 |  | 9.7044e-06 |  | 1.7773e-07 |  | 0 |  | 0.00046944 |  | 0.00062509 |  | 0.01186 |  | 0.031167 |  | 0.025537
| 8.759e-05 |  | 3.7716e-05 |  | 0 |  | 9.5979e-07 |  | -6.5938e-05 |  | 0.0014896 |  | -0.00038305 |  | 3.614e-05 |  | 1.6479e-05 |  | 2.2281e-07 |  | 0 |  | 0.0004008 |  | 0.00060915 |  | 0.010903 |  | 0.031359 |  | 0.025642
| 4.9466e-05 |  | 6.4076e-05 |  | 8.7364e-07 |  | 8.7781e-07 |  | 0.00031164 |  | 0.0015108 |  | -3.9389e-05 |  | 0.00027178 |  | 3.4892e-05 |  | 2.483e-07 |  | 0 |  | 0.00058576 |  | 0.00066526 |  | 0.010618 |  | 0.031597 |  | 0.025719
| 4.9471e-05 |  | 6.4081e-05 |  | 1.7473e-06 |  | 7.9916e-07 |  | 0.00037623 |  | 0.0014492 |  | -0.00011572 |  | 0.00016326 |  | 5.423e-05 |  | 1.7773e-07 |  | 1.4161e-05 |  | 0.00065267 |  | 0.00077734 |  | 0.010431 |  | 0.031858 |  | 0.025707
| 6.1627e-06 |  | 5.6073e-05 |  | 8.7371e-07 |  | 7.6723e-07 |  | 4.0474e-06 |  | 0.0014728 |  | -0.00010913 |  | -5.2015e-06 |  | 9.3157e-05 |  | 6.9921e-08 |  | 1.4162e-05 |  | 0.00068956 |  | 0.000754 |  | 0.0092319 |  | 0.032094 |  | 0.025614
| 6.1632e-06 |  | 5.6078e-05 |  | 0 |  | 8.2922e-07 |  | -0.0001629 |  | 0.0016011 |  | -4.8887e-05 |  | -3.4893e-05 |  | 0.00011695 |  | 5.7505e-08 |  | 3.1267e-06 |  | 0.00066609 |  | 0.000723 |  | 0.0088579 |  | 0.032269 |  | 0.025423
| 6.762e-05 |  | 7.35e-05 |  | 0 |  | 9.1454e-07 |  | -0.00020642 |  | 0.0015447 |  | -0.00027184 |  | -0.00017295 |  | 0.00014313 |  | 5.0971e-08 |  | 3.1267e-06 |  | 0.00054646 |  | 0.00069877 |  | 0.0087187 |  | 0.032416 |  | 0.025169
| 6.762e-05 |  | 7.35e-05 |  | 8.7379e-07 |  | 9.2395e-07 |  | -0.00021333 |  | 0.0014212 |  | -0.00018626 |  | -0.0002106 |  | 0.00016843 |  | 5.0975e-08 |  | 1.306e-05 |  | 0.00043265 |  | 0.00069961 |  | 0.0084543 |  | 0.032537 |  | 0.024981
| 8.2334e-05 |  | 1.8356e-05 |  | 8.7379e-07 |  | 9.1395e-07 |  | -1.1635e-05 |  | 0.0014132 |  | -8.9728e-05 |  | -0.00030033 |  | 0.00020473 |  | 3.7904e-08 |  | 1.3062e-05 |  | 0.00051968 |  | 0.00075568 |  | 0.0088606 |  | 0.032626 |  | 0.024857
| 8.2334e-05 |  | 1.8356e-05 |  | 0 |  | 8.9329e-07 |  | 0.00034401 |  | 0.0013315 |  | -7.4258e-05 |  | -0.00016124 |  | 0.00027674 |  | 2.4834e-08 |  | 0 |  | 0.00058499 |  | 0.00065027 |  | 0.0089825 |  | 0.032706 |  | 0.024809
| 3.8921e-05 |  | 6.4103e-05 |  | 0 |  | 8.8462e-07 |  | 0.00017841 |  | 0.0013444 |  | -8.6016e-05 |  | -1.247e-06 |  | 0.00033805 |  | 1.1437e-07 |  | 4.0786e-05 |  | 0.00059249 |  | 0.0006904 |  | 0.008807 |  | 0.03282 |  | 0.024707
| 3.8928e-05 |  | 6.4114e-05 |  | 8.7386e-07 |  | 8.9936e-07 |  | -0.00029546 |  | 0.0013999 |  | -0.00014012 |  | -0.00016905 |  | 0.00036664 |  | 1.9085e-07 |  | 4.0793e-05 |  | 0.00063102 |  | 0.00075907 |  | 0.0082736 |  | 0.033017 |  | 0.024546
| 2.2018e-05 |  | 8.4701e-05 |  | 1.7477e-06 |  | 8.9869e-07 |  | -0.00010473 |  | 0.0013782 |  | -0.00013428 |  | -0.00014705 |  | 0.00035831 |  | 1.7777e-07 |  | 0 |  | 0.00067207 |  | 0.00066035 |  | 0.0073835 |  | 0.033227 |  | 0.024384
| 2.202e-05 |  | 8.4708e-05 |  | 1.7477e-06 |  | 9.1403e-07 |  | 6.8804e-05 |  | 0.0014753 |  | -0.00010525 |  | -3.641e-05 |  | 0.00035474 |  | 8.8887e-08 |  | 3.1281e-06 |  | 0.00062516 |  | 0.0006327 |  | 0.0063469 |  | 0.033402 |  | 0.024266
| 4.0516e-06 |  | 0 |  | 1.7477e-06 |  | 9.5136e-07 |  | -0.00020945 |  | 0.0013618 |  | -0.00016399 |  | -0.00012088 |  | 0.00039283 |  | 0 |  | 3.1281e-06 |  | 0.00054737 |  | 0.00074572 |  | 0.0053238 |  | 0.033527 |  | 0.024205
| 4.0519e-06 |  | 0 |  | 1.7479e-06 |  | 9.7144e-07 |  | -4.6539e-05 |  | 0.0012384 |  | -0.00013057 |  | 0.00012213 |  | 0.00042918 |  | 0 |  | 3.515e-05 |  | 0.00045446 |  | 0.00071476 |  | 0.0058357 |  | 0.033609 |  | 0.02412
| 8.8064e-07 |  | 3.4684e-05 |  | 8.7393e-07 |  | 9.2477e-07 |  | 2.0244e-05 |  | 0.001349 |  | -0.00022148 |  | 2.211e-05 |  | 0.0004643 |  | 3.7911e-08 |  | 7.2642e-05 |  | 0.00038667 |  | 0.00063441 |  | 0.0056143 |  | 0.033699 |  | 0.024015
| 8.8079e-07 |  | 3.469e-05 |  | 8.7393e-07 |  | 8.361e-07 |  | -0.00012024 |  | 0.0014075 |  | -0.00012686 |  | -0.00038258 |  | 0.00049644 |  | 8.2358e-08 |  | 3.7498e-05 |  | 0.00056246 |  | 0.00079013 |  | 0.0044384 |  | 0.033849 |  | 0.023908
| 2.3082e-05 |  | 8.2376e-05 |  | 2.7962e-06 |  | 7.5882e-07 |  | -0.00012547 |  | 0.0012439 |  | -0.00010913 |  | -0.00043042 |  | 0.00052922 |  | 8.8902e-08 |  | 0 |  | 0.00058255 |  | 0.00078092 |  | 0.0041719 |  | 0.034042 |  | 0.023816
| 2.3082e-05 |  | 8.2376e-05 |  | 2.7959e-06 |  | 7.8342e-07 |  | -0.00011248 |  | 0.0011521 |  | -0.00014542 |  | -0.00033772 |  | 0.0005643 |  | 5.6866e-08 |  | 0 |  | 0.00049132 |  | 0.00068383 |  | 0.0042961 |  | 0.034283 |  | 0.023742
| 0 |  | 3.5716e-05 |  | 8.7401e-07 |  | 8.335e-07 |  | 3.6426e-05 |  | 0.0013588 |  | -2.3892e-05 |  | 4.9414e-05 |  | 0.00060363 |  | 1.8957e-08 |  | 4.412e-06 |  | 0.00053903 |  | 0.0007148 |  | 0.0048144 |  | 0.034546 |  | 0.023684
| 0 |  | 3.5716e-05 |  | 8.7408e-07 |  | 8.3357e-07 |  | -0.00012024 |  | 0.0014389 |  | 8.4783e-05 |  | -2.7416e-05 |  | 0.00064476 |  | 1.3075e-08 |  | 6.4371e-06 |  | 0.00057673 |  | 0.00074916 |  | 0.0049738 |  | 0.034796 |  | 0.023556
| 2.4144e-05 |  | 7.5328e-05 |  | 1.748e-06 |  | 8.3016e-07 |  | -0.00021046 |  | 0.0013406 |  | 6.9097e-05 |  | -0.00026267 |  | 0.0006965 |  | 1.8957e-08 |  | 2.0251e-06 |  | 0.00059179 |  | 0.00079352 |  | 0.0048751 |  | 0.034988 |  | 0.023341
| 2.4146e-05 |  | 7.5334e-05 |  | 8.7408e-07 |  | 8.1623e-07 |  | 0.00017066 |  | 0.0012754 |  | -7.1164e-05 |  | -0.00024425 |  | 0.00074181 |  | 2.4842e-08 |  | 0 |  | 0.00062528 |  | 0.00089313 |  | 0.0043419 |  | 0.035114 |  | 0.023086
| 2.7321e-05 |  | 9.2999e-05 |  | 8.7408e-07 |  | 8.9825e-07 |  | 4.6555e-05 |  | 0.0012673 |  | 6.9926e-05 |  | -0.00014705 |  | 0.0007805 |  | 2.4842e-08 |  | 1.1032e-06 |  | 0.00055329 |  | 0.00080775 |  | 0.0044809 |  | 0.035241 |  | 0.022882
| 2.7323e-05 |  | 9.3007e-05 |  | 1.7482e-06 |  | 9.636e-07 |  | -0.00012546 |  | 0.0011855 |  | -4.7137e-05 |  | 1.0402e-05 |  | 0.0008198 |  | 1.2421e-08 |  | 1.1033e-06 |  | 0.00061443 |  | 0.00059769 |  | 0.004404 |  | 0.035414 |  | 0.0228
| 3.7899e-05 |  | 6.534e-05 |  | 8.7415e-07 |  | 9.2501e-07 |  | 2.7152e-05 |  | 0.0011237 |  | -0.00031621 |  | 2.8662e-05 |  | 0.00087643 |  | 0 |  | 0 |  | 0.0006881 |  | 0.00064457 |  | 0.0038539 |  | 0.035646 |  | 0.022833
| 3.7902e-05 |  | 6.5346e-05 |  | 8.7415e-07 |  | 8.2297e-07 |  | -4.0473e-05 |  | 0.0011338 |  | -0.00045781 |  | -0.00016124 |  | 0.00094133 |  | 0 |  | 0 |  | 0.00061359 |  | 0.00065796 |  | 0.0037547 |  | 0.035922 |  | 0.022916
| 5.4831e-05 |  | 0.00010185 |  | 2.7966e-06 |  | 7.7495e-07 |  | 7.3694e-05 |  | 0.0011822 |  | -9.3441e-05 |  | 5.1096e-05 |  | 0.00099253 |  | 1.2422e-08 |  | 0 |  | 0.00054917 |  | 0.00092924 |  | 0.0033623 |  | 0.036169 |  | 0.022949
| 5.4831e-05 |  | 0.00010185 |  | 1.9225e-06 |  | 8.323e-07 |  | 4.0472e-05 |  | 0.0011857 |  | 0.00014658 |  | 0.00032249 |  | 0.0010336 |  | 2.4844e-08 |  | 5.1752e-05 |  | 0.00047045 |  | 0.00083459 |  | 0.00299 |  | 0.036349 |  | 0.022898
| 1.8866e-05 |  | 5.4112e-05 |  | 0 |  | 9.1441e-07 |  | -0.00029865 |  | 0.001124 |  | -0.00021226 |  | 7.7264e-05 |  | 0.0010825 |  | 2.4846e-08 |  | 5.1757e-05 |  | 0.00060275 |  | 0.00049308 |  | 0.002656 |  | 0.036515 |  | 0.022786
| 1.8866e-05 |  | 5.4112e-05 |  | 0 |  | 9.8244e-07 |  | 0 |  | 0.0010439 |  | -0.00028347 |  | -7.5422e-05 |  | 0.0011397 |  | 1.2423e-08 |  | 4.5126e-05 |  | 0.00065553 |  | 0.0006212 |  | 0.002438 |  | 0.036727 |  | 0.022625
| 6.2423e-05 |  | 9.0102e-05 |  | 0 |  | 1.0218e-06 |  | 7.7576e-05 |  | 0.00099053 |  | -8.6016e-05 |  | 8.474e-05 |  | 0.0011963 |  | 0 |  | 7.8249e-05 |  | 0.00051317 |  | 0.00069567 |  | 0.0020992 |  | 0.037028 |  | 0.022466
| 6.2423e-05 |  | 9.0102e-05 |  | 1.9226e-06 |  | 1.0471e-06 |  | -0.00015126 |  | 0.0010588 |  | -8.6016e-05 |  | 0.0002455 |  | 0.0012445 |  | 0 |  | 5.2826e-05 |  | 0.00049813 |  | 0.00068985 |  | 0.0017618 |  | 0.03734 |  | 0.022324
| 5.2729e-05 |  | 2.2466e-05 |  | 2.7971e-06 |  | 9.7385e-07 |  | -4.452e-05 |  | 0.0011725 |  | -0.00014787 |  | 6.1117e-05 |  | 0.001303 |  | 3.7927e-08 |  | 1.9711e-05 |  | 0.00056176 |  | 0.0006279 |  | 0.0018307 |  | 0.037597 |  | 0.022268
| 5.2734e-05 |  | 2.2468e-05 |  | 8.743e-07 |  | 8.5446e-07 |  | 4.2665e-05 |  | 0.0011579 |  | -0.0003682 |  | -0.00033398 |  | 0.0013655 |  | 7.5853e-08 |  | 0 |  | 0.00053999 |  | 0.00068985 |  | 0.0018728 |  | 0.037752 |  | 0.022276
| 3.7922e-05 |  | 2.1448e-05 |  | 8.743e-07 |  | 7.7241e-07 |  | -0.00021047 |  | 0.0012334 |  | -0.00039971 |  | -0.00023927 |  | 0.0014149 |  | 7.5853e-08 |  | 1.104e-05 |  | 0.00048809 |  | 0.00063711 |  | 0.0014011 |  | 0.03785 |  | 0.022257
| 3.7925e-05 |  | 2.145e-05 |  | 1.7486e-06 |  | 7.3439e-07 |  | -0.00069817 |  | 0.0013554 |  | -0.00018255 |  | -0.00010592 |  | 0.0014387 |  | 3.7927e-08 |  | 1.1041e-05 |  | 0.00052077 |  | 0.00057519 |  | 0.0010589 |  | 0.037952 |  | 0.022153
| 8.8176e-07 |  | 5.3114e-05 |  | 1.7487e-06 |  | 7.578e-07 |  | -0.00019023 |  | 0.0012335 |  | -0.0002331 |  | -0.00011053 |  | 0.0014615 |  | 0 |  | 0 |  | 0.00053835 |  | 0.00069492 |  | 0.0009851 |  | 0.038066 |  | 0.021954
| 8.8184e-07 |  | 5.3118e-05 |  | 2.7973e-06 |  | 8.2985e-07 |  | -0.00011248 |  | 0.0012047 |  | -0.0004276 |  | -0.00028538 |  | 0.0015157 |  | 0 |  | 0 |  | 0.00052244 |  | 0.00071417 |  | 0.00092463 |  | 0.03822 |  | 0.02177
| 5.8044e-05 |  | 7.0698e-05 |  | 2.7973e-06 |  | 9.1857e-07 |  | -0.0002995 |  | 0.0011329 |  | -0.00056629 |  | -0.00029779 |  | 0.0015943 |  | 0 |  | 0 |  | 0.00055597 |  | 0.00066398 |  | 0.00078036 |  | 0.038414 |  | 0.021606
| 8.349e-05 |  | 7.0698e-05 |  | 1.7489e-06 |  | 9.7268e-07 |  | 0.00022496 |  | 0.0010628 |  | -0.00035334 |  | 0.00020812 |  | 0.0016635 |  | 0 |  | 1.6402e-05 |  | 0.00053336 |  | 0.00072761 |  | 0.00054713 |  | 0.038615 |  | 0.021477
| 6.4442e-05 |  | 6.7169e-05 |  | 8.7437e-07 |  | 9.4458e-07 |  | -0.00015785 |  | 0.0011513 |  | -0.00032609 |  | -7.5412e-05 |  | 0.0017247 |  | 0 |  | 1.6404e-05 |  | 0.00048061 |  | 0.00066565 |  | 0.00030627 |  | 0.038781 |  | 0.021399
| 3.8994e-05 |  | 6.7169e-05 |  | 0 |  | 9.6935e-07 |  | -0.00053138 |  | 0.0010947 |  | -0.00023082 |  | -7.227e-05 |  | 0.0018005 |  | 0 |  | 3.1331e-06 |  | 0.00057271 |  | 0.00076362 |  | 0.00029622 |  | 0.038925 |  | 0.021367
| 9.6056e-05 |  | 7.3662e-05 |  | 1.9233e-06 |  | 9.6743e-07 |  | -0.00034807 |  | 0.0010065 |  | -1.2269e-05 |  | 0.00024057 |  | 0.0018781 |  | 0 |  | 3.1336e-06 |  | 0.00064392 |  | 0.00090685 |  | 0.00032561 |  | 0.039108 |  | 0.021349
| 9.6048e-05 |  | 7.3656e-05 |  | 2.7976e-06 |  | 8.6928e-07 |  | -0.000256 |  | 0.0010848 |  | -7.4876e-05 |  | 0.00026046 |  | 0.0019345 |  | 0 |  | 1.6405e-05 |  | 0.00065393 |  | 0.00073934 |  | 3.1607e-05 |  | 0.039356 |  | 0.021252
| 0 |  | 9.6064e-05 |  | 3.8472e-06 |  | 7.3591e-07 |  | -0.00020557 |  | 0.0010879 |  | -4.5173e-05 |  | 0.00017821 |  | 0.0020097 |  | 0 |  | 1.6408e-05 |  | 0.00062634 |  | 0.00063471 |  | 2.2381e-06 |  | 0.039631 |  | 0.021113
| 0 |  | 9.6064e-05 |  | 2.9727e-06 |  | 7.4592e-07 |  | -0.00010928 |  | 0.0010096 |  | -4.3263e-05 |  | 6.5016e-06 |  | 0.0020991 |  | 0 |  | 2.0833e-05 |  | 0.00055938 |  | 0.00067578 |  | 0 |  | 0.039892 |  | 0.020966
| 2.6299e-05 |  | 2.9639e-05 |  | 8.7452e-07 |  | 8.8069e-07 |  | -7.3694e-05 |  | 0.0010032 |  | -0.00032364 |  | -9.471e-05 |  | 0.0021979 |  | 0 |  | 2.0835e-05 |  | 0.00060289 |  | 0.00080051 |  | 0 |  | 0.040114 |  | 0.020847
| 2.6301e-05 |  | 2.9641e-05 |  | 8.7459e-07 |  | 9.148e-07 |  | 1.2142e-05 |  | 0.0010433 |  | -0.00022536 |  | 0.00017035 |  | 0.0022958 |  | 0 |  | 9.7729e-06 |  | 0.00063977 |  | 0.00071681 |  | 0 |  | 0.040293 |  | 0.020763
| 5.8945e-05 |  | 3.8841e-05 |  | 0 |  | 8.3873e-07 |  | -1.5515e-05 |  | 0.00099322 |  | -5.26e-05 |  | -4.2363e-05 |  | 0.0023977 |  | 0 |  | 9.7729e-06 |  | 0.00060628 |  | 0.00062303 |  | 0 |  | 0.040434 |  | 0.020686
| 5.895e-05 |  | 3.8844e-05 |  | 8.7459e-07 |  | 8.0937e-07 |  | -4.452e-05 |  | 0.0009432 |  | -8.9755e-05 |  | -0.00024706 |  | 0.0025311 |  | 0 |  | 2.3051e-05 |  | 0.00044131 |  | 0.00078967 |  | 0 |  | 0.040595 |  | 0.020609
| 7.7231e-05 |  | 3.9869e-05 |  | 8.7459e-07 |  | 9.3348e-07 |  | -4.2665e-05 |  | 0.0009533 |  | -0.00020112 |  | 0.00012213 |  | 0.0026306 |  | 0 |  | 2.3053e-05 |  | 0.00041538 |  | 0.00079976 |  | 0 |  | 0.040855 |  | 0.020535
| 7.7231e-05 |  | 3.9869e-05 |  | 8.7467e-07 |  | 9.7693e-07 |  | 0.0001376 |  | 0.00086251 |  | -0.00031447 |  | -9.8828e-05 |  | 0.0027214 |  | 0 |  | 1.1988e-05 |  | 0.0004606 |  | 0.00072774 |  | 0 |  | 0.04121 |  | 0.020476
| 4.4317e-05 |  | 8.1954e-05 |  | 1.7493e-06 |  | 9.102e-07 |  | 3.1021e-05 |  | 0.00083605 |  | -0.00028651 |  | -0.00024799 |  | 0.0027762 |  | 0 |  | 1.1989e-05 |  | 0.00038606 |  | 0.00068168 |  | 0 |  | 0.041629 |  | 0.020389
| 4.4321e-05 |  | 8.1961e-05 |  | 2.7983e-06 |  | 8.8551e-07 |  | -5.2615e-05 |  | 0.00097528 |  | -0.0002331 |  | 0.00016645 |  | 0.0028239 |  | 0 |  | 3.4124e-05 |  | 0.00034503 |  | 0.00061218 |  | 0 |  | 0.04206 |  | 0.020287
| 5.3856e-05 |  | 6.663e-05 |  | 1.9236e-06 |  | 9.9962e-07 |  | 0.00025599 |  | 0.0010584 |  | -0.00012686 |  | 8.474e-05 |  | 0.0028501 |  | 0 |  | 3.4124e-05 |  | 0.00043966 |  | 0.00081316 |  | 0 |  | 0.042426 |  | 0.020194
| 5.386e-05 |  | 6.6636e-05 |  | 1.9238e-06 |  | 1.1172e-06 |  | -0.00022261 |  | 0.0010603 |  | -0.00042683 |  | -0.00037191 |  | 0.0028849 |  | 0 |  | 0 |  | 0.00055526 |  | 0.00082494 |  | 0 |  | 0.042683 |  | 0.020123
| 7.3129e-05 |  | 4.9086e-05 |  | 1.9238e-06 |  | 1.1479e-06 |  | -0.00027151 |  | 0.0010875 |  | -0.00020483 |  | -0.00012088 |  | 0.0028986 |  | 0 |  | 0 |  | 0.00056866 |  | 0.00063315 |  | 0 |  | 0.042842 |  | 0.020009
| 7.3129e-05 |  | 4.9086e-05 |  | 0 |  | 1.1058e-06 |  | 0.00012547 |  | 0.0010775 |  | -0.00028348 |  | 0.00011183 |  | 0.0029123 |  | 0 |  | 0 |  | 0.00075547 |  | 0.00072113 |  | 0 |  | 0.042985 |  | 0.019864
| 3.0556e-05 |  | 9.7317e-05 |  | 0 |  | 1.0544e-06 |  | -0.00010084 |  | 0.00099735 |  | -0.00074693 |  | 0.00023428 |  | 0.0028843 |  | 0 |  | 0 |  | 0.00074956 |  | 0.00088189 |  | 0 |  | 0.043154 |  | 0.019754
| 3.0558e-05 |  | 9.7325e-05 |  | 8.7482e-07 |  | 9.7376e-07 |  | -0.00013356 |  | 0.00081812 |  | -0.00039971 |  | 0.00029128 |  | 0.002875 |  | 0 |  | 8.672e-06 |  | 0.00058628 |  | 0.00087021 |  | 0 |  | 0.043347 |  | 0.019689
| 0 |  | 8.3759e-05 |  | 8.7482e-07 |  | 8.9033e-07 |  | -0.00013575 |  | 0.00073731 |  | -6.7451e-05 |  | 2.4924e-05 |  | 0.0028589 |  | 0 |  | 1.3094e-05 |  | 0.00057623 |  | 0.00079735 |  | 0 |  | 0.043556 |  | 0.01965
| 0 |  | 8.3766e-05 |  | 0 |  | 8.5963e-07 |  | -0.00019831 |  | 0.00084297 |  | -2.3892e-05 |  | -7.152e-05 |  | 0.0028809 |  | 0 |  | 4.4225e-06 |  | 0.00055111 |  | 0.00075463 |  | 0 |  | 0.043773 |  | 0.019631
| 3.3744e-05 |  | 5.7287e-05 |  | 8.7482e-07 |  | 8.8299e-07 |  | 2.715e-05 |  | 0.0009038 |  | -2.2896e-05 |  | -4.9843e-06 |  | 0.0028887 |  | 0 |  | 1.7693e-05 |  | 0.0006282 |  | 0.00073039 |  | 0 |  | 0.044036 |  | 0.019615
| 3.3746e-05 |  | 5.7292e-05 |  | 8.7489e-07 |  | 9.6983e-07 |  | 1.6189e-05 |  | 0.00098117 |  | -0.00013237 |  | -0.00026267 |  | 0.0029199 |  | 0 |  | 1.7694e-05 |  | 0.00061644 |  | 0.00064491 |  | 0 |  | 0.044334 |  | 0.019564
| 0 |  | 5.4222e-05 |  | 0 |  | 1.1033e-06 |  | 7.3695e-05 |  | 0.0010296 |  | -0.00012686 |  | -0.00029659 |  | 0.00297 |  | 0 |  | 0 |  | 0.00052437 |  | 0.00065085 |  | 0 |  | 0.044647 |  | 0.019479
| 0 |  | 5.4222e-05 |  | 8.7489e-07 |  | 1.2188e-06 |  | -0.00011333 |  | 0.00091214 |  | -0.00032997 |  | -0.00013784 |  | 0.0030206 |  | 0 |  | 1.4211e-05 |  | 0.00046738 |  | 0.00075468 |  | 0 |  | 0.044931 |  | 0.019436
| 0.00011743 |  | 0.00012274 |  | 1.7499e-06 |  | 1.1969e-06 |  | -0.00028314 |  | 0.00093059 |  | -0.00021226 |  | -0.0002106 |  | 0.0030793 |  | 0 |  | 1.4214e-05 |  | 0.00047324 |  | 0.00099172 |  | 0 |  | 0.045145 |  | 0.019424
| 0.00011743 |  | 0.00012274 |  | 8.7489e-07 |  | 1.0586e-06 |  | -0.00027151 |  | 0.0010893 |  | -3.4034e-05 |  | 6.6042e-05 |  | 0.0030903 |  | 0 |  | 2.6397e-05 |  | 0.00063243 |  | 0.0010956 |  | 0 |  | 0.045286 |  | 0.019347
| 0 |  | 0.00010741 |  | 8.7496e-07 |  | 8.7513e-07 |  | 5.2615e-05 |  | 0.001044 |  | 0.00010784 |  | 0.00028347 |  | 0.003118 |  | 0 |  | 2.6399e-05 |  | 0.00070028 |  | 0.00080414 |  | 0 |  | 0.0454 |  | 0.01922
| 0 |  | 0.00010741 |  | 1.7501e-06 |  | 7.8508e-07 |  | 0.00020169 |  | 0.00089526 |  | 0.00016646 |  | 3.24e-05 |  | 0.003104 |  | 0 |  | 0 |  | 0.00063494 |  | 0.00068939 |  | 0 |  | 0.045532 |  | 0.019087
| 6.4337e-05 |  | 2.047e-05 |  | 1.7499e-06 |  | 8.2373e-07 |  | -0.00016594 |  | 0.00086885 |  | -0.00023698 |  | -0.00017295 |  | 0.003121 |  | 0 |  | 0 |  | 0.00055456 |  | 0.00072629 |  | 0 |  | 0.045707 |  | 0.019004
| 6.4337e-05 |  | 2.047e-05 |  | 8.7504e-07 |  | 9.4797e-07 |  | 8.5337e-05 |  | 0.00090249 |  | -5.2591e-05 |  | 8.1007e-05 |  | 0.003067 |  | 0 |  | 2.308e-05 |  | 0.00057634 |  | 0.00072629 |  | 0 |  | 0.045918 |  | 0.018977
| 5.8153e-05 |  | 6.4337e-05 |  | 8.7504e-07 |  | 1.0928e-06 |  | -2.4281e-05 |  | 0.00096801 |  | 0.00015821 |  | 6.8925e-05 |  | 0.0029931 |  | 0 |  | 2.308e-05 |  | 0.00058636 |  | 0.0006006 |  | 0 |  | 0.046159 |  | 0.018942
| 5.8158e-05 |  | 6.4343e-05 |  | 1.7501e-06 |  | 1.1129e-06 |  | -0.00027927 |  | 0.00094802 |  | 8.1064e-05 |  | -1.9939e-05 |  | 0.0028948 |  | 0 |  | 0 |  | 0.00060988 |  | 0.00056381 |  | 0 |  | 0.046464 |  | 0.018867
| 4.2252e-05 |  | 3.4805e-05 |  | 8.7504e-07 |  | 1.0661e-06 |  | -5.6663e-05 |  | 0.00089261 |  | -1.227e-05 |  | 0.00011963 |  | 0.0028334 |  | 3.7959e-08 |  | 0 |  | 0.00055288 |  | 0.00086283 |  | 0 |  | 0.04676 |  | 0.018731
| 4.2255e-05 |  | 3.4808e-05 |  | 0 |  | 9.9812e-07 |  | 2.715e-05 |  | 0.0010267 |  | -0.00011943 |  | -0.00013957 |  | 0.0028229 |  | 9.5559e-08 |  | 0 |  | 0.00043563 |  | 0.00096006 |  | 0 |  | 0.04706 |  | 0.018601
| 5.2864e-05 |  | 0.0001045 |  | 0 |  | 9.0999e-07 |  | -0.00019831 |  | 0.0010031 |  | -0.00020598 |  | -0.00030169 |  | 0.0028438 |  | 2.4093e-06 |  | 0 |  | 0.00054035 |  | 0.00072549 |  | 0 |  | 0.047333 |  | 0.018478
| 5.2868e-05 |  | 0.00010451 |  | 8.7511e-07 |  | 8.6726e-07 |  | -4.2656e-05 |  | 0.00087209 |  | 2.5383e-05 |  | -1.2455e-06 |  | 0.002898 |  | 4.6654e-06 |  | 0 |  | 0.00053784 |  | 0.00066098 |  | 0 |  | 0.047619 |  | 0.018345
| 8.9756e-05 |  | 7.3813e-05 |  | 2.7999e-06 |  | 8.2327e-07 |  | 0.0002307 |  | 0.00078714 |  | 0.00017371 |  | 0.00026398 |  | 0.0030288 |  | 6.7375e-06 |  | 0 |  | 0.00051773 |  | 0.00069701 |  | 0 |  | 0.047963 |  | 0.018226
| 8.9756e-05 |  | 7.3813e-05 |  | 1.9247e-06 |  | 8.4263e-07 |  | -1.5515e-05 |  | 0.00083261 |  | 0.00030385 |  | 2.4925e-06 |  | 0.0032088 |  | 6.5522e-06 |  | 0 |  | 0.00064594 |  | 0.00075486 |  | 0 |  | 0.048359 |  | 0.018164
| 6.0236e-05 |  | 2.048e-05 |  | 8.7518e-07 |  | 8.4864e-07 |  | -0.00025903 |  | 0.00091949 |  | 0.00038679 |  | -0.00027048 |  | 0.0034359 |  | 1.6898e-05 |  | 0 |  | 0.00061076 |  | 0.00083277 |  | 0 |  | 0.048753 |  | 0.018169
| 6.0241e-05 |  | 2.0482e-05 |  | 8.7518e-07 |  | 8.7668e-07 |  | -0.00024048 |  | 0.00078373 |  | -0.00024196 |  | -9.0969e-05 |  | 0.003601 |  | 2.8779e-05 |  | 5.3577e-06 |  | 0.00054625 |  | 0.00077664 |  | 0 |  | 0.049059 |  | 0.018148
| 1.9987e-05 |  | 7.6784e-05 |  | 0 |  | 8.6941e-07 |  | 8.904e-05 |  | 0.00084109 |  | -0.0001595 |  | 9.2327e-05 |  | 0.0037993 |  | 7.0575e-05 |  | 3.7464e-05 |  | 0.00063258 |  | 0.00080769 |  | 0 |  | 0.049297 |  | 0.018062
| 1.9987e-05 |  | 7.6785e-05 |  | 0 |  | 8.5999e-07 |  | 0.00017454 |  | 0.00094977 |  | 0.00022958 |  | 0.00012213 |  | 0.0039939 |  | 0.00011617 |  | 3.2106e-05 |  | 0.00062416 |  | 0.00085456 |  | 0 |  | 0.049496 |  | 0.017968
| 4.0685e-06 |  | 9.2149e-05 |  | 0 |  | 8.7275e-07 |  | -0.00016594 |  | 0.00092799 |  | -0.00030285 |  | 4.1613e-05 |  | 0.0041832 |  | 0.00017884 |  | 0 |  | 0.00057141 |  | 0.00072474 |  | 0 |  | 0.04971 |  | 0.017939
| 4.0685e-06 |  | 9.2149e-05 |  | 0 |  | 8.6281e-07 |  | -0.00016678 |  | 0.00082285 |  | -0.00039048 |  | -0.00024799 |  | 0.0043058 |  | 0.00022596 |  | 3.1411e-06 |  | 0.0007172 |  | 0.00075574 |  | 0 |  | 0.049906 |  | 0.017943
| 4.5465e-05 |  | 6.262e-05 |  | 0 |  | 8.6273e-07 |  | -0.00016594 |  | 0.0007727 |  | -0.00010138 |  | -6.7616e-05 |  | 0.0043531 |  | 0.00025396 |  | 3.1414e-06 |  | 0.00066362 |  | 0.00085885 |  | 0 |  | 0.050115 |  | 0.017908
| 4.5469e-05 |  | 6.2625e-05 |  | 1.9251e-06 |  | 8.5546e-07 |  | -0.00024048 |  | 0.00082298 |  | -0.00010829 |  | -1.9939e-05 |  | 0.0044488 |  | 0.00026948 |  | 1.8666e-05 |  | 0.00057895 |  | 0.00075574 |  | 0 |  | 0.050354 |  | 0.017821
| 0 |  | 7.2675e-05 |  | 1.9251e-06 |  | 9.4962e-07 |  | -0.0002226 |  | 0.00080769 |  | -0.00015949 |  | -1.3003e-05 |  | 0.0044918 |  | 0.00028498 |  | 1.8668e-05 |  | 0.00062088 |  | 0.00064686 |  | 0 |  | 0.050664 |  | 0.017742
| 1.1697e-05 |  | 7.2675e-05 |  | 0 |  | 9.7567e-07 |  | 0 |  | 0.00080592 |  | -0.00012314 |  | 0.00010717 |  | 0.0046205 |  | 0.00034162 |  | 0 |  | 0.00054547 |  | 0.0006234 |  | 0 |  | 0.051053 |  | 0.017701
| 2.6384e-05 |  | 1.8443e-05 |  | 8.754e-07 |  | 1.0045e-06 |  | 6.4756e-05 |  | 0.00081426 |  | 2.26e-05 |  | 8.0622e-05 |  | 0.0047187 |  | 0.00040306 |  | 0 |  | 0.00055472 |  | 0.00061589 |  | 0 |  | 0.051497 |  | 0.017682
| 1.4688e-05 |  | 1.8445e-05 |  | 1.7508e-06 |  | 1.0779e-06 |  | -9.3088e-05 |  | 0.00085274 |  | 1.4232e-05 |  | -0.00010219 |  | 0.0049268 |  | 0.00044361 |  | 0 |  | 0.00058234 |  | 0.00074489 |  | 0 |  | 0.051982 |  | 0.01761
| 0 |  | 9.2188e-05 |  | 1.7508e-06 |  | 1.098e-06 |  | 0.00012547 |  | 0.00073396 |  | 3.0349e-05 |  | -0.00032119 |  | 0.0051367 |  | 0.00046925 |  | 0 |  | 0.00054467 |  | 0.00076253 |  | 0 |  | 0.052493 |  | 0.017462
| 0 |  | 9.2196e-05 |  | 1.7508e-06 |  | 9.8443e-07 |  | 0.00037623 |  | 0.0007222 |  | 8.1066e-05 |  | -0.00010219 |  | 0.0053394 |  | 0.00048237 |  | 0 |  | 0.00064522 |  | 0.00081281 |  | 0 |  | 0.052987 |  | 0.01732
| 2.2124e-05 |  | 7.5654e-05 |  | 8.7548e-07 |  | 8.4091e-07 |  | 8.9037e-05 |  | 0.00097878 |  | -3.164e-05 |  | -0.00025097 |  | 0.0055307 |  | 0.00052713 |  | 0 |  | 0.00086225 |  | 0.00079521 |  | 0 |  | 0.05339 |  | 0.017256
| 2.2124e-05 |  | 7.5654e-05 |  | 0 |  | 8.5019e-07 |  | 0.00016593 |  | 0.0010379 |  | -0.00031446 |  | -0.00020415 |  | 0.0056852 |  | 0.00058134 |  | 0 |  | 0.00079945 |  | 0.00060252 |  | 0 |  | 0.05364 |  | 0.017255
| 5.2926e-05 |  | 6.8568e-05 |  | 1.9255e-06 |  | 1.0066e-06 |  | 0.00034908 |  | 0.00088369 |  | -0.00041275 |  | -0.00033398 |  | 0.005824 |  | 0.00065718 |  | 0 |  | 0.00052207 |  | 0.00065532 |  | 0 |  | 0.053759 |  | 0.017269
| 5.2931e-05 |  | 6.8573e-05 |  | 1.9254e-06 |  | 1.1849e-06 |  | -2.4284e-05 |  | 0.00085185 |  | -0.0003261 |  | -0.00031729 |  | 0.0058759 |  | 0.00071854 |  | 4.7526e-05 |  | 0.00037459 |  | 0.00069638 |  | 0 |  | 0.053841 |  | 0.017252
| 7.3309e-05 |  | 5.5358e-05 |  | 8.7548e-07 |  | 1.225e-06 |  | -1.5515e-05 |  | 0.00096425 |  | 5.1361e-05 |  | 0.00017447 |  | 0.00587 |  | 0.00075969 |  | 7.3016e-05 |  | 0.0004961 |  | 0.00070979 |  | 0 |  | 0.053935 |  | 0.017229
| 7.3309e-05 |  | 5.5358e-05 |  | 8.7555e-07 |  | 1.2551e-06 |  | 6.0709e-05 |  | 0.0008667 |  | 0.00017757 |  | -0.00011443 |  | 0.0058067 |  | 0.00081283 |  | 2.5487e-05 |  | 0.00059666 |  | 0.00084219 |  | 0 |  | 0.054019 |  | 0.017175
| 4.4441e-05 |  | 2.3581e-05 |  | 0 |  | 1.2317e-06 |  | 0.0002715 |  | 0.00069058 |  | 0.0010093 |  | 0.00055954 |  | 0.0057405 |  | 0.00086709 |  | 0 |  | 0.00059502 |  | 0.00086571 |  | 0 |  | 0.054103 |  | 0.017084
| 4.4441e-05 |  | 2.3581e-05 |  | 8.7562e-07 |  | 1.1103e-06 |  | 0.0003602 |  | 0.00074911 |  | 0.00089045 |  | 0.000697 |  | 0.0056795 |  | 0.00092859 |  | 0 |  | 0.00066709 |  | 0.00064781 |  | 0 |  | 0.054214 |  | 0.016989
| 2.8511e-05 |  | 5.4346e-05 |  | 8.7555e-07 |  | 9.6589e-07 |  | 0.0001823 |  | 0.00079655 |  | -0.00049443 |  | -0.00037885 |  | 0.005691 |  | 0.00096609 |  | 0 |  | 0.00061178 |  | 0.00057574 |  | 0 |  | 0.054437 |  | 0.016918
| 2.8511e-05 |  | 5.4346e-05 |  | 0 |  | 8.8982e-07 |  | 8.904e-05 |  | 0.00065936 |  | -0.00022536 |  | -0.00027048 |  | 0.0057189 |  | 0.0010037 |  | 2.0349e-06 |  | 0.00055563 |  | 0.00067044 |  | 0 |  | 0.054775 |  | 0.016885
| 5.1353e-06 |  | 5.4346e-05 |  | 8.7562e-07 |  | 1.0929e-06 |  | -5.0421e-05 |  | 0.00061205 |  | 6.2494e-05 |  | 0.00011091 |  | 0.0057833 |  | 0.0010526 |  | 2.0349e-06 |  | 0.00065288 |  | 0.00091521 |  | 0 |  | 0.055221 |  | 0.016829
| 5.1362e-06 |  | 5.4356e-05 |  | 1.7512e-06 |  | 1.2158e-06 |  | -3.2378e-05 |  | 0.00069436 |  | -9.3631e-05 |  | -5.2015e-05 |  | 0.0058417 |  | 0.0011117 |  | 0 |  | 0.00066042 |  | 0.00087246 |  | 0 |  | 0.05574 |  | 0.016762
| 1.3638e-05 |  | 9.7589e-05 |  | 1.7514e-06 |  | 1.2026e-06 |  | -0.00037236 |  | 0.0008304 |  | -0.00023082 |  | -3.8632e-05 |  | 0.0059269 |  | 0.0011774 |  | 0 |  | 0.00061097 |  | 0.00068221 |  | 0 |  | 0.056299 |  | 0.016717
| 1.3639e-05 |  | 9.7597e-05 |  | 1.7514e-06 |  | 1.0957e-06 |  | -0.00023476 |  | 0.00084525 |  | -0.00010912 |  | 9.6227e-05 |  | 0.0060522 |  | 0.0012317 |  | 0 |  | 0.00054812 |  | 0.00080541 |  | 0 |  | 0.056839 |  | 0.016679
| 5.915e-05 |  | 5.436e-05 |  | 1.7514e-06 |  | 1.0188e-06 |  | 0.00012799 |  | 0.00084348 |  | 0.00015161 |  | -5.7324e-05 |  | 0.0062144 |  | 0.0012818 |  | 0 |  | 0.00058168 |  | 0.00087084 |  | 0 |  | 0.057302 |  | 0.016628
| 5.9155e-05 |  | 5.4365e-05 |  | 2.8016e-06 |  | 1.0295e-06 |  | 7.6898e-05 |  | 0.00087372 |  | -0.00032608 |  | 4.1613e-05 |  | 0.006419 |  | 0.0013319 |  | 5.3663e-06 |  | 0.00067387 |  | 0.00077697 |  | 0 |  | 0.057664 |  | 0.016546
| 6.8626e-05 |  | 4.924e-05 |  | 2.8018e-06 |  | 9.2404e-07 |  | 5.0423e-05 |  | 0.00073122 |  | -0.00048329 |  | 9.5957e-05 |  | 0.0066265 |  | 0.0013898 |  | 5.3668e-06 |  | 0.00063616 |  | 0.0006546 |  | 0 |  | 0.057935 |  | 0.016482
| 6.8631e-05 |  | 4.9245e-05 |  | 1.7515e-06 |  | 8.4587e-07 |  | 0.00010927 |  | 0.00080346 |  | -0.00022536 |  | 0.00028738 |  | 0.0068454 |  | 0.0014626 |  | 0 |  | 0.00054815 |  | 0.00055402 |  | 0 |  | 0.058178 |  | 0.01646
| 3.9156e-05 |  | 5.2323e-05 |  | 1.7515e-06 |  | 8.7059e-07 |  | -3.8835e-06 |  | 0.00084547 |  | -0.00035335 |  | 0.00018942 |  | 0.0070351 |  | 0.001539 |  | 0 |  | 0.00041994 |  | 0.0006999 |  | 8.4037e-07 |  | 0.058436 |  | 0.016463
| 3.9159e-05 |  | 5.2327e-05 |  | 8.7577e-07 |  | 1.0122e-06 |  | -8.9037e-05 |  | 0.00076211 |  | -0.0005508 |  | -9.1024e-06 |  | 0.0072033 |  | 0.0016064 |  | 0 |  | 0.00058506 |  | 0.00083569 |  | 8.4037e-07 |  | 0.058728 |  | 0.016447
| 1.7898e-05 |  | 3.8992e-05 |  | 1.9262e-06 |  | 1.1293e-06 |  | 0.00012412 |  | 0.00075685 |  | -0.00020482 |  | 0.00019316 |  | 0.0073513 |  | 0.001687 |  | 0 |  | 0.00064454 |  | 0.00072751 |  | 8.4042e-07 |  | 0.059017 |  | 0.0164
| 1.7898e-05 |  | 3.8992e-05 |  | 2.8018e-06 |  | 1.1078e-06 |  | -5.2614e-05 |  | 0.00083378 |  | -0.0001595 |  | 0.00018595 |  | 0.0075028 |  | 0.0017615 |  | 0 |  | 0.00067563 |  | 0.00075862 |  | 8.4042e-07 |  | 0.059309 |  | 0.016369
| 9.6463e-05 |  | 6.1547e-05 |  | 8.7584e-07 |  | 1.0163e-06 |  | 0.00027927 |  | 0.00082379 |  | -0.00043132 |  | -6.1062e-05 |  | 0.0076692 |  | 0.0018338 |  | 0 |  | 0.00077031 |  | 0.0007175 |  | 0 |  | 0.059619 |  | 0.016328
| 9.6472e-05 |  | 6.1552e-05 |  | 0 |  | 1.0157e-06 |  | 0.0005221 |  | 0.00071614 |  | -0.00032609 |  | -0.00020416 |  | 0.0078274 |  | 0.001899 |  | 4.7582e-05 |  | 0.00062869 |  | 0.00066557 |  | 0 |  | 0.060004 |  | 0.016253
| 0.0001095 |  | 4.516e-05 |  | 0 |  | 1.037e-06 |  | 0.00010927 |  | 0.00067773 |  | -0.00030671 |  | -0.00015734 |  | 0.0079681 |  | 0.0019907 |  | 4.7586e-05 |  | 0.00056498 |  | 0.00072341 |  | 0 |  | 0.060447 |  | 0.016117
| 0.0001095 |  | 4.516e-05 |  | 1.9264e-06 |  | 1.0378e-06 |  | -1.9394e-05 |  | 0.00065287 |  | -0.00027166 |  | -0.00017696 |  | 0.0080899 |  | 0.0021221 |  | 0 |  | 0.00064042 |  | 0.00082232 |  | 0 |  | 0.060892 |  | 0.015996
| 6.2747e-05 |  | 6.3931e-05 |  | 2.8023e-06 |  | 1.0304e-06 |  | -0.00037236 |  | 0.00061918 |  | -0.00034545 |  | -0.00034461 |  | 0.008208 |  | 0.0022468 |  | 0 |  | 0.00071503 |  | 0.00083657 |  | 8.4052e-07 |  | 0.061269 |  | 0.015923
| 6.2752e-05 |  | 6.3936e-05 |  | 2.8023e-06 |  | 1.0725e-06 |  | -0.00041114 |  | 0.00064291 |  | -0.00034962 |  | -6.1076e-05 |  | 0.0083315 |  | 0.0023894 |  | 0 |  | 0.0007092 |  | 0.00081734 |  | 8.4052e-07 |  | 0.061577 |  | 0.01588
| 5.0879e-05 |  | 5.338e-05 |  | 2.8025e-06 |  | 1.2284e-06 |  | -4.0473e-06 |  | 0.00069205 |  | -0.00027185 |  | 0.00022106 |  | 0.0084581 |  | 0.0025012 |  | 0 |  | 0.00067483 |  | 0.00085423 |  | 0 |  | 0.0619 |  | 0.015829
| 5.408e-05 |  | 5.3384e-05 |  | 1.752e-06 |  | 1.2711e-06 |  | -9.6966e-05 |  | 0.00062284 |  | -0.00012315 |  | 3.6139e-05 |  | 0.0085834 |  | 0.002602 |  | 0 |  | 0.00056753 |  | 0.00077459 |  | 0 |  | 0.062312 |  | 0.015745
| 3.1743e-05 |  | 4.8255e-05 |  | 8.7599e-07 |  | 1.1709e-06 |  | -0.00023474 |  | 0.0006294 |  | -0.0002641 |  | -3.251e-05 |  | 0.0087171 |  | 0.0026402 |  | 6.6592e-06 |  | 0.00052813 |  | 0.00078549 |  | 0 |  | 0.062748 |  | 0.015662
| 2.8547e-05 |  | 4.8255e-05 |  | 8.7599e-07 |  | 1.0205e-06 |  | -0.00015127 |  | 0.0006596 |  | -0.00070235 |  | 6.6047e-05 |  | 0.0088501 |  | 0.0026676 |  | 9.8077e-06 |  | 0.0005793 |  | 0.00085679 |  | 0 |  | 0.063047 |  | 0.015601
| 2.2166e-05 |  | 4.4152e-05 |  | 1.7521e-06 |  | 9.3705e-07 |  | -0.00018213 |  | 0.00067801 |  | -0.00044619 |  | -1.3005e-05 |  | 0.0089654 |  | 0.002672 |  | 3.1488e-06 |  | 0.00052981 |  | 0.0008886 |  | 2.5219e-06 |  | 0.063184 |  | 0.015592
| 2.2168e-05 |  | 4.4156e-05 |  | 2.8025e-06 |  | 9.3229e-07 |  | -0.00038787 |  | 0.00075032 |  | 1.7945e-05 |  | -0.00030781 |  | 0.009075 |  | 0.0026825 |  | 2.8714e-05 |  | 0.00053403 |  | 0.00085344 |  | 2.5219e-06 |  | 0.063248 |  | 0.015607
| 4.6644e-05 |  | 4.416e-05 |  | 1.9267e-06 |  | 8.9026e-07 |  | -0.00013356 |  | 0.00073024 |  | -6.4645e-07 |  | -0.0003485 |  | 0.0092148 |  | 0.0026768 |  | 2.8717e-05 |  | 0.0005676 |  | 0.00069 |  | 0 |  | 0.063323 |  | 0.015592
| 4.6644e-05 |  | 4.416e-05 |  | 0 |  | 9.124e-07 |  | -0.00025988 |  | 0.00071721 |  | 0.000263 |  | -0.00023678 |  | 0.0093833 |  | 0.0026884 |  | 0 |  | 0.00053822 |  | 0.00063547 |  | 0 |  | 0.063479 |  | 0.01551
| 3.2813e-05 |  | 8.8253e-05 |  | 1.9267e-06 |  | 1.0166e-06 |  | -0.00065972 |  | 0.00065035 |  | 0.00028219 |  | -0.00025487 |  | 0.0095424 |  | 0.0026798 |  | 0 |  | 0.00064473 |  | 0.0006724 |  | 0 |  | 0.06377 |  | 0.015379
| 3.2816e-05 |  | 8.826e-05 |  | 1.9268e-06 |  | 1.1377e-06 |  | -0.00028736 |  | 0.00072089 |  | -0.00028348 |  | -0.00027048 |  | 0.009699 |  | 0.0027015 |  | 0 |  | 0.00059191 |  | 0.00069 |  | 0 |  | 0.064188 |  | 0.015291
| 4.2395e-05 |  | 8.2929e-05 |  | 0 |  | 1.1738e-06 |  | -8.1452e-05 |  | 0.00080441 |  | -5.2606e-05 |  | -0.00012462 |  | 0.0098649 |  | 0.0027403 |  | 0 |  | 0.00053825 |  | 0.00070174 |  | 0 |  | 0.064636 |  | 0.015277
| 4.2398e-05 |  | 8.2936e-05 |  | 8.7614e-07 |  | 1.1958e-06 |  | 9.7132e-05 |  | 0.00071029 |  | 7.6839e-05 |  | 0.00021716 |  | 0.010035 |  | 0.002791 |  | 0 |  | 0.00054412 |  | 0.00093565 |  | 0 |  | 0.065039 |  | 0.015304
| 6.9909e-05 |  | 5.753e-05 |  | 8.7621e-07 |  | 1.2594e-06 |  | -8.5327e-05 |  | 0.00075952 |  | -0.00020112 |  | 6.979e-05 |  | 0.01018 |  | 0.002839 |  | 0 |  | 0.00055841 |  | 0.00098015 |  | 0 |  | 0.065423 |  | 0.015312
| 6.9915e-05 |  | 5.7535e-05 |  | 0 |  | 1.2313e-06 |  | -0.00028735 |  | 0.00067367 |  | -1.6144e-05 |  | 3.7717e-05 |  | 0.010322 |  | 0.0028455 |  | 1.9832e-05 |  | 0.00054077 |  | 0.00077804 |  | 0 |  | 0.065852 |  | 0.015272
| 6.5767e-05 |  | 9.954e-05 |  | 1.927e-06 |  | 1.105e-06 |  | -0.00011636 |  | 0.00058598 |  | -8.9724e-05 |  | 0.00015952 |  | 0.010478 |  | 0.0028993 |  | 1.9832e-05 |  | 0.00052487 |  | 0.00086025 |  | 0 |  | 0.066357 |  | 0.015217
| 6.5773e-05 |  | 9.9548e-05 |  | 2.8032e-06 |  | 1.0281e-06 |  | 2.0236e-05 |  | 0.0006281 |  | -0.00033771 |  | -3.2509e-05 |  | 0.010652 |  | 0.0028921 |  | 0 |  | 0.00061462 |  | 0.00084269 |  | 5.6051e-07 |  | 0.066901 |  | 0.015177
| 1.7923e-05 |  | 3.1855e-05 |  | 8.7621e-07 |  | 1.1057e-06 |  | 8.9209e-05 |  | 0.00062816 |  | -0.00021968 |  | -0.00016575 |  | 0.01084 |  | 0.0028933 |  | 0 |  | 0.00059027 |  | 0.00081833 |  | 1.4014e-06 |  | 0.067395 |  | 0.015144
| 1.7923e-05 |  | 3.1855e-05 |  | 1.9272e-06 |  | 1.2147e-06 |  | 0.00025903 |  | 0.00070579 |  | -0.0002486 |  | -0.00017295 |  | 0.011042 |  | 0.0028321 |  | 0 |  | 0.00065822 |  | 0.00086282 |  | 1.4013e-06 |  | 0.067794 |  | 0.015121
| 5.5195e-05 |  | 9.4824e-05 |  | 1.9272e-06 |  | 1.2849e-06 |  | 0.00036426 |  | 0.00073311 |  | -0.00019824 |  | -0.0003641 |  | 0.011251 |  | 0.0027867 |  | 0 |  | 0.00071356 |  | 0.00070769 |  | 5.6055e-07 |  | 0.068103 |  | 0.015107
| 5.5199e-05 |  | 9.4832e-05 |  | 0 |  | 1.2355e-06 |  | 3.8788e-06 |  | 0.00067746 |  | -3.4035e-05 |  | -0.00029659 |  | 0.011446 |  | 0.0027288 |  | 5.4325e-05 |  | 0.00067164 |  | 0.00062636 |  | 5.6058e-07 |  | 0.068353 |  | 0.015055
| 0 |  | 8.7134e-05 |  | 0 |  | 1.1145e-06 |  | 0.0001538 |  | 0.00061824 |  | -7.8133e-05 |  | 1.8205e-05 |  | 0.011632 |  | 0.0026831 |  | 5.4329e-05 |  | 0.00065068 |  | 0.00070769 |  | 5.6058e-07 |  | 0.068653 |  | 0.014965
| 0 |  | 8.7134e-05 |  | 8.7628e-07 |  | 9.7138e-07 |  | 0.00026763 |  | 0.00067218 |  | -9.7155e-05 |  | -0.00012462 |  | 0.011827 |  | 0.0026936 |  | 0 |  | 0.00070019 |  | 0.00077398 |  | 5.6058e-07 |  | 0.069009 |  | 0.014869
| 8.7142e-05 |  | 6.8765e-05 |  | 8.7636e-07 |  | 8.7184e-07 |  | -0.00011737 |  | 0.0007244 |  | -0.00016724 |  | -0.00025877 |  | 0.012032 |  | 0.0027141 |  | 4.6668e-05 |  | 0.00076224 |  | 0.00079578 |  | 5.6058e-07 |  | 0.069378 |  | 0.014809
| 8.7149e-05 |  | 6.8771e-05 |  | 0 |  | 8.2712e-07 |  | 3.8788e-06 |  | 0.00061479 |  | -4.5175e-05 |  | -0.00019565 |  | 0.012228 |  | 0.0027412 |  | 4.6671e-05 |  | 0.00067 |  | 0.00081675 |  | 5.6061e-07 |  | 0.069775 |  | 0.014777
| 0 |  | 8.2406e-05 |  | 0 |  | 8.5847e-07 |  | -0.00010119 |  | 0.0006219 |  | 0.00010009 |  | -0.00021586 |  | 0.01243 |  | 0.0028848 |  | 0 |  | 0.00058028 |  | 0.00073457 |  | 1.4015e-06 |  | 0.070267 |  | 0.014744
| 0 |  | 8.2413e-05 |  | 0 |  | 1.0464e-06 |  | -0.00014351 |  | 0.00072808 |  | 2.5372e-05 |  | -0.00011714 |  | 0.012651 |  | 0.0031053 |  | 0 |  | 0.00067084 |  | 0.00073289 |  | 8.4092e-07 |  | 0.070863 |  | 0.01472
| 2.2196e-05 |  | 6.1667e-05 |  | 1.9275e-06 |  | 1.1594e-06 |  | -1.2142e-05 |  | 0.00064513 |  | -0.00022536 |  | -3.2511e-05 |  | 0.012862 |  | 0.0033602 |  | 0 |  | 0.00065075 |  | 0.00077067 |  | 0 |  | 0.071476 |  | 0.014692
| 2.2197e-05 |  | 6.1672e-05 |  | 1.9275e-06 |  | 1.1514e-06 |  | -0.0002307 |  | 0.00064696 |  | -0.00014012 |  | -0.00011443 |  | 0.01304 |  | 0.0035328 |  | 0 |  | 0.0005367 |  | 0.00083692 |  | 0 |  | 0.072035 |  | 0.014655
| 0 |  | 5.2442e-05 |  | 2.9792e-06 |  | 1.027e-06 |  | -0.00033356 |  | 0.00070626 |  | 0.00023701 |  | 0.00035392 |  | 0.01321 |  | 0.0037142 |  | 0 |  | 0.00057193 |  | 0.00088472 |  | 8.4102e-07 |  | 0.072517 |  | 0.014594
| 0 |  | 5.2446e-05 |  | 2.9795e-06 |  | 9.0475e-07 |  | -0.00029545 |  | 0.00064049 |  | 0.00020469 |  | 0.00065409 |  | 0.013434 |  | 0.0039593 |  | 3.8773e-05 |  | 0.00053003 |  | 0.0007682 |  | 8.4097e-07 |  | 0.072938 |  | 0.014562
| 4.3515e-05 |  | 9.5489e-05 |  | 8.765e-07 |  | 7.7837e-07 |  | -0.00019393 |  | 0.00065241 |  | -0.00019741 |  | 3.615e-05 |  | 0.013681 |  | 0.0041474 |  | 3.8776e-05 |  | 0.0004931 |  | 0.00070442 |  | 8.4102e-07 |  | 0.073292 |  | 0.014545
| 4.3515e-05 |  | 9.5489e-05 |  | 1.753e-06 |  | 7.2487e-07 |  | 1.6186e-05 |  | 0.00058539 |  | -0.00048495 |  | -0.00024707 |  | 0.013877 |  | 0.004253 |  | 0 |  | 0.00057615 |  | 0.00080846 |  | 8.4102e-07 |  | 0.073656 |  | 0.014497
| 3.8189e-05 |  | 7.9482e-05 |  | 8.765e-07 |  | 8.7934e-07 |  | 7.3691e-05 |  | 0.00055637 |  | -0.00021226 |  | -4.2371e-05 |  | 0.014037 |  | 0.0042351 |  | 0 |  | 0.00063654 |  | 0.00083362 |  | 0 |  | 0.074026 |  | 0.014403
| 3.8192e-05 |  | 7.9489e-05 |  | 0 |  | 1.1349e-06 |  | 1.2141e-05 |  | 0.00053091 |  | 0.00014658 |  | 8.0622e-05 |  | 0.014212 |  | 0.0043203 |  | 2.5422e-05 |  | 0.00064241 |  | 0.00056944 |  | 0 |  | 0.074351 |  | 0.014291
| 7.7716e-05 |  | 1.6459e-05 |  | 1.9278e-06 |  | 1.2673e-06 |  | -0.00015127 |  | 0.00061223 |  | 8.1064e-05 |  | -0.00013583 |  | 0.014431 |  | 0.004414 |  | 2.5424e-05 |  | 0.00069948 |  | 0.00065502 |  | 0 |  | 0.074663 |  | 0.014226
| 7.7716e-05 |  | 1.6459e-05 |  | 3.8556e-06 |  | 1.1971e-06 |  | -0.0001538 |  | 0.00066088 |  | -0.00032222 |  | -0.00012223 |  | 0.014646 |  | 0.004568 |  | 0 |  | 0.00065167 |  | 0.00073638 |  | 2.243e-06 |  | 0.075023 |  | 0.014207
| 0 |  | 9.2555e-05 |  | 2.8044e-06 |  | 1.0145e-06 |  | 4.0473e-05 |  | 0.00050253 |  | -0.00039195 |  | -4.4212e-05 |  | 0.014859 |  | 0.0047555 |  | 1.6681e-05 |  | 0.00056693 |  | 0.00079336 |  | 4.7663e-06 |  | 0.075445 |  | 0.014207
| 0 |  | 9.2563e-05 |  | 1.7533e-06 |  | 8.4204e-07 |  | 0.00011637 |  | 0.00050791 |  | 6.8071e-06 |  | 5.1092e-05 |  | 0.015084 |  | 0.0050306 |  | 1.6682e-05 |  | 0.00055693 |  | 0.00095114 |  | 2.5234e-06 |  | 0.075954 |  | 0.014249
| 1.5814e-05 |  | 4.8357e-05 |  | 2.8046e-06 |  | 8.2866e-07 |  | -1.2141e-05 |  | 0.00068117 |  | 0.00018532 |  | 0.00019765 |  | 0.015331 |  | 0.0053028 |  | 0 |  | 0.00066173 |  | 0.0007976 |  | 8.4112e-07 |  | 0.076527 |  | 0.014293
| 1.5817e-05 |  | 4.8365e-05 |  | 3.8559e-06 |  | 8.835e-07 |  | -0.00017067 |  | 0.00060532 |  | -6.3737e-05 |  | 0.00011465 |  | 0.01559 |  | 0.0054175 |  | 4.27e-06 |  | 0.00078088 |  | 0.00084881 |  | 8.4117e-07 |  | 0.07714 |  | 0.014317
| 2.7543e-05 |  | 6.29e-05 |  | 1.928e-06 |  | 9.5306e-07 |  | -0.00020642 |  | 0.0006207 |  | -0.00011687 |  | 0.0003342 |  | 0.015861 |  | 0.0054187 |  | 4.2696e-06 |  | 0.0006307 |  | 0.00081102 |  | 2.5235e-06 |  | 0.077648 |  | 0.014308
| 2.7548e-05 |  | 6.2911e-05 |  | 0 |  | 9.9796e-07 |  | -0.000256 |  | 0.0006392 |  | 0.00017018 |  | 0.00010717 |  | 0.01615 |  | 0.0053403 |  | 0 |  | 0.00052757 |  | 0.00061648 |  | 2.5235e-06 |  | 0.077974 |  | 0.014247
| 1.262e-05 |  | 9.9716e-05 |  | 1.928e-06 |  | 1.0166e-06 |  | -9.3088e-05 |  | 0.0005615 |  | 0.00020469 |  | -5.2018e-06 |  | 0.016427 |  | 0.0053011 |  | 0 |  | 0.00055025 |  | 0.00062071 |  | 0 |  | 0.07823 |  | 0.014185
| 1.262e-05 |  | 9.9716e-05 |  | 1.9281e-06 |  | 1.0013e-06 |  | 0.00014166 |  | 0.00066774 |  | -4.5201e-06 |  | 0.00027959 |  | 0.016701 |  | 0.0052907 |  | 0 |  | 0.00051499 |  | 0.00072216 |  | 5.6081e-07 |  | 0.078491 |  | 0.014118
| 7.7762e-05 |  | 7.7168e-05 |  | 8.768e-07 |  | 9.4386e-07 |  | -2.7153e-05 |  | 0.00056867 |  | -0.00034592 |  | 0.00012587 |  | 0.016974 |  | 0.0053658 |  | 0 |  | 0.0005578 |  | 0.00075492 |  | 5.6081e-07 |  | 0.078784 |  | 0.014055
| 7.7762e-05 |  | 7.7168e-05 |  | 1.7534e-06 |  | 9.0431e-07 |  | -4.0524e-06 |  | 0.00056748 |  | -0.00044233 |  | -0.00018075 |  | 0.017241 |  | 0.0054311 |  | 0 |  | 0.00074318 |  | 0.00059052 |  | 0 |  | 0.079047 |  | 0.013982
| 6.2224e-06 |  | 8.8454e-05 |  | 2.8051e-06 |  | 8.7027e-07 |  | 0.0001086 |  | 0.00075453 |  | -0.00046473 |  | -6.1063e-05 |  | 0.017491 |  | 0.0055074 |  | 2.2253e-06 |  | 0.00071801 |  | 0.00064755 |  | 8.4127e-07 |  | 0.079252 |  | 0.013917
| 6.2229e-06 |  | 8.8461e-05 |  | 1.9283e-06 |  | 8.9436e-07 |  | -0.00025093 |  | 0.00073916 |  | -0.00040745 |  | -0.00012223 |  | 0.017714 |  | 0.0055689 |  | 2.2255e-06 |  | 0.00062574 |  | 0.0008237 |  | 8.4127e-07 |  | 0.07947 |  | 0.013873
| 3.2894e-05 |  | 7.4219e-05 |  | 8.768e-07 |  | 9.3984e-07 |  | -0.00013963 |  | 0.00066144 |  | -4.1461e-05 |  | -0.00013209 |  | 0.017926 |  | 0.0056376 |  | 0 |  | 0.00063165 |  | 0.00082123 |  | 8.4127e-07 |  | 0.079744 |  | 0.013843
| 3.2896e-05 |  | 7.4225e-05 |  | 1.7537e-06 |  | 9.921e-07 |  | 0.00017808 |  | 0.00061577 |  | -0.00033771 |  | 8.4524e-05 |  | 0.018164 |  | 0.0058041 |  | 5.2196e-05 |  | 0.00061736 |  | 0.00068278 |  | 8.4132e-07 |  | 0.080105 |  | 0.013845
| 0.00010095 |  | 7.6006e-05 |  | 8.768e-07 |  | 1.1097e-06 |  | -0.0001457 |  | 0.00059558 |  | -0.00028347 |  | 0.00013134 |  | 0.018443 |  | 0.0060371 |  | 5.2196e-05 |  | 0.00056035 |  | 0.00062243 |  | 2.524e-06 |  | 0.08052 |  | 0.013861
| 0.00010095 |  | 7.6013e-05 |  | 2.9807e-06 |  | 1.2102e-06 |  | -0.00014738 |  | 0.0005891 |  | -0.00011943 |  | 5.4833e-05 |  | 0.018742 |  | 0.0062837 |  | 1.6533e-05 |  | 0.00057968 |  | 0.00071558 |  | 2.5241e-06 |  | 0.080936 |  | 0.013847
| 4.8904e-05 |  | 3.6041e-05 |  | 2.981e-06 |  | 1.2524e-06 |  | 0.00027927 |  | 0.00058554 |  | -0.00032996 |  | -0.00014174 |  | 0.019034 |  | 0.0064723 |  | 1.6533e-05 |  | 0.00061068 |  | 0.00087576 |  | 0 |  | 0.081327 |  | 0.013786
| 4.8913e-05 |  | 3.6047e-05 |  | 0 |  | 1.1165e-06 |  | -0.00010472 |  | 0.0006581 |  | -0.00016027 |  | -0.00019939 |  | 0.019316 |  | 0.0066665 |  | 5.3325e-05 |  | 0.00057549 |  | 0.00089511 |  | 0 |  | 0.0817 |  | 0.013717
| 2.2233e-05 |  | 0.00010097 |  | 0 |  | 9.9486e-07 |  | -0.00012546 |  | 0.00057732 |  | -0.00017886 |  | 2.6009e-06 |  | 0.019653 |  | 0.006906 |  | 5.3325e-05 |  | 0.00059139 |  | 0.00079104 |  | 8.4142e-07 |  | 0.082014 |  | 0.01372
| 2.2235e-05 |  | 0.00010098 |  | 0 |  | 1.021e-06 |  | 0.00022665 |  | 0.00060944 |  | -0.00012074 |  | -0.00020807 |  | 0.019989 |  | 0.0071156 |  | 0 |  | 0.000578 |  | 0.00068958 |  | 8.4137e-07 |  | 0.082313 |  | 0.013731
| 3.6109e-05 |  | 2.575e-05 |  | 8.7694e-07 |  | 1.0491e-06 |  | 0.00022884 |  | 0.00065518 |  | -1.1757e-05 |  | -0.00038633 |  | 0.020254 |  | 0.0072231 |  | 0 |  | 0.00059146 |  | 0.00071395 |  | 2.5243e-06 |  | 0.082679 |  | 0.013713
| 3.6116e-05 |  | 2.5754e-05 |  | 8.7694e-07 |  | 1.0872e-06 |  | 0.00011737 |  | 0.00052043 |  | -1.6142e-05 |  | -4.4212e-05 |  | 0.020467 |  | 0.0072889 |  | 1.5425e-05 |  | 0.00066776 |  | 0.00084142 |  | 3.0852e-06 |  | 0.083134 |  | 0.013661
| 2.9711e-05 |  | 5.769e-05 |  | 8.7702e-07 |  | 1.1234e-06 |  | -0.00013575 |  | 0.00038201 |  | 0.00027414 |  | -8.7233e-05 |  | 0.020708 |  | 0.0073749 |  | 1.5425e-05 |  | 0.00069801 |  | 0.00093291 |  | 1.4024e-06 |  | 0.083737 |  | 0.013592
| 2.9714e-05 |  | 5.7695e-05 |  | 8.7702e-07 |  | 1.2084e-06 |  | -0.00010928 |  | 0.00050503 |  | 0.00010009 |  | 8.0628e-05 |  | 0.021017 |  | 0.0074764 |  | 0 |  | 0.00064767 |  | 0.00081714 |  | 8.4147e-07 |  | 0.084404 |  | 0.013525
| 0 |  | 7.4269e-05 |  | 8.7702e-07 |  | 1.2505e-06 |  | -7.7576e-06 |  | 0.00065 |  | -0.00013428 |  | 4.736e-05 |  | 0.021349 |  | 0.0075863 |  | 0 |  | 0.00062166 |  | 0.00066109 |  | 0 |  | 0.085094 |  | 0.013459
| 0 |  | 7.4275e-05 |  | 1.754e-06 |  | 1.1776e-06 |  | -0.00032378 |  | 0.00047298 |  | -4.5193e-06 |  | 4.552e-05 |  | 0.021681 |  | 0.0077184 |  | 0 |  | 0.00064264 |  | 0.00070807 |  | 0 |  | 0.085744 |  | 0.013428
| 5.4276e-05 |  | 4.9461e-05 |  | 3.8585e-06 |  | 1.0372e-06 |  | -0.00033997 |  | 0.00046114 |  | -0.00012075 |  | 0.00017036 |  | 0.022009 |  | 0.0078917 |  | 0 |  | 0.00060911 |  | 0.00064939 |  | 8.4152e-07 |  | 0.0863 |  | 0.013442
| 5.4281e-05 |  | 4.9465e-05 |  | 3.8585e-06 |  | 8.8127e-07 |  | 1.1636e-05 |  | 0.00050991 |  | -5.6312e-05 |  | -7.2279e-05 |  | 0.022343 |  | 0.0080751 |  | 0 |  | 0.00052686 |  | 0.00071143 |  | 1.4025e-06 |  | 0.086696 |  | 0.013468
| 0 |  | 8.8551e-05 |  | 1.7542e-06 |  | 7.6952e-07 |  | -5.2615e-05 |  | 0.00049683 |  | -8.3944e-06 |  | 0.00015864 |  | 0.02271 |  | 0.0082286 |  | 0 |  | 0.00050508 |  | 0.00084236 |  | 5.6101e-07 |  | 0.086899 |  | 0.013459
| 0 |  | 8.8566e-05 |  | 8.7709e-07 |  | 8.3042e-07 |  | 6.9814e-05 |  | 0.00047195 |  | -0.00020483 |  | 0.00027166 |  | 0.023127 |  | 0.0083744 |  | 4.2768e-06 |  | 0.00048665 |  | 0.00081891 |  | 5.6105e-07 |  | 0.087035 |  | 0.013392
| 6.8356e-05 |  | 9.9859e-05 |  | 8.7709e-07 |  | 1.0486e-06 |  | 0.00025498 |  | 0.00049216 |  | -0.00045006 |  | -8.7119e-05 |  | 0.023556 |  | 0.0085088 |  | 4.2768e-06 |  | 0.00044886 |  | 0.0007249 |  | 1.4026e-06 |  | 0.087246 |  | 0.013298
| 6.8356e-05 |  | 9.9859e-05 |  | 8.7716e-07 |  | 1.2046e-06 |  | 0.00034807 |  | 0.00059678 |  | -0.00028347 |  | -0.00021976 |  | 0.023955 |  | 0.00866 |  | 4.2768e-06 |  | 0.00056804 |  | 0.00072158 |  | 8.4157e-07 |  | 0.087598 |  | 0.013238
| 8.6202e-05 |  | 3.2988e-05 |  | 8.7716e-07 |  | 1.2608e-06 |  | 0.00027926 |  | 0.00051246 |  | 2.1659e-05 |  | -0.0001134 |  | 0.024288 |  | 0.0088172 |  | 4.2775e-06 |  | 0.00070224 |  | 0.00077859 |  | 0 |  | 0.088002 |  | 0.013218
| 8.6203e-05 |  | 3.2988e-05 |  | 2.8063e-06 |  | 1.1925e-06 |  | 0 |  | 0.00040069 |  | -0.0002486 |  | -5.9818e-05 |  | 0.024607 |  | 0.0089671 |  | 0 |  | 0.00059153 |  | 0.00088184 |  | 2.2443e-06 |  | 0.088456 |  | 0.013213
| 7.5508e-05 |  | 5.361e-05 |  | 3.8585e-06 |  | 1.105e-06 |  | -4.6544e-05 |  | 0.00043581 |  | -0.00060582 |  | -9.0972e-05 |  | 0.024996 |  | 0.0091298 |  | 0 |  | 0.0005815 |  | 0.00095573 |  | 3.0859e-06 |  | 0.089009 |  | 0.013247
| 7.5508e-05 |  | 5.361e-05 |  | 2.8065e-06 |  | 1.0079e-06 |  | -0.00016189 |  | 0.00052915 |  | -0.0005508 |  | -0.00031729 |  | 0.025452 |  | 0.0093007 |  | 0 |  | 0.00059321 |  | 0.00086758 |  | 8.4167e-07 |  | 0.089606 |  | 0.01329
| 5.4308e-05 |  | 0 |  | 8.7724e-07 |  | 8.8477e-07 |  | -0.0002226 |  | 0.00056844 |  | 6.1339e-05 |  | -0.00023537 |  | 0.025906 |  | 0.0094817 |  | 0 |  | 0.00061506 |  | 0.00090203 |  | 0 |  | 0.09018 |  | 0.013283
| 5.4317e-05 |  | 0 |  | 0 |  | 8.8008e-07 |  | -2.3273e-05 |  | 0.00056497 |  | 0.00024814 |  | -0.000162 |  | 0.026329 |  | 0.0096646 |  | 0 |  | 0.00064611 |  | 0.00084246 |  | 0 |  | 0.09058 |  | 0.01323
| 4.7902e-05 |  | 4.537e-05 |  | 8.7724e-07 |  | 9.7712e-07 |  | -8.9042e-05 |  | 0.00066422 |  | -0.0001285 |  | -4.8113e-05 |  | 0.026765 |  | 0.0098707 |  | 0 |  | 0.00060751 |  | 0.00065366 |  | 2.525e-06 |  | 0.090775 |  | 0.01318
| 4.791e-05 |  | 4.5378e-05 |  | 1.7546e-06 |  | 1.1285e-06 |  | -5.818e-05 |  | 0.00061854 |  | -0.00013057 |  | 5.8571e-05 |  | 0.027211 |  | 0.010076 |  | 0 |  | 0.00069813 |  | 0.00062261 |  | 3.0863e-06 |  | 0.090843 |  | 0.013182
| 2.0126e-05 |  | 4.3315e-05 |  | 1.7546e-06 |  | 1.2168e-06 |  | 0.00012951 |  | 0.00054241 |  | -0.00022148 |  | -0.00014174 |  | 0.027623 |  | 0.010264 |  | 3.3442e-06 |  | 0.00064443 |  | 0.00072834 |  | 1.4029e-06 |  | 0.090942 |  | 0.013185
| 2.0128e-05 |  | 4.3318e-05 |  | 2.8067e-06 |  | 1.2014e-06 |  | 5.6662e-05 |  | 0.00062335 |  | -0.00031446 |  | -0.00016125 |  | 0.027991 |  | 0.010435 |  | 2.437e-05 |  | 0.0005958 |  | 0.00085677 |  | 8.4172e-07 |  | 0.091209 |  | 0.013151
| 4.097e-06 |  | 4.7448e-05 |  | 3.8588e-06 |  | 1.1405e-06 |  | -2.3273e-05 |  | 0.00060318 |  | -0.00027538 |  | -0.00029285 |  | 0.028348 |  | 0.010627 |  | 2.1027e-05 |  | 0.00066041 |  | 0.0009088 |  | 2.5253e-06 |  | 0.091576 |  | 0.013099
| 4.0974e-06 |  | 4.7452e-05 |  | 3.8592e-06 |  | 1.1158e-06 |  | 4.0474e-06 |  | 0.00047176 |  | -0.00056629 |  | -0.0003446 |  | 0.028694 |  | 0.010818 |  | 0 |  | 0.00073342 |  | 0.00090293 |  | 2.5253e-06 |  | 0.091974 |  | 0.013049
| 9.1615e-05 |  | 0 |  | 1.9296e-06 |  | 1.0864e-06 |  | -0.00015902 |  | 0.00044855 |  | -0.00027165 |  | -0.00037137 |  | 0.029031 |  | 0.010983 |  | 0 |  | 0.00075775 |  | 0.00068894 |  | 2.5253e-06 |  | 0.092459 |  | 0.013003
| 9.1622e-05 |  | 0 |  | 8.7738e-07 |  | 1.0583e-06 |  | -0.00025497 |  | 0.00051642 |  | -0.00015174 |  | -0.00040312 |  | 0.029405 |  | 0.011166 |  | 0 |  | 0.00065542 |  | 0.00062269 |  | 2.5255e-06 |  | 0.09319 |  | 0.012967
| 3.8308e-05 |  | 7.854e-05 |  | 1.7548e-06 |  | 1.0757e-06 |  | -0.00025903 |  | 0.00055692 |  | -0.00010912 |  | -0.00019245 |  | 0.029864 |  | 0.011385 |  | 4.7956e-05 |  | 0.00056478 |  | 0.0007536 |  | 2.5253e-06 |  | 0.094085 |  | 0.012985
| 3.8308e-05 |  | 7.854e-05 |  | 8.7746e-07 |  | 1.0925e-06 |  | -6.9809e-05 |  | 0.00049088 |  | 6.6214e-05 |  | 9.596e-05 |  | 0.03041 |  | 0.011636 |  | 4.7956e-05 |  | 0.00046408 |  | 0.00082493 |  | 2.5256e-06 |  | 0.09491 |  | 0.01308
| 9.4441e-06 |  | 0 |  | 0 |  | 9.1444e-07 |  | 0.00011333 |  | 0.00035405 |  | -6.651e-05 |  | 0.00019376 |  | 0.030963 |  | 0.011906 |  | 0 |  | 0.00056226 |  | 0.00093319 |  | 8.4182e-07 |  | 0.095604 |  | 0.013099
| 9.4449e-06 |  | 0 |  | 0 |  | 1.3683e-06 |  | -0.00015902 |  | 0.0003523 |  | -0.00027538 |  | 0.0001296 |  | 0.031546 |  | 0.012199 |  | 0 |  | 0.00060003 |  | 0.00090634 |  | 8.4187e-07 |  | 0.096364 |  | 0.013
| 6.9037e-05 |  | 4.5408e-05 |  | 1.9297e-06 |  | 1.8396e-06 |  | -0.00040068 |  | 0.00049219 |  | -0.00028347 |  | 0.00027958 |  | 0.032066 |  | 0.01243 |  | 8.4511e-05 |  | 0.00052705 |  | 0.00086359 |  | 2.5256e-06 |  | 0.09718 |  | 0.012827
| 6.9037e-05 |  | 4.5408e-05 |  | 1.9297e-06 |  | 2.5566e-06 |  | -0.00044924 |  | 0.000516 |  | -0.00010913 |  | -1.6897e-05 |  | 0.032539 |  | 0.012587 |  | 8.4511e-05 |  | 0.00045736 |  | 0.00076032 |  | 2.5256e-06 |  | 0.097928 |  | 0.012739
| 8.6311e-05 |  | 7.024e-05 |  | 2.9829e-06 |  | 2.5989e-06 |  | -0.00017454 |  | 0.00045358 |  | 0.00013305 |  | 9.2228e-05 |  | 0.032929 |  | 0.012717 |  | 7.024e-05 |  | 0.00037095 |  | 0.00077882 |  | 2.5258e-06 |  | 0.098547 |  | 0.012745
| 8.6311e-05 |  | 7.024e-05 |  | 2.9829e-06 |  | 2.5929e-06 |  | -0.00019831 |  | 0.00037739 |  | 9.2338e-05 |  | -1.2997e-05 |  | 0.033341 |  | 0.012946 |  | 7.024e-05 |  | 0.00045154 |  | 0.00084685 |  | 2.5258e-06 |  | 0.099172 |  | 0.012773
| 2.442e-05 |  | 0 |  | 2.9829e-06 |  | 2.5474e-06 |  | -0.00010118 |  | 0.00035894 |  | -0.00023698 |  | -0.00018465 |  | 0.033826 |  | 0.013243 |  | 0.00010953 |  | 0.00058915 |  | 0.00087702 |  | 4.2096e-06 |  | 0.099622 |  | 0.012781
| 2.4425e-05 |  | 0 |  | 2.9832e-06 |  | 2.5764e-06 |  | -3.8786e-05 |  | 0.00034888 |  | -0.00037934 |  | 1.7448e-05 |  | 0.034371 |  | 0.013555 |  | 0.00010954 |  | 0.00069993 |  | 0.00080736 |  | 4.2098e-06 |  | 0.099803 |  | 0.012734
| 6.4893e-05 |  | 8.454e-05 |  | 1.9299e-06 |  | 2.6646e-06 |  | 0.00019832 |  | 0.00030482 |  | -0.00038809 |  | 8.8426e-05 |  | 0.034924 |  | 0.013852 |  | 4.6868e-05 |  | 0.00075957 |  | 0.0007923 |  | 2.5259e-06 |  | 0.099777 |  | 0.012665
| 6.4899e-05 |  | 8.4547e-05 |  | 1.9301e-06 |  | 2.6608e-06 |  | 0.00017454 |  | 0.00042512 |  | -0.00055384 |  | 0.00010717 |  | 0.035485 |  | 0.014145 |  | 4.6872e-05 |  | 0.00064123 |  | 0.00094169 |  | 2.5259e-06 |  | 0.099773 |  | 0.012641
| 7.2645e-05 |  | 0.00014648 |  | 2.9832e-06 |  | 2.569e-06 |  | -0.00010523 |  | 0.00045433 |  | -0.00036095 |  | 9.6227e-05 |  | 0.036016 |  | 0.01439 |  | 6.3713e-05 |  | 0.00065717 |  | 0.00086616 |  | 5.8927e-06 |  | 0.099975 |  | 0.012675
| 7.2645e-05 |  | 0.00014648 |  | 2.9834e-06 |  | 2.4735e-06 |  | -0.00020641 |  | 0.00044242 |  | 0.00012333 |  | 0.00035369 |  | 0.036535 |  | 0.014573 |  | 6.3713e-05 |  | 0.00064126 |  | 0.00069162 |  | 5.8931e-06 |  | 0.10041 |  | 0.012723
| 2.3361e-05 |  | 8.9921e-05 |  | 1.9301e-06 |  | 2.4746e-06 |  | -0.00024048 |  | 0.00053357 |  | -0.00017512 |  | 0.00025671 |  | 0.037068 |  | 0.01475 |  | 7.8011e-05 |  | 0.00056149 |  | 0.00080237 |  | 4.2101e-06 |  | 0.10108 |  | 0.012728
| 2.3363e-05 |  | 8.9928e-05 |  | 1.9302e-06 |  | 2.4521e-06 |  | -0.00019427 |  | 0.00056041 |  | -0.00015561 |  | -0.00011054 |  | 0.037653 |  | 0.014981 |  | 7.8017e-05 |  | 0.00055565 |  | 0.00089978 |  | 4.2103e-06 |  | 0.10188 |  | 0.012696
| 2.4435e-05 |  | 0.00011078 |  | 1.9302e-06 |  | 2.4199e-06 |  | -0.00038398 |  | 0.00055212 |  | -4.3306e-06 |  | -0.00018444 |  | 0.038241 |  | 0.015215 |  | 7.8024e-05 |  | 0.00056404 |  | 0.00064882 |  | 5.8931e-06 |  | 0.10258 |  | 0.012646
| 2.4435e-05 |  | 0.00011078 |  | 1.9302e-06 |  | 2.4949e-06 |  | -0.00031973 |  | 0.00046755 |  | -0.00015175 |  | 6.892e-05 |  | 0.03876 |  | 0.015441 |  | 7.8024e-05 |  | 0.00061105 |  | 0.00059594 |  | 5.8934e-06 |  | 0.10304 |  | 0.012618
| 8.6369e-05 |  | 3.2019e-05 |  | 8.7775e-07 |  | 2.6023e-06 |  | -4.8568e-05 |  | 0.0003425 |  | -4.3265e-05 |  | 0.00013524 |  | 0.039272 |  | 0.015662 |  | 0.00010483 |  | 0.00062451 |  | 0.00085787 |  | 2.5264e-06 |  | 0.10335 |  | 0.012621
| 8.6377e-05 |  | 3.2022e-05 |  | 8.7768e-07 |  | 2.7112e-06 |  | 6.5938e-05 |  | 0.00032406 |  | -9.3442e-05 |  | -0.00017697 |  | 0.039864 |  | 0.015887 |  | 0.00010484 |  | 0.00058754 |  | 0.00077052 |  | 2.5262e-06 |  | 0.10371 |  | 0.012633
| 4.1032e-06 |  | 0.00010664 |  | 2.9837e-06 |  | 2.7114e-06 |  | -0.00012142 |  | 0.00043549 |  | -7.0384e-05 |  | -0.00024708 |  | 0.040589 |  | 0.016107 |  | 0.00010604 |  | 0.000507 |  | 0.00060185 |  | 4.2106e-06 |  | 0.10427 |  | 0.01262
| 4.1032e-06 |  | 0.00010664 |  | 2.9839e-06 |  | 2.644e-06 |  | -0.00019832 |  | 0.00041166 |  | 4.5846e-05 |  | -7.5422e-05 |  | 0.04134 |  | 0.016351 |  | 0.00010604 |  | 0.00055652 |  | 0.00058422 |  | 4.2106e-06 |  | 0.10493 |  | 0.012575
| 3.0869e-05 |  | 3.0997e-05 |  | 1.9304e-06 |  | 2.5695e-06 |  | 0.00013576 |  | 0.00045225 |  | -4.1461e-05 |  | -0.00015827 |  | 0.042058 |  | 0.016662 |  | 0.00010964 |  | 0.00060353 |  | 0.00065221 |  | 5.8941e-06 |  | 0.10554 |  | 0.012533
| 3.0869e-05 |  | 3.0997e-05 |  | 1.9306e-06 |  | 2.5e-06 |  | 0.00021047 |  | 0.00051303 |  | 8.4589e-05 |  | -0.00012224 |  | 0.042805 |  | 0.016995 |  | 0.00010964 |  | 0.00063462 |  | 0.00074711 |  | 5.8941e-06 |  | 0.10607 |  | 0.012531
| 2.9799e-05 |  | 6.0181e-05 |  | 1.9306e-06 |  | 2.5087e-06 |  | 0.0002017 |  | 0.00037419 |  | 0.0001479 |  | 0.00020063 |  | 0.043569 |  | 0.017275 |  | 8.9377e-05 |  | 0.00070174 |  | 0.00092586 |  | 5.8941e-06 |  | 0.1065 |  | 0.01254
| 2.9804e-05 |  | 6.0191e-05 |  | 1.9306e-06 |  | 2.4525e-06 |  | 2.8337e-05 |  | 0.00024732 |  | -4.7137e-05 |  | 0.00013133 |  | 0.04433 |  | 0.017489 |  | 8.9393e-05 |  | 0.00063714 |  | 0.00097292 |  | 5.8941e-06 |  | 0.10692 |  | 0.01252
| 4.5865e-05 |  | 8.7009e-05 |  | 2.9839e-06 |  | 2.3969e-06 |  | -2.833e-05 |  | 0.00028844 |  | -0.00017499 |  | -1.2997e-06 |  | 0.045057 |  | 0.017676 |  | 0.00013528 |  | 0.0006044 |  | 0.00095949 |  | 5.8945e-06 |  | 0.10735 |  | 0.012469
| 4.5869e-05 |  | 8.7016e-05 |  | 2.9842e-06 |  | 2.3924e-06 |  | 6.5938e-05 |  | 0.00033614 |  | -0.0001974 |  | 0.00012213 |  | 0.045769 |  | 0.017943 |  | 0.00013529 |  | 0.00059013 |  | 0.00095362 |  | 5.8945e-06 |  | 0.10784 |  | 0.012426
| 2.2312e-05 |  | 0.00010431 |  | 1.9307e-06 |  | 2.448e-06 |  | -0.00032783 |  | 0.00030697 |  | -0.00040357 |  | -9.1025e-05 |  | 0.046424 |  | 0.018279 |  | 0.00012398 |  | 0.00058765 |  | 0.00090162 |  | 5.8945e-06 |  | 0.10837 |  | 0.01244
| 2.2312e-05 |  | 0.00010431 |  | 1.9307e-06 |  | 2.4942e-06 |  | -0.00023879 |  | 0.00028491 |  | -0.0004152 |  | -9.4926e-05 |  | 0.046998 |  | 0.01861 |  | 0.00012398 |  | 0.0005725 |  | 0.00089234 |  | 5.8948e-06 |  | 0.10883 |  | 0.012458
| 7.034e-05 |  | 8.7627e-05 |  | 2.9842e-06 |  | 2.4801e-06 |  | 0.00013963 |  | 0.00031414 |  | 0.00012934 |  | 0.00038008 |  | 0.047624 |  | 0.018884 |  | 0 |  | 0.00067328 |  | 0.00082439 |  | 4.2111e-06 |  | 0.10926 |  | 0.012445
| 7.0346e-05 |  | 8.7634e-05 |  | 2.9842e-06 |  | 2.3917e-06 |  | -9.7127e-05 |  | 0.00035471 |  | 0.00030931 |  | 0.00021326 |  | 0.048393 |  | 0.019158 |  | 0 |  | 0.00070098 |  | 0.00093101 |  | 4.2116e-06 |  | 0.10972 |  | 0.012418
| 2.3388e-05 |  | 7.6314e-05 |  | 1.9309e-06 |  | 2.3049e-06 |  | -0.00013355 |  | 0.00029035 |  | -2.7766e-05 |  | 0.00012353 |  | 0.049255 |  | 0.019472 |  | 0.00011864 |  | 0.00070686 |  | 0.00085629 |  | 5.8948e-06 |  | 0.11024 |  | 0.012419
| 2.3388e-05 |  | 7.6314e-05 |  | 1.9309e-06 |  | 2.3129e-06 |  | 0.00010085 |  | 0.00040542 |  | 0.00012934 |  | 0.00016325 |  | 0.050077 |  | 0.019759 |  | 0.00011864 |  | 0.00070102 |  | 0.00071446 |  | 5.8952e-06 |  | 0.11078 |  | 0.012454
| 3.3035e-05 |  | 0.00012522 |  | 8.7797e-07 |  | 2.4053e-06 |  | 0.00027117 |  | 0.00049314 |  | 0.0002202 |  | -4.8114e-05 |  | 0.050798 |  | 0.020025 |  | 4.4708e-05 |  | 0.00052133 |  | 0.00069175 |  | 5.8952e-06 |  | 0.11123 |  | 0.012502
| 3.3035e-05 |  | 0.00012522 |  | 8.7805e-07 |  | 2.5958e-06 |  | 0.00036072 |  | 0.00048002 |  | -3.7748e-05 |  | 9.9686e-06 |  | 0.051462 |  | 0.020321 |  | 4.4708e-05 |  | 0.00047099 |  | 0.00060364 |  | 5.8952e-06 |  | 0.11162 |  | 0.012539
| 4.3749e-05 |  | 8.2886e-05 |  | 1.9309e-06 |  | 2.6934e-06 |  | 0.00019022 |  | 0.00041264 |  | -0.00014787 |  | 6.5015e-06 |  | 0.052104 |  | 0.020695 |  | 7.9308e-05 |  | 0.00060699 |  | 0.00061875 |  | 4.2118e-06 |  | 0.11201 |  | 0.012524
| 4.3757e-05 |  | 8.29e-05 |  | 1.931e-06 |  | 2.8403e-06 |  | 8.4993e-05 |  | 0.00034472 |  | -0.00023697 |  | -5.2015e-05 |  | 0.052758 |  | 0.021052 |  | 7.9321e-05 |  | 0.00073964 |  | 0.00072789 |  | 4.2118e-06 |  | 0.11247 |  | 0.012452
| 6.9182e-05 |  | 4.5503e-05 |  | 8.7805e-07 |  | 2.8885e-06 |  | 0.00017454 |  | 0.00038527 |  | -0.00023081 |  | 0.00021933 |  | 0.053428 |  | 0.021342 |  | 8.7074e-05 |  | 0.00064733 |  | 0.00074976 |  | 4.2118e-06 |  | 0.11293 |  | 0.012354
| 6.9188e-05 |  | 4.5507e-05 |  | 8.7812e-07 |  | 2.8184e-06 |  | -0.00019832 |  | 0.00043422 |  | -0.00017112 |  | 0.00030298 |  | 0.054184 |  | 0.021654 |  | 8.7082e-05 |  | 0.00063386 |  | 0.00075224 |  | 4.2121e-06 |  | 0.11333 |  | 0.012296
| 6.8597e-05 |  | 6.6211e-05 |  | 2.9847e-06 |  | 2.7097e-06 |  | -0.0002307 |  | 0.00042709 |  | 0.00011947 |  | 0.00021326 |  | 0.05501 |  | 0.022041 |  | 2.4597e-05 |  | 0.00067924 |  | 0.00067588 |  | 4.2121e-06 |  | 0.11371 |  | 0.012263
| 6.8603e-05 |  | 6.6217e-05 |  | 2.9849e-06 |  | 2.602e-06 |  | -6.982e-05 |  | 0.00038179 |  | 0.00033355 |  | 0.00021933 |  | 0.055846 |  | 0.022483 |  | 2.4599e-05 |  | 0.00052559 |  | 0.00065993 |  | 4.2121e-06 |  | 0.11408 |  | 0.012232
| 0 |  | 6.0252e-05 |  | 1.9312e-06 |  | 2.6014e-06 |  | -0.00026713 |  | 0.00047008 |  | -9.751e-05 |  | -0.00017685 |  | 0.056598 |  | 0.022871 |  | 7.3972e-05 |  | 0.00049536 |  | 0.00081021 |  | 4.2121e-06 |  | 0.11449 |  | 0.01219
| 0 |  | 6.0257e-05 |  | 1.9312e-06 |  | 2.659e-06 |  | -0.00029141 |  | 0.0004731 |  | -0.00038034 |  | -0.00016905 |  | 0.057269 |  | 0.023197 |  | 7.3978e-05 |  | 0.0005894 |  | 0.00080686 |  | 4.2123e-06 |  | 0.11493 |  | 0.01214
| 4.5919e-05 |  | 9.0094e-05 |  | 8.7819e-07 |  | 2.7215e-06 |  | -0.00032193 |  | 0.00044928 |  | -0.0001974 |  | 0.00031279 |  | 0.057903 |  | 0.023523 |  | 7.2791e-05 |  | 0.00079263 |  | 0.0011663 |  | 8.4247e-07 |  | 0.11542 |  | 0.012099
| 4.5919e-05 |  | 9.0094e-05 |  | 8.7819e-07 |  | 2.684e-06 |  | 1.619e-05 |  | 0.00039498 |  | -0.00020211 |  | 0.00028348 |  | 0.058463 |  | 0.023883 |  | 7.2791e-05 |  | 0.00073301 |  | 0.0011327 |  | 8.4247e-07 |  | 0.11591 |  | 0.012117
| 2.7699e-05 |  | 8.7126e-05 |  | 8.7819e-07 |  | 2.5848e-06 |  | 0.00027151 |  | 0.00038669 |  | -4.5173e-05 |  | 6.231e-05 |  | 0.059061 |  | 0.024274 |  | 0.00010742 |  | 0.00055833 |  | 0.00072457 |  | 5.8966e-06 |  | 0.11638 |  | 0.01216
| 2.7699e-05 |  | 8.7126e-05 |  | 8.7819e-07 |  | 2.5306e-06 |  | -4.0474e-06 |  | 0.00033299 |  | -0.00010913 |  | -2.8607e-05 |  | 0.059782 |  | 0.024696 |  | 0.00010742 |  | 0.00057687 |  | 0.00076917 |  | 5.8966e-06 |  | 0.11678 |  | 0.012197
| 7.5794e-05 |  | 6.9229e-05 |  | 2.9852e-06 |  | 2.5754e-06 |  | -0.00043306 |  | 0.00033301 |  | -0.00032609 |  | -0.00034849 |  | 0.06059 |  | 0.025171 |  | 0.0001128 |  | 0.00059615 |  | 0.00085812 |  | 4.2126e-06 |  | 0.11711 |  | 0.012196
| 7.58e-05 |  | 6.9235e-05 |  | 2.9854e-06 |  | 2.5897e-06 |  | -0.00046156 |  | 0.00039213 |  | -0.00024567 |  | -0.00050969 |  | 0.061391 |  | 0.025665 |  | 0.0001128 |  | 0.00061127 |  | 0.00085224 |  | 4.2128e-06 |  | 0.11752 |  | 0.012154
| 3.95e-05 |  | 0.00010982 |  | 8.7827e-07 |  | 2.5569e-06 |  | -2.0229e-05 |  | 0.00038377 |  | -0.000144 |  | -0.00027048 |  | 0.062167 |  | 0.026128 |  | 4.8105e-05 |  | 0.00056764 |  | 0.00078848 |  | 8.4252e-07 |  | 0.11801 |  | 0.012126
| 3.9503e-05 |  | 0.00010983 |  | 8.7827e-07 |  | 2.5381e-06 |  | 6.4762e-05 |  | 0.00037545 |  | -0.00015562 |  | -0.00022756 |  | 0.063 |  | 0.026532 |  | 4.8109e-05 |  | 0.00070031 |  | 0.00079436 |  | 8.4257e-07 |  | 0.11846 |  | 0.012084
| 7.4022e-05 |  | 0.00014088 |  | 4.0387e-06 |  | 2.5395e-06 |  | -6.9817e-05 |  | 0.00037369 |  | -0.00018626 |  | -0.00052463 |  | 0.063855 |  | 0.026937 |  | 8.4767e-05 |  | 0.00064153 |  | 0.00081199 |  | 4.2131e-06 |  | 0.1188 |  | 0.012096
| 7.4028e-05 |  | 0.00014089 |  | 4.039e-06 |  | 2.5598e-06 |  | -2.4285e-05 |  | 0.00030241 |  | -0.00027186 |  | -0.00066839 |  | 0.064664 |  | 0.02736 |  | 8.4774e-05 |  | 0.00061802 |  | 0.00079268 |  | 4.2128e-06 |  | 0.11909 |  | 0.012128
| 6.9252e-05 |  | 8.0595e-05 |  | 4.0387e-06 |  | 2.5783e-06 |  | -0.00015785 |  | 0.00029047 |  | -0.00025248 |  | -0.00020807 |  | 0.065416 |  | 0.027765 |  | 6.8058e-05 |  | 0.00068272 |  | 0.00085487 |  | 5.8973e-06 |  | 0.11936 |  | 0.012129
| 6.9264e-05 |  | 8.0608e-05 |  | 4.039e-06 |  | 2.5209e-06 |  | -0.00039563 |  | 0.00036184 |  | -0.0001677 |  | 0.0001595 |  | 0.066257 |  | 0.028209 |  | 6.8069e-05 |  | 0.0006642 |  | 0.00086489 |  | 5.8976e-06 |  | 0.11961 |  | 0.012064
| 0 |  | 3.2097e-05 |  | 4.0394e-06 |  | 2.4447e-06 |  | -0.00033188 |  | 0.00035527 |  | -0.00034158 |  | 2.6006e-05 |  | 0.067191 |  | 0.028674 |  | 0.00013793 |  | 0.00070959 |  | 0.00065417 |  | 4.2131e-06 |  | 0.11997 |  | 0.011958
| 0 |  | 3.2097e-05 |  | 4.039e-06 |  | 2.4318e-06 |  | -1.6189e-05 |  | 0.00037558 |  | -0.00020598 |  | -0.00026658 |  | 0.068143 |  | 0.029116 |  | 0.00013793 |  | 0.00059958 |  | 0.00075913 |  | 4.2133e-06 |  | 0.12051 |  | 0.011881
| 4.4888e-05 |  | 3.8316e-05 |  | 2.9859e-06 |  | 2.495e-06 |  | 0.00017454 |  | 0.00032667 |  | 6.2501e-05 |  | -0.00021809 |  | 0.069065 |  | 0.029472 |  | 0.00011287 |  | 0.00052655 |  | 0.00085912 |  | 5.8976e-06 |  | 0.12125 |  | 0.011818
| 4.4888e-05 |  | 3.8316e-05 |  | 2.9859e-06 |  | 2.5573e-06 |  | 0.00024284 |  | 0.00036907 |  | 3.035e-05 |  | -0.00011053 |  | 0.069975 |  | 0.029835 |  | 0.00011287 |  | 0.00056179 |  | 0.00074234 |  | 5.898e-06 |  | 0.12203 |  | 0.011789
| 4.1136e-06 |  | 8.7796e-05 |  | 1.9318e-06 |  | 2.5567e-06 |  | 1.2141e-05 |  | 0.00038224 |  | 8.459e-05 |  | -0.00015735 |  | 0.070885 |  | 0.030263 |  | 0.00012542 |  | 0.00069283 |  | 0.00092546 |  | 4.2133e-06 |  | 0.12267 |  | 0.011797
| 4.1139e-06 |  | 8.7803e-05 |  | 1.9318e-06 |  | 2.5848e-06 |  | -6.2059e-05 |  | 0.0004432 |  | 0.00021473 |  | 0.00017447 |  | 0.07175 |  | 0.030743 |  | 0.00012543 |  | 0.00071715 |  | 0.00095648 |  | 4.2136e-06 |  | 0.12304 |  | 0.011834
| 0.0001123 |  | 3.7289e-05 |  | 8.7849e-07 |  | 2.6199e-06 |  | 4.0473e-05 |  | 0.00041277 |  | 0.00039067 |  | 0.00025227 |  | 0.072578 |  | 0.031222 |  | 6.2722e-05 |  | 0.00061053 |  | 0.00072475 |  | 5.8983e-06 |  | 0.12323 |  | 0.01185
| 0.0001123 |  | 3.7289e-05 |  | 8.7841e-07 |  | 2.5587e-06 |  | 4.0473e-05 |  | 0.00037215 |  | 0.0001737 |  | 3.381e-05 |  | 0.073418 |  | 0.031718 |  | 6.2722e-05 |  | 0.00062565 |  | 0.00070711 |  | 5.898e-06 |  | 0.12337 |  | 0.011872
| 2.4509e-05 |  | 8.9013e-05 |  | 1.932e-06 |  | 2.4617e-06 |  | -3.8787e-05 |  | 0.0003453 |  | -7.4876e-05 |  | -0.00024799 |  | 0.074353 |  | 0.032304 |  | 0.00010096 |  | 0.00059377 |  | 0.00082389 |  | 4.2138e-06 |  | 0.1235 |  | 0.011917
| 2.4511e-05 |  | 8.902e-05 |  | 1.9322e-06 |  | 2.3486e-06 |  | -0.00019022 |  | 0.00028917 |  | -6.2635e-05 |  | -8.322e-05 |  | 0.075365 |  | 0.032926 |  | 0.00010097 |  | 0.00054419 |  | 0.00091706 |  | 4.2138e-06 |  | 0.12362 |  | 0.011952
| 5.2425e-05 |  | 9.8587e-05 |  | 1.932e-06 |  | 2.3437e-06 |  | -0.00029545 |  | 0.00029755 |  | -9.7504e-05 |  | -9.1024e-06 |  | 0.076394 |  | 0.03347 |  | 5.3757e-05 |  | 0.00060385 |  | 0.00087596 |  | 5.8987e-06 |  | 0.1237 |  | 0.011952
| 5.243e-05 |  | 9.8596e-05 |  | 1.9322e-06 |  | 2.4029e-06 |  | -0.00018618 |  | 0.0002044 |  | -0.00027538 |  | -0.00023304 |  | 0.07746 |  | 0.033892 |  | 5.3762e-05 |  | 0.0006996 |  | 0.00078442 |  | 5.8987e-06 |  | 0.12369 |  | 0.011924
| 4.3841e-05 |  | 4.7663e-05 |  | 8.7856e-07 |  | 2.4606e-06 |  | -3.6425e-05 |  | 0.00028925 |  | -0.00019049 |  | -4.8113e-05 |  | 0.078561 |  | 0.03426 |  | 5.6002e-05 |  | 0.00085497 |  | 0.00087176 |  | 5.8987e-06 |  | 0.12362 |  | 0.011865
| 4.3845e-05 |  | 4.7667e-05 |  | 8.7856e-07 |  | 2.5028e-06 |  | -6.4756e-05 |  | 0.00043027 |  | 5.7469e-05 |  | 0.00027177 |  | 0.079715 |  | 0.034648 |  | 5.6007e-05 |  | 0.00077182 |  | 0.00082893 |  | 5.8987e-06 |  | 0.12362 |  | 0.011771
| 0.00010399 |  | 0.00010758 |  | 0 |  | 2.4887e-06 |  | -2.3271e-05 |  | 0.0003813 |  | -0.00017513 |  | 7.352e-05 |  | 0.080844 |  | 0.035096 |  | 4.8169e-05 |  | 0.00056105 |  | 0.00077691 |  | 4.2143e-06 |  | 0.12384 |  | 0.011696
| 0.00010399 |  | 0.00010758 |  | 0 |  | 2.4313e-06 |  | -8.499e-05 |  | 0.00031138 |  | 0.00012334 |  | -0.00040311 |  | 0.081882 |  | 0.03562 |  | 4.8169e-05 |  | 0.00060809 |  | 0.00095077 |  | 4.2143e-06 |  | 0.12418 |  | 0.011689
| 3.5264e-05 |  | 6.0373e-05 |  | 4.0404e-06 |  | 2.379e-06 |  | 6.4756e-05 |  | 0.00025524 |  | 0.00019308 |  | -0.00013003 |  | 0.082754 |  | 0.036175 |  | 8.3087e-05 |  | 0.00065508 |  | 0.000902 |  | 4.2143e-06 |  | 0.12446 |  | 0.011731
| 3.5264e-05 |  | 6.0373e-05 |  | 4.0404e-06 |  | 2.3776e-06 |  | 0.00031805 |  | 0.0002911 |  | -8.6016e-05 |  | 6.6053e-05 |  | 0.083437 |  | 0.036742 |  | 8.3087e-05 |  | 0.00073071 |  | 0.00077691 |  | 4.2143e-06 |  | 0.12455 |  | 0.011761
| 9.9833e-05 |  | 7.7714e-05 |  | 2.9867e-06 |  | 2.438e-06 |  | 0.00016189 |  | 0.00030787 |  | -8.5881e-05 |  | -5.2018e-06 |  | 0.08398 |  | 0.037303 |  | 0.00010103 |  | 0.00071312 |  | 0.00081559 |  | 4.2146e-06 |  | 0.12456 |  | 0.011748
| 9.9833e-05 |  | 7.7714e-05 |  | 2.9867e-06 |  | 2.511e-06 |  | -0.00020237 |  | 0.0003264 |  | -0.00034933 |  | -4.8114e-05 |  | 0.084516 |  | 0.037887 |  | 0.00010103 |  | 0.00053082 |  | 0.00095245 |  | 4.2146e-06 |  | 0.12453 |  | 0.011715
| 4.7089e-05 |  | 5.2875e-05 |  | 2.9869e-06 |  | 2.5314e-06 |  | -0.00012412 |  | 0.00038923 |  | -0.00029022 |  | -0.00021808 |  | 0.085188 |  | 0.038423 |  | 4.819e-05 |  | 0.00041074 |  | 0.00084751 |  | 7.5857e-06 |  | 0.1245 |  | 0.011656
| 4.7089e-05 |  | 5.2875e-05 |  | 2.9869e-06 |  | 2.6125e-06 |  | -2.4283e-05 |  | 0.00039461 |  | 0.00020082 |  | -5.5916e-05 |  | 0.08595 |  | 0.038798 |  | 4.819e-05 |  | 0.0004821 |  | 0.00074163 |  | 7.5852e-06 |  | 0.12449 |  | 0.011541
| 7.1754e-05 |  | 0.00011301 |  | 1.9325e-06 |  | 2.6755e-06 |  | -0.00024689 |  | 0.00045265 |  | 0.0001892 |  | -0.00013004 |  | 0.086844 |  | 0.03907 |  | 7.4146e-05 |  | 0.00052917 |  | 0.00079207 |  | 5.8997e-06 |  | 0.12467 |  | 0.011416
| 7.176e-05 |  | 0.00011302 |  | 1.9327e-06 |  | 2.6134e-06 |  | -0.0001086 |  | 0.00038631 |  | -3.4034e-05 |  | -0.00020687 |  | 0.087903 |  | 0.039384 |  | 7.4152e-05 |  | 0.00049308 |  | 0.000777 |  | 5.9001e-06 |  | 0.12514 |  | 0.011392
| 2.5608e-05 |  | 8.9102e-05 |  | 8.7871e-07 |  | 2.4784e-06 |  | 3.6425e-05 |  | 0.00033727 |  | 0.00013108 |  | -0.00015734 |  | 0.089053 |  | 0.039901 |  | 0.00010525 |  | 0.00057789 |  | 0.00067196 |  | 2.5289e-06 |  | 0.12574 |  | 0.011484
| 2.5612e-05 |  | 8.9117e-05 |  | 8.7878e-07 |  | 2.3613e-06 |  | -0.00018212 |  | 0.00026768 |  | 7.103e-06 |  | -0.00043822 |  | 0.090143 |  | 0.040556 |  | 0.00010527 |  | 0.00065684 |  | 0.00061568 |  | 2.5291e-06 |  | 0.12627 |  | 0.011574
| 5.8926e-05 |  | 6.7585e-05 |  | 1.9327e-06 |  | 2.3727e-06 |  | -0.00017453 |  | 0.00018275 |  | -0.0002531 |  | -0.00034145 |  | 0.091074 |  | 0.04125 |  | 7.0576e-05 |  | 0.00072828 |  | 0.00079128 |  | 9.2721e-06 |  | 0.12663 |  | 0.011586
| 5.8931e-05 |  | 6.7591e-05 |  | 1.9327e-06 |  | 2.3962e-06 |  | 1.619e-05 |  | 0.00034214 |  | -0.00024473 |  | -0.00024318 |  | 0.091907 |  | 0.041948 |  | 7.0582e-05 |  | 0.00065604 |  | 0.00091392 |  | 9.2727e-06 |  | 0.12691 |  | 0.011539
| 0 |  | 5.0823e-05 |  | 1.9328e-06 |  | 2.4151e-06 |  | -2.4283e-05 |  | 0.00039119 |  | 0.00014271 |  | 0.00012743 |  | 0.092658 |  | 0.042653 |  | 3.924e-05 |  | 0.00065016 |  | 0.0010147 |  | 2.5291e-06 |  | 0.12725 |  | 0.011493
| 0 |  | 5.0831e-05 |  | 1.9327e-06 |  | 2.5745e-06 |  | -7.3694e-05 |  | 0.0002746 |  | 0.0001739 |  | 0.00013708 |  | 0.093335 |  | 0.043345 |  | 3.9247e-05 |  | 0.0006594 |  | 0.00093492 |  | 2.5292e-06 |  | 0.12773 |  | 0.011445
| 2.4544e-05 |  | 5.0831e-05 |  | 8.7885e-07 |  | 2.7215e-06 |  | -7.6898e-05 |  | 0.00032724 |  | -0.00013625 |  | -0.00024317 |  | 0.09403 |  | 0.044031 |  | 9.0934e-05 |  | 0.00053931 |  | 0.00082241 |  | 8.4312e-07 |  | 0.12836 |  | 0.011404
| 2.4546e-05 |  | 5.0836e-05 |  | 8.7885e-07 |  | 2.7041e-06 |  | -5.6663e-05 |  | 0.00042539 |  | -3.1641e-05 |  | -0.00015344 |  | 0.094861 |  | 0.044725 |  | 9.0942e-05 |  | 0.00059724 |  | 0.0008358 |  | 8.4307e-07 |  | 0.12907 |  | 0.011394
| 2.9924e-05 |  | 5.499e-05 |  | 4.0417e-06 |  | 2.54e-06 |  | -7.3695e-05 |  | 0.00040508 |  | 0.00034469 |  | -0.00013583 |  | 0.095844 |  | 0.045391 |  | 8.0777e-05 |  | 0.00065776 |  | 0.00087701 |  | 7.587e-06 |  | 0.12978 |  | 0.011408
| 2.9924e-05 |  | 5.499e-05 |  | 4.0414e-06 |  | 2.4708e-06 |  | -4.0473e-06 |  | 0.00033567 |  | 0.00031318 |  | -0.00019246 |  | 0.096808 |  | 0.045978 |  | 8.0777e-05 |  | 0.00058383 |  | 0.00087701 |  | 7.587e-06 |  | 0.13034 |  | 0.011414
| 8.7972e-05 |  | 7.1814e-05 |  | 2.9877e-06 |  | 2.5568e-06 |  | 4.8567e-05 |  | 0.00026451 |  | 0.00021632 |  | -0.00021197 |  | 0.097682 |  | 0.04657 |  | 6.6428e-05 |  | 0.00068632 |  | 0.00076193 |  | 4.2156e-06 |  | 0.13075 |  | 0.011405
| 8.7972e-05 |  | 7.1814e-05 |  | 2.9877e-06 |  | 2.6413e-06 |  | 2.3271e-05 |  | 0.00021185 |  | 0.00021474 |  | -1.994e-05 |  | 0.098547 |  | 0.047244 |  | 6.6428e-05 |  | 0.00079894 |  | 0.00066788 |  | 4.2158e-06 |  | 0.13109 |  | 0.011399
| 3.6383e-05 |  | 4.5664e-05 |  | 8.79e-07 |  | 2.6335e-06 |  | -0.00015785 |  | 0.00032199 |  | -3.5514e-05 |  | -5.5917e-05 |  | 0.099572 |  | 0.047982 |  | 4.8238e-05 |  | 0.00074596 |  | 0.00086777 |  | 4.2158e-06 |  | 0.13135 |  | 0.011412
| 3.6386e-05 |  | 4.5668e-05 |  | 8.7893e-07 |  | 2.5333e-06 |  | -4.8568e-05 |  | 0.00039863 |  | -0.0001285 |  | -0.00020416 |  | 0.10064 |  | 0.048686 |  | 4.8242e-05 |  | 0.00057463 |  | 0.00091067 |  | 4.2158e-06 |  | 0.13155 |  | 0.011405
| 7.1826e-05 |  | 5.7084e-05 |  | 8.79e-07 |  | 2.445e-06 |  | 0.000128 |  | 0.00034955 |  | -9.3441e-05 |  | 0.00011091 |  | 0.1016 |  | 0.049387 |  | 6.8235e-05 |  | 0.00045785 |  | 0.00075189 |  | 4.2161e-06 |  | 0.13169 |  | 0.01137
| 7.1832e-05 |  | 5.7089e-05 |  | 8.79e-07 |  | 2.4564e-06 |  | -0.00014571 |  | 0.00026093 |  | -4.3264e-05 |  | 0.00026007 |  | 0.10238 |  | 0.05014 |  | 6.824e-05 |  | 0.00057799 |  | 0.00069728 |  | 4.2161e-06 |  | 0.13184 |  | 0.01133
| 0.00012573 |  | 8.2022e-05 |  | 1.9331e-06 |  | 2.5704e-06 |  | -0.00018213 |  | 0.00037952 |  | -0.00021374 |  | -0.00011053 |  | 0.10306 |  | 0.050978 |  | 9.8785e-05 |  | 0.00060403 |  | 0.00065612 |  | 5.9015e-06 |  | 0.13205 |  | 0.011319
| 0.00012572 |  | 8.2015e-05 |  | 1.9331e-06 |  | 2.6744e-06 |  | 0.00014739 |  | 0.00055615 |  | -7.4879e-05 |  | -0.00025173 |  | 0.10371 |  | 0.05183 |  | 9.8777e-05 |  | 0.00063344 |  | 0.0006746 |  | 5.9015e-06 |  | 0.1323 |  | 0.011297
| 3.3171e-05 |  | 7.3646e-05 |  | 1.9333e-06 |  | 2.6632e-06 |  | 0.00028331 |  | 0.00042392 |  | 0.00024344 |  | 0.0003264 |  | 0.10441 |  | 0.052652 |  | 6.8258e-05 |  | 0.00067296 |  | 0.0008015 |  | 4.2163e-06 |  | 0.13268 |  | 0.011262
| 3.3171e-05 |  | 7.3646e-05 |  | 1.9331e-06 |  | 2.5825e-06 |  | 0.00022665 |  | 0.00031853 |  | 0.00010009 |  | 0.00022497 |  | 0.10521 |  | 0.053442 |  | 6.8257e-05 |  | 0.00067296 |  | 0.00085023 |  | 4.2163e-06 |  | 0.13317 |  | 0.01124
| 6.5275e-05 |  | 6.9467e-05 |  | 4.0424e-06 |  | 2.5083e-06 |  | 0.00039664 |  | 0.00033715 |  | -6.4487e-07 |  | -8.7125e-05 |  | 0.10607 |  | 0.054222 |  | 9.881e-05 |  | 0.00067296 |  | 0.00080906 |  | 4.2163e-06 |  | 0.13384 |  | 0.011245
| 6.5275e-05 |  | 6.9467e-05 |  | 4.0427e-06 |  | 2.5078e-06 |  | 0.00025987 |  | 0.00029823 |  | 0.0003224 |  | 5.8571e-05 |  | 0.10691 |  | 0.054946 |  | 9.881e-05 |  | 0.00066204 |  | 0.00083007 |  | 4.2166e-06 |  | 0.13461 |  | 0.011281
| 4.824e-05 |  | 8.2042e-05 |  | 2.9882e-06 |  | 2.57e-06 |  | 8.0949e-06 |  | 0.00029643 |  | 0.00044877 |  | 1.8205e-05 |  | 0.1078 |  | 0.05562 |  | 0.00010001 |  | 0.00067716 |  | 0.00069564 |  | 7.5888e-06 |  | 0.13541 |  | 0.011313
| 4.8248e-05 |  | 8.2056e-05 |  | 2.9884e-06 |  | 2.6393e-06 |  | -8.904e-05 |  | 0.00038812 |  | -2.7761e-05 |  | 0.00017425 |  | 0.10896 |  | 0.05634 |  | 0.00010002 |  | 0.00062343 |  | 0.00076206 |  | 7.5888e-06 |  | 0.13622 |  | 0.011332
| 4.1791e-05 |  | 8.7447e-05 |  | 8.7915e-07 |  | 2.6473e-06 |  | -0.00014351 |  | 0.00027971 |  | -0.00029393 |  | 6.2321e-06 |  | 0.11031 |  | 0.057136 |  | 8.4452e-05 |  | 0.0006948 |  | 0.00090988 |  | 5.9022e-06 |  | 0.1368 |  | 0.011307
| 4.1798e-05 |  | 8.7461e-05 |  | 8.7915e-07 |  | 2.6782e-06 |  | -0.00028331 |  | 0.00026119 |  | -0.00017112 |  | 5.7217e-05 |  | 0.11157 |  | 0.057973 |  | 8.4466e-05 |  | 0.00063603 |  | 0.00082424 |  | 5.9025e-06 |  | 0.13715 |  | 0.011257
| 4.1795e-05 |  | 6.7687e-05 |  | 2.9884e-06 |  | 2.7057e-06 |  | -0.00025903 |  | 0.00031867 |  | -2.7766e-05 |  | 0.00062287 |  | 0.11256 |  | 0.058828 |  | 0.000118 |  | 0.00048648 |  | 0.00074106 |  | 7.5893e-06 |  | 0.13717 |  | 0.011212
| 4.1802e-05 |  | 6.7698e-05 |  | 2.9887e-06 |  | 2.5483e-06 |  | -0.00024435 |  | 0.00025222 |  | -9.7155e-05 |  | 0.00040252 |  | 0.1132 |  | 0.059686 |  | 0.00011802 |  | 0.00052933 |  | 0.00079903 |  | 7.5893e-06 |  | 0.13698 |  | 0.011182
| 4.8265e-05 |  | 6.351e-05 |  | 4.0427e-06 |  | 2.3831e-06 |  | -0.00046948 |  | 0.0002115 |  | -0.00023311 |  | 0.00011964 |  | 0.11361 |  | 0.060555 |  | 8.6278e-05 |  | 0.00048566 |  | 0.00079656 |  | 5.9029e-06 |  | 0.13672 |  | 0.011181
| 4.8265e-05 |  | 6.351e-05 |  | 4.0431e-06 |  | 2.3336e-06 |  | -0.00010928 |  | 0.00019652 |  | -0.00037258 |  | 0.00012744 |  | 0.11397 |  | 0.061458 |  | 8.6278e-05 |  | 0.00045455 |  | 0.0007713 |  | 5.9029e-06 |  | 0.13647 |  | 0.011204
| 6.5313e-05 |  | 1.0391e-06 |  | 1.9338e-06 |  | 2.4552e-06 |  | 1.9394e-05 |  | 0.00021871 |  | -0.00032364 |  | 0.00012586 |  | 0.11439 |  | 0.062344 |  | 4.3802e-05 |  | 0.00055709 |  | 0.00092091 |  | 5.9029e-06 |  | 0.13642 |  | 0.01124
| 6.5318e-05 |  | 1.0392e-06 |  | 1.9336e-06 |  | 2.6254e-06 |  | -0.00017403 |  | 0.00028345 |  | -0.00010913 |  | 0.00029909 |  | 0.11493 |  | 0.06318 |  | 4.3806e-05 |  | 0.00064615 |  | 0.00096629 |  | 5.9029e-06 |  | 0.1365 |  | 0.01125
| 0.00010008 |  | 0.00010068 |  | 1.9338e-06 |  | 2.6706e-06 |  | -4.8568e-05 |  | 0.00024931 |  | -0.00012462 |  | -0.00021976 |  | 0.11564 |  | 0.063918 |  | 5.3919e-05 |  | 0.00065624 |  | 0.00077807 |  | 4.2173e-06 |  | 0.13667 |  | 0.011223
| 0.00010008 |  | 0.00010068 |  | 1.9336e-06 |  | 2.5932e-06 |  | -6.071e-05 |  | 0.00023552 |  | -0.00051981 |  | -0.00046944 |  | 0.11642 |  | 0.064556 |  | 5.3919e-05 |  | 0.00058229 |  | 0.00078395 |  | 4.2173e-06 |  | 0.13686 |  | 0.011172
| 2.7819e-05 |  | 1.8707e-05 |  | 2.9892e-06 |  | 2.4454e-06 |  | -3.1029e-05 |  | 0.00027151 |  | -0.00075805 |  | -0.00031529 |  | 0.11729 |  | 0.065158 |  | 3.7072e-05 |  | 0.00059826 |  | 0.00083437 |  | 4.2173e-06 |  | 0.13706 |  | 0.0111
| 2.7824e-05 |  | 1.871e-05 |  | 2.9889e-06 |  | 2.3955e-06 |  | -0.00028735 |  | 0.00030572 |  | -0.00037645 |  | -0.00013394 |  | 0.11816 |  | 0.065801 |  | 3.7079e-05 |  | 0.00062686 |  | 0.00079072 |  | 4.2176e-06 |  | 0.13738 |  | 0.011052
| 6.1139e-05 |  | 7.3726e-05 |  | 1.9338e-06 |  | 2.4868e-06 |  | -0.00038853 |  | 0.00036204 |  | -0.0002641 |  | -0.00012614 |  | 0.11902 |  | 0.066518 |  | 0.00013127 |  | 0.0005462 |  | 0.00084366 |  | 5.9036e-06 |  | 0.13788 |  | 0.011005
| 6.1149e-05 |  | 7.3738e-05 |  | 1.9339e-06 |  | 2.5225e-06 |  | -1.5515e-05 |  | 0.00029915 |  | -5.2606e-05 |  | -0.00030781 |  | 0.1196 |  | 0.067248 |  | 0.00013129 |  | 0.00053611 |  | 0.00089072 |  | 5.9036e-06 |  | 0.13853 |  | 0.010938
| 2.8903e-05 |  | 0.00010791 |  | 8.7937e-07 |  | 2.4662e-06 |  | -0.00012142 |  | 0.00017146 |  | 0.00025506 |  | 0.00013914 |  | 0.11973 |  | 0.067929 |  | 2.4721e-05 |  | 0.00059661 |  | 0.00084198 |  | 4.2176e-06 |  | 0.13919 |  | 0.010876
| 2.8908e-05 |  | 0.00010793 |  | 8.7937e-07 |  | 2.5507e-06 |  | -2.4285e-05 |  | 0.00022065 |  | -0.00016724 |  | 0.00025617 |  | 0.1196 |  | 0.0686 |  | 2.4725e-05 |  | 0.00072518 |  | 0.00080501 |  | 4.2178e-06 |  | 0.13982 |  | 0.010857
| 0.00010853 |  | 2.2874e-05 |  | 1.9339e-06 |  | 2.699e-06 |  | -0.00010085 |  | 0.00036156 |  | -0.00059098 |  | -0.00023304 |  | 0.11945 |  | 0.069382 |  | 0.00011033 |  | 0.00074875 |  | 0.00082438 |  | 4.2178e-06 |  | 0.14036 |  | 0.010906
| 0.00010854 |  | 2.2876e-05 |  | 1.9341e-06 |  | 2.7589e-06 |  | -0.00025498 |  | 0.00029863 |  | -0.00039196 |  | -0.00013004 |  | 0.11937 |  | 0.070291 |  | 0.00011034 |  | 0.00068484 |  | 0.00077224 |  | 4.2178e-06 |  | 0.14074 |  | 0.010972
| 6.1164e-05 |  | 9.5944e-05 |  | 1.9341e-06 |  | 2.671e-06 |  | -0.00017808 |  | 0.00025605 |  | 3.035e-05 |  | 0.00020546 |  | 0.11927 |  | 0.071264 |  | 3.8215e-05 |  | 0.00071514 |  | 0.00070001 |  | 2.5307e-06 |  | 0.14095 |  | 0.011001
| 6.1175e-05 |  | 9.596e-05 |  | 1.9341e-06 |  | 2.5087e-06 |  | -0.00035616 |  | 0.00036645 |  | -0.00032609 |  | -4.0313e-05 |  | 0.11922 |  | 0.072198 |  | 3.8221e-05 |  | 0.00066556 |  | 0.00069161 |  | 2.5309e-06 |  | 0.14115 |  | 0.010975
| 7.7368e-05 |  | 5.6158e-05 |  | 2.9894e-06 |  | 2.4355e-06 |  | -0.00041889 |  | 0.00045881 |  | -0.0003979 |  | -0.00034145 |  | 0.11931 |  | 0.073097 |  | 7.6168e-05 |  | 0.00069329 |  | 0.00068573 |  | 7.5915e-06 |  | 0.14148 |  | 0.010926
| 7.7374e-05 |  | 5.6163e-05 |  | 2.9897e-06 |  | 2.3914e-06 |  | -0.00022259 |  | 0.00039107 |  | -2.0018e-05 |  | -0.00013393 |  | 0.11946 |  | 0.073981 |  | 7.6175e-05 |  | 0.00073279 |  | 0.00086472 |  | 7.592e-06 |  | 0.14192 |  | 0.010862
| 6.1185e-05 |  | 4.6806e-05 |  | 1.9341e-06 |  | 2.4161e-06 |  | -4.452e-05 |  | 0.00032272 |  | -4.3263e-05 |  | 2.6009e-06 |  | 0.11955 |  | 0.07475 |  | 0.00010257 |  | 0.00073283 |  | 0.0010127 |  | 4.2181e-06 |  | 0.14236 |  | 0.010792
| 6.1185e-05 |  | 4.6806e-05 |  | 1.9343e-06 |  | 2.4263e-06 |  | -3.8787e-05 |  | 0.00037011 |  | -0.00044989 |  | -0.00024425 |  | 0.11952 |  | 0.07546 |  | 0.00010257 |  | 0.00070757 |  | 0.00093279 |  | 4.2183e-06 |  | 0.1426 |  | 0.010718
| 8.5193e-05 |  | 5.0976e-05 |  | 1.9343e-06 |  | 2.4143e-06 |  | 0.00014975 |  | 0.00030237 |  | -0.00051207 |  | -8.7123e-05 |  | 0.11933 |  | 0.076185 |  | 0.00012359 |  | 0.0005824 |  | 0.00077317 |  | 5.9046e-06 |  | 0.14266 |  | 0.010671
| 8.5193e-05 |  | 5.0976e-05 |  | 1.9343e-06 |  | 2.3438e-06 |  | 0.0003926 |  | 0.00020518 |  | -0.00017887 |  | -2.8607e-05 |  | 0.11903 |  | 0.077066 |  | 0.00012359 |  | 0.00059836 |  | 0.00091351 |  | 5.905e-06 |  | 0.14269 |  | 0.010667
| 2.5694e-05 |  | 7.38e-05 |  | 2.9899e-06 |  | 2.2843e-06 |  | 0.00013357 |  | 0.0001776 |  | -0.00010913 |  | -1.2997e-06 |  | 0.11859 |  | 0.078032 |  | 0.0001116 |  | 0.00056559 |  | 0.0011144 |  | 5.905e-06 |  | 0.14296 |  | 0.010685
| 2.5696e-05 |  | 7.3806e-05 |  | 2.9899e-06 |  | 2.2749e-06 |  | -0.000128 |  | 0.00019322 |  | 0.0001776 |  | 2.4924e-05 |  | 0.11803 |  | 0.078959 |  | 0.00011161 |  | 0.00046897 |  | 0.00092618 |  | 5.905e-06 |  | 0.1435 |  | 0.01073
| 7.6206e-05 |  | 3.9539e-05 |  | 1.9344e-06 |  | 2.3239e-06 |  | -3.6426e-05 |  | 0.00030543 |  | 0.00026281 |  | 6.8912e-05 |  | 0.11747 |  | 0.079785 |  | 1.1247e-05 |  | 0.00060257 |  | 0.00083788 |  | 5.905e-06 |  | 0.1441 |  | 0.010765
| 7.6219e-05 |  | 3.9546e-05 |  | 1.9344e-06 |  | 2.4171e-06 |  | 4.0474e-05 |  | 0.00036669 |  | -0.00019824 |  | 0.00053315 |  | 0.11704 |  | 0.080598 |  | 1.1249e-05 |  | 0.00068076 |  | 0.0010153 |  | 5.9053e-06 |  | 0.14468 |  | 0.010754
| 0.00010743 |  | 8.4021e-05 |  | 4.0448e-06 |  | 2.4621e-06 |  | 7.3696e-05 |  | 0.00023946 |  | -0.00027167 |  | 0.00032401 |  | 0.11683 |  | 0.081498 |  | 0.00012063 |  | 0.00067068 |  | 0.0010296 |  | 2.5312e-06 |  | 0.1452 |  | 0.010698
| 0.00010744 |  | 8.4028e-05 |  | 4.0451e-06 |  | 2.561e-06 |  | 8.0949e-06 |  | 0.00027189 |  | -0.00020598 |  | -5.2015e-05 |  | 0.1168 |  | 0.082515 |  | 0.00012064 |  | 0.00075556 |  | 0.00080683 |  | 2.5315e-06 |  | 0.14579 |  | 0.010651
| 8.1634e-05 |  | 1.8735e-05 |  | 1.9346e-06 |  | 2.6153e-06 |  | 9.7135e-05 |  | 0.00034514 |  | -0.00031834 |  | -6.3718e-05 |  | 0.11673 |  | 0.083541 |  | 0.00010144 |  | 0.00062361 |  | 0.00078162 |  | 5.9053e-06 |  | 0.14642 |  | 0.010637
| 8.1641e-05 |  | 1.8736e-05 |  | 1.9346e-06 |  | 2.6542e-06 |  | -1.6188e-05 |  | 0.00031456 |  | -0.00010138 |  | -9.4926e-05 |  | 0.11638 |  | 0.08449 |  | 0.00010145 |  | 0.00053285 |  | 0.00083205 |  | 5.9057e-06 |  | 0.14699 |  | 0.010644
| 3.9728e-05 |  | 0.00011346 |  | 1.9346e-06 |  | 2.6449e-06 |  | 0 |  | 0.00026173 |  | 0.00023329 |  | 3.2401e-05 |  | 0.11567 |  | 0.085422 |  | 2.5879e-05 |  | 0.00053708 |  | 0.0008363 |  | 5.9057e-06 |  | 0.14748 |  | 0.010636
| 3.9732e-05 |  | 0.00011347 |  | 1.9346e-06 |  | 2.6623e-06 |  | 7.2851e-05 |  | 0.00011352 |  | 0.0001582 |  | 6.5015e-06 |  | 0.1148 |  | 0.086323 |  | 2.5881e-05 |  | 0.00044628 |  | 0.00080515 |  | 5.9057e-06 |  | 0.14794 |  | 0.010626
| 0 |  | 8.8259e-05 |  | 2.9904e-06 |  | 2.688e-06 |  | -0.00010928 |  | 7.3902e-05 |  | 0.00029381 |  | -0.00015344 |  | 0.11397 |  | 0.087299 |  | 1.463e-05 |  | 0.00060012 |  | 0.00071106 |  | 4.2191e-06 |  | 0.14848 |  | 0.010601
| 0 |  | 8.8266e-05 |  | 2.9904e-06 |  | 2.5719e-06 |  | -5.818e-05 |  | 0.00014351 |  | 0.00028157 |  | -0.00036015 |  | 0.11315 |  | 0.088285 |  | 1.4631e-05 |  | 0.00072451 |  | 0.00085227 |  | 4.2193e-06 |  | 0.14902 |  | 0.010566
| 9.1276e-05 |  | 7.0859e-05 |  | 1.9348e-06 |  | 2.439e-06 |  | -0.00037235 |  | 0.00022219 |  | -0.00016337 |  | -0.00042652 |  | 0.11226 |  | 0.089261 |  | 3.8269e-05 |  | 0.00068669 |  | 0.0010565 |  | 2.5316e-06 |  | 0.14942 |  | 0.010517
| 9.1276e-05 |  | 7.0859e-05 |  | 1.9348e-06 |  | 2.4632e-06 |  | -0.00050591 |  | 0.00025341 |  | -0.00018274 |  | -0.00028607 |  | 0.11135 |  | 0.090181 |  | 3.8269e-05 |  | 0.00073212 |  | 0.00091788 |  | 2.5318e-06 |  | 0.14966 |  | 0.010484
| 5.9168e-05 |  | 5.7275e-05 |  | 2.9907e-06 |  | 2.6198e-06 |  | 4.8561e-05 |  | 0.00020539 |  | -0.00014787 |  | 1.4312e-05 |  | 0.11054 |  | 0.090997 |  | 0 |  | 0.00073292 |  | 0.0007346 |  | 5.906e-06 |  | 0.14972 |  | 0.010477
| 5.9177e-05 |  | 5.7284e-05 |  | 2.9904e-06 |  | 2.6035e-06 |  | 0.00013963 |  | 0.00017299 |  | -0.00013057 |  | 0.00022307 |  | 0.10975 |  | 0.091805 |  | 0 |  | 0.00064806 |  | 0.00079096 |  | 5.9064e-06 |  | 0.14974 |  | 0.010467
| 3.0577e-06 |  | 9.3694e-05 |  | 1.9349e-06 |  | 2.4298e-06 |  | -0.00023879 |  | 0.00026186 |  | -0.00019049 |  | 5.7215e-05 |  | 0.10891 |  | 0.092687 |  | 0.00012072 |  | 0.0004892 |  | 0.00094142 |  | 9.2826e-06 |  | 0.14973 |  | 0.010445
| 3.0582e-06 |  | 9.3709e-05 |  | 1.9349e-06 |  | 2.3359e-06 |  | -0.00015784 |  | 0.00021053 |  | -0.00032996 |  | -0.00015344 |  | 0.108 |  | 0.093663 |  | 0.00012074 |  | 0.00065311 |  | 0.00084223 |  | 9.282e-06 |  | 0.1497 |  | 0.010395
| 6.1276e-05 |  | 9.3717e-05 |  | 1.9351e-06 |  | 2.4092e-06 |  | -0.00025498 |  | 0.00015588 |  | -0.0004307 |  | -0.00014564 |  | 0.10705 |  | 0.094614 |  | 7.8698e-05 |  | 0.00070858 |  | 0.00075061 |  | 5.9067e-06 |  | 0.14971 |  | 0.010359
| 6.1276e-05 |  | 9.3717e-05 |  | 1.9349e-06 |  | 2.456e-06 |  | -0.00035296 |  | 0.00020846 |  | -0.00040904 |  | 5.8571e-05 |  | 0.10596 |  | 0.095429 |  | 7.8698e-05 |  | 0.00065983 |  | 0.00086745 |  | 5.9067e-06 |  | 0.1498 |  | 0.010345
| 5.0556e-05 |  | 6.3685e-05 |  | 1.9351e-06 |  | 2.4227e-06 |  | -0.00016189 |  | 0.00024633 |  | 1.8733e-05 |  | 1.4304e-05 |  | 0.10475 |  | 0.096242 |  | 3.3784e-05 |  | 0.00077083 |  | 0.00082127 |  | 4.2198e-06 |  | 0.14997 |  | 0.010318
| 5.056e-05 |  | 6.369e-05 |  | 1.9351e-06 |  | 2.4461e-06 |  | -0.00018618 |  | 0.00027879 |  | 0.0002202 |  | -6.7619e-05 |  | 0.10348 |  | 0.097119 |  | 3.3787e-05 |  | 0.00064975 |  | 0.00078255 |  | 4.2201e-06 |  | 0.15013 |  | 0.010277
| 3.9768e-05 |  | 0.00011778 |  | 2.9909e-06 |  | 2.5146e-06 |  | -0.00017842 |  | 0.00028543 |  | -6.7451e-05 |  | -0.00011714 |  | 0.10231 |  | 0.097975 |  | 9.7947e-05 |  | 0.00061028 |  | 0.00076831 |  | 4.2201e-06 |  | 0.1503 |  | 0.010207
| 3.9768e-05 |  | 0.00011778 |  | 2.9912e-06 |  | 2.5403e-06 |  | -0.00019022 |  | 0.00032689 |  | -0.00035321 |  | -0.00016905 |  | 0.10122 |  | 0.0988 |  | 9.7947e-05 |  | 0.00053546 |  | 0.00074477 |  | 4.2201e-06 |  | 0.15046 |  | 0.010151
| 8.0534e-05 |  | 8.5342e-05 |  | 1.9351e-06 |  | 2.5005e-06 |  | 9.7127e-05 |  | 0.00031012 |  | -0.00038421 |  | -7.5422e-05 |  | 0.10006 |  | 0.099572 |  | 7.3322e-05 |  | 0.00051361 |  | 0.0010953 |  | 5.9071e-06 |  | 0.15069 |  | 0.010122
| 8.0534e-05 |  | 8.5342e-05 |  | 1.9352e-06 |  | 2.5001e-06 |  | 8.4985e-05 |  | 0.00027045 |  | -0.00020986 |  | -0.00010663 |  | 0.098767 |  | 0.10033 |  | 7.3322e-05 |  | 0.00060106 |  | 0.0011979 |  | 5.9074e-06 |  | 0.15095 |  | 0.010127
| 7.2126e-05 |  | 9.1961e-05 |  | 2.9912e-06 |  | 2.5397e-06 |  | -0.00017454 |  | 0.00032457 |  | -0.00016027 |  | -0.00018444 |  | 0.097326 |  | 0.10103 |  | 0.00013644 |  | 0.0006481 |  | 0.0010659 |  | 5.9074e-06 |  | 0.15115 |  | 0.010155
| 7.2126e-05 |  | 9.1961e-05 |  | 2.9914e-06 |  | 2.554e-06 |  | -0.00030759 |  | 0.00026842 |  | -0.00037259 |  | -0.00019636 |  | 0.095773 |  | 0.10169 |  | 0.00013644 |  | 0.00064562 |  | 0.0010802 |  | 5.9074e-06 |  | 0.15132 |  | 0.010162
| 6.9733e-05 |  | 0.00011542 |  | 5.1024e-06 |  | 2.5148e-06 |  | -0.00023474 |  | 0.00024141 |  | 7.0936e-06 |  | -0.00035239 |  | 0.094158 |  | 0.10241 |  | 0.00013165 |  | 0.00063802 |  | 0.00089272 |  | 2.5322e-06 |  | 0.15147 |  | 0.010163
| 6.9733e-05 |  | 0.00011542 |  | 5.1028e-06 |  | 2.4432e-06 |  | -7.2851e-05 |  | 0.00025489 |  | -1.6138e-05 |  | -0.00029778 |  | 0.092543 |  | 0.10322 |  | 0.00013165 |  | 0.0006246 |  | 0.00081123 |  | 2.5324e-06 |  | 0.15178 |  | 0.010142
| 3.1149e-05 |  | 6.3732e-05 |  | 2.9914e-06 |  | 2.4056e-06 |  | 3.8788e-05 |  | 0.00026154 |  | -0.00031992 |  | -8.7234e-05 |  | 0.090942 |  | 0.10409 |  | 0.00014069 |  | 0.00071203 |  | 0.00077424 |  | 5.9078e-06 |  | 0.15217 |  | 0.010094
| 3.1149e-05 |  | 6.3733e-05 |  | 2.9914e-06 |  | 2.4606e-06 |  | -2.4283e-05 |  | 0.00028199 |  | -0.00020599 |  | 1.8205e-05 |  | 0.089366 |  | 0.10499 |  | 0.00014069 |  | 0.00070367 |  | 0.00083061 |  | 5.9081e-06 |  | 0.15249 |  | 0.010013
| 6.3738e-05 |  | 9.5005e-05 |  | 2.9914e-06 |  | 2.5728e-06 |  | -0.00034402 |  | 0.00021406 |  | -0.00024473 |  | -0.00015734 |  | 0.087755 |  | 0.10584 |  | 0.00012387 |  | 0.00074229 |  | 0.00086587 |  | 5.9078e-06 |  | 0.15261 |  | 0.0099399
| 6.3738e-05 |  | 9.5005e-05 |  | 2.9917e-06 |  | 2.6495e-06 |  | -0.00026712 |  | 0.00035236 |  | -0.00026798 |  | -0.00029388 |  | 0.086077 |  | 0.10654 |  | 0.00012387 |  | 0.00080371 |  | 0.00083986 |  | 5.9081e-06 |  | 0.15253 |  | 0.0098795
| 2.4673e-05 |  | 6.1343e-05 |  | 1.9354e-06 |  | 2.6137e-06 |  | -0.0001629 |  | 0.0004294 |  | -0.00040534 |  | -0.00010593 |  | 0.08433 |  | 0.10707 |  | 8.7804e-05 |  | 0.00064058 |  | 0.00093144 |  | 5.9081e-06 |  | 0.15238 |  | 0.0098092
| 2.4673e-05 |  | 6.1343e-05 |  | 1.9356e-06 |  | 2.5166e-06 |  | -0.00026308 |  | 0.00030311 |  | -0.00037259 |  | 1.8205e-05 |  | 0.082569 |  | 0.10748 |  | 8.7804e-05 |  | 0.00055822 |  | 0.00085583 |  | 5.9085e-06 |  | 0.1524 |  | 0.0097489
| 4.6288e-05 |  | 8.2399e-05 |  | 1.9356e-06 |  | 2.4541e-06 |  | -4.0479e-05 |  | 0.00015779 |  | -0.0003997 |  | 6.5018e-05 |  | 0.080796 |  | 0.10781 |  | 0.00018404 |  | 0.00059774 |  | 0.000723 |  | 5.9081e-06 |  | 0.15257 |  | 0.0097333
| 4.6292e-05 |  | 8.2405e-05 |  | 1.9357e-06 |  | 2.4624e-06 |  | 0.00013188 |  | 0.00012713 |  | -0.0004276 |  | -1.9939e-05 |  | 0.078952 |  | 0.10811 |  | 0.00018406 |  | 0.00058768 |  | 0.00067092 |  | 5.9085e-06 |  | 0.15282 |  | 0.0097473
| 2.6841e-05 |  | 0.00011369 |  | 1.9356e-06 |  | 2.5199e-06 |  | 0.00023474 |  | 0.00012885 |  | 2.2602e-05 |  | 0.00019766 |  | 0.077009 |  | 0.1084 |  | 0.00010828 |  | 0.00064986 |  | 0.00082893 |  | 4.2213e-06 |  | 0.15305 |  | 0.0097387
| 3.5502e-05 |  | 0.00011369 |  | 1.9357e-06 |  | 2.5551e-06 |  | 0.00060708 |  | 6.5738e-05 |  | 0.00013883 |  | -3.6406e-05 |  | 0.075063 |  | 0.10885 |  | 0.00010828 |  | 0.00076004 |  | 0.00074827 |  | 4.2211e-06 |  | 0.15334 |  | 0.0096675
| 3.4427e-05 |  | 0.00011371 |  | 2.9919e-06 |  | 2.5443e-06 |  | 0.00034806 |  | 0.00014625 |  | -2.7767e-05 |  | -0.00053575 |  | 0.073164 |  | 0.10954 |  | 0.00010589 |  | 0.00072048 |  | 0.00063137 |  | 4.2213e-06 |  | 0.15381 |  | 0.0095674
| 2.5764e-05 |  | 0.00011371 |  | 2.9919e-06 |  | 2.5833e-06 |  | 9.6967e-05 |  | 0.00019237 |  | 0.00037067 |  | -0.00015826 |  | 0.071344 |  | 0.1105 |  | 0.00010589 |  | 0.00068101 |  | 0.0007861 |  | 4.2213e-06 |  | 0.15449 |  | 0.0094967
| 2.901e-05 |  | 0.0001053 |  | 1.9359e-06 |  | 2.6439e-06 |  | 0.00010118 |  | 0.00011188 |  | 6.9096e-05 |  | 0.00031468 |  | 0.069581 |  | 0.1115 |  | 0.00014802 |  | 0.00052126 |  | 0.00068269 |  | 4.2213e-06 |  | 0.15518 |  | 0.0094183
| 2.9012e-05 |  | 0.00010531 |  | 1.9357e-06 |  | 2.7062e-06 |  | -0.00010523 |  | 0.00015477 |  | -0.00046168 |  | 0.00010793 |  | 0.067836 |  | 0.11219 |  | 0.00014803 |  | 0.00054144 |  | 0.00064906 |  | 4.2216e-06 |  | 0.15559 |  | 0.0093252
| 5.0636e-05 |  | 0.00011493 |  | 1.9359e-06 |  | 2.7084e-06 |  | -0.00019022 |  | 0.0001733 |  | -0.00037645 |  | 3.7712e-05 |  | 0.066147 |  | 0.11246 |  | 0.00014442 |  | 0.00063649 |  | 0.0008408 |  | 5.9092e-06 |  | 0.15562 |  | 0.0092499
| 5.0645e-05 |  | 0.00011495 |  | 1.9359e-06 |  | 2.5848e-06 |  | -0.00017454 |  | 0.00018657 |  | -0.00034962 |  | 0.0001483 |  | 0.06447 |  | 0.11244 |  | 0.00014444 |  | 0.00052126 |  | 0.00081385 |  | 5.9092e-06 |  | 0.15543 |  | 0.0092337
| 4.4157e-05 |  | 0.00010412 |  | 4.0478e-06 |  | 2.4505e-06 |  | 1.2142e-05 |  | 0.00028949 |  | -0.0003532 |  | 0.00012744 |  | 0.062811 |  | 0.11249 |  | 9.3889e-05 |  | 0.00049019 |  | 0.00078447 |  | 5.9092e-06 |  | 0.15531 |  | 0.0092451
| 4.416e-05 |  | 0.00010413 |  | 4.0481e-06 |  | 2.3768e-06 |  | 0.00023879 |  | 0.00024678 |  | -0.00048106 |  | -1.2997e-06 |  | 0.061203 |  | 0.11285 |  | 9.3896e-05 |  | 0.00055745 |  | 0.0007769 |  | 5.9095e-06 |  | 0.15535 |  | 0.009247
| 1.2798e-05 |  | 0.00012761 |  | 1.9359e-06 |  | 2.4297e-06 |  | 3.6425e-05 |  | 0.00012532 |  | -0.00034933 |  | -7.9322e-05 |  | 0.059663 |  | 0.11347 |  | 0.00013183 |  | 0.00062556 |  | 0.00068441 |  | 2.5331e-06 |  | 0.15551 |  | 0.0092654
| 1.28e-05 |  | 0.00012762 |  | 1.936e-06 |  | 2.493e-06 |  | 5.8176e-05 |  | 0.00015664 |  | -0.0002531 |  | 0.00014456 |  | 0.058273 |  | 0.11422 |  | 0.00013184 |  | 0.00058099 |  | 0.00076597 |  | 2.5331e-06 |  | 0.15569 |  | 0.0093148
| 6.9832e-05 |  | 8.2474e-05 |  | 2.9924e-06 |  | 2.4971e-06 |  | -8.1048e-06 |  | 0.00022695 |  | -0.0004307 |  | 0.00017035 |  | 0.056989 |  | 0.11497 |  | 0.00014869 |  | 0.00061126 |  | 0.00078615 |  | 5.9099e-06 |  | 0.1559 |  | 0.0093454
| 6.9844e-05 |  | 8.2488e-05 |  | 2.9927e-06 |  | 2.5503e-06 |  | -0.00029141 |  | 0.00017715 |  | -6.6509e-05 |  | -0.00024316 |  | 0.05573 |  | 0.11581 |  | 0.00014872 |  | 0.00064658 |  | 0.00079035 |  | 5.9099e-06 |  | 0.15622 |  | 0.0093419
| 1.172e-05 |  | 0.00012825 |  | 2.9924e-06 |  | 2.6025e-06 |  | 6.071e-05 |  | 0.00026205 |  | 0.00051465 |  | -0.00018075 |  | 0.054466 |  | 0.11672 |  | 0.00011741 |  | 0.00066007 |  | 0.00089214 |  | 5.9099e-06 |  | 0.15659 |  | 0.009334
| 1.1721e-05 |  | 0.00012826 |  | 2.9927e-06 |  | 2.4758e-06 |  | -9.697e-05 |  | 0.00025523 |  | 0.00029642 |  | 0.00010717 |  | 0.053239 |  | 0.11748 |  | 0.00011742 |  | 0.00064409 |  | 0.00084505 |  | 5.9099e-06 |  | 0.15691 |  | 0.0093276
| 0.00011141 |  | 6.0822e-05 |  | 1.9362e-06 |  | 2.2924e-06 |  | -0.0002995 |  | 9.1456e-05 |  | -0.00015562 |  | -0.00013004 |  | 0.052021 |  | 0.11796 |  | 6.8651e-05 |  | 0.00057766 |  | 0.00091232 |  | 7.5992e-06 |  | 0.15717 |  | 0.0093126
| 0.00011142 |  | 6.0827e-05 |  | 1.9362e-06 |  | 2.2568e-06 |  | -0.00011737 |  | 0.00012406 |  | -0.00015175 |  | -0.00017685 |  | 0.050754 |  | 0.11825 |  | 6.8657e-05 |  | 0.00063064 |  | 0.00088289 |  | 7.5987e-06 |  | 0.15733 |  | 0.0092928
| 3.1201e-05 |  | 0.00010539 |  | 1.9362e-06 |  | 2.4113e-06 |  | -4.452e-05 |  | 0.00012406 |  | -0.00015949 |  | 4.5514e-05 |  | 0.049412 |  | 0.11854 |  | 0.00010178 |  | 0.00070295 |  | 0.00076433 |  | 5.9106e-06 |  | 0.15744 |  | 0.009252
| 3.1206e-05 |  | 0.00010541 |  | 1.9362e-06 |  | 2.5376e-06 |  | -0.00013963 |  | 0.0001271 |  | -8.0446e-06 |  | -0.00013209 |  | 0.048078 |  | 0.11879 |  | 0.0001018 |  | 0.00067773 |  | 0.00075508 |  | 5.9102e-06 |  | 0.1575 |  | 0.0092178
| 0 |  | 0.00010119 |  | 2.9929e-06 |  | 2.5049e-06 |  | -1.2141e-05 |  | 0.00017167 |  | 0.00013108 |  | -0.00013003 |  | 0.046808 |  | 0.11894 |  | 0.00014878 |  | 0.00059115 |  | 0.00078288 |  | 5.9106e-06 |  | 0.15761 |  | 0.0091934
| 0 |  | 0.0001012 |  | 2.9929e-06 |  | 2.5438e-06 |  | 9.7137e-05 |  | 0.00020783 |  | -0.00018274 |  | -5.9821e-05 |  | 0.045623 |  | 0.11896 |  | 0.00014879 |  | 0.00061046 |  | 0.00096193 |  | 5.9106e-06 |  | 0.15777 |  | 0.0091628
| 9.5615e-06 |  | 4.2831e-05 |  | 8.8047e-07 |  | 2.6238e-06 |  | -3.6425e-05 |  | 0.00019037 |  | -0.00039196 |  | -0.00016905 |  | 0.044519 |  | 0.11895 |  | 9.9404e-05 |  | 0.00059115 |  | 0.00097376 |  | 4.2226e-06 |  | 0.15795 |  | 0.0091226
| 9.5615e-06 |  | 4.4925e-05 |  | 8.8054e-07 |  | 2.5944e-06 |  | -6.8803e-05 |  | 0.00020724 |  | -0.00020211 |  | -0.00013003 |  | 0.04348 |  | 0.11906 |  | 9.9404e-05 |  | 0.00058695 |  | 0.00088042 |  | 4.2226e-06 |  | 0.1582 |  | 0.0090628
| 9.6408e-05 |  | 8.0426e-05 |  | 5.1054e-06 |  | 2.4807e-06 |  | -0.0002366 |  | 0.00016306 |  | -0.00024196 |  | -0.0002106 |  | 0.042476 |  | 0.11928 |  | 0.00016691 |  | 0.00063152 |  | 0.00080558 |  | 5.9109e-06 |  | 0.1585 |  | 0.0090225
| 9.6408e-05 |  | 7.8331e-05 |  | 5.1058e-06 |  | 2.4184e-06 |  | -0.00021046 |  | 9.4972e-05 |  | -0.00030284 |  | -4.4212e-05 |  | 0.041499 |  | 0.11961 |  | 0.00016691 |  | 0.00057265 |  | 0.00093004 |  | 5.9109e-06 |  | 0.15883 |  | 0.0089927
| 3.9881e-05 |  | 5.6425e-05 |  | 4.0492e-06 |  | 2.4668e-06 |  | -0.00019832 |  | 0.0002079 |  | 1.4851e-05 |  | 4.1611e-05 |  | 0.040521 |  | 0.11985 |  | 0.00014703 |  | 0.00064417 |  | 0.00083843 |  | 4.2228e-06 |  | 0.15915 |  | 0.0089597
| 3.9884e-05 |  | 5.643e-05 |  | 4.0492e-06 |  | 2.4305e-06 |  | -0.00027926 |  | 0.00019932 |  | -7.8132e-05 |  | -0.00018855 |  | 0.039528 |  | 0.11992 |  | 0.00014705 |  | 0.00061049 |  | 0.00077531 |  | 4.2231e-06 |  | 0.15937 |  | 0.0089267
| 6.1475e-05 |  | 7.1119e-05 |  | 1.9365e-06 |  | 2.3412e-06 |  | -3.8788e-06 |  | 0.00017222 |  | -0.00027166 |  | -0.0001134 |  | 0.038518 |  | 0.11982 |  | 0.00021155 |  | 0.00050541 |  | 0.0010697 |  | 7.6005e-06 |  | 0.15958 |  | 0.0088793
| 6.1475e-05 |  | 7.1119e-05 |  | 1.9367e-06 |  | 2.3447e-06 |  | -0.00034401 |  | 0.00021818 |  | -1.6142e-05 |  | -0.00013784 |  | 0.037516 |  | 0.11963 |  | 0.00021155 |  | 0.00057437 |  | 0.001142 |  | 7.6005e-06 |  | 0.15969 |  | 0.0088189
| 7.6556e-05 |  | 8.0775e-05 |  | 2.9934e-06 |  | 2.4381e-06 |  | -0.00069208 |  | 0.00016999 |  | 9.2339e-05 |  | -0.00027828 |  | 0.036522 |  | 0.11942 |  | 0.00013322 |  | 0.00058698 |  | 0.0010487 |  | 4.2231e-06 |  | 0.15972 |  | 0.0087655
| 7.6556e-05 |  | 8.0775e-05 |  | 2.9934e-06 |  | 2.5066e-06 |  | -0.00039664 |  | 0.00019229 |  | -0.00022535 |  | -0.00016905 |  | 0.035541 |  | 0.11909 |  | 0.00013322 |  | 0.000534 |  | 0.00092 |  | 4.2233e-06 |  | 0.15974 |  | 0.0087259
| 0.00010248 |  | 0.00011092 |  | 1.9367e-06 |  | 2.4818e-06 |  | -0.00017454 |  | 0.00020617 |  | -0.00013428 |  | -0.00027042 |  | 0.034607 |  | 0.11868 |  | 0.00015493 |  | 0.0005668 |  | 0.00082665 |  | 4.2231e-06 |  | 0.15978 |  | 0.0086809
| 0.00010249 |  | 0.00011093 |  | 1.9367e-06 |  | 2.4509e-06 |  | 2.0237e-05 |  | 0.00023393 |  | 0.00010396 |  | -0.00027437 |  | 0.033739 |  | 0.11829 |  | 0.00018305 |  | 0.00070896 |  | 0.00089903 |  | 4.2236e-06 |  | 0.15993 |  | 0.0086569
| 0.00010612 |  | 0.0001013 |  | 1.9368e-06 |  | 2.4464e-06 |  | 0.00021856 |  | 0.00030208 |  | 3.0349e-05 |  | -4.8114e-05 |  | 0.032934 |  | 0.11787 |  | 0.00021562 |  | 0.00079049 |  | 0.00086954 |  | 7.601e-06 |  | 0.16017 |  | 0.0086504
| 0.00010613 |  | 0.0001013 |  | 1.9367e-06 |  | 2.4724e-06 |  | 0.00034807 |  | 0.00015985 |  | 1.4851e-05 |  | -5.2018e-06 |  | 0.032117 |  | 0.11732 |  | 0.00023827 |  | 0.00086118 |  | 0.00068205 |  | 7.6014e-06 |  | 0.16058 |  | 0.0086551
| 7.4037e-06 |  | 6.8742e-05 |  | 8.8069e-07 |  | 2.5021e-06 |  | 8.1453e-05 |  | 0.00017914 |  | -0.00025681 |  | -0.00013957 |  | 0.031268 |  | 0.11672 |  | 0.00029496 |  | 0.00074428 |  | 0.00075774 |  | 5.912e-06 |  | 0.16107 |  | 0.0086372
| 7.4043e-06 |  | 6.8748e-05 |  | 8.8076e-07 |  | 2.4842e-06 |  | 6.8805e-05 |  | 0.00020142 |  | -0.00038033 |  | -0.00028998 |  | 0.030411 |  | 0.11624 |  | 0.00028593 |  | 0.00059459 |  | 0.00095706 |  | 5.912e-06 |  | 0.16159 |  | 0.00859
| 7.2372e-05 |  | 9.1068e-05 |  | 1.9368e-06 |  | 2.439e-06 |  | 0.00024284 |  | 0.0002334 |  | 3.0348e-05 |  | -0.00050454 |  | 0.02958 |  | 0.11592 |  | 0.00026544 |  | 0.00060888 |  | 0.00090323 |  | 4.2236e-06 |  | 0.16211 |  | 0.0085371
| 7.2378e-05 |  | 9.1076e-05 |  | 1.937e-06 |  | 2.462e-06 |  | -6.8798e-05 |  | 0.00037697 |  | -6.4645e-07 |  | -0.0003446 |  | 0.028802 |  | 0.11565 |  | 0.00030037 |  | 0.00057948 |  | 0.0008175 |  | 4.2238e-06 |  | 0.1626 |  | 0.0084622
| 3.2333e-05 |  | 4.2884e-05 |  | 8.8069e-07 |  | 2.5243e-06 |  | -0.00017808 |  | 0.00031246 |  | -0.00048493 |  | -3.6411e-05 |  | 0.028024 |  | 0.1152 |  | 0.00038303 |  | 0.00058365 |  | 0.00094528 |  | 4.2238e-06 |  | 0.16309 |  | 0.0083901
| 3.2336e-05 |  | 4.2888e-05 |  | 8.8076e-07 |  | 2.622e-06 |  | 5.0423e-05 |  | 0.00016034 |  | -0.00044245 |  | 0.00021185 |  | 0.027234 |  | 0.11445 |  | 0.00043555 |  | 0.00066611 |  | 0.00085619 |  | 4.2238e-06 |  | 0.16357 |  | 0.0083122
| 0.00014176 |  | 6.5151e-05 |  | 2.9942e-06 |  | 2.6585e-06 |  | 0.00025902 |  | 0.00024601 |  | 3.2291e-06 |  | 2.211e-05 |  | 0.026439 |  | 0.11336 |  | 0.00048079 |  | 0.00068125 |  | 0.00087974 |  | 5.9127e-06 |  | 0.16394 |  | 0.0082421
| 0.00014178 |  | 6.5156e-05 |  | 2.9939e-06 |  | 2.6394e-06 |  | -2.0245e-05 |  | 0.00032156 |  | -0.00029122 |  | -0.00031339 |  | 0.025651 |  | 0.11201 |  | 0.00046575 |  | 0.00072499 |  | 0.0011489 |  | 5.9127e-06 |  | 0.16421 |  | 0.0081706
| 3.7765e-05 |  | 6.9994e-05 |  | 2.9942e-06 |  | 2.5818e-06 |  | -0.00012547 |  | 0.0001774 |  | -0.00039196 |  | -4.031e-05 |  | 0.024883 |  | 0.11064 |  | 0.00040609 |  | 0.00068714 |  | 0.00092263 |  | 4.2241e-06 |  | 0.16439 |  | 0.0081071
| 3.7765e-05 |  | 6.9994e-05 |  | 2.9939e-06 |  | 2.458e-06 |  | 0.0001086 |  | 0.00022205 |  | 6.2501e-05 |  | 0.00016699 |  | 0.024126 |  | 0.10939 |  | 0.00043686 |  | 0.00060808 |  | 0.00069807 |  | 4.2241e-06 |  | 0.1645 |  | 0.0080519
| 2.9091e-05 |  | 1.2555e-05 |  | 1.9372e-06 |  | 2.4253e-06 |  | -0.0001538 |  | 0.00015703 |  | -6.4487e-07 |  | -1.6905e-05 |  | 0.023423 |  | 0.10837 |  | 0.00050324 |  | 0.00056098 |  | 0.00084105 |  | 5.913e-06 |  | 0.16454 |  | 0.0080513
| 2.9096e-05 |  | 1.2558e-05 |  | 1.9373e-06 |  | 2.5008e-06 |  | -0.0001457 |  | 6.0821e-05 |  | -0.00038032 |  | -0.00019636 |  | 0.022739 |  | 0.10747 |  | 0.00048884 |  | 0.00053578 |  | 0.00096222 |  | 5.913e-06 |  | 0.16456 |  | 0.0081054
| 0 |  | 0 |  | 4.0505e-06 |  | 2.6101e-06 |  | -1.2142e-05 |  | 0.00021518 |  | -0.00025635 |  | -0.00020416 |  | 0.022054 |  | 0.10655 |  | 0.00064152 |  | 0.00056771 |  | 0.00074012 |  | 9.2925e-06 |  | 0.16456 |  | 0.0081539
| 0 |  | 0 |  | 4.0508e-06 |  | 2.6089e-06 |  | -8.904e-05 |  | 0.00035431 |  | -0.00025248 |  | -0.00020416 |  | 0.021413 |  | 0.10568 |  | 0.00078528 |  | 0.00063419 |  | 0.00065438 |  | 9.2925e-06 |  | 0.16461 |  | 0.0081396
| 7.1225e-05 |  | 8.0882e-05 |  | 4.0505e-06 |  | 2.5039e-06 |  | -0.00017454 |  | 0.00030301 |  | -0.00029023 |  | -0.00019191 |  | 0.020815 |  | 0.10468 |  | 0.00082935 |  | 0.00062998 |  | 0.00093867 |  | 7.6032e-06 |  | 0.16479 |  | 0.0080561
| 7.1231e-05 |  | 8.0889e-05 |  | 4.9318e-06 |  | 2.5276e-06 |  | -2.0236e-05 |  | 0.00022577 |  | 0.00021244 |  | -5.2015e-05 |  | 0.02025 |  | 0.1035 |  | 0.00092479 |  | 0.00062662 |  | 0.00087979 |  | 7.6032e-06 |  | 0.16519 |  | 0.007971
| 2.8021e-05 |  | 3.6639e-05 |  | 3.8757e-06 |  | 2.6246e-06 |  | -4.0473e-05 |  | 0.00030064 |  | 0.00026668 |  | 0.00016254 |  | 0.019663 |  | 0.1021 |  | 0.00089468 |  | 0.00078143 |  | 0.00079236 |  | 4.2246e-06 |  | 0.16572 |  | 0.0079219
| 2.8021e-05 |  | 3.6639e-05 |  | 2.9944e-06 |  | 2.7333e-06 |  | -0.00016189 |  | 0.00034532 |  | -0.00038033 |  | 8.8425e-05 |  | 0.01909 |  | 0.10067 |  | 0.00088201 |  | 0.00078727 |  | 0.00095801 |  | 4.2246e-06 |  | 0.16624 |  | 0.0078996
| 6.9437e-05 |  | 2.3034e-05 |  | 1.9375e-06 |  | 2.7429e-06 |  | 3.8786e-05 |  | 0.00018796 |  | -0.00033478 |  | 2.8662e-05 |  | 0.018569 |  | 0.099338 |  | 0.00099204 |  | 0.00069811 |  | 0.00090502 |  | 4.2248e-06 |  | 0.1667 |  | 0.0078751
| 6.9437e-05 |  | 2.3034e-05 |  | 1.9373e-06 |  | 2.7145e-06 |  | -2.833e-05 |  | 0.0001463 |  | 0.00013883 |  | -2.4708e-05 |  | 0.018032 |  | 0.097843 |  | 0.0011484 |  | 0.00066199 |  | 0.00090171 |  | 4.2248e-06 |  | 0.16707 |  | 0.0078306
| 0 |  | 6.4008e-05 |  | 0 |  | 2.671e-06 |  | -0.00021451 |  | 0.00022705 |  | -8.3948e-06 |  | 3.7711e-05 |  | 0.017454 |  | 0.096213 |  | 0.0011515 |  | 0.00061993 |  | 0.00093452 |  | 5.9137e-06 |  | 0.16729 |  | 0.007782
| 0 |  | 6.4013e-05 |  | 0 |  | 2.5919e-06 |  | -8.904e-05 |  | 0.00018298 |  | 1.8725e-05 |  | 0.00025227 |  | 0.016862 |  | 0.0946 |  | 0.0012368 |  | 0.00059722 |  | 0.00074526 |  | 5.9141e-06 |  | 0.16737 |  | 0.0077347
| 2.2607e-05 |  | 0.00011837 |  | 1.9375e-06 |  | 2.5554e-06 |  | 0.00014166 |  | 0.00016367 |  | 3.0348e-05 |  | 0.00011963 |  | 0.01632 |  | 0.093243 |  | 0.00147 |  | 0.00057366 |  | 0.00076124 |  | 7.6037e-06 |  | 0.1673 |  | 0.0076644
| 2.2609e-05 |  | 0.00011838 |  | 1.9377e-06 |  | 2.4924e-06 |  | -0.00015127 |  | 0.00019449 |  | 2.5371e-05 |  | -0.00013957 |  | 0.015834 |  | 0.092057 |  | 0.0015505 |  | 0.00061656 |  | 0.00079152 |  | 7.6041e-06 |  | 0.16714 |  | 0.0075913
| 1.8268e-05 |  | 0.00011838 |  | 4.0512e-06 |  | 2.466e-06 |  | -0.00016594 |  | 0.00023616 |  | 0.00015045 |  | -0.00020806 |  | 0.015391 |  | 0.090834 |  | 0.0014568 |  | 0.00065193 |  | 0.00076465 |  | 4.2253e-06 |  | 0.1669 |  | 0.0075624
| 1.8271e-05 |  | 0.0001184 |  | 4.0519e-06 |  | 2.4684e-06 |  | -1.2142e-05 |  | 0.00027003 |  | 8.8464e-05 |  | -0.00023536 |  | 0.014974 |  | 0.089528 |  | 0.0016419 |  | 0.00066199 |  | 0.00082769 |  | 4.2251e-06 |  | 0.16661 |  | 0.0075475
| 2.6955e-05 |  | 9.1219e-05 |  | 1.9377e-06 |  | 2.5005e-06 |  | -4.452e-05 |  | 0.00024224 |  | -3.1641e-05 |  | 7.2829e-05 |  | 0.014557 |  | 0.088129 |  | 0.0017718 |  | 0.00069988 |  | 0.00081008 |  | 5.9144e-06 |  | 0.1664 |  | 0.0075157
| 2.6957e-05 |  | 9.1227e-05 |  | 1.9377e-06 |  | 2.5381e-06 |  | -0.0002226 |  | 0.00026462 |  | -0.00033384 |  | 0.00014304 |  | 0.01412 |  | 0.086708 |  | 0.0017526 |  | 0.00066202 |  | 0.00079241 |  | 5.9144e-06 |  | 0.16625 |  | 0.0074508
| 3.1302e-05 |  | 6.8879e-05 |  | 1.9378e-06 |  | 2.5437e-06 |  | -0.00015514 |  | 0.00030754 |  | -0.00058727 |  | -0.00010219 |  | 0.013658 |  | 0.085155 |  | 0.0018108 |  | 0.00055179 |  | 0.00078395 |  | 5.9148e-06 |  | 0.16614 |  | 0.0073524
| 3.1304e-05 |  | 6.8885e-05 |  | 1.9378e-06 |  | 2.5047e-06 |  | 4.0474e-05 |  | 0.00019287 |  | -0.00028735 |  | 3.381e-05 |  | 0.013209 |  | 0.083571 |  | 0.0019257 |  | 0.00049634 |  | 0.00078573 |  | 5.9144e-06 |  | 0.16604 |  | 0.0072504
| 2.9135e-05 |  | 8.2789e-05 |  | 1.9378e-06 |  | 2.4624e-06 |  | -4.452e-05 |  | 9.1774e-05 |  | -8.3945e-06 |  | -0.00012613 |  | 0.012781 |  | 0.082104 |  | 0.0020492 |  | 0.00049967 |  | 0.00085971 |  | 5.9148e-06 |  | 0.16589 |  | 0.0071304
| 2.9135e-05 |  | 8.2789e-05 |  | 1.9378e-06 |  | 2.4274e-06 |  | -4.8568e-05 |  | 8.4912e-05 |  | -0.00046169 |  | -0.0003446 |  | 0.012386 |  | 0.080756 |  | 0.0020649 |  | 0.00058716 |  | 0.00094971 |  | 5.9148e-06 |  | 0.16578 |  | 0.0070602
| 1.1764e-05 |  | 4.5062e-05 |  | 2.9952e-06 |  | 2.4415e-06 |  | 0.00021045 |  | 8.1488e-05 |  | -0.00076776 |  | -0.00036021 |  | 0.012011 |  | 0.079366 |  | 0.0020753 |  | 0.0006486 |  | 0.0010482 |  | 5.9148e-06 |  | 0.16579 |  | 0.0070194
| 1.1765e-05 |  | 4.5066e-05 |  | 2.9954e-06 |  | 2.5547e-06 |  | 0.0003995 |  | 4.7748e-05 |  | -0.00022711 |  | -0.00031529 |  | 0.011645 |  | 0.0779 |  | 0.0021353 |  | 0.00057538 |  | 0.0010582 |  | 5.9151e-06 |  | 0.16588 |  | 0.0069743
| 1.8282e-05 |  | 0.00011001 |  | 4.0522e-06 |  | 2.6549e-06 |  | 0.00019022 |  | 0.00010941 |  | 0.00023956 |  | -7.1519e-05 |  | 0.011327 |  | 0.076435 |  | 0.0023755 |  | 0.00059897 |  | 0.0011256 |  | 5.9151e-06 |  | 0.16607 |  | 0.0069239
| 1.8283e-05 |  | 0.00011002 |  | 4.0522e-06 |  | 2.7268e-06 |  | -0.00019832 |  | 0.00017228 |  | -0.00012463 |  | -8.3223e-05 |  | 0.011035 |  | 0.074947 |  | 0.0026199 |  | 0.00073693 |  | 0.0011348 |  | 5.9151e-06 |  | 0.16627 |  | 0.0068531
| 5.0872e-05 |  | 0.00012575 |  | 8.812e-07 |  | 2.6939e-06 |  | -0.00037641 |  | 0.0001723 |  | 1.4848e-05 |  | -5.2013e-05 |  | 0.010748 |  | 0.073374 |  | 0.0026727 |  | 0.00071506 |  | 0.0009035 |  | 4.2261e-06 |  | 0.16644 |  | 0.0067751
| 5.0876e-05 |  | 0.00012576 |  | 8.812e-07 |  | 2.6562e-06 |  | -0.00019781 |  | 0.00010943 |  | 0.00021473 |  | -0.0001807 |  | 0.010448 |  | 0.071742 |  | 0.0026935 |  | 0.00064271 |  | 0.00078825 |  | 4.2258e-06 |  | 0.16657 |  | 0.0066868
| 0.0001052 |  | 3.7742e-05 |  | 2.9957e-06 |  | 2.6437e-06 |  | -4.0474e-06 |  | 0.00012334 |  | -6.4487e-07 |  | -0.00014565 |  | 0.010155 |  | 0.070109 |  | 0.0028144 |  | 0.00068314 |  | 0.00092627 |  | 5.9155e-06 |  | 0.1666 |  | 0.0065883
| 0.00010521 |  | 3.7745e-05 |  | 2.9957e-06 |  | 2.5341e-06 |  | 5.2615e-05 |  | 0.00025819 |  | 6.1345e-05 |  | -2.8613e-05 |  | 0.0098741 |  | 0.068525 |  | 0.0030879 |  | 0.0006158 |  | 0.00093379 |  | 5.9155e-06 |  | 0.16658 |  | 0.0065169
| 6.5912e-05 |  | 0.0001161 |  | 8.8128e-07 |  | 2.4386e-06 |  | 4.8568e-05 |  | 0.00027212 |  | 0.00020856 |  | -9.1071e-06 |  | 0.0095854 |  | 0.067079 |  | 0.0030235 |  | 0.00068229 |  | 0.00081858 |  | 5.9158e-06 |  | 0.16663 |  | 0.0064437
| 6.5918e-05 |  | 0.00011611 |  | 8.8128e-07 |  | 2.3747e-06 |  | -0.0003076 |  | 0.0002413 |  | 1.0979e-05 |  | -6.3725e-05 |  | 0.0092907 |  | 0.065725 |  | 0.0030667 |  | 0.00071927 |  | 0.00096323 |  | 5.9155e-06 |  | 0.16671 |  | 0.0063915
| 3.1333e-05 |  | 8.8906e-05 |  | 1.9381e-06 |  | 2.411e-06 |  | -0.00055465 |  | 0.0002516 |  | -0.00024938 |  | -0.00019192 |  | 0.0089989 |  | 0.064308 |  | 0.0034595 |  | 0.00065285 |  | 0.00099273 |  | 5.9158e-06 |  | 0.16679 |  | 0.0063729
| 3.1335e-05 |  | 8.8913e-05 |  | 1.9383e-06 |  | 2.547e-06 |  | -0.00036831 |  | 0.00016418 |  | -0.0001285 |  | 0.00013524 |  | 0.008705 |  | 0.06277 |  | 0.0037368 |  | 0.00062172 |  | 0.00087579 |  | 5.9162e-06 |  | 0.16686 |  | 0.0063626
| 7.9235e-05 |  | 3.8806e-05 |  | 1.9381e-06 |  | 2.647e-06 |  | -4.4525e-05 |  | 0.00013999 |  | 5.7469e-05 |  | 0.00022886 |  | 0.0084095 |  | 0.061207 |  | 0.0039031 |  | 0.00056956 |  | 0.00081943 |  | 5.9158e-06 |  | 0.16706 |  | 0.0063122
| 7.9248e-05 |  | 3.8813e-05 |  | 1.9383e-06 |  | 2.738e-06 |  | 0.00031164 |  | 0.00015375 |  | -0.00024085 |  | 7.6721e-05 |  | 0.0081257 |  | 0.059732 |  | 0.0040096 |  | 0.00067392 |  | 0.00068065 |  | 5.9162e-06 |  | 0.1674 |  | 0.0062593
| 0 |  | 9.1347e-05 |  | 2.9962e-06 |  | 2.7268e-06 |  | 0.00038045 |  | 0.00010233 |  | -0.00020598 |  | -0.00021196 |  | 0.0078472 |  | 0.058305 |  | 0.0040755 |  | 0.00064864 |  | 0.00072941 |  | 4.2266e-06 |  | 0.16776 |  | 0.0062268
| 0 |  | 9.1355e-05 |  | 2.9959e-06 |  | 2.6452e-06 |  | 0.00012142 |  | 0.00022446 |  | 0.00016982 |  | -0.00016905 |  | 0.0075458 |  | 0.056889 |  | 0.0041158 |  | 0.00055024 |  | 0.00076647 |  | 4.2266e-06 |  | 0.1681 |  | 0.0062197
| 6.595e-05 |  | 4.1966e-05 |  | 2.9962e-06 |  | 2.5782e-06 |  | -3.8788e-06 |  | 0.00024141 |  | 0.00011819 |  | 0.0001296 |  | 0.007194 |  | 0.055492 |  | 0.0043182 |  | 0.00076979 |  | 0.00075885 |  | 2.5361e-06 |  | 0.16825 |  | 0.0061698
| 6.5956e-05 |  | 4.197e-05 |  | 2.9959e-06 |  | 2.5282e-06 |  | 0.00020641 |  | 0.0001779 |  | -0.0002486 |  | 0.00013914 |  | 0.0068416 |  | 0.054064 |  | 0.0046024 |  | 0.00080265 |  | 0.00090698 |  | 2.536e-06 |  | 0.16825 |  | 0.006096
| 0 |  | 5.1413e-05 |  | 4.0532e-06 |  | 2.5459e-06 |  | -7.2847e-05 |  | 0.00022752 |  | -0.00049269 |  | -8.3224e-05 |  | 0.0065102 |  | 0.052706 |  | 0.00494 |  | 0.00058137 |  | 0.00091791 |  | 5.9165e-06 |  | 0.1681 |  | 0.0060287
| 0 |  | 5.1422e-05 |  | 4.0532e-06 |  | 2.5352e-06 |  | -4.8563e-05 |  | 0.00013859 |  | -0.00034934 |  | -0.0003641 |  | 0.0062454 |  | 0.051409 |  | 0.0053373 |  | 0.00063774 |  | 0.00090445 |  | 5.9169e-06 |  | 0.16786 |  | 0.0059723
| 8.5938e-05 |  | 9.7437e-05 |  | 8.815e-07 |  | 2.5085e-06 |  | 2.8332e-05 |  | 0.0001749 |  | -0.00021761 |  | -0.00013003 |  | 0.0060304 |  | 0.050166 |  | 0.0054317 |  | 0.00058558 |  | 0.00084219 |  | 5.9165e-06 |  | 0.16753 |  | 0.0059271
| 8.5946e-05 |  | 9.7445e-05 |  | 8.8142e-07 |  | 2.5204e-06 |  | -0.00035296 |  | 0.00027055 |  | -0.00018997 |  | 0.00015204 |  | 0.0058516 |  | 0.04893 |  | 0.0055992 |  | 0.00054523 |  | 0.00088179 |  | 5.9169e-06 |  | 0.16711 |  | 0.005884
| 0.00011864 |  | 5.4579e-05 |  | 1.9386e-06 |  | 2.723e-06 |  | -0.00021451 |  | 0.00021064 |  | -6.6504e-05 |  | 5.3315e-05 |  | 0.0057831 |  | 0.047575 |  | 0.0058097 |  | 0.00065625 |  | 0.00096166 |  | 5.9169e-06 |  | 0.16669 |  | 0.0059067
| 0.00011865 |  | 5.4583e-05 |  | 1.9386e-06 |  | 2.2596e-06 |  | 9.7134e-05 |  | 0.00022458 |  | 0.00025119 |  | 2.5993e-06 |  | 0.0057458 |  | 0.04601 |  | 0.0060995 |  | 0.00077493 |  | 0.00099117 |  | 8.1713e-06 |  | 0.16635 |  | 0.0058773
| 6.4172e-05 |  | 7.1437e-05 |  | 8.815e-07 |  | 1.8057e-06 |  | 0 |  | 0.00012132 |  | -0.00015562 |  | -0.00015344 |  | 0.0056137 |  | 0.044455 |  | 0.0062495 |  | 0.00069584 |  | 0.00089777 |  | 2.2546e-06 |  | 0.16613 |  | 0.0058575
| 6.4178e-05 |  | 7.1443e-05 |  | 2.8201e-06 |  | 1.156e-06 |  | 0.00025903 |  | 7.6526e-05 |  | -8.9748e-05 |  | -7.5422e-05 |  | 0.0052631 |  | 0.043076 |  | 0.0062955 |  | 0.00065461 |  | 0.00085066 |  | 2.2546e-06 |  | 0.16595 |  | 0.0057795
| 1.3961e-05 |  | 6.1756e-05 |  | 2.8204e-06 |  | 1.1212e-06 |  | -4.2656e-05 |  | 0.00016771 |  | 2.5376e-05 |  | -7.2279e-05 |  | 0.0048937 |  | 0.041926 |  | 0.0067005 |  | 0.00076904 |  | 0.00081616 |  | 3.1001e-06 |  | 0.16578 |  | 0.0057361
| 1.3963e-05 |  | 6.1766e-05 |  | 1.7631e-06 |  | 1.0674e-06 |  | -0.0003683 |  | 0.00017803 |  | -0.00010913 |  | -0.00014954 |  | 0.0045784 |  | 0.040807 |  | 0.0067452 |  | 0.00076063 |  | 0.00070678 |  | 1.4091e-06 |  | 0.16552 |  | 0.0057067
| 0 |  | 8.841e-05 |  | 8.815e-07 |  | 1.0377e-06 |  | 0.0001538 |  | 0.00017985 |  | 0.00038679 |  | 0.00030689 |  | 0.0043703 |  | 0.039699 |  | 0.0068361 |  | 0.00075053 |  | 0.00077493 |  | 1.4092e-06 |  | 0.16518 |  | 0.0056756
| 0 |  | 8.8418e-05 |  | 0 |  | 1.0237e-06 |  | 0.00014166 |  | 0.00010477 |  | 0.00012333 |  | 0.00022107 |  | 0.004069 |  | 0.03866 |  | 0.0071739 |  | 0.00072108 |  | 0.00089357 |  | 3.1002e-06 |  | 0.16477 |  | 0.0056693
| 3.0834e-06 |  | 0.00010902 |  | 0 |  | 9.9674e-07 |  | -0.00018618 |  | 0.00013567 |  | -9.3636e-05 |  | -0.00013004 |  | 0.0036814 |  | 0.037561 |  | 0.007616 |  | 0.00061258 |  | 0.00095168 |  | 4.7913e-06 |  | 0.16437 |  | 0.005658
| 3.0836e-06 |  | 0.00010903 |  | 0 |  | 9.7253e-07 |  | -8.1452e-05 |  | 0.00017465 |  | -2.2899e-05 |  | -1.62e-05 |  | 0.0032839 |  | 0.036398 |  | 0.0078898 |  | 0.00059154 |  | 0.00098702 |  | 3.1002e-06 |  | 0.16401 |  | 0.0056634
| 0.00011629 |  | 5.5665e-05 |  | 8.8164e-07 |  | 1.0009e-06 |  | -7.2851e-05 |  | 0.00021766 |  | -0.00039971 |  | 5.3315e-05 |  | 0.0030121 |  | 0.0353 |  | 0.0078584 |  | 0.00063526 |  | 0.00083888 |  | 3.1004e-06 |  | 0.1637 |  | 0.0056663
| 0.00012286 |  | 5.5674e-05 |  | 1.7633e-06 |  | 1.0049e-06 |  | -4.0473e-05 |  | 0.00023661 |  | -0.00037646 |  | 0.00014694 |  | 0.0030055 |  | 0.034332 |  | 0.0079342 |  | 0.00064287 |  | 0.00072028 |  | 2.5367e-06 |  | 0.16349 |  | 0.0056819
| 4.0103e-05 |  | 4.517e-05 |  | 1.7633e-06 |  | 9.8338e-07 |  | 0.00012951 |  | 7.4811e-05 |  | -9.7505e-05 |  | 0.00029128 |  | 0.0030613 |  | 0.033436 |  | 0.0080995 |  | 0.00058397 |  | 0.00061931 |  | 8.4557e-07 |  | 0.16339 |  | 0.0056933
| 3.3564e-05 |  | 4.5174e-05 |  | 8.8164e-07 |  | 9.9346e-07 |  | -3.6425e-05 |  | 1.691e-05 |  | 8.8464e-05 |  | 0.00021326 |  | 0.0031382 |  | 0.032499 |  | 0.0083486 |  | 0.00048891 |  | 0.00063449 |  | 4.7916e-06 |  | 0.16329 |  | 0.00573
| 5.7517e-05 |  | 6.4225e-05 |  | 0 |  | 1.081e-06 |  | -0.00031973 |  | 0.00011997 |  | -8.9755e-05 |  | -0.00021976 |  | 0.003076 |  | 0.031519 |  | 0.0087504 |  | 0.00053011 |  | 0.00089194 |  | 6.4831e-06 |  | 0.16309 |  | 0.0057647
| 5.7522e-05 |  | 6.4231e-05 |  | 0 |  | 1.1623e-06 |  | -0.00018229 |  | 0.00033267 |  | 6.8071e-06 |  | -0.00047231 |  | 0.0030097 |  | 0.030572 |  | 0.0089523 |  | 0.0005663 |  | 0.00090624 |  | 2.5369e-06 |  | 0.16283 |  | 0.0058086
| 5.2625e-06 |  | 8.1204e-05 |  | 8.8172e-07 |  | 1.1752e-06 |  | 4.0473e-05 |  | 0.00032239 |  | 0.00012333 |  | -0.00012224 |  | 0.0029355 |  | 0.029739 |  | 0.00923 |  | 0.00057559 |  | 0.00086927 |  | 8.4562e-07 |  | 0.16255 |  | 0.0058163
| 5.263e-06 |  | 8.1211e-05 |  | 1.7634e-06 |  | 1.0837e-06 |  | 0 |  | 0.00018121 |  | -1.2269e-05 |  | 2.6009e-06 |  | 0.0028977 |  | 0.028984 |  | 0.0094186 |  | 0.00061261 |  | 0.00085328 |  | 1.4094e-06 |  | 0.16222 |  | 0.0058085
| 9.0721e-07 |  | 6.3053e-06 |  | 8.8172e-07 |  | 1.0474e-06 |  | -0.00023879 |  | 0.0002103 |  | 4.1973e-05 |  | -0.00041872 |  | 0.0029079 |  | 0.028189 |  | 0.0096107 |  | 0.00063866 |  | 0.00079265 |  | 3.1008e-06 |  | 0.16179 |  | 0.0058151
| 9.0736e-07 |  | 6.3063e-06 |  | 8.8179e-07 |  | 1.0744e-06 |  | -3.2386e-05 |  | 0.00022064 |  | 6.1345e-05 |  | -0.00012223 |  | 0.002851 |  | 0.027319 |  | 0.009893 |  | 0.00067488 |  | 0.00098203 |  | 2.537e-06 |  | 0.16134 |  | 0.0058414
| 0.00010123 |  | 5.6758e-05 |  | 8.8172e-07 |  | 1.0601e-06 |  | 0.0001457 |  | 0.0001776 |  | -0.00010525 |  | 0.00013525 |  | 0.0027757 |  | 0.026464 |  | 0.010111 |  | 0.00068334 |  | 0.00091729 |  | 8.4567e-07 |  | 0.16092 |  | 0.0058319
| 0.00010124 |  | 5.6762e-05 |  | 1.9393e-06 |  | 1.0723e-06 |  | 4.6544e-05 |  | 0.00020732 |  | -9.7155e-05 |  | -0.00012462 |  | 0.0026372 |  | 0.025767 |  | 0.010525 |  | 0.0006732 |  | 0.00080027 |  | 1.4094e-06 |  | 0.16052 |  | 0.0057928
| 0 |  | 6.305e-05 |  | 1.9393e-06 |  | 1.1134e-06 |  | -0.00025094 |  | 0.00018854 |  | 0.00015045 |  | -0.000368 |  | 0.0024889 |  | 0.025181 |  | 0.011116 |  | 0.00058989 |  | 0.00087264 |  | 3.101e-06 |  | 0.1601 |  | 0.0057586
| 0 |  | 6.3055e-05 |  | 8.8179e-07 |  | 1.1981e-06 |  | -0.0003076 |  | 0.00018856 |  | 0.00027831 |  | -8.7125e-05 |  | 0.0022769 |  | 0.024647 |  | 0.011666 |  | 0.00056216 |  | 0.00086848 |  | 2.5372e-06 |  | 0.1596 |  | 0.0057171
| 7.0337e-05 |  | 4.1005e-05 |  | 8.8186e-07 |  | 1.2447e-06 |  | -0.00010118 |  | 0.0001698 |  | -8.9763e-05 |  | 0.00020546 |  | 0.0020332 |  | 0.024109 |  | 0.01193 |  | 0.00065637 |  | 0.00085833 |  | 8.4572e-07 |  | 0.15904 |  | 0.0055686
| 7.0337e-05 |  | 4.1005e-05 |  | 8.8179e-07 |  | 1.1981e-06 |  | -0.00023474 |  | 8.6919e-05 |  | -0.00019049 |  | 0.00013914 |  | 0.0018096 |  | 0.023504 |  | 0.011996 |  | 0.00067156 |  | 0.00076918 |  | 1.4095e-06 |  | 0.15854 |  | 0.0054126
| 4.8853e-05 |  | 7.5806e-05 |  | 8.8186e-07 |  | 1.1357e-06 |  | -0.00040338 |  | 0.00019365 |  | -7.8589e-05 |  | -1.2461e-05 |  | 0.001662 |  | 0.022859 |  | 0.012236 |  | 0.00066987 |  | 0.00070354 |  | 3.1012e-06 |  | 0.15813 |  | 0.0053188
| 4.8853e-05 |  | 7.5806e-05 |  | 0 |  | 1.1323e-06 |  | -0.00048163 |  | 0.00027108 |  | -0.00032221 |  | -0.00019245 |  | 0.0015395 |  | 0.022168 |  | 0.012792 |  | 0.00066819 |  | 0.00083229 |  | 2.5373e-06 |  | 0.15787 |  | 0.0053061
| 3.5783e-05 |  | 8.9163e-05 |  | 1.9394e-06 |  | 1.2144e-06 |  | -0.00016594 |  | 0.00026749 |  | -0.00027572 |  | -0.00017685 |  | 0.0014175 |  | 0.021539 |  | 0.013265 |  | 0.00068418 |  | 0.00090635 |  | 8.4577e-07 |  | 0.15772 |  | 0.0052977
| 3.5783e-05 |  | 8.9163e-05 |  | 1.9394e-06 |  | 1.2689e-06 |  | -0.00016999 |  | 0.00031723 |  | -8.9755e-05 |  | 2.6008e-05 |  | 0.0013022 |  | 0.020948 |  | 0.013672 |  | 0.00066819 |  | 0.00084744 |  | 1.4096e-06 |  | 0.15767 |  | 0.0051476
| 2.2707e-05 |  | 8.3104e-05 |  | 0 |  | 1.2919e-06 |  | -0.00013356 |  | 0.00028632 |  | 0.00016208 |  | 0.00015864 |  | 0.0011948 |  | 0.020366 |  | 0.014071 |  | 0.00063453 |  | 0.00087269 |  | 5.6388e-07 |  | 0.15761 |  | 0.0049858
| 2.2707e-05 |  | 8.3104e-05 |  | 8.8186e-07 |  | 1.2904e-06 |  | -6.8804e-05 |  | 0.00023839 |  | 0.00037903 |  | -4.0312e-05 |  | 0.0010968 |  | 0.019803 |  | 0.01445 |  | 0.00075323 |  | 0.00084581 |  | 0 |  | 0.15735 |  | 0.0048635
| 3.7971e-05 |  | 7.4624e-05 |  | 1.7639e-06 |  | 1.2454e-06 |  | -0.00036459 |  | 0.00016988 |  | 0.00019987 |  | 0.00017821 |  | 0.00099896 |  | 0.019232 |  | 0.01491 |  | 0.0007574 |  | 0.00084323 |  | 2.5375e-06 |  | 0.15678 |  | 0.0048314
| 3.7975e-05 |  | 7.463e-05 |  | 1.7639e-06 |  | 1.1324e-06 |  | -0.00035211 |  | 7.854e-05 |  | 8.459e-05 |  | 0.00048244 |  | 0.00089504 |  | 0.018671 |  | 0.015546 |  | 0.00075155 |  | 0.00075323 |  | 4.7933e-06 |  | 0.15601 |  | 0.0047906
| 0 |  | 5.3658e-05 |  | 8.8201e-07 |  | 9.2726e-07 |  | -0.00020641 |  | 9.917e-05 |  | 3.0348e-05 |  | 0.00042783 |  | 0.0008044 |  | 0.018156 |  | 0.015973 |  | 0.00074566 |  | 0.00097036 |  | 2.2555e-06 |  | 0.15514 |  | 0.0047261
| 0 |  | 5.3662e-05 |  | 0 |  | 8.1145e-07 |  | -0.00010927 |  | 0.00016808 |  | -0.00032222 |  | 0.00013524 |  | 0.00072264 |  | 0.017682 |  | 0.016264 |  | 0.00077511 |  | 0.0010579 |  | 2.2557e-06 |  | 0.15432 |  | 0.004668
| 4.5617e-05 |  | 0.00013777 |  | 0 |  | 8.492e-07 |  | -0.00020641 |  | 0.00017115 |  | -0.00039971 |  | -0.00029778 |  | 0.0006428 |  | 0.017242 |  | 0.01684 |  | 0.00067833 |  | 0.00076838 |  | 3.1015e-06 |  | 0.15354 |  | 0.0046426
| 4.5617e-05 |  | 0.00013777 |  | 0 |  | 9.6831e-07 |  | -0.00010928 |  | 0.00017782 |  | -1.6142e-05 |  | -0.00038751 |  | 0.0005575 |  | 0.01677 |  | 0.017234 |  | 0.00054872 |  | 0.00078016 |  | 1.4099e-06 |  | 0.15282 |  | 0.0045603
| 7.2834e-05 |  | 5.8938e-05 |  | 8.8201e-07 |  | 1.1063e-06 |  | 0.00017066 |  | 0.00014193 |  | 0.00010706 |  | 2.8659e-05 |  | 0.00045837 |  | 0.01628 |  | 0.017318 |  | 0.0006649 |  | 0.00085512 |  | 5.6391e-07 |  | 0.15213 |  | 0.0045315
| 7.2834e-05 |  | 5.8938e-05 |  | 2.8218e-06 |  | 1.1944e-06 |  | -1.2142e-05 |  | 0.00013161 |  | -1.6142e-05 |  | 0.00017035 |  | 0.00037367 |  | 0.015807 |  | 0.017554 |  | 0.00068001 |  | 0.00088873 |  | 0 |  | 0.15137 |  | 0.0045098
| 1.1816e-05 |  | 5.7895e-05 |  | 1.9398e-06 |  | 1.2052e-06 |  | -0.00024689 |  | 0.00016269 |  | -0.00012075 |  | -3.6411e-05 |  | 0.00029857 |  | 0.01534 |  | 0.018498 |  | 0.00060935 |  | 0.00085175 |  | 0 |  | 0.15063 |  | 0.004508
| 1.1817e-05 |  | 5.7899e-05 |  | 8.8208e-07 |  | 1.1656e-06 |  | -0.00034402 |  | 9.3958e-05 |  | -0.00012075 |  | -7.9322e-05 |  | 0.00023431 |  | 0.014917 |  | 0.01906 |  | 0.00068506 |  | 0.00079615 |  | 0 |  | 0.14991 |  | 0.0044633
| 7.2852e-05 |  | 1.158e-05 |  | 1.7642e-06 |  | 1.0532e-06 |  | -4.0473e-05 |  | 1.3214e-05 |  | 1.8726e-05 |  | -5.5915e-05 |  | 0.00019045 |  | 0.014539 |  | 0.019282 |  | 0.00072466 |  | 0.00088542 |  | 8.4597e-07 |  | 0.14922 |  | 0.0044459
| 7.2858e-05 |  | 1.1581e-05 |  | 1.7642e-06 |  | 9.4685e-07 |  | 0.00027522 |  | 0 |  | 6.1344e-05 |  | -8.3224e-05 |  | 0.00015997 |  | 0.014184 |  | 0.019525 |  | 0.00053024 |  | 0.00098136 |  | 8.4592e-07 |  | 0.14851 |  | 0.0044069
| 9.09e-07 |  | 6.002e-05 |  | 8.8208e-07 |  | 9.0109e-07 |  | 8.904e-05 |  | 0.00011173 |  | 6.5219e-05 |  | 0.00014305 |  | 0.00011611 |  | 0.013788 |  | 0.019751 |  | 0.0006203 |  | 0.00084081 |  | 2.5381e-06 |  | 0.14783 |  | 0.0043864
| 9.09e-07 |  | 6.002e-05 |  | 0 |  | 9.2128e-07 |  | 5.4302e-05 |  | 0.00011806 |  | 0.00019246 |  | 0.00020064 |  | 7.4468e-05 |  | 0.013331 |  | 0.020278 |  | 0.00081051 |  | 0.00078021 |  | 3.1019e-06 |  | 0.14723 |  | 0.0043155
| 2.7097e-05 |  | 4.8441e-05 |  | 1.9401e-06 |  | 1.0203e-06 |  | 7.2851e-05 |  | 6.4641e-05 |  | 1.4864e-05 |  | -8.7125e-05 |  | 2.7356e-05 |  | 0.012861 |  | 0.020558 |  | 0.00073649 |  | 0.0007609 |  | 3.1021e-06 |  | 0.14672 |  | 0.0042324
| 2.7097e-05 |  | 4.8441e-05 |  | 1.9399e-06 |  | 1.1312e-06 |  | -3.238e-05 |  | 0.00021622 |  | -0.00038032 |  | -0.00010273 |  | 1.439e-05 |  | 0.01245 |  | 0.020824 |  | 0.00079957 |  | 0.00074318 |  | 4.7941e-06 |  | 0.14616 |  | 0.0041497
| 8.3821e-05 |  | 5.4768e-05 |  | 0 |  | 1.1657e-06 |  | -4.8568e-05 |  | 0.00024053 |  | -0.00027572 |  | -0.00014954 |  | 1.6697e-06 |  | 0.012099 |  | 0.021157 |  | 0.00080714 |  | 0.00087027 |  | 3.1021e-06 |  | 0.14554 |  | 0.0040864
| 8.3828e-05 |  | 5.4773e-05 |  | 0 |  | 1.1253e-06 |  | -0.00010523 |  | 0.00014943 |  | 2.26e-05 |  | -0.00010663 |  | 8.7181e-07 |  | 0.011759 |  | 0.021541 |  | 0.00066073 |  | 0.0010227 |  | 1.41e-06 |  | 0.14487 |  | 0.0040287
| 3.3653e-05 |  | 7.4716e-05 |  | 0 |  | 1.0675e-06 |  | 8.0947e-06 |  | 0.00025938 |  | -0.00026022 |  | -0.00011833 |  | 5.7e-08 |  | 0.011394 |  | 0.021934 |  | 0.00069609 |  | 0.0011237 |  | 1.4101e-06 |  | 0.14424 |  | 0.0038944
| 3.3655e-05 |  | 7.4723e-05 |  | 0 |  | 1.0371e-06 |  | -3.103e-05 |  | 0.00024892 |  | -0.00043502 |  | -4.237e-05 |  | 4.0108e-08 |  | 0.010993 |  | 0.022356 |  | 0.00070366 |  | 0.0011043 |  | 1.4101e-06 |  | 0.14375 |  | 0.0037289
| 4.7853e-05 |  | 6.6228e-05 |  | 0 |  | 1.0978e-06 |  | -0.00018213 |  | 0.0001078 |  | -0.00017499 |  | -1.6905e-05 |  | 3.3778e-08 |  | 0.010606 |  | 0.022732 |  | 0.00066663 |  | 0.0010732 |  | 1.4101e-06 |  | 0.14325 |  | 0.003451
| 4.7853e-05 |  | 6.6228e-05 |  | 8.8223e-07 |  | 1.1799e-06 |  | -0.0002307 |  | 0.00016446 |  | 3.035e-05 |  | 1.0402e-05 |  | 4.4333e-08 |  | 0.010241 |  | 0.022957 |  | 0.00084928 |  | 0.00099152 |  | 1.4101e-06 |  | 0.14255 |  | 0.0031848
| 9.054e-05 |  | 2.3181e-05 |  | 8.8223e-07 |  | 1.1846e-06 |  | -0.00016594 |  | 0.00021268 |  | 0.00011558 |  | 0.00025227 |  | 3.6592e-08 |  | 0.0098956 |  | 0.023391 |  | 0.00072807 |  | 0.0010176 |  | 5.6408e-07 |  | 0.14157 |  | 0.0029702
| 9.0547e-05 |  | 2.3183e-05 |  | 1.9402e-06 |  | 1.1765e-06 |  | -8.4994e-05 |  | 0.00013359 |  | -0.00010525 |  | 9.6227e-05 |  | 1.8296e-08 |  | 0.0095621 |  | 0.024053 |  | 0.0005303 |  | 0.00098485 |  | 2.2563e-06 |  | 0.14055 |  | 0.0029066
| 4.4586e-05 |  | 6.1378e-05 |  | 1.9402e-06 |  | 1.1375e-06 |  | -4.8568e-05 |  | 7.849e-05 |  | -0.00018661 |  | -0.00024317 |  | 0 |  | 0.009231 |  | 0.024635 |  | 0.0006742 |  | 0.00093597 |  | 4.7947e-06 |  | 0.13962 |  | 0.0029372
| 4.4593e-05 |  | 6.1388e-05 |  | 0 |  | 1.0716e-06 |  | 0.00021855 |  | 0.00017524 |  | 0.00011171 |  | -0.00018465 |  | 1.4075e-09 |  | 0.0089187 |  | 0.025314 |  | 0.00059343 |  | 0.0011187 |  | 2.5384e-06 |  | 0.13879 |  | 0.0029729
| 2.712e-05 |  | 0.00012034 |  | 8.823e-07 |  | 1.0279e-06 |  | 0.00043054 |  | 0.00031666 |  | 1.0521e-05 |  | 6.2309e-05 |  | 9.8526e-09 |  | 0.0086038 |  | 0.025842 |  | 0.00051933 |  | 0.00096543 |  | 8.4617e-07 |  | 0.13794 |  | 0.0029735
| 2.7124e-05 |  | 0.00012036 |  | 1.7646e-06 |  | 1.0218e-06 |  | 6.4762e-05 |  | 0.00030273 |  | -0.00040745 |  | -0.00012614 |  | 1.689e-08 |  | 0.0082877 |  | 0.026394 |  | 0.00058249 |  | 0.00085438 |  | 1.4103e-06 |  | 0.13705 |  | 0.0029501
| 0 |  | 0.00011915 |  | 8.823e-07 |  | 1.0548e-06 |  | -0.00041688 |  | 0.00014404 |  | -0.00055467 |  | -0.00014174 |  | 1.6186e-08 |  | 0.007986 |  | 0.027168 |  | 0.00074158 |  | 0.00089731 |  | 1.4103e-06 |  | 0.13608 |  | 0.0029062
| 0 |  | 0.00012338 |  | 0 |  | 1.0676e-06 |  | -0.00017404 |  | 9.9059e-05 |  | -0.00038807 |  | 0.00022497 |  | 7.7414e-09 |  | 0.0076825 |  | 0.028107 |  | 0.00087374 |  | 0.00087542 |  | 1.4103e-06 |  | 0.13498 |  | 0.0028773
| 3.8053e-05 |  | 9.7251e-05 |  | 0 |  | 1.0973e-06 |  | -0.00014974 |  | 0.0001077 |  | -3.164e-05 |  | 0.00017035 |  | 8.4458e-09 |  | 0.0074145 |  | 0.029009 |  | 0.00072559 |  | 0.0010185 |  | 1.4104e-06 |  | 0.13375 |  | 0.0028349
| 3.8056e-05 |  | 9.3032e-05 |  | 8.823e-07 |  | 1.1484e-06 |  | -7.2844e-05 |  | 8.8895e-05 |  | 4.1973e-05 |  | -9.1032e-06 |  | 1.689e-08 |  | 0.0071802 |  | 0.029832 |  | 0.00076099 |  | 0.0010076 |  | 8.4622e-07 |  | 0.13255 |  | 0.0028263
| 0 |  | 0.00012101 |  | 2.8229e-06 |  | 1.1592e-06 |  | 8.904e-05 |  | 0.00020436 |  | -3.5514e-05 |  | 6.1117e-05 |  | 1.9707e-08 |  | 0.0069313 |  | 0.030359 |  | 0.00078283 |  | 0.00072811 |  | 0 |  | 0.13142 |  | 0.0028548
| 0 |  | 0.00012102 |  | 2.8229e-06 |  | 1.1983e-06 |  | -0.00036847 |  | 0.00025117 |  | -0.00013428 |  | 5.857e-05 |  | 1.9707e-08 |  | 0.0066038 |  | 0.031168 |  | 0.00055976 |  | 0.00075337 |  | 0 |  | 0.13036 |  | 0.0029052
| 7.1762e-05 |  | 5.4836e-05 |  | 8.8245e-07 |  | 1.2664e-06 |  | -0.00033188 |  | 0.00013915 |  | -1.6142e-05 |  | 1.4304e-05 |  | 3.0971e-08 |  | 0.0062359 |  | 0.032597 |  | 0.00057747 |  | 0.00088642 |  | 2.5388e-06 |  | 0.12923 |  | 0.0029445
| 7.1774e-05 |  | 5.4845e-05 |  | 0 |  | 1.2212e-06 |  | 1.619e-05 |  | 0.00019087 |  | 0.00011171 |  | 0.00022107 |  | 4.3637e-08 |  | 0.005891 |  | 0.033518 |  | 0.00066586 |  | 0.00079803 |  | 2.5387e-06 |  | 0.12788 |  | 0.0029695
| 6.9949e-05 |  | 4.8517e-05 |  | 8.8245e-07 |  | 1.0489e-06 |  | -0.00027926 |  | 0.00024634 |  | -4.3263e-05 |  | 2.9908e-05 |  | 4.2233e-08 |  | 0.0056354 |  | 0.034302 |  | 0.00054717 |  | 0.00084517 |  | 0 |  | 0.12635 |  | 0.0030028
| 6.9955e-05 |  | 4.8521e-05 |  | 8.8238e-07 |  | 8.7312e-07 |  | -0.0002914 |  | 0.00014267 |  | -0.00022149 |  | -0.00023147 |  | 2.956e-08 |  | 0.0054811 |  | 0.034992 |  | 0.00059684 |  | 0.00089652 |  | 0 |  | 0.12478 |  | 0.0030086
| 3.6982e-05 |  | 0.00013931 |  | 0 |  | 8.7319e-07 |  | -0.00010523 |  | 0.00010793 |  | -0.00020986 |  | -0.00021586 |  | 2.1116e-08 |  | 0.005398 |  | 0.035502 |  | 0.00070964 |  | 0.00087631 |  | 8.4627e-07 |  | 0.12334 |  | 0.0030197
| 3.6985e-05 |  | 0.00013932 |  | 0 |  | 1.0019e-06 |  | -0.00026712 |  | 0.00017027 |  | -0.000144 |  | -0.00017685 |  | 3.2381e-08 |  | 0.0054117 |  | 0.036628 |  | 0.00059179 |  | 0.00083086 |  | 8.4632e-07 |  | 0.1221 |  | 0.0030368
| 3.3708e-05 |  | 7.4839e-05 |  | 0 |  | 1.0832e-06 |  | -1.9392e-05 |  | 0.00032065 |  | 0.00012562 |  | -7.2279e-05 |  | 5.5606e-08 |  | 0.0054251 |  | 0.037378 |  | 0.00056232 |  | 0.0010539 |  | 8.4632e-07 |  | 0.12103 |  | 0.0030714
| 3.3711e-05 |  | 7.4846e-05 |  | 1.9407e-06 |  | 1.1411e-06 |  | 8.9041e-05 |  | 0.00034441 |  | 0.00022794 |  | 2.6009e-06 |  | 7.5315e-08 |  | 0.0054269 |  | 0.037568 |  | 0.00062297 |  | 0.0010254 |  | 1.4105e-06 |  | 0.12005 |  | 0.0031213
| 0 |  | 3.4823e-05 |  | 2.8234e-06 |  | 1.1554e-06 |  | -8.4994e-05 |  | 0.00027872 |  | 8.459e-05 |  | 4.1611e-05 |  | 7.6729e-08 |  | 0.005229 |  | 0.038458 |  | 0.00060105 |  | 0.00080224 |  | 3.1034e-06 |  | 0.11895 |  | 0.0031329
| 0 |  | 3.4823e-05 |  | 8.8252e-07 |  | 1.1776e-06 |  | 4.452e-05 |  | 0.00017881 |  | 3.035e-05 |  | -0.00015344 |  | 5.8427e-08 |  | 0.0048214 |  | 0.039413 |  | 0.00082501 |  | 0.00093109 |  | 2.5391e-06 |  | 0.11773 |  | 0.0031432
| 2.497e-05 |  | 9.6167e-05 |  | 8.8252e-07 |  | 1.1022e-06 |  | 0.00014975 |  | 0.00010459 |  | -0.00012462 |  | -0.0003446 |  | 6.1946e-08 |  | 0.0044337 |  | 0.039789 |  | 0.000873 |  | 0.00099591 |  | 8.4637e-07 |  | 0.11645 |  | 0.0031462
| 2.497e-05 |  | 9.6167e-05 |  | 8.826e-07 |  | 9.4269e-07 |  | -0.00019427 |  | 0.00017712 |  | -0.0002486 |  | -9.1135e-06 |  | 7.8847e-08 |  | 0.0041167 |  | 0.040134 |  | 0.00076015 |  | 0.00095881 |  | 8.4637e-07 |  | 0.1152 |  | 0.0031855
| 0.00012478 |  | 4.222e-05 |  | 0 |  | 8.7326e-07 |  | -0.00035211 |  | 0.00019965 |  | -0.0002796 |  | 0.00014303 |  | 1.1826e-07 |  | 0.0039943 |  | 0.041023 |  | 0.00076019 |  | 0.00096897 |  | 2.5391e-06 |  | 0.11396 |  | 0.0032039
| 0.00012479 |  | 4.2223e-05 |  | 8.826e-07 |  | 8.7805e-07 |  | -5.43e-05 |  | 0.00021672 |  | -9.7155e-05 |  | -0.00013957 |  | 1.6051e-07 |  | 0.0038323 |  | 0.041671 |  | 0.00060617 |  | 0.0010414 |  | 2.5393e-06 |  | 0.11265 |  | 0.0031993
| 5.5605e-05 |  | 8.0362e-05 |  | 3.8824e-06 |  | 9.9244e-07 |  | 7.2852e-05 |  | 0.0002977 |  | -0.0002796 |  | -0.00015344 |  | 1.8021e-07 |  | 0.0035134 |  | 0.041905 |  | 0.00058424 |  | 0.00095129 |  | 8.4642e-07 |  | 0.11134 |  | 0.0031522
| 5.5609e-05 |  | 8.0368e-05 |  | 3.0002e-06 |  | 1.0895e-06 |  | 4.0471e-06 |  | 0.0002685 |  | -0.00010913 |  | 2.2105e-05 |  | 1.767e-07 |  | 0.0031037 |  | 0.042125 |  | 0.00070294 |  | 0.00072652 |  | 1.4107e-06 |  | 0.11012 |  | 0.0031212
| 0 |  | 4.0122e-05 |  | 1.9412e-06 |  | 1.1273e-06 |  | 7.6898e-05 |  | 0.00024965 |  | 0.00020082 |  | 7.6721e-05 |  | 1.7038e-07 |  | 0.0027397 |  | 0.042481 |  | 0.00069116 |  | 0.00084774 |  | 1.4108e-06 |  | 0.10904 |  | 0.0030577
| 0 |  | 4.0126e-05 |  | 1.941e-06 |  | 1.1319e-06 |  | 5.6662e-05 |  | 0.0002448 |  | -0.00029122 |  | -1.3012e-06 |  | 1.7741e-07 |  | 0.0026793 |  | 0.043075 |  | 0.00061964 |  | 0.0012595 |  | 1.4108e-06 |  | 0.10806 |  | 0.0030256
| 9.7432e-05 |  | 0.00010048 |  | 0 |  | 1.1118e-06 |  | -3.2379e-05 |  | 0.0002588 |  | -0.00032996 |  | -0.00013393 |  | 1.739e-07 |  | 0.0027679 |  | 0.043336 |  | 0.00062301 |  | 0.0010616 |  | 1.4107e-06 |  | 0.10702 |  | 0.0029862
| 9.7448e-05 |  | 0.00010049 |  | 8.826e-07 |  | 1.1198e-06 |  | 2.0236e-05 |  | 0.00019813 |  | -8.5881e-05 |  | 0.00011965 |  | 1.6755e-07 |  | 0.0028975 |  | 0.043876 |  | 0.00075935 |  | 0.0008006 |  | 8.4652e-07 |  | 0.10587 |  | 0.0029973
| 4.6873e-05 |  | 4.0132e-05 |  | 1.7653e-06 |  | 1.1327e-06 |  | 8.0932e-06 |  | 7.3477e-05 |  | 0.00010784 |  | 6.5031e-05 |  | 1.8517e-07 |  | 0.0029182 |  | 0.044911 |  | 0.00078549 |  | 0.00099849 |  | 8.4647e-07 |  | 0.10457 |  | 0.0029988
| 4.6881e-05 |  | 4.0139e-05 |  | 8.8267e-07 |  | 1.1367e-06 |  | -0.00023272 |  | 0.00010116 |  | 0.00020731 |  | -0.00023303 |  | 2.2248e-07 |  | 0.0028876 |  | 0.045532 |  | 0.00067099 |  | 0.00092777 |  | 8.4652e-07 |  | 0.10302 |  | 0.0029898
| 0 |  | 8.1626e-05 |  | 0 |  | 1.1476e-06 |  | -0.00033188 |  | 7.0038e-05 |  | -8.3944e-06 |  | -1.6904e-05 |  | 2.6897e-07 |  | 0.002797 |  | 0.046124 |  | 0.00062974 |  | 0.00078549 |  | 8.4652e-07 |  | 0.10126 |  | 0.0029654
| 0 |  | 8.1633e-05 |  | 8.8267e-07 |  | 1.1731e-06 |  | -0.00014166 |  | 4.41e-05 |  | -0.0004617 |  | 5.3315e-05 |  | 3.1471e-07 |  | 0.0027331 |  | 0.046633 |  | 0.00043358 |  | 0.0008318 |  | 1.4109e-06 |  | 0.099412 |  | 0.0029284
| 5.5646e-05 |  | 8.4686e-05 |  | 1.7655e-06 |  | 1.2526e-06 |  | -6.8804e-05 |  | 7.5231e-05 |  | -0.00040358 |  | -3.641e-05 |  | 3.2952e-07 |  | 0.002696 |  | 0.046982 |  | 0.00042939 |  | 0.00091941 |  | 3.1039e-06 |  | 0.097688 |  | 0.002901
| 5.5651e-05 |  | 8.4693e-05 |  | 2.8241e-06 |  | 1.2991e-06 |  | 0.0002145 |  | 5.2749e-05 |  | 2.6475e-05 |  | 5.3316e-05 |  | 3.0136e-07 |  | 0.0026702 |  | 0.047783 |  | 0.00067268 |  | 0.00094882 |  | 2.5397e-06 |  | 0.096158 |  | 0.002877
| 5.5651e-05 |  | 7.7381e-05 |  | 1.9414e-06 |  | 1.2479e-06 |  | 0.00015379 |  | 0.00013603 |  | -0.00010525 |  | -3.2515e-05 |  | 2.8024e-07 |  | 0.0026954 |  | 0.04842 |  | 0.00077544 |  | 0.00087815 |  | 0 |  | 0.094776 |  | 0.0028698
| 5.566e-05 |  | 7.7394e-05 |  | 0 |  | 1.1826e-06 |  | -0.00020237 |  | 0.00030897 |  | -0.00015175 |  | -0.00046945 |  | 2.9995e-07 |  | 0.0026515 |  | 0.049581 |  | 0.00067857 |  | 0.00078886 |  | 0 |  | 0.093416 |  | 0.0028704
| 0 |  | 6.2164e-05 |  | 8.8274e-07 |  | 1.1435e-06 |  | -0.00011737 |  | 0.00030168 |  | -0.00014012 |  | -0.00040312 |  | 3.5698e-07 |  | 0.0025649 |  | 0.050965 |  | 0.00056242 |  | 0.00083353 |  | 2.5397e-06 |  | 0.092029 |  | 0.0028806
| 0 |  | 6.2164e-05 |  | 2.8243e-06 |  | 1.18e-06 |  | 5.8179e-05 |  | 0.0001999 |  | -0.00014913 |  | 6.2316e-05 |  | 4.3799e-07 |  | 0.0023535 |  | 0.051588 |  | 0.00076617 |  | 0.00077291 |  | 4.7975e-06 |  | 0.090608 |  | 0.0028778
| 9.2644e-05 |  | 5.7071e-05 |  | 1.9414e-06 |  | 1.1543e-06 |  | -8.499e-05 |  | 0.0002054 |  | -0.00012075 |  | 0.00018206 |  | 5.0203e-07 |  | 0.002123 |  | 0.052449 |  | 0.00081922 |  | 0.00089247 |  | 4.7975e-06 |  | 0.08916 |  | 0.002892
| 9.2659e-05 |  | 5.7081e-05 |  | 0 |  | 1.1477e-06 |  | -0.0002914 |  | 0.00020178 |  | 0.00013883 |  | -0.00020416 |  | 4.9503e-07 |  | 0.0018989 |  | 0.053388 |  | 0.00057337 |  | 0.00099013 |  | 3.1043e-06 |  | 0.087681 |  | 0.0028904
| 3.1035e-06 |  | 2.537e-05 |  | 1.9415e-06 |  | 1.178e-06 |  | -0.00028331 |  | 0.00017191 |  | 0.00037904 |  | -0.00028219 |  | 4.4856e-07 |  | 0.0017191 |  | 0.053873 |  | 0.00056326 |  | 0.0009514 |  | 5.6441e-07 |  | 0.086173 |  | 0.0029001
| 3.1037e-06 |  | 2.5372e-05 |  | 2.8246e-06 |  | 1.2111e-06 |  | -0.00026712 |  | 0.00015973 |  | -6.4487e-07 |  | -2.4708e-05 |  | 4.0423e-07 |  | 0.0015749 |  | 0.054785 |  | 0.00073586 |  | 0.00088657 |  | 0 |  | 0.08467 |  | 0.0028841
| 4.1993e-06 |  | 2.5374e-05 |  | 1.7656e-06 |  | 1.1874e-06 |  | -0.00033997 |  | 0.00012023 |  | -0.00037258 |  | 5.7215e-05 |  | 4.1757e-07 |  | 0.0014582 |  | 0.056051 |  | 0.0006744 |  | 0.00071482 |  | 2.54e-06 |  | 0.083194 |  | 0.0028868
| 4.1997e-06 |  | 2.5376e-05 |  | 8.8289e-07 |  | 1.0622e-06 |  | -0.00044115 |  | 0.00013731 |  | -8.9749e-05 |  | -7.9324e-05 |  | 4.6338e-07 |  | 0.0013518 |  | 0.057284 |  | 0.00054983 |  | 0.0010045 |  | 3.1045e-06 |  | 0.081774 |  | 0.0028546
| 2.7207e-05 |  | 5.2866e-05 |  | 0 |  | 9.8948e-07 |  | -0.0002995 |  | 0.0001561 |  | 4.1972e-05 |  | 0.00011182 |  | 5.1479e-07 |  | 0.0012256 |  | 0.058491 |  | 0.00064072 |  | 0.0011602 |  | 1.4112e-06 |  | 0.080393 |  | 0.0028354
| 2.7211e-05 |  | 5.2875e-05 |  | 8.8289e-07 |  | 9.2684e-07 |  | 6.071e-05 |  | 0.00014088 |  | -0.00022924 |  | 0.00014303 |  | 5.2817e-07 |  | 0.0010915 |  | 0.059269 |  | 0.00069465 |  | 0.0010761 |  | 8.4667e-07 |  | 0.079097 |  | 0.0028324
| 6.221e-05 |  | 1.9036e-05 |  | 1.7658e-06 |  | 8.9586e-07 |  | 0.00025987 |  | 0.00011864 |  | -0.00031993 |  | -0.00014331 |  | 5.6057e-07 |  | 0.00099102 |  | 0.060276 |  | 0.00064329 |  | 0.0010727 |  | 8.4672e-07 |  | 0.077847 |  | 0.0028636
| 6.221e-05 |  | 1.9036e-05 |  | 1.7658e-06 |  | 9.1943e-07 |  | 4.8568e-05 |  | 0.00013388 |  | -0.00024085 |  | -0.00011833 |  | 6.4718e-07 |  | 0.00092127 |  | 0.061598 |  | 0.00059193 |  | 0.0010298 |  | 8.4672e-07 |  | 0.076593 |  | 0.0028829
| 2.1736e-05 |  | 3.3845e-05 |  | 1.7659e-06 |  | 1.0057e-06 |  | -0.00025903 |  | 0.00018908 |  | -0.00029122 |  | -0.00011443 |  | 7.1415e-07 |  | 0.00084437 |  | 0.062449 |  | 0.00056414 |  | 0.0010525 |  | 2.5402e-06 |  | 0.075271 |  | 0.0028723
| 2.174e-05 |  | 3.385e-05 |  | 3.8841e-06 |  | 1.0413e-06 |  | -0.00027117 |  | 0.0002428 |  | -0.00045781 |  | -9.4928e-05 |  | 7.0775e-07 |  | 0.00076432 |  | 0.063579 |  | 0.00053551 |  | 0.0010323 |  | 4.7981e-06 |  | 0.073886 |  | 0.0028684
| 5.1335e-05 |  | 5.8181e-05 |  | 3.0014e-06 |  | 9.35e-07 |  | -0.00011737 |  | 0.00022755 |  | -0.00048106 |  | 4.9414e-05 |  | 6.7189e-07 |  | 0.00066635 |  | 0.065001 |  | 0.00062897 |  | 0.00072244 |  | 3.1048e-06 |  | 0.072567 |  | 0.0028741
| 5.1339e-05 |  | 5.8186e-05 |  | 8.8296e-07 |  | 8.252e-07 |  | 0.00010928 |  | 0.00015497 |  | -0.000113 |  | 6.1118e-05 |  | 6.7541e-07 |  | 0.00056953 |  | 0.065594 |  | 0.00073001 |  | 0.0006997 |  | 1.4113e-06 |  | 0.07137 |  | 0.002853
| 1.8454e-05 |  | 3.703e-05 |  | 1.7659e-06 |  | 8.4878e-07 |  | 0.00020641 |  | 9.9436e-05 |  | -4.5204e-06 |  | 0.00012744 |  | 6.9231e-07 |  | 0.00046007 |  | 0.0664 |  | 0.00083526 |  | 0.0009102 |  | 1.4113e-06 |  | 0.07023 |  | 0.0027785
| 1.8456e-05 |  | 3.7033e-05 |  | 1.7661e-06 |  | 9.371e-07 |  | 0.00013761 |  | 7.3616e-05 |  | -0.00020986 |  | 8.0622e-05 |  | 6.7617e-07 |  | 0.00035967 |  | 0.067456 |  | 0.00078058 |  | 0.00089847 |  | 1.4113e-06 |  | 0.069042 |  | 0.0026831
| 2.7227e-05 |  | 4.8672e-05 |  | 1.7659e-06 |  | 9.35e-07 |  | -0.00020168 |  | 0.00010475 |  | -0.0004833 |  | -0.00038632 |  | 6.1555e-07 |  | 0.00027965 |  | 0.068197 |  | 0.00062813 |  | 0.00095314 |  | 1.4114e-06 |  | 0.067744 |  | 0.0026293
| 2.7231e-05 |  | 4.868e-05 |  | 8.8304e-07 |  | 9.2228e-07 |  | -0.00049782 |  | 0.00025572 |  | -0.00053143 |  | -0.00042262 |  | 5.677e-07 |  | 0.0002081 |  | 0.068926 |  | 0.00071911 |  | 0.00092962 |  | 1.4114e-06 |  | 0.066406 |  | 0.0025766
| 5.7939e-05 |  | 6.6528e-05 |  | 0 |  | 9.9638e-07 |  | -0.00032784 |  | 0.00026428 |  | -0.00022536 |  | 2.2107e-05 |  | 5.8813e-07 |  | 0.00015578 |  | 0.069382 |  | 0.0006888 |  | 0.0009431 |  | 3.105e-06 |  | 0.065106 |  | 0.0025465
| 5.7939e-05 |  | 6.6528e-05 |  | 0 |  | 1.1513e-06 |  | -9.3088e-05 |  | 0.0001477 |  | -0.00015562 |  | 0.00030689 |  | 6.6349e-07 |  | 0.00012255 |  | 0.070069 |  | 0.00065427 |  | 0.00089173 |  | 3.105e-06 |  | 0.063875 |  | 0.0025652
| 3.0529e-05 |  | 0.000105 |  | 8.8311e-07 |  | 1.2747e-06 |  | -6.8803e-05 |  | 0.0001929 |  | -0.00041907 |  | -6.3715e-05 |  | 7.2835e-07 |  | 8.7191e-05 |  | 0.070527 |  | 0.00067785 |  | 0.0010795 |  | 3.1052e-06 |  | 0.0627 |  | 0.0026135
| 3.0529e-05 |  | 0.000105 |  | 8.8304e-07 |  | 1.2187e-06 |  | 4.8568e-05 |  | 0.00016718 |  | -0.00030284 |  | -0.00021976 |  | 7.3463e-07 |  | 5.9381e-05 |  | 0.070946 |  | 0.00053386 |  | 0.0013187 |  | 2.5406e-06 |  | 0.061542 |  | 0.0025898
| 6.8987e-05 |  | 7.8144e-05 |  | 8.8311e-07 |  | 1.109e-06 |  | -4.0474e-06 |  | 0.00011347 |  | 8.8464e-05 |  | 0.00010403 |  | 7.3258e-07 |  | 2.1901e-05 |  | 0.071645 |  | 0.0005347 |  | 0.00095488 |  | 2.5406e-06 |  | 0.060427 |  | 0.0024932
| 6.8992e-05 |  | 7.815e-05 |  | 8.8311e-07 |  | 9.9849e-07 |  | -2.4283e-05 |  | 0.00011695 |  | -0.00022924 |  | -1.6905e-05 |  | 7.1849e-07 |  | 8.387e-06 |  | 0.072464 |  | 0.00072837 |  | 0.00089173 |  | 2.5406e-06 |  | 0.059419 |  | 0.0024024
| 7.0219e-05 |  | 8.4873e-05 |  | 0 |  | 9.392e-07 |  | -8.9037e-05 |  | 0.00016703 |  | -0.00027186 |  | -0.00027048 |  | 7.0511e-07 |  | 8.9828e-08 |  | 0.072984 |  | 0.00070652 |  | 0.0010914 |  | 4.2346e-06 |  | 0.058492 |  | 0.0023501
| 7.0225e-05 |  | 8.488e-05 |  | 8.8311e-07 |  | 9.8232e-07 |  | -7.6896e-05 |  | 0.00023632 |  | -9.7505e-05 |  | -0.00020416 |  | 6.7693e-07 |  | 6.4068e-08 |  | 0.073414 |  | 0.00060628 |  | 0.00094141 |  | 4.7989e-06 |  | 0.057589 |  | 0.0022749
| 5.1389e-05 |  | 8.0612e-05 |  | 8.8311e-07 |  | 1.0133e-06 |  | 0.00015127 |  | 0.00018626 |  | 3.093e-06 |  | -8.7233e-06 |  | 6.558e-07 |  | 2.5099e-08 |  | 0.073931 |  | 0.00058273 |  | 0.00082189 |  | 1.4115e-06 |  | 0.056687 |  | 0.0021907
| 5.1393e-05 |  | 8.0619e-05 |  | 8.8318e-07 |  | 1.01e-06 |  | 0.00020641 |  | 0.00010658 |  | 0.00040617 |  | -9.1026e-05 |  | 6.6572e-07 |  | 1.255e-08 |  | 0.074572 |  | 0.00067869 |  | 0.00095236 |  | 8.4692e-07 |  | 0.05574 |  | 0.0021355
| 3.7131e-05 |  | 6.6577e-05 |  | 8.8311e-07 |  | 9.8703e-07 |  | 0.00012951 |  | 0.00011514 |  | 0.00021632 |  | -0.00046163 |  | 6.5087e-07 |  | 0 |  | 0.075627 |  | 0.00070652 |  | 0.00095915 |  | 8.4697e-07 |  | 0.054794 |  | 0.0021173
| 3.7131e-05 |  | 6.6577e-05 |  | 0 |  | 9.7768e-07 |  | -4.8567e-05 |  | 0.00013926 |  | -0.00012462 |  | -0.00037581 |  | 7.0869e-07 |  | 0 |  | 0.076633 |  | 0.00056842 |  | 0.00089263 |  | 1.4116e-06 |  | 0.053869 |  | 0.0020868
| 7.0864e-05 |  | 7.5141e-05 |  | 0 |  | 9.7162e-07 |  | 0.00014166 |  | 0.0001221 |  | -5.876e-05 |  | 0.00020156 |  | 7.4955e-07 |  | 0 |  | 0.077589 |  | 0.00056758 |  | 0.00094736 |  | 3.1056e-06 |  | 0.052982 |  | 0.0020332
| 7.0864e-05 |  | 7.5141e-05 |  | 0 |  | 9.2453e-07 |  | 4.8568e-05 |  | 7.3696e-05 |  | -0.00026797 |  | 0.00025617 |  | 8.3627e-07 |  | 0 |  | 0.078286 |  | 0.00085642 |  | 0.00089094 |  | 2.5409e-06 |  | 0.052093 |  | 0.0019769
| 3.1654e-05 |  | 5.4034e-05 |  | 0 |  | 8.7729e-07 |  | -0.00011333 |  | 0.00013428 |  | -3.163e-05 |  | -0.00016515 |  | 8.5944e-07 |  | 0 |  | 0.079371 |  | 0.00083705 |  | 0.00085978 |  | 2.5409e-06 |  | 0.051174 |  | 0.001931
| 3.1654e-05 |  | 5.4034e-05 |  | 0 |  | 9.4811e-07 |  | 3.2378e-05 |  | 0.00012098 |  | 0.00026281 |  | -0.00015345 |  | 8.2852e-07 |  | 0 |  | 0.080339 |  | 0.00071073 |  | 0.00091199 |  | 2.5411e-06 |  | 0.05028 |  | 0.0018926
| 6.4048e-06 |  | 6.9049e-05 |  | 0 |  | 1.07e-06 |  | -6.8805e-05 |  | 5.0008e-05 |  | -4.3263e-05 |  | -5.5916e-05 |  | 8.2211e-07 |  | 0 |  | 0.081115 |  | 0.00069646 |  | 0.00090784 |  | 2.5409e-06 |  | 0.04944 |  | 0.0018281
| 6.4053e-06 |  | 6.9054e-05 |  | 0 |  | 1.1685e-06 |  | -5.2615e-05 |  | 8.0662e-05 |  | -0.00029122 |  | -6.3718e-05 |  | 7.8413e-07 |  | 6.606e-09 |  | 0.082521 |  | 0.00056168 |  | 0.00077389 |  | 3.1059e-06 |  | 0.048632 |  | 0.0017753
| 2.7269e-05 |  | 7.5171e-05 |  | 1.9425e-06 |  | 1.2035e-06 |  | -0.00013964 |  | 7.373e-05 |  | -0.00023453 |  | 0.0001296 |  | 8.0174e-07 |  | 1.3212e-08 |  | 0.083525 |  | 0.00060715 |  | 0.000736 |  | 3.1057e-06 |  | 0.047829 |  | 0.001729
| 2.7271e-05 |  | 7.5178e-05 |  | 2.826e-06 |  | 1.1706e-06 |  | -0.00027522 |  | 0.00011215 |  | 4.1972e-05 |  | 0.00015865 |  | 8.1308e-07 |  | 1.3213e-08 |  | 0.084572 |  | 0.00068888 |  | 0.00087415 |  | 2.5411e-06 |  | 0.047014 |  | 0.0017027
| 6.6626e-05 |  | 9.1076e-05 |  | 2.8258e-06 |  | 1.1563e-06 |  | 0.00022259 |  | 0.00012083 |  | 0.00033254 |  | 0.00015475 |  | 8.1795e-07 |  | 6.606e-09 |  | 0.085397 |  | 0.00071667 |  | 0.00097184 |  | 2.5412e-06 |  | 0.046178 |  | 0.0016911
| 6.6632e-05 |  | 9.1084e-05 |  | 1.9427e-06 |  | 1.1268e-06 |  | 0.00015784 |  | 5.1764e-05 |  | 0.00027443 |  | 3.381e-05 |  | 7.6588e-07 |  | 0 |  | 0.08652 |  | 0.00064509 |  | 0.00098026 |  | 3.1059e-06 |  | 0.045318 |  | 0.0016942
| 8.5582e-05 |  | 7.6412e-05 |  | 0 |  | 1.0998e-06 |  | -0.00016594 |  | 4.8293e-05 |  | 0.00025506 |  | -0.00028609 |  | 7.2642e-07 |  | 0 |  | 0.088443 |  | 0.00061982 |  | 0.000971 |  | 5.6471e-07 |  | 0.044422 |  | 0.0017009
| 8.5596e-05 |  | 7.6425e-05 |  | 0 |  | 1.0419e-06 |  | -0.00013356 |  | 0.0001449 |  | 0.00013496 |  | -0.00024318 |  | 7.8913e-07 |  | 0 |  | 0.089966 |  | 0.00056677 |  | 0.0010822 |  | 0 |  | 0.043484 |  | 0.0016816
| 5.5847e-05 |  | 8.4822e-06 |  | 0 |  | 1.0513e-06 |  | -0.00041283 |  | 0.00014318 |  | -0.00034934 |  | -0.00010273 |  | 9.8782e-07 |  | 0 |  | 0.091492 |  | 0.00058024 |  | 0.0011622 |  | 2.5414e-06 |  | 0.042523 |  | 0.0016419
| 5.5847e-05 |  | 8.4822e-06 |  | 0 |  | 1.0688e-06 |  | -0.00014167 |  | 7.7237e-05 |  | -0.00033384 |  | -1.3003e-05 |  | 1.1041e-06 |  | 0 |  | 0.092393 |  | 0.00074193 |  | 0.0010426 |  | 3.1059e-06 |  | 0.041623 |  | 0.0015811
| 7.0322e-05 |  | 5.3018e-05 |  | 0 |  | 1.1316e-06 |  | 0.0001376 |  | 8.5922e-05 |  | -6.4487e-07 |  | 0.00015865 |  | 9.9143e-07 |  | 0 |  | 0.093597 |  | 0.00073014 |  | 0.0010754 |  | 3.1063e-06 |  | 0.040825 |  | 0.0015331
| 7.0334e-05 |  | 5.3026e-05 |  | 1.9427e-06 |  | 1.1578e-06 |  | -0.00016999 |  | 0.00017941 |  | 0.00018145 |  | -1.6905e-05 |  | 8.6029e-07 |  | 0 |  | 0.096068 |  | 0.00072425 |  | 0.0010973 |  | 3.1061e-06 |  | 0.04012 |  | 0.0014993
| 2.3992e-05 |  | 7.5227e-05 |  | 1.9428e-06 |  | 1.042e-06 |  | -0.00020641 |  | 0.00022079 |  | 0.00020469 |  | -3.2511e-05 |  | 8.8432e-07 |  | 0 |  | 0.097921 |  | 0.00072429 |  | 0.00095505 |  | 3.1063e-06 |  | 0.039458 |  | 0.0014736
| 2.3994e-05 |  | 7.5233e-05 |  | 8.834e-07 |  | 9.0244e-07 |  | -0.00019393 |  | 0.0002575 |  | -8.0446e-06 |  | 0.00015951 |  | 1.0344e-06 |  | 1.2554e-08 |  | 0.099424 |  | 0.00068467 |  | 0.0010569 |  | 4.8006e-06 |  | 0.038787 |  | 0.0014501
| 3.4988e-05 |  | 1.3789e-05 |  | 1.7668e-06 |  | 7.9259e-07 |  | -0.0001538 |  | 0.0002459 |  | -9.3629e-05 |  | 5.7217e-05 |  | 1.1035e-06 |  | 2.5107e-08 |  | 0.10117 |  | 0.00063165 |  | 0.0010081 |  | 2.2591e-06 |  | 0.038113 |  | 0.0014375
| 3.499e-05 |  | 1.5917e-05 |  | 8.8348e-07 |  | 9.1532e-07 |  | -0.00019427 |  | 0.00016089 |  | -0.00017499 |  | -4.8114e-05 |  | 1.1184e-06 |  | 2.5109e-08 |  | 0.10233 |  | 0.00063165 |  | 0.00089863 |  | 5.6478e-07 |  | 0.037446 |  | 0.00144
| 6.3627e-05 |  | 7.6155e-05 |  | 0 |  | 1.0797e-06 |  | -0.0003764 |  | 0.0001713 |  | -0.00026797 |  | -0.00012223 |  | 1.0661e-06 |  | 1.2554e-08 |  | 0.10359 |  | 0.00069482 |  | 0.00097527 |  | 1.4119e-06 |  | 0.036776 |  | 0.0014314
| 6.3627e-05 |  | 7.4028e-05 |  | 0 |  | 1.1863e-06 |  | -4.4527e-05 |  | 0.00020924 |  | -0.00020986 |  | -0.00012223 |  | 9.6473e-07 |  | 2.577e-08 |  | 0.10495 |  | 0.00055417 |  | 0.00085736 |  | 8.4722e-07 |  | 0.036063 |  | 0.0014021
| 9.7115e-06 |  | 4.8808e-05 |  | 0 |  | 1.2132e-06 |  | 0.00013356 |  | 0.00022151 |  | -0.00036871 |  | -9.8827e-05 |  | 9.0835e-07 |  | 6.4095e-08 |  | 0.10567 |  | 0.0004969 |  | 0.00082536 |  | 0 |  | 0.035291 |  | 0.0013708
| 9.7123e-06 |  | 4.8812e-05 |  | 8.8348e-07 |  | 1.1445e-06 |  | 9.7135e-05 |  | 0.00023193 |  | -0.00025635 |  | -2.0806e-05 |  | 9.2949e-07 |  | 7.665e-08 |  | 0.10662 |  | 0.00058786 |  | 0.00087841 |  | 2.2593e-06 |  | 0.034492 |  | 0.0013551
| 8.3225e-05 |  | 5.5178e-05 |  | 8.8348e-07 |  | 1.0097e-06 |  | 4.452e-05 |  | 0.00016389 |  | 3.4223e-05 |  | 0.0003966 |  | 1.0148e-06 |  | 5.0879e-08 |  | 0.10745 |  | 0.00069482 |  | 0.00082788 |  | 3.1067e-06 |  | 0.033745 |  | 0.0013383
| 8.3239e-05 |  | 5.5187e-05 |  | 8.8355e-07 |  | 8.4327e-07 |  | -0.00031164 |  | 0.00015902 |  | 6.5218e-05 |  | 0.00017814 |  | 1.0282e-06 |  | 1.2556e-08 |  | 0.10821 |  | 0.00081946 |  | 0.00092558 |  | 8.4727e-07 |  | 0.03305 |  | 0.0012951
| 7.773e-05 |  | 1.6981e-05 |  | 8.8348e-07 |  | 7.7243e-07 |  | -0.00049782 |  | 0.00029807 |  | -0.00017886 |  | -0.0003602 |  | 1.0331e-06 |  | 1.2555e-08 |  | 0.10882 |  | 0.00091047 |  | 0.0010275 |  | 0 |  | 0.032383 |  | 0.0012462
| 7.7743e-05 |  | 1.6984e-05 |  | 8.8355e-07 |  | 8.5069e-07 |  | 3.2386e-05 |  | 0.00024425 |  | -0.00016336 |  | -0.00032899 |  | 1.0677e-06 |  | 2.5111e-08 |  | 0.10863 |  | 0.00075461 |  | 0.00090452 |  | 0 |  | 0.031713 |  | 0.0012138
| 3.6113e-05 |  | 6.6724e-05 |  | 8.8355e-07 |  | 1.0563e-06 |  | 0.00046544 |  | 7.9111e-05 |  | -2.0018e-05 |  | -0.00010663 |  | 1.1142e-06 |  | 7.6656e-08 |  | 0.10875 |  | 0.00057273 |  | 0.00089026 |  | 2.5418e-06 |  | 0.031059 |  | 0.0011922
| 3.6116e-05 |  | 6.673e-05 |  | 8.8355e-07 |  | 1.2039e-06 |  | 0.0002172 |  | 7.5444e-05 |  | -0.00018626 |  | 0.00026419 |  | 1.1466e-06 |  | 1.282e-07 |  | 0.10937 |  | 0.00065018 |  | 0.00098369 |  | 2.542e-06 |  | 0.03045 |  | 0.0011717
| 4.932e-05 |  | 9.245e-05 |  | 8.8355e-07 |  | 1.2727e-06 |  | 6.4757e-05 |  | 8.4139e-05 |  | 0.00015046 |  | 0.00020156 |  | 1.0698e-06 |  | 1.4142e-07 |  | 0.10949 |  | 0.00069149 |  | 0.0009568 |  | 8.4727e-07 |  | 0.029862 |  | 0.0011609
| 4.9324e-05 |  | 9.2457e-05 |  | 0 |  | 1.2849e-06 |  | 5.6662e-05 |  | 3.7369e-05 |  | 0.00030931 |  | -0.00020806 |  | 9.2894e-07 |  | 1.4804e-07 |  | 0.10955 |  | 0.00063169 |  | 0.00090795 |  | 3.107e-06 |  | 0.029306 |  | 0.0011562
| 4.0526e-05 |  | 7.2257e-05 |  | 1.9431e-06 |  | 1.2423e-06 |  | -0.00017403 |  | 3.5634e-05 |  | 3.4222e-05 |  | -9.1025e-05 |  | 8.4993e-07 |  | 1.4142e-07 |  | 0.1102 |  | 0.00060389 |  | 0.0010073 |  | 3.1068e-06 |  | 0.028809 |  | 0.0011344
| 4.0529e-05 |  | 7.2263e-05 |  | 2.8269e-06 |  | 1.1723e-06 |  | -0.00032378 |  | 0.00011059 |  | -2.7767e-05 |  | 0.00017425 |  | 9.0075e-07 |  | 1.2887e-07 |  | 0.11074 |  | 0.00066706 |  | 0.0010899 |  | 1.4122e-06 |  | 0.028379 |  | 0.0010912
| 3.1729e-05 |  | 0.00010412 |  | 8.8362e-07 |  | 1.0752e-06 |  | -0.00033592 |  | 0.00011755 |  | -0.00028347 |  | 0.00018985 |  | 9.5996e-07 |  | 1.031e-07 |  | 0.11132 |  | 0.00069317 |  | 0.00086752 |  | 3.107e-06 |  | 0.027998 |  | 0.0010508
| 3.1732e-05 |  | 0.00010412 |  | 0 |  | 1.0328e-06 |  | -0.00022664 |  | 0.00015186 |  | -0.00022536 |  | 0.00010013 |  | 9.7828e-07 |  | 8.988e-08 |  | 0.11191 |  | 0.00063 |  | 0.0007875 |  | 2.5421e-06 |  | 0.027595 |  | 0.0010117
| 6.0345e-05 |  | 2.1242e-05 |  | 8.8362e-07 |  | 1.0166e-06 |  | -7.2851e-05 |  | 0.00027011 |  | -6.2636e-05 |  | -9.4926e-05 |  | 9.1696e-07 |  | 1.031e-07 |  | 0.11204 |  | 0.00069317 |  | 0.00090626 |  | 8.4737e-07 |  | 0.027144 |  | 0.00095574
| 6.0355e-05 |  | 2.1245e-05 |  | 8.837e-07 |  | 1.0389e-06 |  | -0.0003602 |  | 0.00019044 |  | -0.00011688 |  | -0.00021976 |  | 9.2691e-07 |  | 1.0972e-07 |  | 0.11299 |  | 0.00081361 |  | 0.00085488 |  | 8.4742e-07 |  | 0.026656 |  | 0.00090887
| 1.8528e-05 |  | 7.4125e-05 |  | 8.8362e-07 |  | 1.1379e-06 |  | -0.00023878 |  | 0.00015552 |  | -0.00028735 |  | 8.8432e-05 |  | 9.6771e-07 |  | 1.1565e-07 |  | 0.11406 |  | 0.00078418 |  | 0.00082208 |  | 8.4737e-07 |  | 0.026151 |  | 0.00088231
| 1.8531e-05 |  | 7.4137e-05 |  | 1.7674e-06 |  | 1.2398e-06 |  | 0 |  | 0.00013293 |  | -0.00032997 |  | 0.00029129 |  | 9.3818e-07 |  | 1.4805e-07 |  | 0.11473 |  | 0.00071675 |  | 0.00087089 |  | 8.4742e-07 |  | 0.025639 |  | 0.00087637
| 0 |  | 9.1292e-05 |  | 1.7674e-06 |  | 1.2479e-06 |  | -0.00011737 |  | 0.00011884 |  | -0.00020211 |  | 4.9414e-05 |  | 9.2902e-07 |  | 1.6127e-07 |  | 0.11579 |  | 0.00063678 |  | 0.0009139 |  | 2.5423e-06 |  | 0.02511 |  | 0.00087877
| 0 |  | 9.13e-05 |  | 8.837e-07 |  | 1.2007e-06 |  | 2.4285e-05 |  | 0.0002212 |  | -0.00022924 |  | 7.6721e-05 |  | 9.3395e-07 |  | 1.8705e-07 |  | 0.11681 |  | 0.00063678 |  | 0.0010781 |  | 2.5424e-06 |  | 0.024563 |  | 0.00089864
| 0 |  | 5.6322e-05 |  | 0 |  | 1.2056e-06 |  | 8.533e-05 |  | 0.00016065 |  | -0.00021226 |  | -0.00013957 |  | 1.0088e-06 |  | 1.8706e-07 |  | 0.11784 |  | 0.00065864 |  | 0.0011168 |  | 0 |  | 0.024041 |  | 0.00092098
| 0 |  | 5.6322e-05 |  | 0 |  | 1.2183e-06 |  | -0.00025092 |  | 3.624e-05 |  | -0.00021373 |  | -0.0003836 |  | 1.0108e-06 |  | 1.8044e-07 |  | 0.11858 |  | 0.00066121 |  | 0.00094253 |  | 0 |  | 0.023545 |  | 0.00091188
| 9.1746e-07 |  | 5.8453e-05 |  | 0 |  | 1.2103e-06 |  | -0.00040876 |  | 3.6243e-05 |  | -0.00028734 |  | -0.00015344 |  | 9.9536e-07 |  | 1.6128e-07 |  | 0.11902 |  | 0.00065952 |  | 0.00091221 |  | 8.4747e-07 |  | 0.023083 |  | 0.00086019
| 9.1754e-07 |  | 5.8457e-05 |  | 1.9435e-06 |  | 1.1475e-06 |  | -0.00010522 |  | 9.1352e-05 |  | -0.00010137 |  | 3.381e-05 |  | 1.0637e-06 |  | 2.1282e-07 |  | 0.11976 |  | 0.00063172 |  | 0.00081535 |  | 8.4747e-07 |  | 0.02265 |  | 0.00078849
| 5.3785e-05 |  | 0.00011034 |  | 4.9478e-06 |  | 1.1105e-06 |  | 2.8332e-05 |  | 5.5111e-05 |  | -8.3944e-06 |  | 0.00023277 |  | 1.1371e-06 |  | 3.1529e-07 |  | 0.12031 |  | 0.00056097 |  | 0.00084398 |  | 2.5426e-06 |  | 0.022219 |  | 0.00072234
| 5.379e-05 |  | 0.00011035 |  | 3.0044e-06 |  | 1.1369e-06 |  | -0.00019832 |  | 0.00011096 |  | 0.00010009 |  | 0.00039271 |  | 1.1717e-06 |  | 3.8605e-07 |  | 0.12034 |  | 0.00048348 |  | 0.00098212 |  | 2.5424e-06 |  | 0.021781 |  | 0.0006628
| 2.0747e-05 |  | 7.5411e-05 |  | 0 |  | 1.2575e-06 |  | -0.00038449 |  | 0.00016811 |  | 8.0716e-05 |  | 0.00022496 |  | 1.1025e-06 |  | 3.8007e-07 |  | 0.12057 |  | 0.00053489 |  | 0.00091395 |  | 8.4752e-07 |  | 0.021349 |  | 0.00062121
| 2.0747e-05 |  | 7.5411e-05 |  | 1.9436e-06 |  | 1.3532e-06 |  | -0.00014165 |  | 0.00017117 |  | -8.3944e-06 |  | 6.5015e-06 |  | 1.0962e-06 |  | 3.4768e-07 |  | 0.12131 |  | 0.00065784 |  | 0.00094001 |  | 1.4125e-06 |  | 0.02094 |  | 0.00059412
| 0 |  | 9.6886e-05 |  | 1.9438e-06 |  | 1.2562e-06 |  | 4.0473e-05 |  | 0.00013639 |  | 8.0716e-05 |  | 2.6006e-05 |  | 1.1576e-06 |  | 3.5366e-07 |  | 0.12155 |  | 0.00066879 |  | 0.00087515 |  | 1.4126e-06 |  | 0.020533 |  | 0.00058755
| 0 |  | 9.6894e-05 |  | 0 |  | 1.0189e-06 |  | 9.7135e-05 |  | 0.00012475 |  | 0.00013496 |  | 0.00016254 |  | 1.2506e-06 |  | 3.1532e-07 |  | 0.12155 |  | 0.00064861 |  | 0.00086341 |  | 3.1076e-06 |  | 0.020109 |  | 0.00058695
| 3.8381e-05 |  | 3.8282e-05 |  | 0 |  | 8.24e-07 |  | 0.00021451 |  | 0.00016496 |  | 0.00031705 |  | 0.00015084 |  | 1.2781e-06 |  | 2.3203e-07 |  | 0.12223 |  | 0.00061744 |  | 0.00086425 |  | 4.8029e-06 |  | 0.019673 |  | 0.0005725
| 3.8388e-05 |  | 3.8288e-05 |  | 8.8384e-07 |  | 8.2939e-07 |  | 0.00049781 |  | 0.00012635 |  | 0.00039453 |  | 0.00018596 |  | 1.2478e-06 |  | 1.7386e-07 |  | 0.12192 |  | 0.00067468 |  | 0.00085578 |  | 3.1078e-06 |  | 0.019268 |  | 0.00056528
| 0.00011531 |  | 2.5526e-05 |  | 1.7677e-06 |  | 9.3256e-07 |  | 0.00035616 |  | 0.00020302 |  | -4.7139e-05 |  | 0.00013135 |  | 1.1921e-06 |  | 2.3798e-07 |  | 0.12091 |  | 0.00068483 |  | 0.00093501 |  | 4.8029e-06 |  | 0.018894 |  | 0.00056227
| 0.00011533 |  | 2.553e-05 |  | 8.8392e-07 |  | 1.0331e-06 |  | 0.00010119 |  | 0.00013925 |  | -3.9384e-05 |  | 6.5031e-06 |  | 1.1478e-06 |  | 3.9269e-07 |  | 0.12029 |  | 0.00070505 |  | 0.00090216 |  | 4.8032e-06 |  | 0.018522 |  | 0.00056111
| 2.9576e-05 |  | 5.9569e-05 |  | 8.8384e-07 |  | 1.1146e-06 |  | 9.3094e-05 |  | 6.2572e-05 |  | 0.0003093 |  | -6.371e-05 |  | 1.123e-06 |  | 5.6652e-07 |  | 0.12034 |  | 0.00066293 |  | 0.0009089 |  | 1.4126e-06 |  | 0.018146 |  | 0.00055324
| 2.9578e-05 |  | 5.9574e-05 |  | 1.7678e-06 |  | 1.0891e-06 |  | 0 |  | 0.00013681 |  | 0.00019245 |  | 4.736e-05 |  | 1.1112e-06 |  | 6.373e-07 |  | 0.12013 |  | 0.00055848 |  | 0.00090721 |  | 8.4762e-07 |  | 0.017764 |  | 0.00053221
| 7.1172e-05 |  | 8.5897e-05 |  | 1.7678e-06 |  | 9.7782e-07 |  | -6.4757e-05 |  | 0.00014357 |  | 0.00010009 |  | 4.1605e-05 |  | 1.1196e-06 |  | 5.2161e-07 |  | 0.11929 |  | 0.00062587 |  | 0.00099818 |  | 8.4762e-07 |  | 0.017411 |  | 0.00051475
| 7.1183e-05 |  | 8.5911e-05 |  | 1.7678e-06 |  | 8.733e-07 |  | -0.00019022 |  | 0.00012974 |  | -0.00042682 |  | -5.9821e-05 |  | 1.0555e-06 |  | 4.5087e-07 |  | 0.11883 |  | 0.00064271 |  | 0.00097797 |  | 1.4128e-06 |  | 0.017088 |  | 0.00050392
| 2.1868e-05 |  | 4.4691e-05 |  | 2.8281e-06 |  | 8.4976e-07 |  | -0.00027118 |  | 0.00023283 |  | -0.00019049 |  | -5.9821e-05 |  | 1.0436e-06 |  | 4.5752e-07 |  | 0.1183 |  | 0.00079097 |  | 0.00092322 |  | 1.4127e-06 |  | 0.016784 |  | 0.00049733
| 2.187e-05 |  | 4.4695e-05 |  | 2.8279e-06 |  | 9.1173e-07 |  | -0.00010119 |  | 0.00020323 |  | -3.1646e-05 |  | -0.00021197 |  | 9.9905e-07 |  | 4.6409e-07 |  | 0.1178 |  | 0.00077922 |  | 0.001021 |  | 1.4128e-06 |  | 0.016488 |  | 0.0004985
| 1.1947e-05 |  | 4.4699e-05 |  | 8.8399e-07 |  | 1.0002e-06 |  | 5.2613e-05 |  | 0.00019772 |  | -0.00045007 |  | -0.00042262 |  | 1.0499e-06 |  | 4.7669e-07 |  | 0.11681 |  | 0.00060312 |  | 0.0010454 |  | 1.4128e-06 |  | 0.016178 |  | 0.00047205
| 1.1948e-05 |  | 4.4702e-05 |  | 8.8399e-07 |  | 1.0568e-06 |  | -0.00027522 |  | 0.00017509 |  | -0.00030672 |  | -0.00028998 |  | 1.1239e-06 |  | 5.0843e-07 |  | 0.11539 |  | 0.00055595 |  | 0.00094006 |  | 3.1083e-06 |  | 0.015856 |  | 0.00043833
| 1.9667e-05 |  | 5.5345e-05 |  | 1.768e-06 |  | 1.075e-06 |  | 0 |  | 6.7076e-05 |  | -0.00031447 |  | -1.6905e-05 |  | 1.2191e-06 |  | 6.1157e-07 |  | 0.11439 |  | 0.00064191 |  | 0.00090811 |  | 3.1081e-06 |  | 0.01552 |  | 0.00041605
| 1.9671e-05 |  | 5.5354e-05 |  | 8.8399e-07 |  | 1.0514e-06 |  | 0.00012142 |  | 0.00014551 |  | -0.00030285 |  | 9.6229e-05 |  | 1.3277e-06 |  | 6.6314e-07 |  | 0.11315 |  | 0.00086767 |  | 0.00084156 |  | 1.4129e-06 |  | 0.015182 |  | 0.00039618
| 5.3869e-05 |  | 0.00011481 |  | 8.8399e-07 |  | 1.0217e-06 |  | -9.7135e-05 |  | 0.00030084 |  | -4.3264e-05 |  | 0.00032249 |  | 1.2889e-06 |  | 6.8231e-07 |  | 0.11138 |  | 0.00079181 |  | 0.00089879 |  | 1.4129e-06 |  | 0.014859 |  | 0.00038655
| 5.3873e-05 |  | 0.00011482 |  | 1.768e-06 |  | 1.0359e-06 |  | -6.071e-05 |  | 0.00029042 |  | -0.00015949 |  | 0.00014304 |  | 1.1888e-06 |  | 6.1818e-07 |  | 0.10952 |  | 0.00055683 |  | 0.00088536 |  | 1.4129e-06 |  | 0.014561 |  | 0.00036788
| 0 |  | 3.6199e-05 |  | 2.8283e-06 |  | 1.0326e-06 |  | -9.3088e-05 |  | 0.00024499 |  | -0.00034934 |  | -0.00039141 |  | 1.0641e-06 |  | 4.7673e-07 |  | 0.10858 |  | 0.00058631 |  | 0.00074974 |  | 3.1083e-06 |  | 0.014276 |  | 0.00034744
| 0 |  | 3.6205e-05 |  | 2.8283e-06 |  | 1.0238e-06 |  | -0.00020641 |  | 0.00038627 |  | -0.00047332 |  | -0.00048894 |  | 1.0592e-06 |  | 3.6697e-07 |  | 0.1076 |  | 0.00067139 |  | 0.0008862 |  | 3.1085e-06 |  | 0.013991 |  | 0.00032456
| 2.7401e-05 |  | 3.8335e-05 |  | 8.8406e-07 |  | 9.9282e-07 |  | -0.00044925 |  | 0.00035127 |  | -0.00043845 |  | -0.00016905 |  | 1.1149e-06 |  | 3.154e-07 |  | 0.1059 |  | 0.0007708 |  | 0.0010623 |  | 3.1085e-06 |  | 0.013702 |  | 0.00030589
| 2.7405e-05 |  | 3.8341e-05 |  | 0 |  | 1.0522e-06 |  | -0.00027927 |  | 0.0001926 |  | -0.00026023 |  | -0.00012614 |  | 1.2016e-06 |  | 3.2862e-07 |  | 0.10476 |  | 0.00081376 |  | 0.0010294 |  | 3.1085e-06 |  | 0.01341 |  | 0.00030348
| 4.5063e-05 |  | 1.917e-05 |  | 0 |  | 1.1729e-06 |  | -3.6425e-05 |  | 0.00014899 |  | 3.0348e-05 |  | -0.00010663 |  | 1.2749e-06 |  | 5.0913e-07 |  | 0.1033 |  | 0.00075816 |  | 0.0010084 |  | 3.1085e-06 |  | 0.013134 |  | 0.00030288
| 4.5066e-05 |  | 1.9172e-05 |  | 0 |  | 1.2533e-06 |  | -5.6662e-05 |  | 0.0001941 |  | 0.0001737 |  | -0.00019636 |  | 1.249e-06 |  | 6.7648e-07 |  | 0.10134 |  | 0.00081128 |  | 0.0010042 |  | 3.1085e-06 |  | 0.012873 |  | 0.00029026
| 7.3722e-05 |  | 5.9656e-05 |  | 8.8406e-07 |  | 1.2208e-06 |  | 0 |  | 0.00027093 |  | -8.2007e-05 |  | -4.8113e-05 |  | 1.1938e-06 |  | 7.5312e-07 |  | 0.10002 |  | 0.00073457 |  | 0.00089294 |  | 1.413e-06 |  | 0.012614 |  | 0.00027037
| 7.3722e-05 |  | 5.9656e-05 |  | 8.8414e-07 |  | 1.1123e-06 |  | 0.00016678 |  | 0.00021013 |  | -0.00026052 |  | 0.00011839 |  | 1.0889e-06 |  | 7.0822e-07 |  | 0.099181 |  | 0.00063348 |  | 0.00091485 |  | 1.413e-06 |  | 0.012349 |  | 0.0002451
| 5.0597e-05 |  | 9.0317e-05 |  | 1.9444e-06 |  | 1.0711e-06 |  | 8.9035e-05 |  | 0.00013887 |  | -0.00012075 |  | -0.00012614 |  | 1.0113e-06 |  | 5.8588e-07 |  | 0.098306 |  | 0.00068238 |  | 0.00093428 |  | 3.1087e-06 |  | 0.012082 |  | 0.00021679
| 5.0601e-05 |  | 9.0324e-05 |  | 1.9444e-06 |  | 1.03e-06 |  | -9.3089e-05 |  | 9.5854e-05 |  | -0.00028735 |  | -5.9818e-05 |  | 9.7391e-07 |  | 4.9529e-07 |  | 0.097195 |  | 0.00062169 |  | 0.00071941 |  | 3.1087e-06 |  | 0.011828 |  | 0.00019572
| 5.3917e-05 |  | 0.00010631 |  | 1.9446e-06 |  | 1.049e-06 |  | -5.6662e-05 |  | 2.064e-05 |  | -0.00052368 |  | -8.7126e-05 |  | 1.0001e-06 |  | 3.8621e-07 |  | 0.096157 |  | 0.00065795 |  | 0.00062173 |  | 1.4131e-06 |  | 0.011585 |  | 0.00017706
| 5.3921e-05 |  | 0.00010632 |  | 1.9444e-06 |  | 1.088e-06 |  | 2.0237e-05 |  | 0.00015277 |  | -2.0023e-05 |  | -0.00014174 |  | 1.0945e-06 |  | 4.6355e-07 |  | 0.095519 |  | 0.00072535 |  | 0.00097471 |  | 1.4131e-06 |  | 0.011339 |  | 0.00016079
| 6.3918e-05 |  | 5.1155e-05 |  | 8.8421e-07 |  | 1.1319e-06 |  | -4.0474e-06 |  | 0.00018593 |  | 0.00031705 |  | 0.00021326 |  | 1.1327e-06 |  | 5.2773e-07 |  | 0.094659 |  | 0.00068319 |  | 0.0013259 |  | 3.1089e-06 |  | 0.011097 |  | 0.00014996
| 6.3924e-05 |  | 5.1159e-05 |  | 1.7683e-06 |  | 1.1845e-06 |  | 0.00011737 |  | 0.0001337 |  | 0.00016983 |  | 0.00013134 |  | 1.1213e-06 |  | 5.019e-07 |  | 0.09323 |  | 0.00067143 |  | 0.0013243 |  | 2.5436e-06 |  | 0.010874 |  | 0.00015597
| 6.6388e-05 |  | 0.00011802 |  | 8.8421e-07 |  | 1.2035e-06 |  | 0.00040878 |  | 0.00024342 |  | 0.00011946 |  | -0.00011443 |  | 1.1214e-06 |  | 5.7932e-07 |  | 0.091939 |  | 0.00072535 |  | 0.0011584 |  | 8.4787e-07 |  | 0.010647 |  | 0.0001608
| 6.6393e-05 |  | 0.00011803 |  | 0 |  | 1.2082e-06 |  | 0.00016594 |  | 0.0002293 |  | 0.00018532 |  | -0.00018075 |  | 1.0868e-06 |  | 7.1489e-07 |  | 0.091634 |  | 0.00083234 |  | 0.00093175 |  | 1.4132e-06 |  | 0.010418 |  | 0.00015598
| 4.2894e-05 |  | 0.00013832 |  | 8.8428e-07 |  | 1.1867e-06 |  | -0.00031973 |  | 8.9915e-05 |  | -7.8132e-05 |  | -0.00047723 |  | 1.0192e-06 |  | 7.1495e-07 |  | 0.090957 |  | 0.00076494 |  | 0.00084245 |  | 3.109e-06 |  | 0.010195 |  | 0.0001301
| 4.29e-05 |  | 0.00013834 |  | 2.8288e-06 |  | 1.1515e-06 |  | -2.4281e-05 |  | 9.6693e-05 |  | -0.0002641 |  | -0.00013783 |  | 9.5989e-07 |  | 4.8938e-07 |  | 0.089632 |  | 0.00066554 |  | 0.00099662 |  | 2.5438e-06 |  | 0.0099906 |  | 0.00010461
| 7.6248e-05 |  | 4.265e-05 |  | 2.829e-06 |  | 1.0868e-06 |  | 0.0001538 |  | 9.3211e-05 |  | -0.00032222 |  | 6.893e-05 |  | 9.8607e-07 |  | 2.5132e-07 |  | 0.088509 |  | 0.00067905 |  | 0.0011837 |  | 2.5438e-06 |  | 0.0097814 |  | 8.7205e-05
| 7.6248e-05 |  | 4.265e-05 |  | 1.7684e-06 |  | 1.0901e-06 |  | 5.6663e-05 |  | 0.00013011 |  | -0.00031447 |  | -2.4703e-05 |  | 1.1637e-06 |  | 2.1228e-07 |  | 0.087117 |  | 0.00062594 |  | 0.0011921 |  | 2.5439e-06 |  | 0.0095643 |  | 8.1237e-05
| 0 |  | 8.118e-05 |  | 2.829e-06 |  | 1.1361e-06 |  | 4.0474e-06 |  | 0.00020664 |  | -0.00013237 |  | 6.5018e-05 |  | 1.264e-06 |  | 3.6706e-07 |  | 0.085618 |  | 0.00071692 |  | 0.0010396 |  | 2.5438e-06 |  | 0.0093723 |  | 7.3042e-05
| 0 |  | 8.118e-05 |  | 2.829e-06 |  | 1.188e-06 |  | -8.0949e-06 |  | 0.00019803 |  | -0.00041907 |  | -0.00037581 |  | 1.2132e-06 |  | 5.3505e-07 |  | 0.08511 |  | 0.00075993 |  | 0.00087873 |  | 4.8052e-06 |  | 0.0092035 |  | 5.9308e-05
| 4.5129e-05 |  | 9.8416e-05 |  | 8.8436e-07 |  | 1.1315e-06 |  | -0.00019023 |  | 0.00024542 |  | -0.00051205 |  | -0.00046163 |  | 1.1188e-06 |  | 6.9583e-07 |  | 0.084663 |  | 0.00073799 |  | 0.0008812 |  | 6.5015e-06 |  | 0.0090412 |  | 4.3938e-05
| 4.5129e-05 |  | 9.8416e-05 |  | 8.8428e-07 |  | 1.0356e-06 |  | -0.00033998 |  | 0.00018413 |  | -0.00024473 |  | -0.00028998 |  | 1.0629e-06 |  | 8.1151e-07 |  | 0.08348 |  | 0.00079532 |  | 0.0010026 |  | 4.2398e-06 |  | 0.0088791 |  | 3.9115e-05
| 1.5289e-05 |  | 0.00012611 |  | 2.8293e-06 |  | 1.0417e-06 |  | 6.0709e-05 |  | 8.9929e-05 |  | -0.000144 |  | -0.00020026 |  | 1.092e-06 |  | 8.5655e-07 |  | 0.082421 |  | 0.00060319 |  | 0.00085593 |  | 2.5441e-06 |  | 0.0087109 |  | 4.2382e-05
| 1.5292e-05 |  | 0.00012613 |  | 2.829e-06 |  | 1.068e-06 |  | 0.00013356 |  | 0.00010217 |  | 0.00017757 |  | -0.00024317 |  | 1.0749e-06 |  | 8.4325e-07 |  | 0.081105 |  | 0.00060576 |  | 0.00088968 |  | 2.5439e-06 |  | 0.0085463 |  | 4.9958e-05
| 0 |  | 0.00010767 |  | 1.7687e-06 |  | 1.035e-06 |  | -2.8332e-05 |  | 0.00011265 |  | 8.4592e-05 |  | -0.00022756 |  | 1.0934e-06 |  | 7.3419e-07 |  | 0.079864 |  | 0.00067316 |  | 0.00095624 |  | 8.4802e-07 |  | 0.0083795 |  | 4.8136e-05
| 0 |  | 0.00010768 |  | 1.7687e-06 |  | 9.358e-07 |  | 0.00018618 |  | 0.0001722 |  | -5.4885e-05 |  | 0.00031468 |  | 1.1837e-06 |  | 5.8669e-07 |  | 0.078747 |  | 0.00055858 |  | 0.00093012 |  | 1.4134e-06 |  | 0.0082026 |  | 3.8211e-05
| 4.2382e-06 |  | 8.2457e-05 |  | 1.7687e-06 |  | 9.0746e-07 |  | 0.00013761 |  | 0.00018645 |  | 0.0002047 |  | 0.00029518 |  | 1.2761e-06 |  | 3.8694e-07 |  | 0.07805 |  | 0.00062598 |  | 0.0010489 |  | 3.1094e-06 |  | 0.0079979 |  | 2.7864e-05
| 4.2386e-06 |  | 8.2464e-05 |  | 8.8443e-07 |  | 1.0135e-06 |  | 5.6663e-05 |  | 0.00022154 |  | -4.5204e-06 |  | -0.00011053 |  | 1.3129e-06 |  | 3.4794e-07 |  | 0.078016 |  | 0.00057964 |  | 0.00099246 |  | 4.8057e-06 |  | 0.0077695 |  | 2.8814e-05
| 1.0874e-05 |  | 1.8144e-05 |  | 0 |  | 1.1247e-06 |  | -7.7513e-06 |  | 0.00018987 |  | -0.00010458 |  | -0.00016947 |  | 1.2648e-06 |  | 5.0864e-07 |  | 0.077996 |  | 0.00060997 |  | 0.00089473 |  | 4.8057e-06 |  | 0.0075286 |  | 2.3244e-05
| 1.0874e-05 |  | 1.8144e-05 |  | 0 |  | 1.1464e-06 |  | -0.00041687 |  | 0.0001474 |  | -9.3631e-05 |  | -0.00055916 |  | 1.2536e-06 |  | 7.1507e-07 |  | 0.077168 |  | 0.00076836 |  | 0.00085766 |  | 2.5442e-06 |  | 0.0072885 |  | 1.5936e-05
| 4.5162e-05 |  | 6.9557e-05 |  | 8.8443e-07 |  | 1.0573e-06 |  | -0.0002995 |  | 0.00011771 |  | -0.0002486 |  | -0.00024317 |  | 1.2522e-06 |  | 7.9908e-07 |  | 0.075985 |  | 0.00072286 |  | 0.00081217 |  | 2.5442e-06 |  | 0.0070543 |  | 1.2174e-05
| 4.5165e-05 |  | 6.9563e-05 |  | 2.8295e-06 |  | 9.3453e-07 |  | 6.0708e-05 |  | 4.8059e-05 |  | -0.00014787 |  | 0.00020156 |  | 1.2155e-06 |  | 7.6666e-07 |  | 0.07544 |  | 0.00057458 |  | 0.00085177 |  | 3.1098e-06 |  | 0.0068057 |  | 1.5722e-05
| 2.968e-05 |  | 0.00015821 |  | 3.8902e-06 |  | 8.8595e-07 |  | -3.2375e-05 |  | 0.00017719 |  | -0.000144 |  | -0.00020417 |  | 1.145e-06 |  | 7.4086e-07 |  | 0.074428 |  | 0.00057462 |  | 0.00097315 |  | 5.6541e-07 |  | 0.0065972 |  | 1.8447e-05
| 2.9684e-05 |  | 0.00015823 |  | 3.8902e-06 |  | 9.3048e-07 |  | 7.2861e-05 |  | 0.00018771 |  | -0.00032609 |  | -0.00035241 |  | 1.1301e-06 |  | 6.767e-07 |  | 0.072981 |  | 0.00068579 |  | 0.00092591 |  | 0 |  | 0.0063979 |  | 1.6248e-05
| 0 |  | 2.9896e-05 |  | 1.9452e-06 |  | 1.021e-06 |  | 8.5001e-05 |  | 0.0001163 |  | -0.00022149 |  | -0.000368 |  | 1.2431e-06 |  | 7.2174e-07 |  | 0.071955 |  | 0.00066305 |  | 0.00090316 |  | 8.4812e-07 |  | 0.0062513 |  | 9.4007e-06
| 0 |  | 2.9899e-05 |  | 0 |  | 1.0958e-06 |  | 2.0245e-05 |  | 0.00011631 |  | 1.8725e-05 |  | -0.00010663 |  | 1.2748e-06 |  | 7.9246e-07 |  | 0.070803 |  | 0.00069258 |  | 0.0010574 |  | 1.4135e-06 |  | 0.0060975 |  | 4.7518e-06
| 1.1988e-05 |  | 7.4518e-05 |  | 0 |  | 1.1371e-06 |  | -4.0474e-05 |  | 0.00014772 |  | -0.00015175 |  | 4.1611e-05 |  | 1.277e-06 |  | 8.5074e-07 |  | 0.069266 |  | 0.00071448 |  | 0.00098073 |  | 3.11e-06 |  | 0.0059492 |  | 6.9614e-08
| 2.0854e-05 |  | 7.4518e-05 |  | 8.8451e-07 |  | 1.1627e-06 |  | -0.00014571 |  | 0.00028945 |  | -0.00027572 |  | -8.7125e-05 |  | 1.2488e-06 |  | 8.1171e-07 |  | 0.067609 |  | 0.00060576 |  | 0.00083997 |  | 2.5445e-06 |  | 0.0058158 |  | 3.4807e-08
| 5.7379e-05 |  | 0.00011026 |  | 8.8451e-07 |  | 1.1364e-06 |  | 1.2142e-05 |  | 0.00039606 |  | -0.00028348 |  | -9.4926e-05 |  | 1.2403e-06 |  | 8.3751e-07 |  | 0.066499 |  | 0.000594 |  | 0.00090995 |  | 8.4817e-07 |  | 0.0056897 |  | 0
| 4.8515e-05 |  | 0.00011026 |  | 0 |  | 1.0467e-06 |  | -0.00016594 |  | 0.0002963 |  | -0.00032997 |  | -4.8113e-05 |  | 1.239e-06 |  | 1.044e-06 |  | 0.065578 |  | 0.00052659 |  | 0.00095124 |  | 1.4136e-06 |  | 0.0056021 |  | 0
| 3.5234e-05 |  | 8.624e-05 |  | 1.9452e-06 |  | 9.8522e-07 |  | -0.00026712 |  | 0.00024209 |  | -0.00027959 |  | -7.5422e-05 |  | 1.1747e-06 |  | 1.243e-06 |  | 0.064185 |  | 0.00053249 |  | 0.0010068 |  | 1.4136e-06 |  | 0.0055305 |  | 0
| 3.5239e-05 |  | 8.6254e-05 |  | 1.9454e-06 |  | 9.5088e-07 |  | -0.00012142 |  | 0.0002526 |  | -0.00013624 |  | -0.00013784 |  | 1.155e-06 |  | 1.2365e-06 |  | 0.063267 |  | 0.00056367 |  | 0.00099252 |  | 1.4137e-06 |  | 0.0055136 |  | 0
| 4.0774e-05 |  | 0.00010782 |  | 0 |  | 1.0372e-06 |  | -0.00017404 |  | 0.00022118 |  | 0.0001737 |  | -0.00017686 |  | 1.1387e-06 |  | 9.2087e-07 |  | 0.062546 |  | 0.00061759 |  | 0.0010919 |  | 3.1101e-06 |  | 0.005533 |  | 0
| 4.0781e-05 |  | 0.00010784 |  | 1.9454e-06 |  | 1.1223e-06 |  | -0.0001457 |  | 0.0001845 |  | 0.00015433 |  | -7.543e-05 |  | 1.1529e-06 |  | 6.3778e-07 |  | 0.06144 |  | 0.00066393 |  | 0.0011155 |  | 3.1101e-06 |  | 0.0056021 |  | 0
| 5.1852e-05 |  | 0.00010599 |  | 2.83e-06 |  | 1.1425e-06 |  | -9.7142e-05 |  | 0.0001691 |  | -0.000113 |  | -0.00013395 |  | 1.1988e-06 |  | 5.2861e-07 |  | 0.06035 |  | 0.00054344 |  | 0.0010018 |  | 1.4138e-06 |  | 0.0056973 |  | 1.3498e-08
| 5.186e-05 |  | 0.000106 |  | 8.8458e-07 |  | 1.1324e-06 |  | -0.0001619 |  | 0.00024405 |  | -6.651e-05 |  | -0.00017686 |  | 1.2192e-06 |  | 5.6037e-07 |  | 0.059502 |  | 0.00059231 |  | 0.0010136 |  | 1.4137e-06 |  | 0.0058187 |  | 2.6995e-08
| 3.1376e-06 |  | 6.7177e-05 |  | 8.8465e-07 |  | 1.0306e-06 |  | 0.00025499 |  | 0.00025453 |  | -5.8762e-05 |  | 4.9414e-05 |  | 1.201e-06 |  | 6.3122e-07 |  | 0.058565 |  | 0.00066561 |  | 0.00098073 |  | 3.1103e-06 |  | 0.0058785 |  | 2.6998e-08
| 3.1378e-06 |  | 7.8966e-05 |  | 8.8458e-07 |  | 1.0231e-06 |  | 0.00032784 |  | 0.00022189 |  | -0.0002641 |  | -0.00011443 |  | 1.1691e-06 |  | 7.6679e-07 |  | 0.057358 |  | 0.00071115 |  | 0.0010575 |  | 2.5448e-06 |  | 0.0059108 |  | 1.3498e-08
| 2.5288e-05 |  | 2.8886e-05 |  | 1.9456e-06 |  | 9.9011e-07 |  | 6.4757e-05 |  | 0.00012364 |  | -0.00045007 |  | -0.00029389 |  | 1.1198e-06 |  | 9.2168e-07 |  | 0.056574 |  | 0.00084171 |  | 0.0011021 |  | 2.5448e-06 |  | 0.0058355 |  | 0
| 2.5292e-05 |  | 1.7104e-05 |  | 3.8911e-06 |  | 9.5231e-07 |  | -6.8803e-05 |  | 0.00011626 |  | -0.00016337 |  | -6.762e-05 |  | 1.1516e-06 |  | 9.0249e-07 |  | 0.055628 |  | 0.00078694 |  | 0.00098831 |  | 3.1103e-06 |  | 0.0057285 |  | 0
| 0.00010172 |  | 5.6658e-05 |  | 2.8302e-06 |  | 8.9562e-07 |  | -0.00028331 |  | 0.00018803 |  | -0.00015562 |  | -0.00026658 |  | 1.1452e-06 |  | 7.4767e-07 |  | 0.054692 |  | 0.00069767 |  | 0.00093781 |  | 4.8071e-06 |  | 0.0054997 |  | 0
| 0.00010173 |  | 5.6662e-05 |  | 8.8465e-07 |  | 8.9427e-07 |  | -1.6193e-05 |  | 0.00013041 |  | -0.00010137 |  | -0.00030949 |  | 1.1347e-06 |  | 6.1203e-07 |  | 0.053968 |  | 0.00074903 |  | 0.00091248 |  | 4.8071e-06 |  | 0.0052322 |  | 0
| 3.1391e-06 |  | 6.536e-05 |  | 0 |  | 9.9348e-07 |  | 0.00035211 |  | 0.0001705 |  | -0.00014011 |  | -2.8608e-05 |  | 1.1036e-06 |  | 6.1203e-07 |  | 0.052911 |  | 0.00077435 |  | 0.00088726 |  | 5.6555e-07 |  | 0.0050109 |  | 0
| 3.1394e-06 |  | 6.5365e-05 |  | 0 |  | 9.9694e-07 |  | 0.00056663 |  | 0.000153 |  | -0.00014786 |  | -2.8608e-05 |  | 1.0233e-06 |  | 6.5707e-07 |  | 0.052363 |  | 0.00081564 |  | 0.0010339 |  | 5.6555e-07 |  | 0.0048011 |  | 0
| 6.464e-06 |  | 7.5854e-05 |  | 0 |  | 9.9019e-07 |  | 0.0002226 |  | 9.8748e-05 |  | 6.5217e-05 |  | -2.8608e-05 |  | 9.4069e-07 |  | 6.3127e-07 |  | 0.051666 |  | 0.0007128 |  | 0.0011509 |  | 1.4139e-06 |  | 0.0046829 |  | 0
| 6.4651e-06 |  | 7.5866e-05 |  | 8.8465e-07 |  | 9.7998e-07 |  | -0.00035212 |  | 0.00020354 |  | 2.6474e-05 |  | 1.8205e-05 |  | 8.6722e-07 |  | 6.1203e-07 |  | 0.050908 |  | 0.000546 |  | 0.00094624 |  | 1.4139e-06 |  | 0.0045416 |  | 0
| 0 |  | 4.706e-05 |  | 8.8473e-07 |  | 1.0496e-06 |  | -0.00026307 |  | 0.00024425 |  | -0.00020599 |  | 0.00015084 |  | 9.3998e-07 |  | 7.603e-07 |  | 0.050441 |  | 0.00054769 |  | 0.00075244 |  | 1.4139e-06 |  | 0.0045307 |  | 0
| 3.3304e-06 |  | 4.7064e-05 |  | 8.8473e-07 |  | 1.0813e-06 |  | -0.00011737 |  | 0.00017101 |  | -0.00023698 |  | 0.00022106 |  | 1.0451e-06 |  | 9.5352e-07 |  | 0.04945 |  | 0.00057802 |  | 0.00089653 |  | 1.4139e-06 |  | 0.0045273 |  | 0
| 3.0854e-05 |  | 5.2412e-05 |  | 8.848e-07 |  | 1.0389e-06 |  | -5.2614e-05 |  | 0.00013399 |  | -6.2628e-05 |  | 0.00024057 |  | 1.0826e-06 |  | 9.9198e-07 |  | 0.048392 |  | 0.00069767 |  | 0.0010002 |  | 1.4139e-06 |  | 0.0045821 |  | 0
| 2.7528e-05 |  | 5.242e-05 |  | 8.8473e-07 |  | 9.6994e-07 |  | -3.2378e-05 |  | 0.00020421 |  | -0.00044232 |  | 6.5018e-05 |  | 1.0705e-06 |  | 9.2109e-07 |  | 0.047691 |  | 0.00068925 |  | 0.0011291 |  | 8.4842e-07 |  | 0.0046082 |  | 0
| 5.5245e-05 |  | 4.0656e-05 |  | 1.7696e-06 |  | 7.3713e-07 |  | 0.00012142 |  | 0.0001639 |  | -0.00013625 |  | -0.00016515 |  | 8.7725e-07 |  | 7.7294e-07 |  | 0.046772 |  | 0.00064122 |  | 0.0011308 |  | 8.4842e-07 |  | 0.0044784 |  | 0
| 5.525e-05 |  | 4.0659e-05 |  | 8.8473e-07 |  | 1.2582e-06 |  | -8.0949e-06 |  | 0.00010591 |  | -0.00015562 |  | -0.00027048 |  | 1.3966e-06 |  | 1.1659e-06 |  | 0.045491 |  | 0.00064712 |  | 0.00098079 |  | 8.4842e-07 |  | 0.0043967 |  | 9.0236e-08
| 0 |  | 7.7138e-05 |  | 1.9459e-06 |  | 1.8239e-06 |  | -5.6663e-05 |  | 0.00022524 |  | -0.00037645 |  | -0.00014564 |  | 1.8956e-06 |  | 1.4757e-06 |  | 0.044037 |  | 0.00068339 |  | 0.0010651 |  | 4.2421e-06 |  | 0.0042579 |  | 1.8049e-07
| 0 |  | 7.7144e-05 |  | 1.9459e-06 |  | 2.5347e-06 |  | 0.00012142 |  | 0.00027772 |  | 0.00021244 |  | 5.7217e-05 |  | 2.5725e-06 |  | 1.9462e-06 |  | 0.042946 |  | 0.00059066 |  | 0.0011898 |  | 4.2421e-06 |  | 0.0042105 |  | 2.146e-07
| 6.5423e-05 |  | 8.8877e-05 |  | 1.9461e-06 |  | 2.5356e-06 |  | 4.8568e-05 |  | 0.00026354 |  | 0.00026281 |  | 0.00012354 |  | 2.5748e-06 |  | 1.9722e-06 |  | 0.042171 |  | 0.00064206 |  | 0.0011299 |  | 4.2423e-06 |  | 0.0040175 |  | 1.5918e-07
| 6.5423e-05 |  | 8.8877e-05 |  | 1.9459e-06 |  | 2.4564e-06 |  | -0.00018213 |  | 0.00023022 |  | 2.26e-05 |  | -2.4707e-05 |  | 2.6212e-06 |  | 2.0879e-06 |  | 0.041377 |  | 0.00074069 |  | 0.00093703 |  | 4.2421e-06 |  | 0.0037666 |  | 1.1796e-07
| 4.6399e-05 |  | 5.8872e-05 |  | 3.0077e-06 |  | 2.3667e-06 |  | 4.0474e-06 |  | 0.00014815 |  | 7.6841e-05 |  | -9.4926e-05 |  | 2.6642e-06 |  | 2.1653e-06 |  | 0.040412 |  | 0.00073812 |  | 0.0010044 |  | 4.2423e-06 |  | 0.0035263 |  | 1.3146e-07
| 4.6403e-05 |  | 5.8877e-05 |  | 3.0079e-06 |  | 2.3344e-06 |  | 0.00013761 |  | 0.00017286 |  | -6.4566e-07 |  | 0.00019765 |  | 2.7647e-06 |  | 2.3978e-06 |  | 0.039308 |  | 0.00073226 |  | 0.00099011 |  | 4.2426e-06 |  | 0.0033032 |  | 1.1726e-07
| 0.00012285 |  | 5.2454e-05 |  | 3.0079e-06 |  | 2.3905e-06 |  | -6.4757e-05 |  | 0.00028275 |  | -5.8761e-05 |  | 0.00015084 |  | 2.8282e-06 |  | 2.5652e-06 |  | 0.038142 |  | 0.00068503 |  | 0.00095888 |  | 5.9382e-06 |  | 0.0031471 |  | 8.9541e-08
| 0.00012287 |  | 5.2463e-05 |  | 3.0079e-06 |  | 2.4998e-06 |  | 1.2141e-05 |  | 0.0002513 |  | -0.00029122 |  | -0.00021976 |  | 2.8952e-06 |  | 2.5394e-06 |  | 0.037416 |  | 0.00061429 |  | 0.00095304 |  | 5.9386e-06 |  | 0.0029661 |  | 1.1086e-07
| 5.9728e-05 |  | 7.8423e-05 |  | 1.9461e-06 |  | 2.5491e-06 |  | -0.00021855 |  | 0.00021983 |  | -9.3631e-05 |  | -0.00018465 |  | 2.9072e-06 |  | 2.3587e-06 |  | 0.036848 |  | 0.0006244 |  | 0.00078114 |  | 2.5454e-06 |  | 0.0027993 |  | 1.5918e-07
| 5.9728e-05 |  | 7.8422e-05 |  | 1.9461e-06 |  | 2.5404e-06 |  | -0.00031569 |  | 0.00022168 |  | -0.00012463 |  | -0.00016905 |  | 2.8204e-06 |  | 2.1396e-06 |  | 0.035739 |  | 0.00074317 |  | 0.00087546 |  | 2.5456e-06 |  | 0.0026432 |  | 1.7979e-07
| 5.4189e-05 |  | 0.00010684 |  | 3.0082e-06 |  | 2.4812e-06 |  | -9.3088e-05 |  | 0.00010093 |  | -0.00050432 |  | -0.00015344 |  | 2.7232e-06 |  | 2.114e-06 |  | 0.034475 |  | 0.00076091 |  | 0.00093197 |  | 5.9389e-06 |  | 0.0025574 |  | 1.5209e-07
| 5.4189e-05 |  | 0.00010684 |  | 3.0079e-06 |  | 2.487e-06 |  | -6.0709e-05 |  | 7.4513e-05 |  | -0.00022536 |  | 0.00017424 |  | 2.6673e-06 |  | 2.1072e-06 |  | 0.033411 |  | 0.0006539 |  | 0.00098843 |  | 5.9386e-06 |  | 0.002485 |  | 1.3147e-07
| 4.6429e-05 |  | 7.9066e-05 |  | 1.9462e-06 |  | 2.5406e-06 |  | -0.00016594 |  | 0.00014283 |  | 1.8726e-05 |  | 0.00026397 |  | 2.7021e-06 |  | 2.114e-06 |  | 0.032553 |  | 0.00065137 |  | 0.0011334 |  | 4.2428e-06 |  | 0.0024268 |  | 1.3859e-07
| 4.6429e-05 |  | 7.9066e-05 |  | 1.9462e-06 |  | 2.627e-06 |  | -0.00016189 |  | 0.00023226 |  | -0.00019436 |  | -0.00022366 |  | 2.7776e-06 |  | 2.0498e-06 |  | 0.031864 |  | 0.0006539 |  | 0.0010044 |  | 4.2426e-06 |  | 0.0023737 |  | 1.663e-07
| 0 |  | 3.1067e-05 |  | 3.0082e-06 |  | 2.6614e-06 |  | -0.00021045 |  | 0.00029345 |  | -0.00043457 |  | -0.0003524 |  | 2.8058e-06 |  | 1.9658e-06 |  | 0.031081 |  | 0.00067159 |  | 0.00096989 |  | 5.9393e-06 |  | 0.0023518 |  | 1.8691e-07
| 0 |  | 3.1067e-05 |  | 3.0082e-06 |  | 2.6567e-06 |  | -8.4986e-05 |  | 0.00016016 |  | -0.00032609 |  | -0.00012223 |  | 2.8206e-06 |  | 1.9333e-06 |  | 0.030455 |  | 0.00069519 |  | 0.00099685 |  | 5.9389e-06 |  | 0.0023712 |  | 2.1392e-07
| 3.8672e-05 |  | 7.7237e-05 |  | 1.9462e-06 |  | 2.6263e-06 |  | 3.6425e-05 |  | 0.00020406 |  | 0.00019307 |  | 0.00028348 |  | 2.8256e-06 |  | 1.9724e-06 |  | 0.029623 |  | 0.00071962 |  | 0.00095304 |  | 4.2428e-06 |  | 0.00241 |  | 2.2103e-07
| 3.8672e-05 |  | 7.7238e-05 |  | 1.9464e-06 |  | 2.6009e-06 |  | -0.00022665 |  | 0.0002657 |  | 0.00023956 |  | 0.00033029 |  | 2.6755e-06 |  | 2.05e-06 |  | 0.028691 |  | 0.00069097 |  | 0.00091596 |  | 4.2431e-06 |  | 0.0024749 |  | 2.2815e-07
| 0.00010321 |  | 9.6408e-05 |  | 8.8502e-07 |  | 2.609e-06 |  | 0.00014165 |  | 0.00023608 |  | -0.00019049 |  | 6.5015e-06 |  | 2.5307e-06 |  | 2.0884e-06 |  | 0.027964 |  | 0.00065141 |  | 0.00094719 |  | 5.9393e-06 |  | 0.0025407 |  | 2.2815e-07
| 0.00010321 |  | 9.6408e-05 |  | 8.8495e-07 |  | 2.6034e-06 |  | 0.00040877 |  | 0.0001832 |  | -0.00012463 |  | 7.2821e-05 |  | 2.455e-06 |  | 2.1656e-06 |  | 0.027167 |  | 0.00062272 |  | 0.00091428 |  | 5.9393e-06 |  | 0.0026021 |  | 1.5209e-07
| 1.203e-05 |  | 9.0235e-05 |  | 3.0084e-06 |  | 2.5961e-06 |  | 0.00014166 |  | 0.00019743 |  | 0.00019695 |  | 4.5512e-05 |  | 2.5336e-06 |  | 2.2049e-06 |  | 0.026532 |  | 0.0005789 |  | 0.00096146 |  | 7.6365e-06 |  | 0.002656 |  | 7.6051e-08
| 1.2032e-05 |  | 9.025e-05 |  | 3.0084e-06 |  | 2.509e-06 |  | 6.071e-05 |  | 0.0002115 |  | 0.00015433 |  | -6.762e-05 |  | 2.6126e-06 |  | 2.1658e-06 |  | 0.025694 |  | 0.00067922 |  | 0.0010711 |  | 7.637e-06 |  | 0.0026865 |  | 7.1076e-09
| 9.2532e-07 |  | 0.00011065 |  | 4.0701e-06 |  | 2.4323e-06 |  | -2.0236e-05 |  | 0.0001534 |  | -0.00016337 |  | -9.4927e-05 |  | 2.5966e-06 |  | 2.1011e-06 |  | 0.024609 |  | 0.00071288 |  | 0.0011898 |  | 5.9393e-06 |  | 0.0027293 |  | 1.4216e-08
| 9.254e-07 |  | 0.00011066 |  | 4.0697e-06 |  | 2.3929e-06 |  | -0.00043306 |  | 0.00013586 |  | -0.00041133 |  | -0.0003446 |  | 2.6571e-06 |  | 1.8819e-06 |  | 0.024292 |  | 0.00078287 |  | 0.001109 |  | 5.9396e-06 |  | 0.0027438 |  | 5.5439e-08
| 3.5362e-05 |  | 7.7281e-05 |  | 3.0086e-06 |  | 2.4363e-06 |  | -0.00043306 |  | 0.00018533 |  | -0.00042295 |  | -0.0003446 |  | 2.723e-06 |  | 1.7271e-06 |  | 0.023908 |  | 0.00075839 |  | 0.00083422 |  | 2.546e-06 |  | 0.0027757 |  | 8.9563e-08
| 3.5368e-05 |  | 7.7294e-05 |  | 3.0084e-06 |  | 2.482e-06 |  | -0.00018213 |  | 0.00024858 |  | -0.00019436 |  | -9.1026e-05 |  | 2.7792e-06 |  | 1.7528e-06 |  | 0.023178 |  | 0.0006354 |  | 0.00089495 |  | 2.5462e-06 |  | 0.0027674 |  | 9.6663e-08
| 5.4255e-05 |  | 7.482e-05 |  | 1.9465e-06 |  | 2.4782e-06 |  | -0.00028736 |  | 0.00017994 |  | -2.7766e-05 |  | 6.1117e-05 |  | 2.7632e-06 |  | 1.9336e-06 |  | 0.0228 |  | 0.00074242 |  | 0.00097837 |  | 5.9396e-06 |  | 0.0027742 |  | 6.8949e-08
| 5.4259e-05 |  | 7.4826e-05 |  | 1.9465e-06 |  | 2.5065e-06 |  | -0.00039664 |  | 0.0001713 |  | -0.0001285 |  | -1.3005e-05 |  | 2.8169e-06 |  | 2.2435e-06 |  | 0.022262 |  | 0.00073816 |  | 0.00081821 |  | 5.94e-06 |  | 0.0027504 |  | 1.7273e-07
| 3.4262e-05 |  | 5.1475e-05 |  | 3.0086e-06 |  | 2.5329e-06 |  | -0.00013357 |  | 0.00011689 |  | -2.0018e-05 |  | 1.0402e-05 |  | 2.8861e-06 |  | 2.3593e-06 |  | 0.02174 |  | 0.00063961 |  | 0.00082248 |  | 5.94e-06 |  | 0.0027371 |  | 3.0423e-07
| 3.4267e-05 |  | 5.1483e-05 |  | 3.0089e-06 |  | 2.5155e-06 |  | 0.0001457 |  | 6.5842e-05 |  | 0.00011558 |  | 5.7215e-05 |  | 2.9174e-06 |  | 2.4105e-06 |  | 0.021174 |  | 0.0006986 |  | 0.00092781 |  | 5.94e-06 |  | 0.0026958 |  | 3.526e-07
| 4.5382e-05 |  | 0.00010701 |  | 1.9465e-06 |  | 2.4701e-06 |  | 0.00031973 |  | 0.00014687 |  | -8.9755e-05 |  | -3.6411e-05 |  | 2.879e-06 |  | 2.3461e-06 |  | 0.020587 |  | 0.00075843 |  | 0.00083259 |  | 5.94e-06 |  | 0.0026747 |  | 2.7011e-07
| 4.5385e-05 |  | 0.00010702 |  | 1.9467e-06 |  | 2.55e-06 |  | 0.00047352 |  | 0.00021032 |  | -0.00067478 |  | -0.00022757 |  | 2.8093e-06 |  | 2.0371e-06 |  | 0.019957 |  | 0.00076264 |  | 0.00085871 |  | 5.9403e-06 |  | 0.0026537 |  | 1.5284e-07
| 6.3102e-05 |  | 1.9309e-05 |  | 1.9467e-06 |  | 2.6736e-06 |  | 0.00025092 |  | 0.00014353 |  | -0.00067866 |  | -0.00013394 |  | 2.7832e-06 |  | 1.7921e-06 |  | 0.019601 |  | 0.00078034 |  | 0.0010475 |  | 7.6379e-06 |  | 0.0026444 |  | 1.1801e-07
| 6.3107e-05 |  | 1.9311e-05 |  | 1.9465e-06 |  | 2.7098e-06 |  | 0.00014165 |  | 0.000124 |  | -0.00017112 |  | 6.5018e-05 |  | 2.73e-06 |  | 1.747e-06 |  | 0.01923 |  | 0.00071377 |  | 0.0011663 |  | 7.6374e-06 |  | 0.00262 |  | 1.4572e-07
| 5.2067e-05 |  | 0.00010519 |  | 1.9469e-06 |  | 2.6225e-06 |  | 0.00018213 |  | 0.00019578 |  | 1.0977e-05 |  | 6.5015e-06 |  | 2.703e-06 |  | 1.9598e-06 |  | 0.018642 |  | 0.00069776 |  | 0.0011351 |  | 4.2441e-06 |  | 0.0025921 |  | 2.083e-07
| 5.2071e-05 |  | 0.0001052 |  | 1.9467e-06 |  | 2.5203e-06 |  | -0.00027117 |  | 0.00026051 |  | -4.5204e-06 |  | -4.8114e-05 |  | 2.6766e-06 |  | 2.0887e-06 |  | 0.018566 |  | 0.00069354 |  | 0.001018 |  | 4.2438e-06 |  | 0.0025551 |  | 3.0497e-07
| 8.7877e-05 |  | 6.993e-05 |  | 3.0089e-06 |  | 2.4987e-06 |  | -0.00019832 |  | 0.00014466 |  | 0.00025893 |  | -7.1521e-05 |  | 2.6815e-06 |  | 2.0053e-06 |  | 0.018068 |  | 0.00084439 |  | 0.00094551 |  | 4.2441e-06 |  | 0.0025171 |  | 3.3909e-07
| 8.7884e-05 |  | 6.9936e-05 |  | 3.0091e-06 |  | 2.4779e-06 |  | -0.00019427 |  | 6.0614e-05 |  | 0.00022019 |  | -0.00022366 |  | 2.7425e-06 |  | 1.9472e-06 |  | 0.017392 |  | 0.0008941 |  | 0.0010803 |  | 4.2438e-06 |  | 0.0024877 |  | 3.0428e-07
| 5.0972e-05 |  | 7.7369e-05 |  | 4.0704e-06 |  | 2.4838e-06 |  | -0.00020237 |  | 0.00018209 |  | -0.00050819 |  | -0.0003446 |  | 2.7931e-06 |  | 1.9729e-06 |  | 0.017034 |  | 0.00068178 |  | 0.0011377 |  | 4.2441e-06 |  | 0.0024667 |  | 2.353e-07
| 5.098e-05 |  | 7.7381e-05 |  | 4.0708e-06 |  | 2.4752e-06 |  | 0.00020641 |  | 0.00021543 |  | -0.00056631 |  | -0.00026267 |  | 2.739e-06 |  | 2.0889e-06 |  | 0.016557 |  | 0.00071714 |  | 0.00095141 |  | 4.2441e-06 |  | 0.0024565 |  | 1.1091e-07
| 0.00011081 |  | 3.757e-05 |  | 4.0708e-06 |  | 2.4597e-06 |  | 8.904e-05 |  | 0.00020119 |  | -0.00026798 |  | -0.00015344 |  | 2.6373e-06 |  | 2.1664e-06 |  | 0.016103 |  | 0.00066405 |  | 0.00093203 |  | 7.6388e-06 |  | 0.0024413 |  | 5.5453e-08
| 0.00011082 |  | 3.7573e-05 |  | 4.0708e-06 |  | 2.588e-06 |  | 5.2615e-05 |  | 0.00017492 |  | -0.00020211 |  | -0.0003563 |  | 2.6048e-06 |  | 2.2829e-06 |  | 0.015669 |  | 0.00056127 |  | 0.0009759 |  | 7.6383e-06 |  | 0.0024305 |  | 8.3179e-08
| 7.987e-05 |  | 9.473e-05 |  | 1.9469e-06 |  | 2.7359e-06 |  | -5.2615e-05 |  | 9.7545e-05 |  | -0.00022536 |  | -0.00039531 |  | 2.6846e-06 |  | 2.3213e-06 |  | 0.015318 |  | 0.00049719 |  | 0.0009868 |  | 5.941e-06 |  | 0.0024219 |  | 1.6636e-07
| 7.9877e-05 |  | 9.4738e-05 |  | 1.947e-06 |  | 2.801e-06 |  | -8.0946e-05 |  | 0.00012941 |  | -0.00016337 |  | -0.00010273 |  | 2.7597e-06 |  | 2.1665e-06 |  | 0.014868 |  | 0.0005933 |  | 0.0010164 |  | 5.941e-06 |  | 0.0024212 |  | 2.2183e-07
| 3.9869e-05 |  | 5.0468e-05 |  | 1.9469e-06 |  | 2.7136e-06 |  | 3.6425e-05 |  | 0.00019816 |  | 1.4853e-05 |  | 6.892e-05 |  | 2.7552e-06 |  | 1.973e-06 |  | 0.014424 |  | 0.00076939 |  | 0.0010087 |  | 2.5466e-06 |  | 0.0024194 |  | 1.9409e-07
| 3.9873e-05 |  | 5.0472e-05 |  | 1.947e-06 |  | 2.5963e-06 |  | -0.0002914 |  | 0.00018889 |  | -0.00026798 |  | -4.8111e-05 |  | 2.7689e-06 |  | 1.9341e-06 |  | 0.014355 |  | 0.00075258 |  | 0.00096326 |  | 2.5468e-06 |  | 0.0024212 |  | 1.8699e-07
| 4.3211e-05 |  | 0.00010838 |  | 8.8531e-07 |  | 2.5632e-06 |  | -0.00023069 |  | 0.00027497 |  | -0.0002796 |  | -5.5914e-05 |  | 2.7802e-06 |  | 2.1016e-06 |  | 0.014048 |  | 0.00081658 |  | 0.0010652 |  | 4.2443e-06 |  | 0.0024236 |  | 2.0761e-07
| 4.3218e-05 |  | 0.00010839 |  | 8.8531e-07 |  | 2.6051e-06 |  | 8.904e-05 |  | 0.00029112 |  | -2.7766e-05 |  | 0.00027178 |  | 2.8148e-06 |  | 2.1924e-06 |  | 0.013438 |  | 0.0007728 |  | 0.0010088 |  | 4.2446e-06 |  | 0.0024322 |  | 1.7988e-07
| 1.4283e-05 |  | 3.0076e-05 |  | 3.0094e-06 |  | 2.6774e-06 |  | -0.00017808 |  | 0.00015238 |  | -8.9755e-05 |  | -0.00012223 |  | 2.8246e-06 |  | 2.1149e-06 |  | 0.013067 |  | 0.00067167 |  | 0.0008655 |  | 4.2446e-06 |  | 0.0024406 |  | 1.3153e-07
| 1.4285e-05 |  | 3.0078e-05 |  | 3.0094e-06 |  | 2.7436e-06 |  | -0.00021451 |  | 0.00014558 |  | -5.8761e-05 |  | -0.00029388 |  | 2.7625e-06 |  | 2.1016e-06 |  | 0.012826 |  | 0.00063206 |  | 0.00099866 |  | 4.2446e-06 |  | 0.0024473 |  | 5.5458e-08
| 5.1021e-05 |  | 6.4433e-05 |  | 3.0096e-06 |  | 2.7397e-06 |  | -2.4283e-05 |  | 0.00015613 |  | 0.00011559 |  | -6.762e-05 |  | 2.7112e-06 |  | 2.1793e-06 |  | 0.01233 |  | 0.00063203 |  | 0.00099944 |  | 4.2446e-06 |  | 0.0024497 |  | 2.7731e-08
| 5.1025e-05 |  | 6.4438e-05 |  | 3.0094e-06 |  | 2.6314e-06 |  | -8.0949e-06 |  | 0.00015738 |  | -2.0007e-05 |  | 1.0402e-05 |  | 2.6516e-06 |  | 2.2698e-06 |  | 0.011819 |  | 0.00063543 |  | 0.00087225 |  | 4.2448e-06 |  | 0.0024541 |  | 4.8348e-08
| 0 |  | 0.00011835 |  | 8.8539e-07 |  | 2.5276e-06 |  | -0.00023069 |  | 0.00018899 |  | -0.00020211 |  | 0.00032639 |  | 2.649e-06 |  | 2.27e-06 |  | 0.011631 |  | 0.00065313 |  | 0.00097675 |  | 5.9417e-06 |  | 0.0024591 |  | 9.6703e-08
| 0 |  | 0.00011836 |  | 8.8539e-07 |  | 2.4317e-06 |  | -0.00026712 |  | 0.00014005 |  | -0.00024473 |  | 1.4296e-05 |  | 2.6095e-06 |  | 2.2184e-06 |  | 0.011157 |  | 0.00070285 |  | 0.0012051 |  | 5.9417e-06 |  | 0.0024693 |  | 1.2443e-07
| 5.4378e-05 |  | 7.7469e-05 |  | 3.0096e-06 |  | 2.4378e-06 |  | -4.8568e-05 |  | 0.00014502 |  | -2.7761e-05 |  | 2.6009e-05 |  | 2.5812e-06 |  | 2.1667e-06 |  | 0.010683 |  | 0.00059835 |  | 0.0010636 |  | 5.9417e-06 |  | 0.0024777 |  | 1.0381e-07
| 5.4382e-05 |  | 7.7475e-05 |  | 3.0096e-06 |  | 2.4263e-06 |  | 2.0237e-05 |  | 0.00023676 |  | 3.4225e-05 |  | 0.00031859 |  | 2.5156e-06 |  | 2.2442e-06 |  | 0.010301 |  | 0.00069948 |  | 0.00092113 |  | 5.9417e-06 |  | 0.0024878 |  | 8.3193e-08
| 3.6567e-05 |  | 2.5796e-05 |  | 5.1343e-06 |  | 2.4049e-06 |  | 0.00021045 |  | 0.0002405 |  | -0.0001595 |  | 7.6721e-05 |  | 2.467e-06 |  | 2.3603e-06 |  | 0.0099914 |  | 0.00089331 |  | 0.0010728 |  | 5.9421e-06 |  | 0.0024937 |  | 8.32e-08
| 3.657e-05 |  | 2.5798e-05 |  | 5.1339e-06 |  | 2.3973e-06 |  | -4.0474e-05 |  | 0.00018039 |  | -0.0001285 |  | -0.00020025 |  | 2.5064e-06 |  | 2.3601e-06 |  | 0.0098651 |  | 0.00082168 |  | 0.001104 |  | 5.9421e-06 |  | 0.0024996 |  | 8.3193e-08
| 0.00011655 |  | 6.3235e-05 |  | 3.0099e-06 |  | 2.415e-06 |  | -0.00039258 |  | 0.00029324 |  | 1.4848e-05 |  | -0.00024316 |  | 2.5935e-06 |  | 2.2444e-06 |  | 0.0094815 |  | 0.00073492 |  | 0.0011555 |  | 4.2451e-06 |  | 0.0025023 |  | 8.32e-08
| 0.00011655 |  | 6.3235e-05 |  | 3.0096e-06 |  | 2.4473e-06 |  | -0.00033188 |  | 0.00036391 |  | 0.00034029 |  | 4.5512e-05 |  | 2.767e-06 |  | 2.2051e-06 |  | 0.0090128 |  | 0.00071718 |  | 0.0012144 |  | 4.2451e-06 |  | 0.0025072 |  | 1.2443e-07
| 7.8746e-05 |  | 8.9287e-05 |  | 3.0099e-06 |  | 2.463e-06 |  | -0.00014166 |  | 0.00023686 |  | 0.00020857 |  | 0.00028738 |  | 2.8477e-06 |  | 2.2828e-06 |  | 0.0088146 |  | 0.00059751 |  | 0.0012886 |  | 4.2451e-06 |  | 0.0025106 |  | 1.6569e-07
| 7.8753e-05 |  | 8.9294e-05 |  | 3.0099e-06 |  | 2.4177e-06 |  | -5.2615e-05 |  | 0.0001017 |  | -4.5188e-06 |  | 0.00024837 |  | 2.8166e-06 |  | 2.3603e-06 |  | 0.008749 |  | 0.00061015 |  | 0.0012203 |  | 4.8114e-06 |  | 0.002519 |  | 2.56e-07
| 6.3255e-05 |  | 0.00010232 |  | 1.9475e-06 |  | 2.3639e-06 |  | -0.00013761 |  | 0.00012651 |  | -7.0382e-05 |  | -5.5915e-05 |  | 2.6982e-06 |  | 2.3731e-06 |  | 0.008354 |  | 0.00066244 |  | 0.0010619 |  | 4.8114e-06 |  | 0.0025225 |  | 3.0509e-07
| 6.326e-05 |  | 0.00010233 |  | 1.9473e-06 |  | 2.4184e-06 |  | -2.0237e-05 |  | 0.00025242 |  | -0.00022536 |  | -9.1025e-05 |  | 2.7213e-06 |  | 2.3854e-06 |  | 0.0081159 |  | 0.00060847 |  | 0.00090343 |  | 4.2453e-06 |  | 0.002524 |  | 4.0178e-07
| 9.844e-06 |  | 0.00012777 |  | 1.9473e-06 |  | 2.5245e-06 |  | -0.00016595 |  | 0.0001485 |  | -0.00040358 |  | 0.00011183 |  | 2.8597e-06 |  | 2.3854e-06 |  | 0.0078145 |  | 0.00064727 |  | 0.0010181 |  | 8.4907e-07 |  | 0.00252 |  | 4.5014e-07
| 9.8448e-06 |  | 0.00012778 |  | 1.9475e-06 |  | 2.6051e-06 |  | -0.00034808 |  | 7.3078e-05 |  | -0.00039583 |  | 0.00011573 |  | 2.8713e-06 |  | 2.2956e-06 |  | 0.0073971 |  | 0.00080314 |  | 0.0011857 |  | 8.4907e-07 |  | 0.0025224 |  | 3.7408e-07
| 6.4516e-05 |  | 3.9801e-05 |  | 8.8553e-07 |  | 2.5808e-06 |  | 2.4281e-05 |  | 0.00015967 |  | -5.8761e-05 |  | -3.6411e-05 |  | 2.7512e-06 |  | 2.2055e-06 |  | 0.0072928 |  | 0.00073656 |  | 0.0010138 |  | 2.5474e-06 |  | 0.002524 |  | 2.4891e-07
| 6.4522e-05 |  | 3.9804e-05 |  | 8.8553e-07 |  | 2.5321e-06 |  | 0.00021046 |  | 0.00019481 |  | -0.00020211 |  | -5.9818e-05 |  | 2.6424e-06 |  | 2.1671e-06 |  | 0.0070211 |  | 0.00057058 |  | 0.0010552 |  | 2.5472e-06 |  | 0.0025259 |  | 1.3797e-07
| 5.3876e-06 |  | 0.00014766 |  | 1.9475e-06 |  | 2.5071e-06 |  | 7.6898e-05 |  | 0.00026491 |  | -0.00032996 |  | 1.4303e-05 |  | 2.6537e-06 |  | 2.2062e-06 |  | 0.0067431 |  | 0.0006675 |  | 0.0010965 |  | 5.9428e-06 |  | 0.0025208 |  | 1.5219e-07
| 5.3884e-06 |  | 0.00014768 |  | 1.9475e-06 |  | 2.545e-06 |  | -0.00010928 |  | 0.00018755 |  | 0.00013883 |  | 7.282e-05 |  | 2.6544e-06 |  | 2.2062e-06 |  | 0.0066245 |  | 0.00069105 |  | 0.0010492 |  | 5.9428e-06 |  | 0.0025181 |  | 1.8704e-07
| 1.9884e-05 |  | 5.9182e-05 |  | 4.0721e-06 |  | 2.6064e-06 |  | -2.8334e-05 |  | 0.00013109 |  | 0.00037516 |  | 0.00015084 |  | 2.6445e-06 |  | 2.1671e-06 |  | 0.0064661 |  | 0.00069868 |  | 0.001024 |  | 4.2458e-06 |  | 0.0025065 |  | 2.0766e-07
| 1.9885e-05 |  | 5.9187e-05 |  | 4.0725e-06 |  | 2.633e-06 |  | -4.4527e-05 |  | 0.00012288 |  | 0.00036354 |  | 0.00040831 |  | 2.6115e-06 |  | 2.0898e-06 |  | 0.0061576 |  | 0.00069952 |  | 0.00095995 |  | 4.2456e-06 |  | 0.0024997 |  | 2.1479e-07
| 6.1148e-05 |  | 0.00010427 |  | 4.0725e-06 |  | 2.5999e-06 |  | -0.00019023 |  | 0.00016199 |  | -7.4252e-05 |  | 0.00020545 |  | 2.5904e-06 |  | 2.0639e-06 |  | 0.0058043 |  | 0.00071128 |  | 0.0010812 |  | 4.2458e-06 |  | 0.0024979 |  | 2.0128e-07
| 6.1153e-05 |  | 0.00010428 |  | 4.0721e-06 |  | 2.5193e-06 |  | -0.00027927 |  | 0.000162 |  | -0.00025247 |  | -0.00011833 |  | 2.5951e-06 |  | 2.1929e-06 |  | 0.005608 |  | 0.00067171 |  | 0.0010088 |  | 4.2458e-06 |  | 0.002504 |  | 2.1477e-07
| 5.8927e-05 |  | 7.7594e-05 |  | 3.0104e-06 |  | 2.4675e-06 |  | -0.00034807 |  | 4.3754e-05 |  | -0.0003261 |  | -0.00011053 |  | 2.6179e-06 |  | 2.3481e-06 |  | 0.0054713 |  | 0.00045174 |  | 0.00083521 |  | 4.2458e-06 |  | 0.0025031 |  | 2.4253e-07
| 5.8931e-05 |  | 7.76e-05 |  | 3.0104e-06 |  | 2.5452e-06 |  | -0.00016594 |  | 6.0794e-05 |  | -0.00044621 |  | -0.00013004 |  | 2.5487e-06 |  | 2.3673e-06 |  | 0.0053414 |  | 0.00041381 |  | 0.00081499 |  | 4.2458e-06 |  | 0.0024922 |  | 2.8449e-07
| 5.4474e-05 |  | 6.1364e-05 |  | 1.9478e-06 |  | 2.6778e-06 |  | -0.00019815 |  | 0.00016666 |  | -0.00021457 |  | -0.00010701 |  | 2.4634e-06 |  | 2.2317e-06 |  | 0.0050401 |  | 0.00061019 |  | 0.0011192 |  | 4.2461e-06 |  | 0.0024745 |  | 2.9803e-07
| 5.4478e-05 |  | 6.1369e-05 |  | 1.9477e-06 |  | 2.7154e-06 |  | -0.00033593 |  | 0.00022104 |  | -8.5881e-05 |  | -0.00010273 |  | 2.4992e-06 |  | 1.999e-06 |  | 0.0047735 |  | 0.00071554 |  | 0.0011934 |  | 4.2461e-06 |  | 0.0024643 |  | 2.219e-07
| 4.3323e-05 |  | 0.00011859 |  | 1.9478e-06 |  | 2.6197e-06 |  | -0.00024689 |  | 0.00015398 |  | 0.00028218 |  | -7.5421e-05 |  | 2.6118e-06 |  | 1.8899e-06 |  | 0.0046468 |  | 0.00065991 |  | 0.00097681 |  | 4.2461e-06 |  | 0.0024517 |  | 1.3159e-07
| 4.333e-05 |  | 0.00011861 |  | 1.9477e-06 |  | 2.5783e-06 |  | -4.4521e-05 |  | 0.0001349 |  | 0.0006115 |  | -0.00011443 |  | 2.8143e-06 |  | 2.0123e-06 |  | 0.0045761 |  | 0.0006852 |  | 0.0010012 |  | 4.2461e-06 |  | 0.0024441 |  | 1.3798e-07
| 3.5522e-05 |  | 8.8189e-05 |  | 3.0106e-06 |  | 2.6332e-06 |  | -0.00013761 |  | 0.00015975 |  | 7.685e-05 |  | -0.00018075 |  | 2.9148e-06 |  | 2.2575e-06 |  | 0.0045529 |  | 0.0006262 |  | 0.00096163 |  | 5.9435e-06 |  | 0.0024374 |  | 2.3544e-07
| 3.5525e-05 |  | 8.8196e-05 |  | 3.0106e-06 |  | 2.7366e-06 |  | -9.3087e-05 |  | 0.00010745 |  | -7.8126e-05 |  | -9.104e-06 |  | 2.936e-06 |  | 2.4642e-06 |  | 0.0042949 |  | 0.00068014 |  | 0.0010105 |  | 5.9438e-06 |  | 0.0024323 |  | 3.1866e-07
| 9.2551e-05 |  | 9.9384e-05 |  | 1.9478e-06 |  | 2.792e-06 |  | 4.4521e-05 |  | 9.5036e-05 |  | 0.00010009 |  | 5.3314e-05 |  | 2.8534e-06 |  | 2.4251e-06 |  | 0.0039872 |  | 0.00071807 |  | 0.0011479 |  | 5.9435e-06 |  | 0.0024239 |  | 3.0443e-07
| 9.2559e-05 |  | 9.9392e-05 |  | 1.9478e-06 |  | 2.794e-06 |  | -1.6188e-05 |  | 0.00011562 |  | -4.3263e-05 |  | -0.00011833 |  | 2.7644e-06 |  | 2.1409e-06 |  | 0.0038285 |  | 0.00068014 |  | 0.0012532 |  | 5.9438e-06 |  | 0.0024138 |  | 2.0058e-07
| 5.4509e-05 |  | 7.455e-05 |  | 1.948e-06 |  | 2.7375e-06 |  | 9.3088e-05 |  | 8.7051e-05 |  | 1.8727e-05 |  | -0.0003524 |  | 2.7547e-06 |  | 1.896e-06 |  | 0.0037182 |  | 0.00082847 |  | 0.0010965 |  | 4.2463e-06 |  | 0.0024003 |  | 1.1097e-07
| 5.4514e-05 |  | 7.4556e-05 |  | 1.9478e-06 |  | 2.6298e-06 |  | 5.6661e-05 |  | 0.00012923 |  | -3.5515e-05 |  | -0.00030168 |  | 2.7297e-06 |  | 1.7415e-06 |  | 0.0034843 |  | 0.00079813 |  | 0.00099872 |  | 4.2463e-06 |  | 0.0023885 |  | 1.387e-07
| 6.7727e-05 |  | 8.5125e-05 |  | 1.948e-06 |  | 2.58e-06 |  | -0.00027117 |  | 0.00024916 |  | -9.7505e-05 |  | 2.2107e-05 |  | 2.7059e-06 |  | 1.8192e-06 |  | 0.0032932 |  | 0.00077795 |  | 0.0011539 |  | 5.9442e-06 |  | 0.0023726 |  | 2.5609e-07
| 6.7733e-05 |  | 8.5132e-05 |  | 1.948e-06 |  | 2.4956e-06 |  | -9.713e-05 |  | 0.00028087 |  | -6.651e-05 |  | -2.4706e-05 |  | 2.7074e-06 |  | 2.1285e-06 |  | 0.003102 |  | 0.00076273 |  | 0.0012355 |  | 5.9442e-06 |  | 0.0023598 |  | 3.7417e-07
| 5.4527e-05 |  | 8.7003e-05 |  | 1.948e-06 |  | 2.4733e-06 |  | 0.00028735 |  | 0.00029705 |  | -0.00013625 |  | -0.00030949 |  | 2.7314e-06 |  | 2.3611e-06 |  | 0.0029743 |  | 0.00076863 |  | 0.0011395 |  | 4.2463e-06 |  | 0.0023396 |  | 3.7417e-07
| 5.4531e-05 |  | 8.701e-05 |  | 1.948e-06 |  | 2.4138e-06 |  | 4.0466e-05 |  | 0.0002834 |  | -0.00048882 |  | -0.00032509 |  | 2.7462e-06 |  | 2.3611e-06 |  | 0.0027694 |  | 0.00079396 |  | 0.0011083 |  | 4.2466e-06 |  | 0.0023221 |  | 2.7672e-07
| 6.1237e-05 |  | 5.4967e-05 |  | 5.136e-06 |  | 2.3773e-06 |  | -0.0002995 |  | 0.000202 |  | -0.00048495 |  | 8.0623e-05 |  | 2.742e-06 |  | 2.1868e-06 |  | 0.0025912 |  | 0.00080572 |  | 0.0011471 |  | 4.2468e-06 |  | 0.0023017 |  | 1.7997e-07
| 6.1241e-05 |  | 5.4971e-05 |  | 5.136e-06 |  | 2.4003e-06 |  | 8.0932e-06 |  | 0.00020886 |  | -0.00025635 |  | 0.00018595 |  | 2.754e-06 |  | 2.0901e-06 |  | 0.0027033 |  | 0.00081162 |  | 0.0011437 |  | 4.2466e-06 |  | 0.0022949 |  | 8.3228e-08
| 5.4544e-05 |  | 8.5166e-05 |  | 3.0111e-06 |  | 2.4728e-06 |  | 0.00033997 |  | 0.00015106 |  | -4.5141e-06 |  | 0.00016254 |  | 2.7705e-06 |  | 2.1804e-06 |  | 0.0025811 |  | 0.00070884 |  | 0.00097939 |  | 5.9445e-06 |  | 0.0022926 |  | 8.3235e-08
| 5.4549e-05 |  | 8.5173e-05 |  | 3.0109e-06 |  | 2.5544e-06 |  | 6.4756e-05 |  | 0.00015791 |  | -0.00029897 |  | -1.2997e-06 |  | 2.5809e-06 |  | 2.3286e-06 |  | 0.0023363 |  | 0.00082342 |  | 0.0011353 |  | 5.9445e-06 |  | 0.002284 |  | 1.1097e-07
| 3.4445e-05 |  | 8.3936e-05 |  | 1.9482e-06 |  | 2.5451e-06 |  | -8.0947e-05 |  | 0.00018404 |  | -0.00046944 |  | -0.00018855 |  | 2.3868e-06 |  | 2.3871e-06 |  | 0.0022619 |  | 0.00086139 |  | 0.0011109 |  | 4.2468e-06 |  | 0.0022639 |  | 1.3872e-07
| 3.4448e-05 |  | 8.3943e-05 |  | 1.9482e-06 |  | 2.589e-06 |  | -2.8332e-05 |  | 0.00022323 |  | -0.00019823 |  | -0.00013394 |  | 2.3161e-06 |  | 2.4514e-06 |  | 0.0020874 |  | 0.00074251 |  | 0.00092287 |  | 4.2468e-06 |  | 0.0022326 |  | 1.7358e-07
| 2.1043e-05 |  | 7.0891e-05 |  | 1.9482e-06 |  | 2.6418e-06 |  | -4.8568e-05 |  | 0.00032025 |  | -0.00010912 |  | -8.3224e-05 |  | 2.4348e-06 |  | 2.3997e-06 |  | 0.001878 |  | 0.00071221 |  | 0.00093978 |  | 4.2468e-06 |  | 0.0022116 |  | 1.807e-07
| 2.1045e-05 |  | 7.0897e-05 |  | 1.9482e-06 |  | 2.7492e-06 |  | 7.2852e-05 |  | 0.00020011 |  | 0.00020857 |  | 0.00014694 |  | 2.6977e-06 |  | 2.3228e-06 |  | 0.001727 |  | 0.00073075 |  | 0.0012761 |  | 4.2471e-06 |  | 0.0021956 |  | 3.6068e-07
| 1.3225e-05 |  | 0.00010139 |  | 3.0114e-06 |  | 2.7927e-06 |  | 0.0001457 |  | 6.7973e-05 |  | -6.2628e-05 |  | 6.8919e-05 |  | 2.8442e-06 |  | 2.2846e-06 |  | 0.0016203 |  | 0.00082594 |  | 0.0014016 |  | 2.5483e-06 |  | 0.0021845 |  | 5.336e-07
| 1.3225e-05 |  | 0.00010139 |  | 3.897e-06 |  | 2.7262e-06 |  | 0.00031164 |  | 7.8568e-05 |  | -0.00030671 |  | -7.1521e-05 |  | 3.0248e-06 |  | 2.1678e-06 |  | 0.0015295 |  | 0.00081588 |  | 0.00095579 |  | 2.5483e-06 |  | 0.0021771 |  | 5.9545e-07
| 9.4552e-05 |  | 7.2158e-05 |  | 3.8973e-06 |  | 2.6278e-06 |  | 0.00010118 |  | 5.5621e-05 |  | -0.00015 |  | 1.0835e-05 |  | 3.0512e-06 |  | 2.0905e-06 |  | 0.0014699 |  | 0.00079649 |  | 0.00091786 |  | 2.5483e-06 |  | 0.0021695 |  | 4.8451e-07
| 9.4559e-05 |  | 7.2164e-05 |  | 3.0114e-06 |  | 2.546e-06 |  | -0.00018618 |  | 7.5054e-05 |  | -0.00025636 |  | 0.00015864 |  | 2.9318e-06 |  | 2.1295e-06 |  | 0.0014339 |  | 0.00078212 |  | 0.0010038 |  | 2.5483e-06 |  | 0.0021652 |  | 2.9739e-07
| 5.4028e-06 |  | 0.0001207 |  | 1.9482e-06 |  | 2.5708e-06 |  | 8.4993e-05 |  | 0.00011387 |  | -6.6516e-05 |  | 0.00031079 |  | 2.7881e-06 |  | 2.2453e-06 |  | 0.0014073 |  | 0.00071811 |  | 0.0010165 |  | 4.2473e-06 |  | 0.0021611 |  | 2.2125e-07
| 5.4032e-06 |  | 0.00012071 |  | 1.9483e-06 |  | 2.5e-06 |  | 0.00010118 |  | 7.8552e-05 |  | 0.00010009 |  | 0.00021716 |  | 2.6972e-06 |  | 2.3614e-06 |  | 0.0013608 |  | 0.00073075 |  | 0.0011319 |  | 4.2471e-06 |  | 0.0021459 |  | 1.0387e-07
| 0 |  | 9.2723e-05 |  | 8.8597e-07 |  | 2.4016e-06 |  | -0.00017403 |  | 0.00013146 |  | -8.9755e-05 |  | 0.00015865 |  | 2.7504e-06 |  | 2.3616e-06 |  | 0.0012346 |  | 0.00070799 |  | 0.0012053 |  | 4.2473e-06 |  | 0.0021122 |  | 6.2614e-08
| 0 |  | 9.2723e-05 |  | 8.859e-07 |  | 2.3926e-06 |  | -0.00033998 |  | 0.00018607 |  | 4.1972e-05 |  | 2.6008e-05 |  | 2.8604e-06 |  | 2.2839e-06 |  | 0.0011282 |  | 0.00064478 |  | 0.0010788 |  | 4.2473e-06 |  | 0.0020743 |  | 1.736e-07
| 1.435e-05 |  | 5.0721e-05 |  | 3.0114e-06 |  | 2.4696e-06 |  | -0.00013761 |  | 0.00018297 |  | 0.00011171 |  | -5.2015e-05 |  | 2.9198e-06 |  | 2.2064e-06 |  | 0.0010879 |  | 0.00072569 |  | 0.0011185 |  | 7.6446e-06 |  | 0.0020473 |  | 3.2585e-07
| 1.4351e-05 |  | 5.0725e-05 |  | 3.0116e-06 |  | 2.5509e-06 |  | 0.00012547 |  | 0.0001319 |  | 0.00025119 |  | -9.8835e-05 |  | 2.9059e-06 |  | 2.1682e-06 |  | 0.0011104 |  | 0.00075852 |  | 0.0011496 |  | 7.6442e-06 |  | 0.0020379 |  | 4.5751e-07
| 8.0302e-05 |  | 8.3415e-05 |  | 3.0116e-06 |  | 2.5462e-06 |  | 0.00031974 |  | 1.1782e-05 |  | 9.6212e-05 |  | -0.00039532 |  | 2.8381e-06 |  | 2.2073e-06 |  | 0.0011722 |  | 0.00072317 |  | 0.00103 |  | 5.9456e-06 |  | 0.0020304 |  | 4.3688e-07
| 8.0303e-05 |  | 8.3415e-05 |  | 3.0116e-06 |  | 2.4894e-06 |  | 3.2386e-05 |  | 4.5361e-05 |  | -5.4887e-05 |  | -0.00029778 |  | 2.7688e-06 |  | 2.4007e-06 |  | 0.0010309 |  | 0.00062455 |  | 0.00099035 |  | 5.9456e-06 |  | 0.0020153 |  | 3.4651e-07
| 7.7196e-05 |  | 6.1532e-05 |  | 3.0116e-06 |  | 2.4529e-06 |  | -6.8808e-05 |  | 8.3944e-05 |  | -2.0016e-05 |  | 9.2327e-05 |  | 2.7646e-06 |  | 2.5551e-06 |  | 0.00088651 |  | 0.00065574 |  | 0.00098529 |  | 4.2476e-06 |  | 0.0019942 |  | 2.7678e-07
| 7.7209e-05 |  | 6.1542e-05 |  | 3.0116e-06 |  | 2.5368e-06 |  | 7.6895e-05 |  | 0.00018117 |  | -7.8132e-05 |  | -6.3725e-05 |  | 2.8727e-06 |  | 2.6327e-06 |  | 0.0009153 |  | 0.00076615 |  | 0.00099878 |  | 4.2476e-06 |  | 0.0019807 |  | 1.6579e-07
| 6.1345e-05 |  | 9.402e-05 |  | 1.9485e-06 |  | 2.6625e-06 |  | 5.6663e-05 |  | 0.00021481 |  | -1.2269e-05 |  | -0.00043432 |  | 2.9857e-06 |  | 2.5551e-06 |  | 0.00088354 |  | 0.00071642 |  | 0.0010805 |  | 2.5487e-06 |  | 0.0019689 |  | 1.2452e-07
| 6.135e-05 |  | 9.4028e-05 |  | 1.9485e-06 |  | 2.8592e-06 |  | -8.0916e-06 |  | 0.00018806 |  | -0.00020211 |  | -0.00041871 |  | 3.0204e-06 |  | 2.5551e-06 |  | 0.0007927 |  | 0.00080998 |  | 0.0012272 |  | 2.5486e-06 |  | 0.0019613 |  | 1.8002e-07
| 3.8979e-05 |  | 6.1557e-05 |  | 1.9486e-06 |  | 2.9304e-06 |  | -0.00029545 |  | 0.00016151 |  | -0.00032996 |  | -0.00025097 |  | 2.9372e-06 |  | 2.6329e-06 |  | 0.00084078 |  | 0.00085217 |  | 0.0010848 |  | 5.9459e-06 |  | 0.0019446 |  | 2.7681e-07
| 3.8979e-05 |  | 6.1557e-05 |  | 1.9486e-06 |  | 2.9115e-06 |  | -0.00018213 |  | 0.00026053 |  | -3.5514e-05 |  | 3.7711e-05 |  | 2.8637e-06 |  | 2.5361e-06 |  | 0.00077663 |  | 0.00072907 |  | 0.00096759 |  | 5.9459e-06 |  | 0.0019259 |  | 3.807e-07
| 8.4714e-05 |  | 3.2406e-06 |  | 4.0745e-06 |  | 2.808e-06 |  | 7.2852e-05 |  | 0.00030647 |  | -6.4487e-07 |  | -6.7619e-05 |  | 2.8842e-06 |  | 2.3751e-06 |  | 0.0007126 |  | 0.00066754 |  | 0.0010418 |  | 5.9459e-06 |  | 0.0019032 |  | 3.8781e-07
| 8.4714e-05 |  | 3.2406e-06 |  | 4.0745e-06 |  | 2.6573e-06 |  | 1.2142e-05 |  | 0.00017067 |  | -0.00020599 |  | 0.00012353 |  | 2.9033e-06 |  | 2.0391e-06 |  | 0.00069827 |  | 0.00072148 |  | 0.00098951 |  | 5.9463e-06 |  | 0.0018686 |  | 3.3943e-07
| 0.00010279 |  | 0.00015762 |  | 3.0119e-06 |  | 2.6052e-06 |  | 3.2378e-05 |  | 0.00015513 |  | 0.00010397 |  | 0.0003888 |  | 2.9083e-06 |  | 1.8774e-06 |  | 0.00067595 |  | 0.00066417 |  | 0.0010696 |  | 5.9459e-06 |  | 0.001861 |  | 2.8392e-07
| 0.00010279 |  | 0.00015762 |  | 3.0119e-06 |  | 2.5322e-06 |  | 0.00017707 |  | 0.00012848 |  | 0.00041098 |  | -3.3864e-05 |  | 2.798e-06 |  | 1.8582e-06 |  | 0.00062113 |  | 0.00068359 |  | 0.0010848 |  | 5.9463e-06 |  | 0.001867 |  | 2.2842e-07
| 6.6049e-05 |  | 3.0253e-05 |  | 1.9486e-06 |  | 2.5174e-06 |  | -0.00022665 |  | 0.00035842 |  | 0.00035967 |  | -9.1025e-05 |  | 2.6984e-06 |  | 2.0007e-06 |  | 0.00053026 |  | 0.00065742 |  | 0.00099456 |  | 5.9463e-06 |  | 0.0018838 |  | 2.2842e-07
| 6.6049e-05 |  | 3.0253e-05 |  | 1.9488e-06 |  | 2.5257e-06 |  | -0.00021046 |  | 0.00039941 |  | 0.00017758 |  | 3.7711e-05 |  | 2.7615e-06 |  | 2.1427e-06 |  | 0.00054334 |  | 0.00066754 |  | 0.001046 |  | 5.9463e-06 |  | 0.0018888 |  | 1.8005e-07
| 8.6002e-05 |  | 8.1016e-05 |  | 3.0119e-06 |  | 2.5525e-06 |  | 0.00020641 |  | 0.00025614 |  | -4.52e-06 |  | -2.0806e-05 |  | 2.9174e-06 |  | 2.1292e-06 |  | 0.00056462 |  | 0.00065827 |  | 0.001105 |  | 4.2481e-06 |  | 0.0018644 |  | 1.3164e-07
| 8.6002e-05 |  | 8.1016e-05 |  | 3.0121e-06 |  | 2.4885e-06 |  | 0.00024688 |  | 0.00019391 |  | 0.00036741 |  | -4.0312e-05 |  | 2.8392e-06 |  | 2.0519e-06 |  | 0.00047114 |  | 0.00063892 |  | 0.0010435 |  | 4.2483e-06 |  | 0.0018409 |  | 1.2454e-07
| 5.133e-05 |  | 0.00010035 |  | 4.0748e-06 |  | 2.3986e-06 |  | 0.00018618 |  | 5.5735e-05 |  | 0.00036354 |  | -0.00013004 |  | 2.5968e-06 |  | 1.9743e-06 |  | 0.00041512 |  | 0.00074508 |  | 0.00093809 |  | 5.9466e-06 |  | 0.0018121 |  | 1.6581e-07
| 5.1334e-05 |  | 0.00010036 |  | 4.0748e-06 |  | 2.4297e-06 |  | 8.0949e-06 |  | 0.00011237 |  | 3.4223e-05 |  | -0.00032119 |  | 2.425e-06 |  | 1.8974e-06 |  | 0.00040206 |  | 0.00070715 |  | 0.00093219 |  | 5.9463e-06 |  | 0.0018037 |  | 1.5229e-07
| 4.0133e-05 |  | 0.00016207 |  | 3.0121e-06 |  | 2.548e-06 |  | -0.00027117 |  | 0.00012829 |  | -6.2636e-05 |  | -0.00025878 |  | 2.4795e-06 |  | 1.8974e-06 |  | 0.00035282 |  | 0.00074091 |  | 0.0010005 |  | 5.9466e-06 |  | 0.0017912 |  | 9.6783e-08
| 4.014e-05 |  | 0.0001621 |  | 3.0124e-06 |  | 2.6429e-06 |  | -8.4995e-05 |  | 0.00015824 |  | 0.00012333 |  | -0.00028998 |  | 2.597e-06 |  | 1.8718e-06 |  | 0.00030736 |  | 0.00071895 |  | 0.00090859 |  | 5.947e-06 |  | 0.0017666 |  | 4.1279e-08
| 9.3333e-07 |  | 4.649e-05 |  | 1.9488e-06 |  | 2.6129e-06 |  | 0.00017404 |  | 0.00025564 |  | 0.00030155 |  | -0.00010273 |  | 2.6533e-06 |  | 1.8458e-06 |  | 0.00034978 |  | 0.00063808 |  | 0.0010292 |  | 5.9466e-06 |  | 0.0017397 |  | 4.1275e-08
| 9.334e-07 |  | 4.6494e-05 |  | 1.949e-06 |  | 2.5739e-06 |  | 5.6663e-05 |  | 0.00029681 |  | 0.00018145 |  | 0.00020546 |  | 2.8084e-06 |  | 2.0003e-06 |  | 0.00040344 |  | 0.00065405 |  | 0.0010746 |  | 5.947e-06 |  | 0.0017236 |  | 6.9035e-08
| 4.3508e-05 |  | 0.00015464 |  | 3.0124e-06 |  | 2.5752e-06 |  | -3.2379e-05 |  | 0.00015901 |  | 0.00022794 |  | 0.00026007 |  | 2.9017e-06 |  | 2.1813e-06 |  | 0.00038598 |  | 0.00073754 |  | 0.00080328 |  | 7.6464e-06 |  | 0.0017313 |  | 9.6792e-08
| 4.3514e-05 |  | 0.00015467 |  | 3.0124e-06 |  | 2.6456e-06 |  | 4.4519e-05 |  | 7.7333e-05 |  | -1.227e-05 |  | -0.00021587 |  | 3.0183e-06 |  | 2.3238e-06 |  | 0.00030309 |  | 0.00075098 |  | 0.00095916 |  | 7.6464e-06 |  | 0.0017489 |  | 2.8397e-07
| 3.4553e-05 |  | 0.00010478 |  | 1.949e-06 |  | 2.7118e-06 |  | 0.00015784 |  | 0.00016403 |  | 1.0977e-05 |  | -0.00036411 |  | 3.048e-06 |  | 2.3364e-06 |  | 0.00028503 |  | 0.00078053 |  | 0.0010688 |  | 7.6464e-06 |  | 0.0017507 |  | 4.4339e-07
| 3.4556e-05 |  | 0.00010479 |  | 1.949e-06 |  | 2.7024e-06 |  | -5.6659e-05 |  | 0.00014101 |  | 4.5846e-05 |  | -0.00021587 |  | 2.9519e-06 |  | 2.3874e-06 |  | 0.00025216 |  | 0.00080492 |  | 0.0011185 |  | 7.6464e-06 |  | 0.001727 |  | 4.2916e-07
| 6.3628e-05 |  | 0.00011478 |  | 1.949e-06 |  | 2.6381e-06 |  | -0.00027403 |  | 5.431e-05 |  | 0.00029395 |  | 7.9908e-05 |  | 2.8289e-06 |  | 2.4265e-06 |  | 0.00018232 |  | 0.00065999 |  | 0.0011067 |  | 2.5493e-06 |  | 0.0017069 |  | 2.5621e-07
| 6.3633e-05 |  | 0.00011479 |  | 1.949e-06 |  | 2.6192e-06 |  | -0.00019832 |  | 0.00013912 |  | 0.00035967 |  | 0.00027567 |  | 2.6762e-06 |  | 2.3755e-06 |  | 0.00020462 |  | 0.00066501 |  | 0.0010359 |  | 2.5492e-06 |  | 0.0017034 |  | 9.6791e-08
| 0.0001017 |  | 4.9765e-05 |  | 1.9491e-06 |  | 2.6525e-06 |  | -0.00016999 |  | 0.00017602 |  | -0.00031447 |  | 2.9908e-05 |  | 2.6467e-06 |  | 2.2855e-06 |  | 0.00015223 |  | 0.0008252 |  | 0.001143 |  | 4.2488e-06 |  | 0.0016942 |  | 1.1032e-07
| 0.0001017 |  | 4.9769e-05 |  | 1.9491e-06 |  | 2.6958e-06 |  | -0.00015785 |  | 7.1734e-05 |  | -0.00023311 |  | -0.00021196 |  | 2.658e-06 |  | 2.324e-06 |  | 0.00014975 |  | 0.00073079 |  | 0.00097692 |  | 4.2491e-06 |  | 0.0016673 |  | 1.5232e-07
| 4.8024e-05 |  | 0.00010483 |  | 3.0124e-06 |  | 2.7051e-06 |  | -0.00012547 |  | 0.00015153 |  | 0.00016208 |  | -0.00013784 |  | 2.6917e-06 |  | 2.4915e-06 |  | 0.0002209 |  | 0.00057482 |  | 0.0010148 |  | 5.9473e-06 |  | 0.0016393 |  | 1.8006e-07
| 4.8028e-05 |  | 0.00010484 |  | 3.0126e-06 |  | 2.5775e-06 |  | 5.2615e-05 |  | 0.00014268 |  | 0.00013496 |  | 0.00019375 |  | 2.7733e-06 |  | 2.556e-06 |  | 0.00020931 |  | 0.00057486 |  | 0.0010949 |  | 5.9473e-06 |  | 0.0016226 |  | 1.8719e-07
| 3.0089e-05 |  | 0.00016539 |  | 1.9491e-06 |  | 2.4321e-06 |  | -0.00027521 |  | 2.5987e-05 |  | 0.00017757 |  | -0.00018856 |  | 2.8185e-06 |  | 2.4526e-06 |  | 0.00016502 |  | 0.00067769 |  | 0.00099462 |  | 4.2491e-06 |  | 0.0016066 |  | 1.6655e-07
| 3.0092e-05 |  | 0.0001654 |  | 1.9493e-06 |  | 2.4966e-06 |  | -0.00031973 |  | 0 |  | 0.00015433 |  | -7.5425e-05 |  | 2.7756e-06 |  | 2.2075e-06 |  | 0.00017227 |  | 0.00075267 |  | 0.00091281 |  | 4.2491e-06 |  | 0.0016039 |  | 2.1497e-07
| 0.00012422 |  | 8.2394e-05 |  | 3.0126e-06 |  | 2.706e-06 |  | 0.00025498 |  | 7.0535e-05 |  | -0.00016337 |  | -0.00025877 |  | 2.6877e-06 |  | 2.0655e-06 |  | 0.00019101 |  | 0.00069539 |  | 0.00096934 |  | 4.2491e-06 |  | 0.0016099 |  | 2.847e-07
| 0.00012424 |  | 8.2408e-05 |  | 3.0129e-06 |  | 2.8374e-06 |  | 0.00026308 |  | 0.00021538 |  | -0.00014787 |  | -0.00047723 |  | 2.6208e-06 |  | 2.1624e-06 |  | 0.00012424 |  | 0.00076282 |  | 0.0010005 |  | 4.2491e-06 |  | 0.0016116 |  | 2.5697e-07
| 4.2999e-06 |  | 0.00011175 |  | 4.0755e-06 |  | 2.7601e-06 |  | 0.00021451 |  | 0.00023286 |  | -0.00010913 |  | -0.00011053 |  | 2.6418e-06 |  | 2.3233e-06 |  | 0.00010988 |  | 0.00083194 |  | 0.00096596 |  | 4.2491e-06 |  | 0.0016057 |  | 1.5943e-07
| 4.3002e-06 |  | 0.00011176 |  | 4.0758e-06 |  | 2.6372e-06 |  | -0.00014975 |  | 0.00015671 |  | -0.00031834 |  | -4.8114e-05 |  | 2.7374e-06 |  | 2.2977e-06 |  | 0.00012727 |  | 0.00068949 |  | 0.0010359 |  | 4.2493e-06 |  | 0.0015931 |  | 6.9047e-08
| 2.786e-05 |  | 5.4134e-06 |  | 8.8634e-07 |  | 2.5899e-06 |  | 4.0524e-06 |  | 0.0002866 |  | -0.00030284 |  | 1.4303e-05 |  | 2.8166e-06 |  | 2.1107e-06 |  | 0.00012166 |  | 0.00066838 |  | 0.00095916 |  | 4.2493e-06 |  | 0.0015702 |  | 7.6165e-08
| 2.7865e-05 |  | 5.4143e-06 |  | 8.8634e-07 |  | 2.5297e-06 |  | 0.00031569 |  | 0.00035534 |  | -7.0384e-05 |  | -0.00025097 |  | 2.8774e-06 |  | 2.1432e-06 |  | 0.00014629 |  | 0.00065662 |  | 0.00085217 |  | 4.2493e-06 |  | 0.0015476 |  | 1.4592e-07
| 9.7422e-05 |  | 5.631e-05 |  | 8.8634e-07 |  | 2.5168e-06 |  | 1.2648e-05 |  | 0.00021483 |  | 0.00027377 |  | -0.00054182 |  | 2.8626e-06 |  | 2.3626e-06 |  | 0.00011819 |  | 0.00067179 |  | 0.00078811 |  | 5.948e-06 |  | 0.0015417 |  | 2.0856e-07
| 9.7438e-05 |  | 5.6319e-05 |  | 8.8634e-07 |  | 2.5141e-06 |  | 0.0001457 |  | 7.745e-05 |  | 0.00059214 |  | -0.00021587 |  | 2.8767e-06 |  | 2.3626e-06 |  | 9.5935e-05 |  | 0.00086566 |  | 0.00086397 |  | 5.948e-06 |  | 0.00154 |  | 3.6089e-07
| 9.1816e-05 |  | 6.0652e-05 |  | 3.0131e-06 |  | 2.5285e-06 |  | 0.00031164 |  | 4.5798e-05 |  | 0.00053014 |  | 0.00011963 |  | 2.9095e-06 |  | 2.1434e-06 |  | 0.0001484 |  | 0.00091117 |  | 0.00096765 |  | 9.348e-06 |  | 0.0015181 |  | 4.5062e-07
| 9.1831e-05 |  | 6.0661e-05 |  | 3.8992e-06 |  | 2.5946e-06 |  | 9.713e-05 |  | 6.295e-05 |  | -4.3263e-05 |  | -0.00013784 |  | 2.9347e-06 |  | 1.9622e-06 |  | 0.00012869 |  | 0.00074091 |  | 0.00099884 |  | 9.3475e-06 |  | 0.0014658 |  | 6.0291e-07
| 4.5833e-05 |  | 8.7458e-05 |  | 2.8359e-06 |  | 2.6469e-06 |  | 4.0474e-06 |  | 0.00013021 |  | -0.00032222 |  | -0.00050845 |  | 2.9307e-06 |  | 2.0008e-06 |  | 0.0001087 |  | 0.00069792 |  | 0.0011413 |  | 2.5498e-06 |  | 0.0014388 |  | 6.6561e-07
| 4.584e-05 |  | 8.7472e-05 |  | 1.9494e-06 |  | 2.609e-06 |  | -8.4995e-05 |  | 0.0001391 |  | -0.00011688 |  | 4.5504e-05 |  | 2.848e-06 |  | 1.9816e-06 |  | 0.00010872 |  | 0.00071137 |  | 0.0012179 |  | 2.5498e-06 |  | 0.0014396 |  | 5.8232e-07
| 2.451e-05 |  | 0.00012434 |  | 1.9494e-06 |  | 2.5211e-06 |  | -0.00021856 |  | 0.00015535 |  | -3.9389e-05 |  | 0.00033029 |  | 2.7702e-06 |  | 1.9239e-06 |  | 0.00013558 |  | 0.00063386 |  | 0.0012686 |  | 7.6482e-06 |  | 0.0014599 |  | 4.3638e-07
| 2.4514e-05 |  | 0.00012436 |  | 1.9494e-06 |  | 2.4859e-06 |  | -0.00021046 |  | 0.00021184 |  | 8.459e-05 |  | 0.00021715 |  | 2.744e-06 |  | 1.8464e-06 |  | 0.00018701 |  | 0.00062627 |  | 0.0012525 |  | 7.6487e-06 |  | 0.0014793 |  | 3.118e-07
| 7.9369e-05 |  | 3.6845e-05 |  | 3.0131e-06 |  | 2.5373e-06 |  | -0.00031164 |  | 0.00024561 |  | 8.459e-05 |  | 0.00047073 |  | 2.797e-06 |  | 1.8265e-06 |  | 0.00010296 |  | 0.00066421 |  | 0.00099546 |  | 4.2496e-06 |  | 0.0014768 |  | 3.3316e-07
| 7.9369e-05 |  | 3.6845e-05 |  | 3.0131e-06 |  | 2.6165e-06 |  | -0.00031569 |  | 0.00029935 |  | -0.00041133 |  | 0.00010014 |  | 2.8395e-06 |  | 2.156e-06 |  | 5.1541e-05 |  | 0.00072152 |  | 0.00086482 |  | 4.2498e-06 |  | 0.0014692 |  | 3.1892e-07
| 0 |  | 5.5276e-05 |  | 3.0134e-06 |  | 2.6485e-06 |  | -0.00016594 |  | 0.00022814 |  | -0.00043457 |  | -0.00013393 |  | 2.8199e-06 |  | 2.5049e-06 |  | 0.00011001 |  | 0.00070972 |  | 0.00082351 |  | 5.9487e-06 |  | 0.0014523 |  | 2.8406e-07
| 0 |  | 5.5281e-05 |  | 3.0131e-06 |  | 2.7287e-06 |  | -0.00012951 |  | 0.00010904 |  | -0.00010138 |  | -0.00022366 |  | 2.756e-06 |  | 2.569e-06 |  | 0.00011002 |  | 0.00065409 |  | 0.0010696 |  | 5.9487e-06 |  | 0.0014473 |  | 4.1574e-07
| 0.00010565 |  | 0.0001119 |  | 1.9496e-06 |  | 2.7844e-06 |  | 0 |  | 5.9446e-05 |  | -0.00015175 |  | -0.00021976 |  | 2.7068e-06 |  | 2.2854e-06 |  | 8.0644e-05 |  | 0.00060605 |  | 0.0012037 |  | 4.2501e-06 |  | 0.001443 |  | 5.8237e-07
| 0.00010566 |  | 0.00011191 |  | 1.9496e-06 |  | 2.8317e-06 |  | 0.00020658 |  | 0.00014295 |  | -0.00029528 |  | -0.00014359 |  | 2.6254e-06 |  | 2.131e-06 |  | 0.00010275 |  | 0.00069539 |  | 0.00099041 |  | 4.2498e-06 |  | 0.0014296 |  | 5.6884e-07
| 4.5873e-05 |  | 8.0032e-05 |  | 1.9496e-06 |  | 2.8203e-06 |  | 0.00010118 |  | 0.00013586 |  | -0.00019436 |  | 0.00013913 |  | 2.5922e-06 |  | 2.247e-06 |  | 9.4631e-05 |  | 0.00076704 |  | 0.0010208 |  | 4.2501e-06 |  | 0.0014211 |  | 3.8801e-07
| 4.5877e-05 |  | 8.0038e-05 |  | 1.9496e-06 |  | 2.825e-06 |  | 6.8805e-05 |  | 0.00010899 |  | 6.9093e-05 |  | 0.00054484 |  | 2.6566e-06 |  | 2.2854e-06 |  | 7.2535e-05 |  | 0.00070214 |  | 0.0011143 |  | 4.2501e-06 |  | 0.0014135 |  | 1.6588e-07
| 3.4644e-05 |  | 0.00010318 |  | 3.0134e-06 |  | 2.8473e-06 |  | 5.2615e-05 |  | 0.00013029 |  | -6.6502e-05 |  | 7.6715e-05 |  | 2.7541e-06 |  | 2.2079e-06 |  | 7.8794e-05 |  | 0.00081846 |  | 0.001186 |  | 5.9491e-06 |  | 0.001406 |  | 1.2459e-07
| 3.4647e-05 |  | 0.00010319 |  | 3.0136e-06 |  | 2.8584e-06 |  | 9.3088e-05 |  | 0.00024037 |  | -9.7497e-05 |  | -0.00027048 |  | 2.7975e-06 |  | 2.092e-06 |  | 7.88e-05 |  | 0.00086402 |  | 0.0010967 |  | 5.9491e-06 |  | 0.0013968 |  | 2.9121e-07
| 3.465e-05 |  | 1.6268e-05 |  | 3.0134e-06 |  | 2.8405e-06 |  | 8.0946e-05 |  | 0.00033274 |  | 0.00037129 |  | 0.00022886 |  | 2.7478e-06 |  | 2.0534e-06 |  | 4.6891e-06 |  | 0.00078474 |  | 0.00096428 |  | 5.9491e-06 |  | 0.0013916 |  | 4.9907e-07
| 3.4653e-05 |  | 1.627e-05 |  | 3.0136e-06 |  | 2.7542e-06 |  | -0.00028736 |  | 0.00028523 |  | 9.2343e-05 |  | 0.00016254 |  | 2.6554e-06 |  | 2.092e-06 |  | 4.6894e-06 |  | 0.00063976 |  | 0.0010047 |  | 5.9494e-06 |  | 0.001379 |  | 5.9594e-07
| 6.1631e-05 |  | 5.0981e-05 |  | 3.0136e-06 |  | 2.6852e-06 |  | -0.00021451 |  | 0.00027837 |  | -0.00031447 |  | -0.00016515 |  | 2.6087e-06 |  | 2.1696e-06 |  | 5.8626e-05 |  | 0.00057654 |  | 0.001014 |  | 5.9494e-06 |  | 0.001347 |  | 4.8487e-07
| 6.1636e-05 |  | 5.0985e-05 |  | 3.0134e-06 |  | 2.5396e-06 |  | -0.00012951 |  | 0.0001947 |  | -0.00028735 |  | -1.6905e-05 |  | 2.6742e-06 |  | 2.2861e-06 |  | 5.8631e-05 |  | 0.00063976 |  | 0.00095585 |  | 5.9491e-06 |  | 0.001325 |  | 4.7842e-07
| 4.1409e-05 |  | 0.00013327 |  | 1.9498e-06 |  | 2.4566e-06 |  | -0.00020641 |  | 6.4834e-05 |  | -0.00052755 |  | 2.2107e-05 |  | 2.7904e-06 |  | 2.3248e-06 |  | 0.00010324 |  | 0.00056643 |  | 0.0010132 |  | 5.9498e-06 |  | 0.0013293 |  | 5.8241e-07
| 4.1409e-05 |  | 0.00013327 |  | 1.9499e-06 |  | 2.4352e-06 |  | -0.00011737 |  | 5.4176e-05 |  | -0.00036483 |  | 0.0003693 |  | 2.8635e-06 |  | 2.2474e-06 |  | 0.00010324 |  | 0.00054283 |  | 0.0010654 |  | 5.9494e-06 |  | 0.0013486 |  | 6.3088e-07
| 9.9313e-06 |  | 0.00010012 |  | 4.0768e-06 |  | 2.4979e-06 |  | -0.0002108 |  | 7.3718e-05 |  | -0.000263 |  | 0.00031154 |  | 2.8173e-06 |  | 2.1311e-06 |  | 6.099e-05 |  | 0.00069708 |  | 0.0010705 |  | 5.9494e-06 |  | 0.0013655 |  | 5.7529e-07
| 9.9329e-06 |  | 0.00010014 |  | 4.0768e-06 |  | 2.5039e-06 |  | -0.00031165 |  | 9.1497e-05 |  | -0.00016724 |  | 3.771e-05 |  | 2.7579e-06 |  | 2.1311e-06 |  | 6.1e-05 |  | 0.00077636 |  | 0.0010276 |  | 5.9498e-06 |  | 0.0013706 |  | 3.8804e-07
| 3.5797e-05 |  | 0.00013644 |  | 8.8663e-07 |  | 2.4534e-06 |  | -0.0001538 |  | 0.00019438 |  | 6.1344e-05 |  | 2.6007e-05 |  | 2.7482e-06 |  | 2.2474e-06 |  | 8.8245e-05 |  | 0.00080076 |  | 0.00094911 |  | 5.9498e-06 |  | 0.001379 |  | 2.5634e-07
| 3.5803e-05 |  | 0.00013646 |  | 8.8663e-07 |  | 2.4412e-06 |  | 0.00014166 |  | 0.00018552 |  | -0.00015949 |  | -0.00025878 |  | 2.7242e-06 |  | 2.4795e-06 |  | 8.8259e-05 |  | 0.00075692 |  | 0.0012837 |  | 5.9498e-06 |  | 0.001384 |  | 3.1188e-07
| 2.0057e-05 |  | 0.00010328 |  | 4.0768e-06 |  | 2.4776e-06 |  | 0.00032378 |  | 0.00016424 |  | -0.00017112 |  | -0.00013785 |  | 2.7183e-06 |  | 2.5953e-06 |  | 0.00011267 |  | 0.00069539 |  | 0.0013621 |  | 5.9498e-06 |  | 0.0013765 |  | 4.9911e-07
| 2.006e-05 |  | 0.0001033 |  | 4.0772e-06 |  | 2.5041e-06 |  | 0.00026712 |  | 0.00011332 |  | -0.00016337 |  | -1.3003e-05 |  | 2.7185e-06 |  | 2.4019e-06 |  | 0.00011269 |  | 0.00073079 |  | 0.0011691 |  | 5.9498e-06 |  | 0.0013588 |  | 6.2376e-07
| 5.4935e-05 |  | 6.3862e-05 |  | 4.0772e-06 |  | 2.4893e-06 |  | 0.00013356 |  | 2.2806e-05 |  | -0.00031446 |  | -0.00010663 |  | 2.7242e-06 |  | 2.0922e-06 |  | 5.3983e-05 |  | 0.0006339 |  | 0.0011186 |  | 2.5505e-06 |  | 0.0013496 |  | 5.6181e-07
| 5.4939e-05 |  | 6.3867e-05 |  | 4.0772e-06 |  | 2.4832e-06 |  | -6.8798e-05 |  | 2.2808e-05 |  | -0.00033771 |  | -0.00011053 |  | 2.8197e-06 |  | 1.7434e-06 |  | 5.3987e-05 |  | 0.0006288 |  | 0.0010283 |  | 2.5504e-06 |  | 0.0013529 |  | 4.3008e-07
| 0.00010582 |  | 0.00011709 |  | 1.9501e-06 |  | 2.4868e-06 |  | -0.00031164 |  | 8.8287e-05 |  | -4.5298e-06 |  | -0.00018465 |  | 2.9055e-06 |  | 1.7044e-06 |  | 5.3987e-05 |  | 0.00065662 |  | 0.0010713 |  | 7.6505e-06 |  | 0.001352 |  | 3.6033e-07
| 0.00010584 |  | 0.00011711 |  | 1.9499e-06 |  | 2.5319e-06 |  | -0.00012951 |  | 0.00015531 |  | -3.94e-05 |  | -1.3012e-06 |  | 2.8685e-06 |  | 1.7818e-06 |  | 5.7326e-05 |  | 0.00078305 |  | 0.00096175 |  | 7.6505e-06 |  | 0.001336 |  | 2.5634e-07
| 0.00010459 |  | 0.00014029 |  | 1.9501e-06 |  | 2.5713e-06 |  | -8.4993e-05 |  | 0.00020918 |  | -0.00011688 |  | 0.00026007 |  | 2.7379e-06 |  | 1.8987e-06 |  | 3.3304e-06 |  | 0.0007772 |  | 0.001036 |  | 4.2511e-06 |  | 0.0013243 |  | 2.2218e-07
| 0.0001046 |  | 0.0001403 |  | 1.9499e-06 |  | 2.6293e-06 |  | -0.00011805 |  | 0.00027998 |  | 0.0001204 |  | 0.00017745 |  | 2.6803e-06 |  | 2.1313e-06 |  | 0 |  | 0.00068191 |  | 0.0013444 |  | 4.2508e-06 |  | 0.0013293 |  | 3.4677e-07
| 4.3706e-05 |  | 8.0179e-05 |  | 8.8671e-07 |  | 2.6539e-06 |  | 0.00019023 |  | 0.0002587 |  | -8.5881e-05 |  | -0.00025096 |  | 2.752e-06 |  | 2.2475e-06 |  | 7.7674e-05 |  | 0.000778 |  | 0.0011885 |  | 4.2511e-06 |  | 0.0013234 |  | 5.0631e-07
| 4.371e-05 |  | 8.0186e-05 |  | 8.8671e-07 |  | 2.664e-06 |  | 7.2859e-05 |  | 0.00020923 |  | -0.00019049 |  | -0.00044992 |  | 2.7697e-06 |  | 2.4412e-06 |  | 7.768e-05 |  | 0.00077547 |  | 0.0011514 |  | 4.2508e-06 |  | 0.0013158 |  | 6.3165e-07
| 6.3903e-05 |  | 1.6296e-05 |  | 3.0141e-06 |  | 2.6539e-06 |  | -0.00017403 |  | 0.00015725 |  | -0.00021373 |  | -0.00040312 |  | 2.7166e-06 |  | 2.5188e-06 |  | 4.6972e-05 |  | 0.00071314 |  | 0.001267 |  | 8.5022e-07 |  | 0.0013015 |  | 5.9675e-07
| 6.3908e-05 |  | 1.6297e-05 |  | 3.0141e-06 |  | 2.5592e-06 |  | -5.2615e-05 |  | 0.00021428 |  | -0.00019049 |  | -0.00023147 |  | 2.6509e-06 |  | 2.5573e-06 |  | 4.6976e-05 |  | 0.0005993 |  | 0.0014296 |  | 8.5022e-07 |  | 0.0012922 |  | 5.4121e-07
| 5.9482e-05 |  | 0.00010652 |  | 4.0779e-06 |  | 2.4782e-06 |  | -3.2379e-05 |  | 0.00025001 |  | 2.6474e-05 |  | 7.6721e-05 |  | 2.6574e-06 |  | 2.5183e-06 |  | 8.4591e-05 |  | 0.00062037 |  | 0.001347 |  | 4.2513e-06 |  | 0.001304 |  | 5.206e-07
| 5.9492e-05 |  | 0.00010654 |  | 4.0775e-06 |  | 2.3515e-06 |  | 2.0236e-05 |  | 0.00025381 |  | 7.6841e-05 |  | 2.2105e-05 |  | 2.7216e-06 |  | 2.5181e-06 |  | 8.4604e-05 |  | 0.00068696 |  | 0.00090443 |  | 4.2511e-06 |  | 0.0013166 |  | 4.1659e-07
| 8.6485e-05 |  | 8.4605e-05 |  | 1.9502e-06 |  | 2.3084e-06 |  | 0.00012547 |  | 0.00023251 |  | 0.00020083 |  | -0.00018465 |  | 2.7819e-06 |  | 2.5575e-06 |  | 0.0001197 |  | 0.00077636 |  | 0.0008733 |  | 4.2513e-06 |  | 0.0013167 |  | 3.333e-07
| 8.6492e-05 |  | 8.4611e-05 |  | 1.9501e-06 |  | 2.3839e-06 |  | -4.0473e-05 |  | 0.00018803 |  | 4.5849e-05 |  | -0.00023537 |  | 2.6975e-06 |  | 2.4929e-06 |  | 0.00011971 |  | 0.00081761 |  | 0.00097524 |  | 4.2513e-06 |  | 0.0012939 |  | 2.7773e-07
| 7.0834e-05 |  | 6.6446e-05 |  | 3.0144e-06 |  | 2.5039e-06 |  | -8.904e-05 |  | 0.00020059 |  | 3.0341e-05 |  | 0.00011573 |  | 2.557e-06 |  | 2.4414e-06 |  | 5.6398e-05 |  | 0.00072658 |  | 0.0010477 |  | 4.2513e-06 |  | 0.0012736 |  | 3.0552e-07
| 7.0834e-05 |  | 6.6446e-05 |  | 3.0144e-06 |  | 2.6067e-06 |  | -6.7456e-05 |  | 0.00010065 |  | 0.00016075 |  | 0.00037251 |  | 2.5966e-06 |  | 2.4155e-06 |  | 5.6398e-05 |  | 0.00078057 |  | 0.0011051 |  | 4.2513e-06 |  | 0.0012838 |  | 4.7146e-07
| 3.1354e-05 |  | 7.2726e-05 |  | 1.9502e-06 |  | 2.5851e-06 |  | -0.00015785 |  | 9.0012e-05 |  | 3.035e-05 |  | 0.00013914 |  | 2.765e-06 |  | 2.4414e-06 |  | 5.6407e-05 |  | 0.00077463 |  | 0.0011421 |  | 4.2513e-06 |  | 0.0012939 |  | 6.1033e-07
| 3.1354e-05 |  | 7.2726e-05 |  | 1.9504e-06 |  | 2.4811e-06 |  | -0.00018213 |  | 0.00018056 |  | 0.00016208 |  | 1.8205e-05 |  | 2.8197e-06 |  | 2.4542e-06 |  | 5.6407e-05 |  | 0.00068949 |  | 0.0012644 |  | 4.2516e-06 |  | 0.0012888 |  | 7.2149e-07
| 0.00010033 |  | 5.1104e-05 |  | 4.0779e-06 |  | 2.3943e-06 |  | -0.00026712 |  | 0.00022323 |  | -0.00012462 |  | -1.6905e-05 |  | 2.7027e-06 |  | 2.4407e-06 |  | 5.8767e-05 |  | 0.00073674 |  | 0.0013462 |  | 4.2513e-06 |  | 0.0012754 |  | 6.9366e-07
| 0.00010034 |  | 5.1108e-05 |  | 4.0779e-06 |  | 2.4322e-06 |  | -0.00047353 |  | 0.00028596 |  | -0.00043845 |  | -9.4926e-05 |  | 2.6567e-06 |  | 2.3638e-06 |  | 5.8771e-05 |  | 0.00082351 |  | 0.0011801 |  | 4.2516e-06 |  | 0.0012736 |  | 6.5876e-07
| 5.9529e-05 |  | 9.0302e-05 |  | 1.9504e-06 |  | 2.5535e-06 |  | -0.00057066 |  | 0.00030352 |  | 8.0704e-05 |  | 5.3315e-05 |  | 2.7305e-06 |  | 2.2479e-06 |  | 8.215e-05 |  | 0.00078053 |  | 0.00096934 |  | 4.2516e-06 |  | 0.0012728 |  | 6.5169e-07
| 5.9539e-05 |  | 9.0317e-05 |  | 1.9504e-06 |  | 2.6766e-06 |  | -0.00027521 |  | 0.00024084 |  | 0.0001427 |  | 0.00011963 |  | 2.7716e-06 |  | 2.2479e-06 |  | 8.2163e-05 |  | 0.0007654 |  | 0.001052 |  | 4.2516e-06 |  | 0.0012627 |  | 6.0326e-07
| 3.4749e-05 |  | 0.00014678 |  | 1.9502e-06 |  | 2.6967e-06 |  | 0.00012547 |  | 0.0002716 |  | 9.2335e-05 |  | 3.3809e-05 |  | 2.7338e-06 |  | 2.3638e-06 |  | 6.3352e-05 |  | 0.00086229 |  | 0.0010789 |  | 5.9515e-06 |  | 0.0012534 |  | 5.6119e-07
| 3.4752e-05 |  | 0.00014679 |  | 1.9504e-06 |  | 2.6868e-06 |  | 3.6427e-05 |  | 0.00023445 |  | -1.6153e-05 |  | -4.8114e-05 |  | 2.6513e-06 |  | 2.4025e-06 |  | 7.6113e-05 |  | 0.00076704 |  | 0.0012939 |  | 5.9512e-06 |  | 0.0012475 |  | 7.9699e-07
| 6.1808e-05 |  | 0.0001079 |  | 1.9504e-06 |  | 2.6536e-06 |  | -0.00019427 |  | 0.00018616 |  | -0.00042683 |  | -0.0003407 |  | 2.6195e-06 |  | 2.3255e-06 |  | 2.3339e-05 |  | 0.00072152 |  | 0.0014363 |  | 7.6523e-06 |  | 0.0012399 |  | 1.0748e-06
| 6.1813e-05 |  | 0.00010791 |  | 1.9506e-06 |  | 2.574e-06 |  | 1.2648e-05 |  | 0.00018974 |  | -0.00041232 |  | -0.00023298 |  | 2.5461e-06 |  | 2.3642e-06 |  | 1.0584e-05 |  | 0.00075865 |  | 0.0011591 |  | 7.6523e-06 |  | 0.0012273 |  | 1.1097e-06
| 7.9686e-05 |  | 0.00010102 |  | 4.0782e-06 |  | 2.5285e-06 |  | 9.3088e-05 |  | 0.00016089 |  | -0.00038421 |  | -8.7125e-05 |  | 2.5006e-06 |  | 2.4801e-06 |  | 5.1747e-05 |  | 0.00068865 |  | 0.0011657 |  | 5.9515e-06 |  | 0.0012256 |  | 8.6679e-07
| 7.9692e-05 |  | 0.00010103 |  | 4.0782e-06 |  | 2.4845e-06 |  | -4.0474e-06 |  | 0.00024472 |  | -2.0018e-05 |  | -8.7125e-05 |  | 2.5551e-06 |  | 2.364e-06 |  | 5.1751e-05 |  | 0.00078811 |  | 0.0012264 |  | 5.9515e-06 |  | 0.0012323 |  | 6.1751e-07
| 7.2802e-05 |  | 0.00013619 |  | 1.9506e-06 |  | 2.4833e-06 |  | -6.8805e-05 |  | 0.00027363 |  | 1.4851e-05 |  | -0.00012223 |  | 2.6508e-06 |  | 2.1313e-06 |  | 2.2351e-05 |  | 0.00075275 |  | 0.0010815 |  | 7.6527e-06 |  | 0.001245 |  | 6.1043e-07
| 7.2802e-05 |  | 0.00013619 |  | 1.9506e-06 |  | 2.4691e-06 |  | 6.8803e-05 |  | 0.0002184 |  | -0.00021373 |  | -5.5916e-05 |  | 2.7116e-06 |  | 1.9377e-06 |  | 2.2351e-05 |  | 0.00060014 |  | 0.0010553 |  | 7.6523e-06 |  | 0.00125 |  | 6.2397e-07
| 0 |  | 9.9169e-05 |  | 1.9504e-06 |  | 2.454e-06 |  | 0.00020236 |  | 0.00020399 |  | -0.000113 |  | 0.00012353 |  | 2.6661e-06 |  | 2.0151e-06 |  | 4.3529e-05 |  | 0.00070972 |  | 0.0011784 |  | 2.5513e-06 |  | 0.0012458 |  | 6.4528e-07
| 0 |  | 9.9184e-05 |  | 1.9506e-06 |  | 2.5314e-06 |  | 0.00027117 |  | 0.00023227 |  | 1.0977e-05 |  | 2.2105e-05 |  | 2.6246e-06 |  | 2.209e-06 |  | 4.3536e-05 |  | 0.00088847 |  | 0.0012155 |  | 2.5513e-06 |  | 0.0012307 |  | 5.3422e-07
| 3.9289e-05 |  | 9.2279e-05 |  | 8.8693e-07 |  | 2.6295e-06 |  | 0.00029545 |  | 0.00014329 |  | 0.00014658 |  | -0.00026657 |  | 2.6246e-06 |  | 2.325e-06 |  | 9.1652e-05 |  | 0.00081256 |  | 0.001288 |  | 2.5513e-06 |  | 0.0012197 |  | 4.0245e-07
| 3.9295e-05 |  | 9.2294e-05 |  | 8.87e-07 |  | 2.6371e-06 |  | -2.4283e-05 |  | 0.00013076 |  | 0.00016983 |  | -7.9319e-05 |  | 2.6298e-06 |  | 2.4413e-06 |  | 9.1666e-05 |  | 0.00070719 |  | 0.0011792 |  | 2.5513e-06 |  | 0.0012197 |  | 5.0007e-07
| 3.2529e-05 |  | 5.4439e-05 |  | 3.0149e-06 |  | 2.53e-06 |  | -0.0003457 |  | 0.00033781 |  | 0.00024954 |  | 0.00020996 |  | 2.6345e-06 |  | 2.4411e-06 |  | 0 |  | 0.00061282 |  | 0.0010208 |  | 4.2523e-06 |  | 0.0012189 |  | 7.2868e-07
| 3.2529e-05 |  | 5.4439e-05 |  | 3.0149e-06 |  | 2.4657e-06 |  | -0.00024688 |  | 0.0004163 |  | 3.0341e-05 |  | -0.00026658 |  | 2.5921e-06 |  | 2.4027e-06 |  | 0 |  | 0.00061279 |  | 0.0011649 |  | 4.2521e-06 |  | 0.0012214 |  | 1.0193e-06
| 2.2379e-05 |  | 7.7244e-05 |  | 1.9507e-06 |  | 2.5133e-06 |  | 0.00010928 |  | 0.00038245 |  | -0.0002796 |  | -0.00042653 |  | 2.5435e-06 |  | 2.3259e-06 |  | 0 |  | 0.00068696 |  | 0.001132 |  | 4.2523e-06 |  | 0.0012298 |  | 1.0821e-06
| 2.2381e-05 |  | 7.725e-05 |  | 1.9506e-06 |  | 2.5402e-06 |  | 0.00010524 |  | 0.0002933 |  | -4.3263e-05 |  | -7.1519e-05 |  | 2.6338e-06 |  | 2.1705e-06 |  | 0 |  | 0.00074095 |  | 0.00097529 |  | 4.2523e-06 |  | 0.0012467 |  | 8.3979e-07
| 5.9624e-05 |  | 4.0298e-05 |  | 3.0151e-06 |  | 2.516e-06 |  | 0.00013761 |  | 0.00026066 |  | -8.2009e-05 |  | -2.0806e-05 |  | 2.7855e-06 |  | 2.0931e-06 |  | 5.4155e-05 |  | 0.00068781 |  | 0.0010039 |  | 5.9522e-06 |  | 0.0012542 |  | 5.3426e-07
| 5.9629e-05 |  | 4.0301e-05 |  | 3.0151e-06 |  | 2.514e-06 |  | 6.8803e-05 |  | 0.00023618 |  | -6.4487e-07 |  | -0.00028217 |  | 2.8088e-06 |  | 2.2483e-06 |  | 5.416e-05 |  | 0.00054451 |  | 0.0010376 |  | 5.9522e-06 |  | 0.0012644 |  | 3.8111e-07
| 5.4553e-06 |  | 0.00012313 |  | 1.9507e-06 |  | 2.5444e-06 |  | -0.00030759 |  | 0.00026322 |  | 0.00015046 |  | -0.00016904 |  | 2.6822e-06 |  | 2.4805e-06 |  | 0 |  | 0.00060777 |  | 0.0010941 |  | 7.6536e-06 |  | 0.0012779 |  | 5.3355e-07
| 5.4557e-06 |  | 0.00012314 |  | 1.9507e-06 |  | 2.6202e-06 |  | -0.00036425 |  | 0.00040208 |  | -8.2007e-05 |  | 8.8425e-05 |  | 2.6524e-06 |  | 2.442e-06 |  | 0 |  | 0.0007721 |  | 0.00103 |  | 7.6532e-06 |  | 0.0012795 |  | 8.9472e-07
| 2.6906e-05 |  | 0.00014388 |  | 8.8707e-07 |  | 2.6665e-06 |  | -5.0591e-05 |  | 0.0003952 |  | -0.00023878 |  | 0.00020589 |  | 2.7482e-06 |  | 2.1908e-06 |  | 7.2883e-05 |  | 0.00081171 |  | 0.0011379 |  | 7.6536e-06 |  | 0.0012618 |  | 1.1028e-06
| 2.6908e-05 |  | 0.00014389 |  | 8.87e-07 |  | 2.6141e-06 |  | 6.4756e-05 |  | 0.00022937 |  | -0.00054305 |  | -0.00011833 |  | 2.8138e-06 |  | 2.1322e-06 |  | 7.2889e-05 |  | 0.00075865 |  | 0.0011119 |  | 7.6536e-06 |  | 0.0012442 |  | 1.1583e-06
| 0 |  | 0.00011248 |  | 1.9509e-06 |  | 2.5162e-06 |  | 0.00025498 |  | 0.00029348 |  | -8.9763e-05 |  | -0.00024706 |  | 2.7722e-06 |  | 2.3261e-06 |  | 6.5982e-05 |  | 0.00083194 |  | 0.0010157 |  | 7.6536e-06 |  | 0.00125 |  | 1.0059e-06
| 0 |  | 0.0001125 |  | 1.9507e-06 |  | 2.3489e-06 |  | 0.00020641 |  | 0.00038087 |  | 9.2327e-05 |  | 0.00013914 |  | 2.7932e-06 |  | 2.4294e-06 |  | 6.5992e-05 |  | 0.00083953 |  | 0.0010705 |  | 7.6541e-06 |  | 0.0012559 |  | 8.0425e-07
| 2.4655e-05 |  | 8.6105e-05 |  | 3.0154e-06 |  | 2.2733e-06 |  | -7.2852e-05 |  | 0.00034128 |  | -0.0003261 |  | -3.641e-05 |  | 2.8642e-06 |  | 2.3387e-06 |  | 4.7122e-05 |  | 0.0007603 |  | 0.0010477 |  | 5.9526e-06 |  | 0.0012466 |  | 7.5587e-07
| 2.4659e-05 |  | 8.6118e-05 |  | 3.0154e-06 |  | 2.2658e-06 |  | 8.904e-05 |  | 0.00030424 |  | -0.00018274 |  | 1.0404e-05 |  | 2.8954e-06 |  | 2.0673e-06 |  | 4.7129e-05 |  | 0.00084716 |  | 0.0010385 |  | 5.9529e-06 |  | 0.00124 |  | 7.2167e-07
| 5.1766e-05 |  | 0.00010812 |  | 1.9509e-06 |  | 2.3288e-06 |  | 0.00010523 |  | 0.00017978 |  | -6.2635e-05 |  | -1.2997e-06 |  | 2.855e-06 |  | 1.867e-06 |  | 4.5951e-05 |  | 0.0008016 |  | 0.00096006 |  | 4.2528e-06 |  | 0.0012365 |  | 7.3592e-07
| 5.1774e-05 |  | 0.00010814 |  | 1.9509e-06 |  | 2.4418e-06 |  | -0.00010119 |  | 0.00016346 |  | -0.00024473 |  | -0.00014174 |  | 2.8586e-06 |  | 1.8988e-06 |  | 4.5959e-05 |  | 0.0007839 |  | 0.0011649 |  | 4.2526e-06 |  | 0.001218 |  | 5.4143e-07
| 5.2908e-05 |  | 0.0001006 |  | 5.1437e-06 |  | 2.4905e-06 |  | -7.6906e-05 |  | 0.00013121 |  | -2.3892e-05 |  | 6.1118e-05 |  | 2.9088e-06 |  | 2.1317e-06 |  | 0 |  | 0.00074601 |  | 0.0011869 |  | 5.9533e-06 |  | 0.0011936 |  | 3.327e-07
| 5.2912e-05 |  | 0.00010061 |  | 5.1441e-06 |  | 2.6044e-06 |  | 8.4305e-06 |  | 0.0001243 |  | 1.9513e-05 |  | -8.2627e-05 |  | 2.8928e-06 |  | 2.4232e-06 |  | 0 |  | 0.00058834 |  | 0.0010115 |  | 5.9529e-06 |  | 0.0011902 |  | 5.5501e-07
| 0 |  | 4.5795e-05 |  | 3.0154e-06 |  | 2.6705e-06 |  | -0.00024284 |  | 0.00026535 |  | -1.6138e-05 |  | -0.00012614 |  | 2.8204e-06 |  | 2.4814e-06 |  | 0 |  | 0.0006229 |  | 0.0010991 |  | 5.9529e-06 |  | 0.0012163 |  | 9.8526e-07
| 0 |  | 4.5802e-05 |  | 3.0156e-06 |  | 2.6802e-06 |  | -0.00024284 |  | 0.00022766 |  | 3.2244e-06 |  | -7.5422e-05 |  | 2.7201e-06 |  | 2.5977e-06 |  | 0 |  | 0.00073754 |  | 0.0014253 |  | 5.9533e-06 |  | 0.0012365 |  | 1.1236e-06
| 1.9023e-05 |  | 4.7987e-05 |  | 8.8707e-07 |  | 2.6299e-06 |  | 2.833e-05 |  | 0.00024906 |  | -0.00050431 |  | -9.1025e-05 |  | 2.6965e-06 |  | 2.6552e-06 |  | 1.8863e-05 |  | 0.00067605 |  | 0.0012729 |  | 7.6545e-06 |  | 0.0012307 |  | 8.3209e-07
| 1.9024e-05 |  | 4.7991e-05 |  | 8.8715e-07 |  | 2.5638e-06 |  | 0.00012951 |  | 0.00030255 |  | -0.00032608 |  | 5.3315e-05 |  | 2.7512e-06 |  | 2.4033e-06 |  | 1.8864e-05 |  | 0.00052091 |  | 0.00085639 |  | 7.6545e-06 |  | 0.0012273 |  | 5.4076e-07
| 6.198e-05 |  | 3.5998e-05 |  | 3.0156e-06 |  | 2.5462e-06 |  | 0.00015784 |  | 0.00024032 |  | 0.00014658 |  | 3.771e-05 |  | 2.8376e-06 |  | 2.0934e-06 |  | 2.5942e-05 |  | 0.00072489 |  | 0.0010578 |  | 4.2531e-06 |  | 0.0012357 |  | 5.4076e-07
| 6.198e-05 |  | 3.5998e-05 |  | 3.0156e-06 |  | 2.5665e-06 |  | 8.904e-05 |  | 0.00023654 |  | 0.00016595 |  | -0.00011443 |  | 2.7512e-06 |  | 1.9773e-06 |  | 2.5942e-05 |  | 0.00073669 |  | 0.0012298 |  | 4.2531e-06 |  | 0.0012416 |  | 7.0748e-07
| 5.5202e-05 |  | 2.5092e-05 |  | 1.9511e-06 |  | 2.6017e-06 |  | 0.0001538 |  | 0.00025418 |  | 7.6842e-05 |  | -6.7619e-05 |  | 2.575e-06 |  | 2.171e-06 |  | 4.9529e-05 |  | 0.00063892 |  | 0.0010991 |  | 4.2533e-06 |  | 0.001234 |  | 8.742e-07
| 5.5207e-05 |  | 2.5094e-05 |  | 1.9512e-06 |  | 2.5945e-06 |  | 0.00043003 |  | 0.00032215 |  | 4.7758e-05 |  | 0.00023027 |  | 2.605e-06 |  | 2.3265e-06 |  | 4.9533e-05 |  | 0.00063896 |  | 0.0011329 |  | 4.2531e-06 |  | 0.0012223 |  | 1.0895e-06
| 4.8432e-05 |  | 7.5516e-05 |  | 4.0795e-06 |  | 2.5449e-06 |  | 0.00037236 |  | 0.00039394 |  | 0.00019307 |  | 0.00011573 |  | 2.8319e-06 |  | 2.2878e-06 |  | 0 |  | 0.0005285 |  | 0.0010831 |  | 5.9536e-06 |  | 0.0012281 |  | 1.1378e-06
| 4.8432e-05 |  | 7.5516e-05 |  | 4.0799e-06 |  | 2.5248e-06 |  | 0.00018213 |  | 0.00026911 |  | 6.1345e-05 |  | 2.6008e-05 |  | 2.9029e-06 |  | 2.223e-06 |  | 0 |  | 0.00063808 |  | 0.00092213 |  | 5.9536e-06 |  | 0.001234 |  | 1.2555e-06
| 5.9748e-05 |  | 0.00012084 |  | 3.0156e-06 |  | 2.5692e-06 |  | -6.8804e-05 |  | 0.00023328 |  | -0.00019436 |  | -4.4212e-05 |  | 2.7442e-06 |  | 2.1969e-06 |  | 0 |  | 0.00074512 |  | 0.0010941 |  | 5.9536e-06 |  | 0.0012256 |  | 1.3245e-06
| 5.9753e-05 |  | 0.00012085 |  | 3.0159e-06 |  | 2.5992e-06 |  | -0.00016594 |  | 0.0002333 |  | -0.00016724 |  | -0.00013784 |  | 2.6276e-06 |  | 2.1194e-06 |  | 0 |  | 0.00070888 |  | 0.0010275 |  | 5.954e-06 |  | 0.0012205 |  | 1.1443e-06
| 1.3384e-05 |  | 0.0001045 |  | 1.9512e-06 |  | 2.5843e-06 |  | -0.0001457 |  | 0.00017981 |  | -0.00044231 |  | -0.00018465 |  | 2.6694e-06 |  | 2.0677e-06 |  | 7.8058e-05 |  | 0.00062968 |  | 0.00095169 |  | 5.9536e-06 |  | 0.0012197 |  | 8.9494e-07
| 1.3384e-05 |  | 0.0001045 |  | 1.9512e-06 |  | 2.6012e-06 |  | -7.2851e-05 |  | 0.00030342 |  | -0.00017886 |  | -0.00025097 |  | 2.6793e-06 |  | 2.0551e-06 |  | 7.8058e-05 |  | 0.00063386 |  | 0.0010578 |  | 5.954e-06 |  | 0.0012256 |  | 5.971e-07
| 5.4675e-06 |  | 0.00014292 |  | 1.9512e-06 |  | 2.6331e-06 |  | 0.00010118 |  | 0.0003211 |  | 7.2967e-05 |  | 2.9908e-05 |  | 2.6276e-06 |  | 2.0936e-06 |  | 3.1863e-05 |  | 0.00070129 |  | 0.0010637 |  | 2.5522e-06 |  | 0.0012306 |  | 5.4865e-07
| 5.4679e-06 |  | 0.00014293 |  | 1.9512e-06 |  | 2.698e-06 |  | 0.00033727 |  | 0.00023145 |  | -0.0003316 |  | 0.00010024 |  | 2.537e-06 |  | 1.9383e-06 |  | 3.1866e-05 |  | 0.00070298 |  | 0.0011067 |  | 2.5522e-06 |  | 0.0012197 |  | 7.5671e-07
| 3.6017e-05 |  | 6.8637e-05 |  | 3.0161e-06 |  | 2.7172e-06 |  | 0.00017403 |  | 0.00016157 |  | -0.00037258 |  | 0.00015865 |  | 2.4863e-06 |  | 1.7447e-06 |  | 0 |  | 0.00076451 |  | 0.00098198 |  | 2.5522e-06 |  | 0.0011952 |  | 1.0133e-06
| 3.6023e-05 |  | 6.8648e-05 |  | 3.0159e-06 |  | 2.6791e-06 |  | -4.4521e-05 |  | 0.0001455 |  | -8.9755e-05 |  | 0.00026788 |  | 2.5392e-06 |  | 1.4731e-06 |  | 0 |  | 0.00070214 |  | 0.00093478 |  | 2.5522e-06 |  | 0.0011666 |  | 1.2626e-06
| 5.0734e-05 |  | 0.00012533 |  | 3.0161e-06 |  | 2.6245e-06 |  | 6.4757e-05 |  | 4.4105e-05 |  | 1.4853e-05 |  | 0.000342 |  | 2.6434e-06 |  | 1.3956e-06 |  | 6.361e-05 |  | 0.00066589 |  | 0.0010241 |  | 7.6559e-06 |  | 0.0011548 |  | 1.2556e-06
| 5.0738e-05 |  | 0.00012534 |  | 3.0161e-06 |  | 2.525e-06 |  | 0.00020641 |  | 0.0001266 |  | -0.00032996 |  | 0.00017425 |  | 2.7984e-06 |  | 1.5509e-06 |  | 6.3615e-05 |  | 0.00064313 |  | 0.0011253 |  | 7.6554e-06 |  | 0.0011607 |  | 9.9192e-07
| 6.6775e-05 |  | 7.7484e-05 |  | 3.0161e-06 |  | 2.4898e-06 |  | 4.0474e-06 |  | 0.00021229 |  | -0.00062053 |  | -7.9322e-05 |  | 2.8579e-06 |  | 1.7838e-06 |  | 0 |  | 0.00061953 |  | 0.0010705 |  | 4.2538e-06 |  | 0.0011708 |  | 7.3539e-07
| 6.6775e-05 |  | 7.7484e-05 |  | 3.0159e-06 |  | 2.3813e-06 |  | -0.00023879 |  | 0.00011906 |  | -0.00018273 |  | 0.00016644 |  | 2.8505e-06 |  | 1.939e-06 |  | 0 |  | 0.00078811 |  | 0.0011573 |  | 4.2538e-06 |  | 0.0011758 |  | 5.4152e-07
| 2.5848e-05 |  | 3.1683e-05 |  | 3.0164e-06 |  | 2.3173e-06 |  | -0.0001855 |  | 0.00018334 |  | -2.4887e-05 |  | 0.00029122 |  | 2.7852e-06 |  | 1.8616e-06 |  | 7.8126e-05 |  | 0.00080834 |  | 0.0012079 |  | 7.6559e-06 |  | 0.0011792 |  | 6.0432e-07
| 2.5848e-05 |  | 3.1683e-05 |  | 3.0161e-06 |  | 2.3686e-06 |  | -0.00021046 |  | 0.00029612 |  | -0.00020986 |  | -9.1024e-06 |  | 2.7489e-06 |  | 1.9e-06 |  | 7.8126e-05 |  | 0.00079907 |  | 0.0010039 |  | 7.6559e-06 |  | 0.0011809 |  | 8.0522e-07
| 6.8686e-05 |  | 9.0742e-05 |  | 3.0161e-06 |  | 2.6664e-06 |  | 3.2386e-05 |  | 0.0002174 |  | -0.00039195 |  | -9.8829e-05 |  | 2.9527e-06 |  | 2.178e-06 |  | 4.6065e-05 |  | 0.00076872 |  | 0.0012837 |  | 4.2541e-06 |  | 0.0012062 |  | 9.9263e-07
| 6.8692e-05 |  | 9.0749e-05 |  | 3.9034e-06 |  | 2.3659e-06 |  | 4.8574e-05 |  | 0.0001815 |  | -0.00036095 |  | -1.3003e-05 |  | 2.4537e-06 |  | 1.965e-06 |  | 4.6068e-05 |  | 0.00076788 |  | 0.0015366 |  | 4.2538e-06 |  | 0.0012197 |  | 8.1948e-07
| 0 |  | 3.2786e-05 |  | 8.8737e-07 |  | 1.926e-06 |  | -0.00010118 |  | 0.00020861 |  | -3.9389e-05 |  | -0.00015734 |  | 1.9033e-06 |  | 1.5769e-06 |  | 1.2995e-05 |  | 0.00067263 |  | 0.0012753 |  | 8.5082e-07 |  | 0.0012273 |  | 4.8602e-07
| 0 |  | 3.2789e-05 |  | 0 |  | 1.1712e-06 |  | 5.6663e-05 |  | 0.00021556 |  | 2.26e-05 |  | -0.00012614 |  | 1.1105e-06 |  | 1.0466e-06 |  | 1.2996e-05 |  | 0.00063723 |  | 0.0012003 |  | 8.5082e-07 |  | 0.001207 |  | 1.0405e-07
| 3.4921e-05 |  | 6.0117e-05 |  | 8.8729e-07 |  | 1.0621e-06 |  | 8.904e-05 |  | 0.00013126 |  | -0.00020211 |  | -9.8827e-05 |  | 1.0878e-06 |  | 1.1116e-06 |  | 0 |  | 0.00065915 |  | 0.0010452 |  | 8.5082e-07 |  | 0.0011978 |  | 5.5582e-08
| 3.4924e-05 |  | 6.0122e-05 |  | 8.8737e-07 |  | 1.0189e-06 |  | 0.00010118 |  | 3.6687e-05 |  | -9.3625e-05 |  | 8.063e-05 |  | 1.1587e-06 |  | 1.2218e-06 |  | 0 |  | 0.00074259 |  | 0.0011312 |  | 1.418e-06 |  | 0.0011826 |  | 2.7793e-08
| 0 |  | 0.00010718 |  | 0 |  | 1.09e-06 |  | 0.0002108 |  | 2.2672e-05 |  | 0.0001204 |  | 0.00034 |  | 1.3264e-06 |  | 1.1508e-06 |  | 1.1817e-05 |  | 0.00074512 |  | 0.0013208 |  | 1.4181e-06 |  | 0.0011834 |  | 4.1333e-08
| 0 |  | 0.00010719 |  | 0 |  | 1.199e-06 |  | 0.00012142 |  | 6.5641e-06 |  | -8.3944e-06 |  | -9.1024e-06 |  | 1.3958e-06 |  | 8.6013e-07 |  | 1.1819e-05 |  | 0.00072068 |  | 0.0014624 |  | 1.418e-06 |  | 0.0011952 |  | 1.1046e-07
| 6.6838e-05 |  | 1.9681e-05 |  | 0 |  | 1.2234e-06 |  | -3.6426e-05 |  | 2.7743e-05 |  | 0.00015433 |  | -0.00020806 |  | 1.3202e-06 |  | 7.1153e-07 |  | 7.0916e-06 |  | 0.00095669 |  | 0.0013512 |  | 5.6725e-07 |  | 0.0012104 |  | 1.5252e-07
| 6.7984e-05 |  | 1.9684e-05 |  | 1.9515e-06 |  | 1.1191e-06 |  | -7.2851e-05 |  | 6.3556e-05 |  | 0.00024344 |  | -7.5421e-05 |  | 1.2436e-06 |  | 8.535e-07 |  | 7.0927e-06 |  | 0.00090359 |  | 0.0010595 |  | 2.269e-06 |  | 0.0012112 |  | 1.2471e-07
| 4.1738e-05 |  | 6.1239e-05 |  | 1.9515e-06 |  | 1.0019e-06 |  | -0.00024689 |  | 0.00011742 |  | 0.00011946 |  | 0.00020155 |  | 1.2224e-06 |  | 1.1309e-06 |  | 0 |  | 0.00071309 |  | 0.0010755 |  | 4.8216e-06 |  | 0.0012104 |  | 6.9127e-08
| 4.061e-05 |  | 6.1249e-05 |  | 0 |  | 9.2688e-07 |  | -0.00025093 |  | 0.00011565 |  | 8.8465e-05 |  | 0.00015084 |  | 1.2111e-06 |  | 1.1376e-06 |  | 9.869e-07 |  | 0.00069202 |  | 0.001132 |  | 3.1199e-06 |  | 0.0012129 |  | 9.0514e-08
| 7.8219e-05 |  | 8.9574e-05 |  | 8.8744e-07 |  | 1.0345e-06 |  | -0.00010523 |  | 0.00011566 |  | 4.1973e-05 |  | 6.892e-05 |  | 1.1616e-06 |  | 9.4383e-07 |  | 2.1693e-06 |  | 0.00066838 |  | 0.0013764 |  | 1.4182e-06 |  | 0.0012162 |  | 1.2544e-07
| 7.8219e-05 |  | 8.9574e-05 |  | 8.8744e-07 |  | 1.1842e-06 |  | -6.7456e-05 |  | 0.00015518 |  | 0.00020918 |  | 0.00026278 |  | 1.122e-06 |  | 7.8852e-07 |  | 1.1823e-06 |  | 0.0006583 |  | 0.0013175 |  | 8.5087e-07 |  | 0.0012163 |  | 1.1118e-07
| 8.7064e-05 |  | 3.3914e-05 |  | 8.8737e-07 |  | 1.2653e-06 |  | 5.2615e-05 |  | 0.00013892 |  | 0.0001427 |  | 0.00022887 |  | 1.1141e-06 |  | 8.4686e-07 |  | 0 |  | 0.00077631 |  | 0.00092972 |  | 2.5528e-06 |  | 0.0012239 |  | 4.846e-08
| 8.7071e-05 |  | 3.3917e-05 |  | 8.8744e-07 |  | 1.262e-06 |  | 1.2142e-05 |  | 0.00013514 |  | -3.164e-05 |  | 0.0003381 |  | 1.1043e-06 |  | 9.5047e-07 |  | 3.3551e-06 |  | 0.00078811 |  | 0.00093056 |  | 3.12e-06 |  | 0.001245 |  | 0
| 3.7228e-05 |  | 7.194e-05 |  | 8.8751e-07 |  | 1.0949e-06 |  | 9.309e-05 |  | 0.00021014 |  | -0.00019823 |  | -3.6406e-05 |  | 1.1617e-06 |  | 1.0216e-06 |  | 3.3557e-06 |  | 0.00080413 |  | 0.0010191 |  | 3.12e-06 |  | 0.0012534 |  | 1.1119e-07
| 3.7228e-05 |  | 7.194e-05 |  | 2.8391e-06 |  | 9.6073e-07 |  | 0.00020641 |  | 0.00014752 |  | -0.0003997 |  | -0.00034069 |  | 1.3067e-06 |  | 1.1118e-06 |  | 0 |  | 0.00067934 |  | 0.0010679 |  | 2.5528e-06 |  | 0.001244 |  | 2.2236e-07
| 9.1509e-05 |  | 3.9396e-05 |  | 1.9517e-06 |  | 9.1401e-07 |  | -6.8803e-05 |  | 2.9559e-05 |  | -0.00041521 |  | -0.0003641 |  | 1.4009e-06 |  | 1.0215e-06 |  | 0 |  | 0.00047961 |  | 0.0011514 |  | 0 |  | 0.0012256 |  | 2.8437e-07
| 9.1517e-05 |  | 3.9399e-05 |  | 8.8751e-07 |  | 9.7097e-07 |  | -7.6898e-05 |  | 0.00020138 |  | -0.00044621 |  | -0.00016515 |  | 1.3401e-06 |  | 8.085e-07 |  | 0 |  | 0.00081424 |  | 0.0010157 |  | 0 |  | 0.0012155 |  | 2.566e-07
| 4.6314e-05 |  | 3.0649e-05 |  | 8.8744e-07 |  | 1.0684e-06 |  | -6.7456e-05 |  | 0.00033961 |  | -0.00019036 |  | 0.00018964 |  | 1.185e-06 |  | 5.9471e-07 |  | 0 |  | 0.00086814 |  | 0.00099793 |  | 0 |  | 0.0012103 |  | 2.2236e-07
| 4.6317e-05 |  | 3.0651e-05 |  | 8.8751e-07 |  | 1.0766e-06 |  | -6.8805e-05 |  | 0.00028787 |  | 7.6841e-05 |  | 0.00013914 |  | 1.1291e-06 |  | 5.5559e-07 |  | 0 |  | 0.00078474 |  | 0.001159 |  | 5.6731e-07 |  | 0.0012104 |  | 2.1525e-07
| 3.7243e-05 |  | 9.5326e-05 |  | 8.8751e-07 |  | 1.0278e-06 |  | -0.00012951 |  | 0.00023358 |  | -0.00022536 |  | 0.00013914 |  | 1.2495e-06 |  | 6.784e-07 |  | 2.4849e-05 |  | 0.00085217 |  | 0.0012947 |  | 5.6731e-07 |  | 0.0012163 |  | 1.454e-07
| 3.7249e-05 |  | 9.5341e-05 |  | 0 |  | 9.8383e-07 |  | -8.0946e-05 |  | 0.00013143 |  | -0.00028735 |  | 0.00019766 |  | 1.3401e-06 |  | 8.7886e-07 |  | 3.2951e-05 |  | 0.00078132 |  | 0.0012575 |  | 0 |  | 0.0012272 |  | 8.268e-08
| 2.0803e-06 |  | 2.2994e-05 |  | 0 |  | 9.9602e-07 |  | 8.0946e-05 |  | 0.00013712 |  | 0.00011946 |  | 0.0003849 |  | 1.3203e-06 |  | 1.1185e-06 |  | 3.6504e-05 |  | 0.00066168 |  | 0.0012374 |  | 0 |  | 0.0012315 |  | 4.134e-08
| 2.0805e-06 |  | 2.2996e-05 |  | 8.8751e-07 |  | 1.0333e-06 |  | 0.00011332 |  | 0.00012996 |  | 0.0001582 |  | 0.00013133 |  | 1.1737e-06 |  | 1.0992e-06 |  | 2.8408e-05 |  | 0.00062792 |  | 0.001341 |  | 0 |  | 0.0012297 |  | 1.6679e-07
| 7.2628e-05 |  | 0.00014652 |  | 8.8751e-07 |  | 1.0414e-06 |  | -1.619e-05 |  | 4.0338e-05 |  | -0.00017887 |  | -0.00031729 |  | 1.0867e-06 |  | 9.3727e-07 |  | 3.1962e-05 |  | 0.00071394 |  | 0.0012829 |  | 4.2551e-06 |  | 0.0012264 |  | 3.1932e-07
| 7.2634e-05 |  | 0.00014653 |  | 0 |  | 1.0022e-06 |  | 5.0588e-05 |  | 8.8469e-05 |  | -9.7532e-05 |  | 5.1478e-05 |  | 1.1653e-06 |  | 8.2118e-07 |  | 3.1964e-05 |  | 0.00070972 |  | 0.001191 |  | 4.2551e-06 |  | 0.0012155 |  | 4.4409e-07
| 2.081e-06 |  | 0.00012507 |  | 0 |  | 9.3305e-07 |  | 6.4754e-05 |  | 0.00015096 |  | 0.00021244 |  | -8.7125e-05 |  | 1.2474e-06 |  | 8.9877e-07 |  | 3.7886e-05 |  | 0.00077626 |  | 0.0012887 |  | 0 |  | 0.0012112 |  | 4.7898e-07
| 2.0813e-06 |  | 0.00012509 |  | 0 |  | 9.2229e-07 |  | -7.6898e-05 |  | 0.00012796 |  | -6.4487e-07 |  | -0.00039532 |  | 1.2496e-06 |  | 9.6324e-07 |  | 3.7892e-05 |  | 0.00088083 |  | 0.0012787 |  | 0 |  | 0.0012155 |  | 3.8849e-07
| 6.2241e-05 |  | 7.6442e-05 |  | 0 |  | 9.6623e-07 |  | -0.00034806 |  | 0.00014249 |  | 1.4853e-05 |  | -2.0806e-05 |  | 1.1773e-06 |  | 8.5961e-07 |  | 0 |  | 0.00072654 |  | 0.0011362 |  | 8.5102e-07 |  | 0.0012154 |  | 2.4947e-07
| 6.2251e-05 |  | 7.6454e-05 |  | 0 |  | 1.078e-06 |  | -0.00040068 |  | 0.00014789 |  | 1.8727e-05 |  | 8.0622e-05 |  | 1.1752e-06 |  | 7.4351e-07 |  | 0 |  | 0.00066926 |  | 0.0011615 |  | 8.5107e-07 |  | 0.0011986 |  | 1.1762e-07
| 9.4583e-07 |  | 0.00010868 |  | 0 |  | 1.1776e-06 |  | -0.00037236 |  | 5.5011e-05 |  | -0.00039195 |  | -0.00016124 |  | 1.1979e-06 |  | 6.9173e-07 |  | 5.9216e-05 |  | 0.00066585 |  | 0.0010746 |  | 8.5102e-07 |  | 0.0011749 |  | 9.6944e-08
| 9.4598e-07 |  | 0.0001087 |  | 0 |  | 1.183e-06 |  | -0.00072514 |  | 4.605e-05 |  | -0.00036792 |  | -0.00010701 |  | 1.1703e-06 |  | 7.6276e-07 |  | 5.9226e-05 |  | 0.00058915 |  | 0.0012702 |  | 8.5107e-07 |  | 0.0011724 |  | 1.1833e-07
| 5.3182e-05 |  | 0.00012387 |  | 0 |  | 1.0361e-06 |  | -0.00050186 |  | 0.00019457 |  | -5.1011e-05 |  | 2.6009e-06 |  | 1.159e-06 |  | 8.4707e-07 |  | 0 |  | 0.00062206 |  | 0.0014405 |  | 0 |  | 0.0011801 |  | 2.2953e-07
| 5.3186e-05 |  | 0.00012388 |  | 1.9522e-06 |  | 8.9257e-07 |  | -0.00020641 |  | 0.00028063 |  | 3.4224e-05 |  | 4.5512e-05 |  | 1.261e-06 |  | 9.6332e-07 |  | 0 |  | 0.00071895 |  | 0.001067 |  | 0 |  | 0.0011859 |  | 3.6785e-07
| 3.0475e-05 |  | 7.1427e-05 |  | 2.8396e-06 |  | 8.8031e-07 |  | -0.00025902 |  | 0.00025221 |  | 0.00022407 |  | 0.00014304 |  | 1.3416e-06 |  | 1.0343e-06 |  | 2.2511e-05 |  | 0.00085044 |  | 0.00089932 |  | 8.5107e-07 |  | 0.0011977 |  | 4.9969e-07
| 3.0478e-05 |  | 7.1433e-05 |  | 1.7753e-06 |  | 9.718e-07 |  | -0.00018617 |  | 0.0001985 |  | 0.00018145 |  | -8.3223e-05 |  | 1.2426e-06 |  | 1.1638e-06 |  | 2.2513e-05 |  | 0.00076872 |  | 0.0010503 |  | 8.5107e-07 |  | 0.0012146 |  | 4.5125e-07
| 3.2752e-05 |  | 5.4812e-05 |  | 8.8759e-07 |  | 1.0625e-06 |  | 2.4284e-05 |  | 0.00020041 |  | 3.2291e-06 |  | -9.8828e-05 |  | 1.1568e-06 |  | 1.3708e-06 |  | 2.37e-05 |  | 0.00078385 |  | 0.0010502 |  | 8.5112e-07 |  | 0.0012272 |  | 2.7087e-07
| 3.2755e-05 |  | 5.4817e-05 |  | 8.8766e-07 |  | 1.0341e-06 |  | 0.00022259 |  | 0.00017528 |  | -9.7503e-05 |  | -0.00020026 |  | 1.2277e-06 |  | 1.4745e-06 |  | 2.3702e-05 |  | 0.00091534 |  | 0.0011395 |  | 8.5112e-07 |  | 0.0012196 |  | 1.8107e-07
| 1.5717e-05 |  | 9.675e-05 |  | 8.8766e-07 |  | 9.9483e-07 |  | -9.2764e-05 |  | 0.00016961 |  | -0.00016614 |  | -0.00020047 |  | 1.3531e-06 |  | 1.3776e-06 |  | 3.4373e-05 |  | 0.00094152 |  | 0.0012998 |  | 0 |  | 0.0012112 |  | 1.3901e-07
| 1.5717e-05 |  | 9.675e-05 |  | 0 |  | 1.0091e-06 |  | -4.0524e-06 |  | 0.00013191 |  | -6.6509e-05 |  | -0.00014564 |  | 1.312e-06 |  | 1.0344e-06 |  | 3.4373e-05 |  | 0.00074845 |  | 0.0011437 |  | 0 |  | 0.0012061 |  | 1.3901e-07
| 9.8662e-05 |  | 6.1414e-05 |  | 0 |  | 1.0849e-06 |  | 0.00025498 |  | 7.2705e-05 |  | -0.00033771 |  | -0.00045383 |  | 1.1952e-06 |  | 7.688e-07 |  | 0 |  | 0.00067091 |  | 0.0011126 |  | 0 |  | 0.0011994 |  | 9.0536e-08
| 9.867e-05 |  | 6.1419e-05 |  | 1.9522e-06 |  | 1.1161e-06 |  | -3.6425e-05 |  | 0.00023235 |  | -0.00033771 |  | -0.00019245 |  | 1.1491e-06 |  | 6.5925e-07 |  | 0 |  | 0.00081166 |  | 0.0010713 |  | 0 |  | 0.0011968 |  | 2.7802e-07
| 5.3228e-05 |  | 9.2985e-05 |  | 2.8398e-06 |  | 1.0863e-06 |  | -0.0002064 |  | 0.00021621 |  | -0.00014012 |  | 0.00010403 |  | 1.1732e-06 |  | 6.0747e-07 |  | 0 |  | 0.00078048 |  | 0.0010005 |  | 0 |  | 0.0011968 |  | 5.6246e-07
| 5.3232e-05 |  | 9.2992e-05 |  | 8.8766e-07 |  | 1.0551e-06 |  | -0.00029949 |  | 5.297e-05 |  | -6.4645e-07 |  | 0.00012353 |  | 1.2447e-06 |  | 7.044e-07 |  | 0 |  | 0.00081419 |  | 0.0012626 |  | 0 |  | 0.0011968 |  | 6.1094e-07
| 4.6416e-05 |  | 7.5918e-05 |  | 8.8774e-07 |  | 1.0769e-06 |  | -0.00025717 |  | 8.5361e-05 |  | -0.00014999 |  | 7.5855e-05 |  | 1.2979e-06 |  | 8.8572e-07 |  | 3.0832e-05 |  | 0.00084201 |  | 0.0013629 |  | 0 |  | 0.0011901 |  | 3.7501e-07
| 4.642e-05 |  | 7.5924e-05 |  | 8.8766e-07 |  | 1.1716e-06 |  | -4.8568e-05 |  | 0.00012309 |  | -0.00029509 |  | 1.4304e-05 |  | 1.3566e-06 |  | 1.0729e-06 |  | 3.0834e-05 |  | 0.00078053 |  | 0.0012357 |  | 0 |  | 0.0011893 |  | 1.2475e-07
| 3.7328e-05 |  | 7.0235e-05 |  | 0 |  | 1.2211e-06 |  | -0.00015784 |  | 0.00010148 |  | -0.00013237 |  | 0.00010793 |  | 1.3744e-06 |  | 1.1506e-06 |  | 0 |  | 0.00077795 |  | 0.0010569 |  | 0 |  | 0.0012019 |  | 9.696e-08
| 3.7331e-05 |  | 7.0241e-05 |  | 1.9523e-06 |  | 1.1988e-06 |  | -0.00014975 |  | 9.0712e-05 |  | -0.00010525 |  | 0.00016645 |  | 1.3517e-06 |  | 1.1247e-06 |  | 0 |  | 0.0010451 |  | 0.0012617 |  | 0 |  | 0.0012154 |  | 1.0409e-07
| 0 |  | 0.00011392 |  | 1.9523e-06 |  | 1.0924e-06 |  | 0.00017403 |  | 0.00013766 |  | -0.00018273 |  | 0.00020936 |  | 1.3241e-06 |  | 1.0988e-06 |  | 3.9148e-05 |  | 0.0010013 |  | 0.0014278 |  | 0 |  | 0.001223 |  | 1.1122e-07
| 0 |  | 0.00011392 |  | 8.8774e-07 |  | 1.0342e-06 |  | 6.8803e-05 |  | 0.00017025 |  | -0.00028347 |  | 8.0622e-05 |  | 1.2377e-06 |  | 1.0086e-06 |  | 3.9148e-05 |  | 0.00071301 |  | 0.0013266 |  | 0 |  | 0.0012229 |  | 1.1122e-07
| 9.0519e-05 |  | 3.0734e-05 |  | 3.9054e-06 |  | 1.0958e-06 |  | 0.00024452 |  | 0.00016648 |  | 0.00015672 |  | 0.00024246 |  | 1.1634e-06 |  | 8.9236e-07 |  | 3.7967e-05 |  | 0.00079818 |  | 0.0013427 |  | 0 |  | 0.0012137 |  | 2.6379e-07
| 9.0526e-05 |  | 3.0736e-05 |  | 3.9054e-06 |  | 1.1744e-06 |  | 0.00016593 |  | 0.00022726 |  | 0.00045265 |  | 0.00023276 |  | 1.1719e-06 |  | 8.2131e-07 |  | 3.797e-05 |  | 0.00095663 |  | 0.0013764 |  | 0 |  | 0.0012053 |  | 4.5129e-07
| 4.4174e-05 |  | 6.0379e-05 |  | 1.7756e-06 |  | 1.2084e-06 |  | -0.00035211 |  | 0.00031149 |  | 0.00010396 |  | 4.5512e-05 |  | 1.2315e-06 |  | 9.4422e-07 |  | 5.696e-05 |  | 0.00083021 |  | 0.001287 |  | 0 |  | 0.001207 |  | 5.2762e-07
| 4.4177e-05 |  | 6.0384e-05 |  | 1.7755e-06 |  | 1.1385e-06 |  | -0.00025093 |  | 0.00021094 |  | 0.00018144 |  | 9.2325e-05 |  | 1.2845e-06 |  | 1.0603e-06 |  | 5.6965e-05 |  | 0.00071895 |  | 0.001089 |  | 0 |  | 0.0012221 |  | 4.1636e-07
| 8.9914e-05 |  | 5.0507e-05 |  | 1.7756e-06 |  | 1.0478e-06 |  | 8.4993e-05 |  | 0.0001432 |  | 6.5211e-05 |  | 2.6008e-05 |  | 1.2924e-06 |  | 1.073e-06 |  | 0 |  | 0.00090354 |  | 0.0010864 |  | 8.5127e-07 |  | 0.0012356 |  | 2.7094e-07
| 8.9922e-05 |  | 6.2617e-05 |  | 8.8774e-07 |  | 1.0667e-06 |  | 0.00015785 |  | 0.00015939 |  | -0.00023311 |  | -9.4926e-05 |  | 1.3015e-06 |  | 1.1639e-06 |  | 0 |  | 0.00085381 |  | 0.0012061 |  | 8.5122e-07 |  | 0.0012289 |  | 2.3598e-07
| 5.7843e-05 |  | 8.5571e-05 |  | 0 |  | 1.1399e-06 |  | 0.00015599 |  | 0.00020944 |  | 2.3542e-05 |  | -0.00015984 |  | 1.3065e-06 |  | 1.2224e-06 |  | 0 |  | 0.00075683 |  | 0.0013485 |  | 0 |  | 0.0012077 |  | 2.9162e-07
| 5.7852e-05 |  | 7.3474e-05 |  | 0 |  | 1.1562e-06 |  | -2.0236e-05 |  | 0.00016451 |  | -6.4566e-07 |  | -0.00011833 |  | 1.2428e-06 |  | 1.2158e-06 |  | 0 |  | 0.00074929 |  | 0.001303 |  | 0 |  | 0.0011952 |  | 3.4723e-07
| 6.639e-06 |  | 3.6245e-05 |  | 8.8781e-07 |  | 1.1609e-06 |  | -7.2851e-05 |  | 0.00019175 |  | -4.5201e-06 |  | -0.00014954 |  | 1.2584e-06 |  | 1.002e-06 |  | 8.3108e-06 |  | 0.00071895 |  | 0.0012407 |  | 0 |  | 0.0011926 |  | 4.3707e-07
| 6.6401e-06 |  | 3.625e-05 |  | 1.7756e-06 |  | 1.2124e-06 |  | -6.071e-05 |  | 0.00018878 |  | 1.8726e-05 |  | -0.00027438 |  | 1.3292e-06 |  | 8.1408e-07 |  | 8.3122e-06 |  | 0.00075009 |  | 0.0013889 |  | 0 |  | 0.0011892 |  | 5.483e-07
| 5.5588e-05 |  | 2.6366e-05 |  | 8.8781e-07 |  | 1.2104e-06 |  | -4.0473e-05 |  | 1.2288e-05 |  | -0.00010913 |  | -9.8828e-05 |  | 1.332e-06 |  | 8.0146e-07 |  | 1.3063e-05 |  | 0.00077036 |  | 0.0014092 |  | 0 |  | 0.0011791 |  | 5.483e-07
| 5.5593e-05 |  | 2.6368e-05 |  | 0 |  | 1.1162e-06 |  | 0.00020236 |  | 7.6282e-05 |  | 3.0348e-05 |  | 3.771e-05 |  | 1.2577e-06 |  | 8.34e-07 |  | 1.3064e-05 |  | 0.00079649 |  | 0.0013199 |  | 0 |  | 0.0011758 |  | 5.8323e-07
| 1.3472e-05 |  | 8.1107e-05 |  | 0 |  | 1.0317e-06 |  | 8.01e-05 |  | 0.00010866 |  | 0.00035447 |  | -0.00031832 |  | 1.1742e-06 |  | 8.8587e-07 |  | 2.9692e-05 |  | 0.00071891 |  | 0.0012979 |  | 0 |  | 0.0011892 |  | 5.4192e-07
| 1.3474e-05 |  | 8.1114e-05 |  | 8.8781e-07 |  | 1.0505e-06 |  | -0.00019427 |  | 0.00020943 |  | 0.00030155 |  | -0.00024707 |  | 1.2074e-06 |  | 8.7318e-07 |  | 2.9695e-05 |  | 0.00061191 |  | 0.0012095 |  | 5.6751e-07 |  | 0.0012044 |  | 4.3778e-07
| 3.7387e-05 |  | 5.3848e-05 |  | 1.7758e-06 |  | 1.0818e-06 |  | -9.7135e-05 |  | 0.00020765 |  | 4.5847e-05 |  | 2.6009e-06 |  | 1.2401e-06 |  | 8.5997e-07 |  | 2.3758e-05 |  | 0.00082173 |  | 0.0011993 |  | 5.6755e-07 |  | 0.0012094 |  | 2.4315e-07
| 3.739e-05 |  | 5.3852e-05 |  | 2.8406e-06 |  | 1.0797e-06 |  | 3.2378e-05 |  | 0.00021337 |  | 4.5847e-05 |  | 0.00029519 |  | 1.2139e-06 |  | 8.3407e-07 |  | 2.376e-05 |  | 0.00089679 |  | 0.0011648 |  | 0 |  | 0.0012019 |  | 2.0821e-07
| 4.8786e-05 |  | 0.00010016 |  | 2.8406e-06 |  | 1.1048e-06 |  | -6.4757e-05 |  | 0.00024025 |  | -0.00016724 |  | 0.00042002 |  | 1.1232e-06 |  | 9.5692e-07 |  | 3.2081e-05 |  | 0.00068688 |  | 0.0012414 |  | 0 |  | 0.0011959 |  | 3.5439e-07
| 4.8786e-05 |  | 0.00010016 |  | 8.8788e-07 |  | 1.1197e-06 |  | -0.00012547 |  | 0.00011592 |  | -0.00057792 |  | 0.00012744 |  | 1.0375e-06 |  | 1.0605e-06 |  | 3.2081e-05 |  | 0.00076105 |  | 0.0013097 |  | 0 |  | 0.0011985 |  | 4.3069e-07
| 2.2593e-05 |  | 5.9366e-05 |  | 8.8788e-07 |  | 1.1089e-06 |  | -0.0001855 |  | 0.00018251 |  | -0.00031949 |  | -5.4186e-06 |  | 1.046e-06 |  | 1.0931e-06 |  | 0 |  | 0.00079649 |  | 0.0011985 |  | 0 |  | 0.0012078 |  | 4.585e-07
| 2.2595e-05 |  | 5.937e-05 |  | 8.8788e-07 |  | 1.0852e-06 |  | -0.00016999 |  | 0.00024918 |  | -9.3631e-05 |  | -9.8828e-05 |  | 1.1381e-06 |  | 1.0087e-06 |  | 0 |  | 0.00075431 |  | 0.001265 |  | 0 |  | 0.0012052 |  | 4.4495e-07
| 5.9055e-05 |  | 5.6077e-05 |  | 8.8788e-07 |  | 1.0933e-06 |  | 0 |  | 0.00011287 |  | 6.9091e-05 |  | 3.381e-05 |  | 1.2712e-06 |  | 9.1176e-07 |  | 2.0205e-05 |  | 0.00072734 |  | 0.0013974 |  | 0 |  | 0.0011858 |  | 4.0288e-07
| 5.9059e-05 |  | 5.6081e-05 |  | 8.8788e-07 |  | 1.1502e-06 |  | -6.8804e-05 |  | 1.3803e-05 |  | 0.00033254 |  | 6.1118e-05 |  | 1.3746e-06 |  | 1.119e-06 |  | 2.0207e-05 |  | 0.00078638 |  | 0.0013772 |  | 0 |  | 0.00118 |  | 2.9164e-07
| 0.00010147 |  | 0.00017567 |  | 8.8796e-07 |  | 1.2038e-06 |  | -0.0001457 |  | 0.00012542 |  | -3.94e-05 |  | 6.5016e-06 |  | 1.408e-06 |  | 1.3781e-06 |  | 6.0625e-05 |  | 0.00084954 |  | 0.0011386 |  | 0 |  | 0.0011926 |  | 2.3604e-07
| 0.00010148 |  | 0.00017569 |  | 8.8788e-07 |  | 1.2037e-06 |  | -0.00012547 |  | 0.00019535 |  | -0.00010138 |  | 0.00025617 |  | 1.2797e-06 |  | 1.5652e-06 |  | 6.063e-05 |  | 0.00081246 |  | 0.0012566 |  | 0 |  | 0.0012044 |  | 3.0519e-07
| 6.343e-05 |  | 2.0898e-05 |  | 0 |  | 1.1835e-06 |  | -1.6864e-05 |  | 0.00016999 |  | 3.3636e-06 |  | -0.0001192 |  | 1.1162e-06 |  | 1.4617e-06 |  | 8.4362e-05 |  | 0.00073492 |  | 0.0013055 |  | 8.5142e-07 |  | 0.0011968 |  | 3.3303e-07
| 9.9974e-05 |  | 2.0901e-05 |  | 8.8796e-07 |  | 1.1638e-06 |  | -4.0474e-06 |  | 0.00016494 |  | -0.00020211 |  | -0.00030169 |  | 1.0157e-06 |  | 1.1775e-06 |  | 8.4375e-05 |  | 0.00071891 |  | 0.0012566 |  | 8.5137e-07 |  | 0.0011875 |  | 2.5672e-07
| 8.0799e-05 |  | 0.00010912 |  | 8.8796e-07 |  | 1.1808e-06 |  | -7.2851e-05 |  | 0.0002011 |  | -5.1013e-05 |  | 0.00013134 |  | 9.8308e-07 |  | 9.6364e-07 |  | 1.189e-06 |  | 0.00093719 |  | 0.0014665 |  | 0 |  | 0.0012001 |  | 2.4959e-07
| 4.4272e-05 |  | 0.00010913 |  | 8.8796e-07 |  | 1.1591e-06 |  | 0.00012547 |  | 0.00019733 |  | 4.1972e-05 |  | -0.00012223 |  | 1.0064e-06 |  | 8.6004e-07 |  | 1.1892e-06 |  | 0.00092961 |  | 0.0014724 |  | 0 |  | 0.0012187 |  | 3.0521e-07
| 1.8052e-05 |  | 5.3916e-05 |  | 2.8408e-06 |  | 1.0853e-06 |  | -5.6651e-05 |  | 0.00019544 |  | -0.00010138 |  | -0.00047723 |  | 1.0553e-06 |  | 9.1848e-07 |  | 2.8545e-05 |  | 0.00071385 |  | 0.0012785 |  | 0 |  | 0.0012381 |  | 3.751e-07
| 2.6048e-05 |  | 5.392e-05 |  | 1.9528e-06 |  | 1.0568e-06 |  | -0.00014975 |  | 0.00015421 |  | -0.0002641 |  | -0.00057867 |  | 1.1949e-06 |  | 9.1848e-07 |  | 2.8547e-05 |  | 0.00075515 |  | 0.0012709 |  | 0 |  | 0.0012591 |  | 4.4427e-07
| 8.7326e-05 |  | 7.9331e-05 |  | 0 |  | 1.0663e-06 |  | 0.00013491 |  | 0.00015739 |  | -0.0004648 |  | -0.00055402 |  | 1.2756e-06 |  | 8.8594e-07 |  | 1.0706e-05 |  | 0.00081414 |  | 0.001249 |  | 2.5543e-06 |  | 0.0012701 |  | 4.4427e-07
| 7.9337e-05 |  | 7.9337e-05 |  | 0 |  | 1.1057e-06 |  | -8.9042e-05 |  | 0.00020247 |  | -0.00046945 |  | -0.00019636 |  | 1.258e-06 |  | 8.0166e-07 |  | 1.0707e-05 |  | 0.00086218 |  | 0.0012566 |  | 2.5543e-06 |  | 0.0012541 |  | 3.9581e-07
| 3.7446e-05 |  | 2.5315e-05 |  | 0 |  | 1.0805e-06 |  | -0.00048567 |  | 0.0002082 |  | -0.00027185 |  | -1.3003e-05 |  | 1.2055e-06 |  | 8.4078e-07 |  | 0 |  | 0.00093972 |  | 0.0013055 |  | 0 |  | 0.0012254 |  | 3.4016e-07
| 3.7452e-05 |  | 2.5319e-05 |  | 0 |  | 1.0393e-06 |  | -0.00025498 |  | 0.00021204 |  | -2.0018e-05 |  | 0.00026788 |  | 1.1758e-06 |  | 9.3118e-07 |  | 0 |  | 0.00083269 |  | 0.0011117 |  | 0 |  | 0.0012052 |  | 3.1237e-07
| 9.2053e-05 |  | 5.9445e-05 |  | 3.0184e-06 |  | 1.0338e-06 |  | 8.0932e-06 |  | 0.00016316 |  | -0.00018662 |  | 0.00038882 |  | 1.1708e-06 |  | 9.829e-07 |  | 2.6179e-05 |  | 0.00070964 |  | 0.0013974 |  | 8.5147e-07 |  | 0.0012111 |  | 3.6084e-07
| 9.2068e-05 |  | 5.9454e-05 |  | 3.9067e-06 |  | 1.0345e-06 |  | 0.00027403 |  | 0.00014858 |  | -0.00024686 |  | 0.00030341 |  | 1.2141e-06 |  | 9.252e-07 |  | 2.8368e-05 |  | 0.00078296 |  | 0.0014193 |  | 8.5147e-07 |  | 0.0012246 |  | 3.3305e-07
| 7.366e-05 |  | 0.0001016 |  | 1.7761e-06 |  | 1.1016e-06 |  | 0.00055852 |  | 0.00014669 |  | -5.1013e-05 |  | 0.00029128 |  | 1.2637e-06 |  | 7.3724e-07 |  | 5.3365e-05 |  | 0.0007846 |  | 0.0011453 |  | 0 |  | 0.0012321 |  | 3.6087e-07
| 7.3666e-05 |  | 0.00010161 |  | 8.8803e-07 |  | 1.0962e-06 |  | 0.00037235 |  | 0.00020766 |  | 0.00010009 |  | 0.00024837 |  | 1.2587e-06 |  | 6.7215e-07 |  | 5.1184e-05 |  | 0.00063547 |  | 0.0011647 |  | 0 |  | 0.001244 |  | 5.0707e-07
| 9.0819e-05 |  | 7.3672e-05 |  | 0 |  | 1.1084e-06 |  | -2.0237e-05 |  | 0.00012893 |  | -0.00012075 |  | -9.0976e-06 |  | 1.1843e-06 |  | 7.0469e-07 |  | 1.1903e-06 |  | 0.00071132 |  | 0.0015322 |  | 0 |  | 0.0012457 |  | 6.4614e-07
| 9.0826e-05 |  | 7.3677e-05 |  | 0 |  | 1.0963e-06 |  | -0.0001457 |  | 9.3367e-05 |  | -0.0004152 |  | -0.00020026 |  | 1.12e-06 |  | 8.9273e-07 |  | 1.1904e-06 |  | 0.00072729 |  | 0.0016417 |  | 5.6765e-07 |  | 0.0012414 |  | 6.3193e-07
| 7.7494e-05 |  | 0.00010925 |  | 0 |  | 1.0549e-06 |  | 1.2142e-05 |  | 0.00015257 |  | -0.00034546 |  | -0.00018856 |  | 1.1369e-06 |  | 9.511e-07 |  | 0 |  | 0.00072144 |  | 0.001544 |  | 5.6768e-07 |  | 0.0012355 |  | 4.7925e-07
| 7.7507e-05 |  | 0.00010927 |  | 0 |  | 1.023e-06 |  | -0.00014334 |  | 9.8284e-05 |  | -0.0002065 |  | -0.00031832 |  | 1.1957e-06 |  | 9.3782e-07 |  | 0 |  | 0.00092281 |  | 0.0014049 |  | 0 |  | 0.0012338 |  | 4.0295e-07
| 9.0213e-05 |  | 8.513e-05 |  | 0 |  | 1.0041e-06 |  | 4.0474e-06 |  | 7.3039e-05 |  | 8.0715e-05 |  | -0.00011053 |  | 1.3275e-06 |  | 9.638e-07 |  | 6.5436e-05 |  | 0.00086893 |  | 0.0010864 |  | 2.5546e-06 |  | 0.0012389 |  | 3.3308e-07
| 0.00011538 |  | 8.5144e-05 |  | 8.8803e-07 |  | 1.0928e-06 |  | 0.00029545 |  | 0.00011784 |  | 0.0001892 |  | 9.6227e-05 |  | 1.3132e-06 |  | 9.9626e-07 |  | 6.5446e-05 |  | 0.00068178 |  | 0.0010273 |  | 2.5546e-06 |  | 0.0012506 |  | 2.218e-07
| 6.7213e-05 |  | 2.0936e-05 |  | 1.7762e-06 |  | 1.1505e-06 |  | 6.4752e-05 |  | 0.0001614 |  | 0.00019307 |  | 0.00031078 |  | 1.1929e-06 |  | 1.0023e-06 |  | 8.3377e-06 |  | 0.00070795 |  | 0.001276 |  | 0 |  | 0.0012608 |  | 1.8045e-07
| 4.2058e-05 |  | 2.0937e-05 |  | 1.7762e-06 |  | 1.1424e-06 |  | 3.2378e-05 |  | 7.7531e-05 |  | 7.2967e-05 |  | 0.00027567 |  | 1.1228e-06 |  | 8.728e-07 |  | 8.3384e-06 |  | 0.00095315 |  | 0.0013931 |  | 0 |  | 0.0012608 |  | 3.9585e-07
| 0.00011503 |  | 0.00011694 |  | 1.7762e-06 |  | 1.1119e-06 |  | 0.00014756 |  | 1.0523e-05 |  | 1.1435e-05 |  | -0.00032239 |  | 1.2021e-06 |  | 8.6018e-07 |  | 2.859e-05 |  | 0.0010475 |  | 0.0013543 |  | 0 |  | 0.0012557 |  | 7.218e-07
| 0.00011504 |  | 0.00011695 |  | 2.8413e-06 |  | 1.0895e-06 |  | 3.6426e-05 |  | 9.8236e-05 |  | -0.00012075 |  | -0.00051625 |  | 1.3126e-06 |  | 9.3789e-07 |  | 2.8592e-05 |  | 0.00090427 |  | 0.0012431 |  | 0 |  | 0.0012557 |  | 9.0938e-07
| 5.8057e-05 |  | 0 |  | 1.9532e-06 |  | 9.8584e-07 |  | 0 |  | 8.772e-05 |  | -0.000113 |  | -0.00044992 |  | 1.3204e-06 |  | 1.0933e-06 |  | 1.1914e-05 |  | 0.00077538 |  | 0.0011428 |  | 0 |  | 0.0012524 |  | 9.2364e-07
| 5.8062e-05 |  | 0 |  | 0 |  | 9.3096e-07 |  | 2.833e-05 |  | 6.9927e-05 |  | 2.6475e-05 |  | -0.00017684 |  | 1.4033e-06 |  | 1.1777e-06 |  | 1.1915e-05 |  | 0.00069274 |  | 0.0013265 |  | 0 |  | 0.0012245 |  | 8.4732e-07
| 9.4734e-05 |  | 5.1817e-05 |  | 0 |  | 1.0408e-06 |  | -4.0473e-05 |  | 0.00022634 |  | -0.00012462 |  | -0.00029388 |  | 1.4495e-06 |  | 1.126e-06 |  | 2.3833e-06 |  | 0.00078039 |  | 0.001249 |  | 0 |  | 0.001206 |  | 6.598e-07
| 9.9319e-05 |  | 5.1821e-05 |  | 8.881e-07 |  | 1.1701e-06 |  | 0.00017808 |  | 0.00019192 |  | -0.000144 |  | -0.00027047 |  | 1.3502e-06 |  | 1.0289e-06 |  | 2.3835e-06 |  | 0.00083432 |  | 0.0013138 |  | 0 |  | 0.0012001 |  | 3.7516e-07
| 0.00011776 |  | 5.9539e-05 |  | 1.7764e-06 |  | 1.2339e-06 |  | 0.00014334 |  | 0.00011117 |  | -0.0001742 |  | 6.7724e-06 |  | 1.232e-06 |  | 9.1871e-07 |  | 2.9795e-05 |  | 0.00087815 |  | 0.0013644 |  | 0 |  | 0.0012009 |  | 2.846e-07
| 0.0001132 |  | 5.9548e-05 |  | 1.7762e-06 |  | 1.1911e-06 |  | -7.2851e-05 |  | 0.00015835 |  | 2.2602e-05 |  | 6.8914e-05 |  | 1.178e-06 |  | 8.3427e-07 |  | 2.98e-05 |  | 0.00088573 |  | 0.0011714 |  | 0 |  | 0.0012009 |  | 4.094e-07
| 0.00014692 |  | 0.00011257 |  | 1.7764e-06 |  | 1.1702e-06 |  | -6.4756e-05 |  | 0.00021242 |  | 0.00022019 |  | 0.00017815 |  | 1.2865e-06 |  | 7.8917e-07 |  | 4.8876e-05 |  | 0.0008259 |  | 0.0014706 |  | 0 |  | 0.0012034 |  | 6.0416e-07
| 0.00014694 |  | 0.00011259 |  | 8.8818e-07 |  | 1.175e-06 |  | -0.00017808 |  | 0.00026271 |  | 0.00033642 |  | 4.5513e-05 |  | 1.3227e-06 |  | 8.2172e-07 |  | 4.8884e-05 |  | 0.0008596 |  | 0.0017158 |  | 0 |  | 0.0012186 |  | 6.0416e-07
| 8.651e-05 |  | 0.00014249 |  | 0 |  | 1.1906e-06 |  | -4.4521e-05 |  | 0.00020482 |  | 0.00041778 |  | 0.00020936 |  | 1.3014e-06 |  | 9.8979e-07 |  | 9.5385e-06 |  | 0.0010577 |  | 0.0013189 |  | 8.5162e-07 |  | 0.0012304 |  | 4.7933e-07
| 8.6516e-05 |  | 0.0001425 |  | 8.8818e-07 |  | 1.2048e-06 |  | -0.00013491 |  | 0.00013614 |  | 0.00020515 |  | 0.0001043 |  | 1.2235e-06 |  | 1.3133e-06 |  | 9.5393e-06 |  | 0.00095062 |  | 0.0012709 |  | 8.5162e-07 |  | 0.001238 |  | 5.5566e-07
| 0.00010244 |  | 9.2893e-05 |  | 8.8818e-07 |  | 1.1723e-06 |  | -0.00025498 |  | 0.00010911 |  | 0.00023956 |  | 0.00017425 |  | 1.1427e-06 |  | 1.4236e-06 |  | 2.1467e-05 |  | 0.000761 |  | 0.0013096 |  | 0 |  | 0.0012397 |  | 6.3198e-07
| 0.00010244 |  | 9.29e-05 |  | 8.8818e-07 |  | 1.1743e-06 |  | 4.8568e-05 |  | 0.00010386 |  | 0.00016982 |  | 0.00024447 |  | 1.159e-06 |  | 1.2807e-06 |  | 2.1468e-05 |  | 0.00072472 |  | 0.0011545 |  | 0 |  | 0.0012354 |  | 5.6279e-07
| 0.00011072 |  | 7.3817e-05 |  | 1.7764e-06 |  | 1.1391e-06 |  | 0.0001457 |  | 0.00014365 |  | -8.9756e-05 |  | -2.4707e-05 |  | 1.1456e-06 |  | 1.0409e-06 |  | 2.3854e-06 |  | 0.00068431 |  | 0.0014377 |  | 0 |  | 0.0012321 |  | 2.846e-07
| 0.00011646 |  | 7.3822e-05 |  | 2.8417e-06 |  | 1.0395e-06 |  | -5.6663e-05 |  | 0.00019092 |  | -2.0018e-05 |  | 9.6227e-05 |  | 1.1513e-06 |  | 8.9221e-07 |  | 2.3856e-06 |  | 0.00077617 |  | 0.00142 |  | 0 |  | 0.0012414 |  | 1.8048e-07
| 0.00011329 |  | 6.2906e-05 |  | 2.8415e-06 |  | 9.0528e-07 |  | -0.00019815 |  | 0.00019284 |  | 0.00028183 |  | 7.1792e-05 |  | 1.1115e-06 |  | 8.277e-07 |  | 3.5786e-06 |  | 0.00086545 |  | 0.0011579 |  | 0 |  | 0.0012565 |  | 3.4737e-07
| 0.00020177 |  | 6.2911e-05 |  | 8.8825e-07 |  | 9.1146e-07 |  | -1.2144e-05 |  | 0.00018013 |  | 8.0715e-05 |  | -0.00018855 |  | 1.123e-06 |  | 6.9224e-07 |  | 3.5789e-06 |  | 0.00081915 |  | 0.0012928 |  | 0 |  | 0.0012734 |  | 5.4857e-07
| 0.00021897 |  | 4.1944e-05 |  | 0 |  | 1.0883e-06 |  | 4.0473e-05 |  | 0.00011676 |  | -0.00050431 |  | -7.1519e-05 |  | 1.1152e-06 |  | 6.3378e-07 |  | 5.9657e-05 |  | 0.00073399 |  | 0.0014848 |  | 0 |  | 0.001275 |  | 5.9708e-07
| 0.00015457 |  | 4.1951e-05 |  | 0 |  | 1.2007e-06 |  | -0.00031974 |  | 7.8619e-05 |  | -0.00040358 |  | 0.00012744 |  | 1.108e-06 |  | 9.5059e-07 |  | 5.9666e-05 |  | 0.00075848 |  | 0.0012894 |  | 0 |  | 0.0012667 |  | 4.6507e-07
| 0.00016605 |  | 5.6307e-05 |  | 0 |  | 1.2151e-06 |  | -0.00026713 |  | 0.00014011 |  | -0.00010138 |  | -0.00027438 |  | 1.1081e-06 |  | 1.3911e-06 |  | 8.5955e-05 |  | 0.00085618 |  | 0.0013652 |  | 0 |  | 0.0012607 |  | 4.5155e-07
| 0.00013625 |  | 5.6307e-05 |  | 0 |  | 1.213e-06 |  | 0.0001054 |  | 8.4681e-05 |  | -0.0003639 |  | -0.0005215 |  | 1.0989e-06 |  | 1.5273e-06 |  | 8.5955e-05 |  | 0.00086803 |  | 0.0015043 |  | 0 |  | 0.0012608 |  | 5.1433e-07
| 0.0001108 |  | 9.6157e-05 |  | 1.9536e-06 |  | 1.2192e-06 |  | 4.0469e-05 |  | 0.00010061 |  | -0.00020987 |  | -0.00019636 |  | 1.0763e-06 |  | 1.3394e-06 |  | 1.7904e-05 |  | 0.00068512 |  | 0.0013037 |  | 0 |  | 0.001259 |  | 5.7002e-07
| 0.00014405 |  | 9.6164e-05 |  | 1.9535e-06 |  | 1.194e-06 |  | -0.00023879 |  | 0.00010062 |  | 0.00010396 |  | -3.251e-05 |  | 1.0153e-06 |  | 1.0935e-06 |  | 1.7905e-05 |  | 0.00073483 |  | 0.0012354 |  | 0 |  | 0.0012497 |  | 4.5869e-07
| 0.00013515 |  | 0.00010382 |  | 0 |  | 1.0836e-06 |  | -0.00027522 |  | 0.00018026 |  | -0.00014787 |  | 2.9909e-05 |  | 1.033e-06 |  | 1.061e-06 |  | 3.9398e-05 |  | 0.00075337 |  | 0.0012118 |  | 8.5172e-07 |  | 0.001243 |  | 5.4857e-07
| 0.00017389 |  | 0.00010382 |  | 8.8825e-07 |  | 9.7312e-07 |  | -0.0002307 |  | 0.00022486 |  | 3.8095e-05 |  | 0.00010403 |  | 1.1237e-06 |  | 1.0284e-06 |  | 3.9398e-05 |  | 0.00077533 |  | 0.0012532 |  | 8.5172e-07 |  | 0.0012397 |  | 7.2905e-07
| 0.00026308 |  | 7.2618e-05 |  | 2.842e-06 |  | 1.0132e-06 |  | 2.108e-05 |  | 6.6004e-05 |  | 0.0001769 |  | 0.00025059 |  | 1.2442e-06 |  | 9.3813e-07 |  | 1.1939e-06 |  | 0.00090927 |  | 0.0012531 |  | 0 |  | 0.0012371 |  | 9.6525e-07
| 0.00024846 |  | 7.2629e-05 |  | 1.9536e-06 |  | 1.0979e-06 |  | 0 |  | 0.00012588 |  | 0.00013884 |  | 0.00024837 |  | 1.3045e-06 |  | 9.5075e-07 |  | 1.1941e-06 |  | 0.00078371 |  | 0.0011629 |  | 0 |  | 0.0012329 |  | 9.8594e-07
| 0.00023446 |  | 9.175e-05 |  | 0 |  | 1.1392e-06 |  | -0.00023879 |  | 0.00016749 |  | 5.3603e-05 |  | -9.8833e-05 |  | 1.293e-06 |  | 8.6697e-07 |  | 4.2993e-05 |  | 0.00075 |  | 0.0010728 |  | 0 |  | 0.0012346 |  | 9.1666e-07
| 0.00027017 |  | 9.1757e-05 |  | 0 |  | 1.0437e-06 |  | -4.8568e-05 |  | 0.00013118 |  | -0.000113 |  | 5.3302e-05 |  | 1.2074e-06 |  | 7.5741e-07 |  | 4.2996e-05 |  | 0.00084691 |  | 0.0011242 |  | 0 |  | 0.0012405 |  | 8.2685e-07
| 0.00028867 |  | 9.3038e-05 |  | 0 |  | 9.583e-07 |  | 0.00014975 |  | 0.00015103 |  | -5.8761e-05 |  | 0.00011182 |  | 1.1309e-06 |  | 6.5975e-07 |  | 0 |  | 0.00080141 |  | 0.00098512 |  | 8.5177e-07 |  | 0.0012497 |  | 6.8773e-07
| 0.00021056 |  | 9.3046e-05 |  | 8.8832e-07 |  | 9.4406e-07 |  | -0.00011333 |  | 8.2849e-05 |  | -0.00013237 |  | -7.5422e-05 |  | 1.1316e-06 |  | 6.6639e-07 |  | 0 |  | 0.00087304 |  | 0.0010062 |  | 8.5177e-07 |  | 0.0012649 |  | 6.6704e-07
| 0.00026539 |  | 3.5365e-05 |  | 1.7766e-06 |  | 9.7863e-07 |  | -8.8534e-05 |  | 0.00011026 |  | -0.00029528 |  | 0.000149 |  | 1.2031e-06 |  | 6.2121e-07 |  | 1.4336e-05 |  | 0.00095815 |  | 0.0011646 |  | 0 |  | 0.0012725 |  | 6.1853e-07
| 0.00037992 |  | 3.5371e-05 |  | 8.8832e-07 |  | 1.0776e-06 |  | 0.0002307 |  | 0.00011028 |  | -0.00041132 |  | 0.00019376 |  | 1.2754e-06 |  | 6.2719e-07 |  | 1.4338e-05 |  | 0.0008317 |  | 0.0010314 |  | 0 |  | 0.0012665 |  | 6.3208e-07
| 0.00038693 |  | 7.6494e-05 |  | 0 |  | 1.1142e-06 |  | 0.00012547 |  | 0.0001804 |  | -0.00038034 |  | 0.00029128 |  | 1.2683e-06 |  | 8.6039e-07 |  | 0 |  | 0.00071461 |  | 0.0010803 |  | 0 |  | 0.0012497 |  | 6.8773e-07
| 0.00035065 |  | 7.6506e-05 |  | 0 |  | 1.1156e-06 |  | -2.8331e-05 |  | 0.00018043 |  | -0.00035322 |  | 4.551e-05 |  | 1.2252e-06 |  | 1.0352e-06 |  | 0 |  | 0.0008427 |  | 0.0011705 |  | 0 |  | 0.0012329 |  | 7.9195e-07
| 0.00036088 |  | 6.5035e-05 |  | 8.8832e-07 |  | 1.0301e-06 |  | -6.3239e-05 |  | 8.8626e-05 |  | -2.8923e-05 |  | -0.00029394 |  | 1.2088e-06 |  | 9.1222e-07 |  | 2.3902e-05 |  | 0.00093618 |  | 0.0011199 |  | 0 |  | 0.0012269 |  | 8.0544e-07
| 0.00039407 |  | 6.504e-05 |  | 1.7768e-06 |  | 1.0051e-06 |  | 0.00026307 |  | 0.00014958 |  | 9.2339e-05 |  | 6.5015e-05 |  | 1.2259e-06 |  | 6.598e-07 |  | 2.3904e-05 |  | 0.00086967 |  | 0.0012447 |  | 0 |  | 0.0012295 |  | 7.1561e-07
| 0.00040239 |  | 6.1924e-05 |  | 8.8832e-07 |  | 1.0064e-06 |  | 8.4985e-05 |  | 0.00016553 |  | -0.00017886 |  | 1.4296e-05 |  | 1.2669e-06 |  | 6.2055e-07 |  | 3.5857e-06 |  | 0.00076681 |  | 0.0016432 |  | 8.5182e-07 |  | 0.0012454 |  | 6.4635e-07
| 0.00047576 |  | 6.1929e-05 |  | 0 |  | 9.9904e-07 |  | -0.00026308 |  | 0.00021237 |  | 2.6471e-05 |  | 8.8425e-05 |  | 1.2585e-06 |  | 7.6345e-07 |  | 3.586e-06 |  | 0.00076686 |  | 0.0017469 |  | 1.4197e-06 |  | 0.0012666 |  | 5.8362e-07
| 0.00049178 |  | 0.00012183 |  | 0 |  | 1.0275e-06 |  | -9.3088e-05 |  | 0.0001256 |  | 0.00016595 |  | 0.00019766 |  | 1.2047e-06 |  | 8.4119e-07 |  | 3.9454e-05 |  | 0.00075501 |  | 0.0015244 |  | 1.4197e-06 |  | 0.0012909 |  | 6.0431e-07
| 0.00047013 |  | 0.00012184 |  | 0 |  | 1.0933e-06 |  | -0.00015599 |  | 0.00012561 |  | -0.00012982 |  | -9.4817e-06 |  | 1.1586e-06 |  | 8.1528e-07 |  | 3.9457e-05 |  | 0.00078624 |  | 0.0013896 |  | 8.5182e-07 |  | 0.0013079 |  | 7.1561e-07
| 0.00049055 |  | 5.9731e-05 |  | 8.884e-07 |  | 1.1881e-06 |  | -0.00016594 |  | 0.00013647 |  | -0.00033384 |  | -7.5422e-05 |  | 1.1132e-06 |  | 7.3754e-07 |  | 6.337e-05 |  | 0.0008831 |  | 0.0016238 |  | 0 |  | 0.0013053 |  | 8.897e-07
| 0.00056654 |  | 5.974e-05 |  | 8.884e-07 |  | 1.2058e-06 |  | -0.0003157 |  | 8.4218e-05 |  | -0.00027572 |  | -4.0312e-05 |  | 1.0835e-06 |  | 5.7542e-07 |  | 6.338e-05 |  | 0.0009977 |  | 0.001821 |  | 0 |  | 0.0012952 |  | 1.0495e-06
| 0.0005819 |  | 6.7633e-05 |  | 8.884e-07 |  | 1.1976e-06 |  | -0.00026308 |  | 0.00017678 |  | 2.6474e-05 |  | 7.2821e-05 |  | 1.0445e-06 |  | 5.0432e-07 |  | 0 |  | 0.0010988 |  | 0.0016625 |  | 0 |  | 0.0012867 |  | 1.0838e-06
| 0.00060492 |  | 6.7639e-05 |  | 8.8847e-07 |  | 1.1943e-06 |  | -4.0474e-06 |  | 0.00013875 |  | 0.00014658 |  | -4.4212e-05 |  | 1.0361e-06 |  | 6.4656e-07 |  | 0 |  | 0.00090337 |  | 0.0016669 |  | 0 |  | 0.0012902 |  | 1.0004e-06
| 0.00068862 |  | 9.3815e-05 |  | 8.884e-07 |  | 1.1705e-06 |  | -8.4322e-06 |  | 1.7515e-05 |  | 0.00014461 |  | 1.49e-05 |  | 1.0658e-06 |  | 9.3821e-07 |  | 4.1868e-05 |  | 0.00078282 |  | 0.0015412 |  | 0 |  | 0.0013086 |  | 9.0326e-07
| 0.0007301 |  | 9.3815e-05 |  | 8.884e-07 |  | 1.0763e-06 |  | -6.8805e-05 |  | 3.201e-05 |  | -5.1013e-05 |  | 2.9909e-05 |  | 1.1239e-06 |  | 1.0937e-06 |  | 4.1868e-05 |  | 0.00089742 |  | 0.0014224 |  | 0 |  | 0.0013432 |  | 7.9195e-07
| 0.00072319 |  | 0.00011936 |  | 8.8847e-07 |  | 1.0018e-06 |  | 0.00010118 |  | 0.00014563 |  | -7.8134e-05 |  | -0.00019245 |  | 1.1948e-06 |  | 9.5091e-07 |  | 7.2766e-05 |  | 0.00085529 |  | 0.0016979 |  | 0 |  | 0.0013803 |  | 7.2923e-07
| 0.00070474 |  | 0.00011937 |  | 1.7769e-06 |  | 1.0113e-06 |  | 9.3088e-05 |  | 0.00020746 |  | 0.00016208 |  | -0.00040312 |  | 1.2033e-06 |  | 8.0206e-07 |  | 7.2772e-05 |  | 0.00083001 |  | 0.0018227 |  | 5.6791e-07 |  | 0.0013921 |  | 6.7357e-07
| 0.00077119 |  | 8.7461e-05 |  | 1.7769e-06 |  | 1.0479e-06 |  | 0.00012142 |  | 0.00012253 |  | 8.4589e-05 |  | -0.0003485 |  | 1.2147e-06 |  | 8.2133e-07 |  | 3.5896e-06 |  | 0.00091933 |  | 0.0017257 |  | 5.6795e-07 |  | 0.0013803 |  | 5.2801e-07
| 0.00088617 |  | 8.7468e-05 |  | 8.884e-07 |  | 1.0905e-06 |  | 0.00028247 |  | 6.0714e-05 |  | -5.7174e-05 |  | -0.00012326 |  | 1.2096e-06 |  | 9.0565e-07 |  | 3.5899e-06 |  | 0.00085524 |  | 0.0015563 |  | 0 |  | 0.0013692 |  | 5.1441e-07
| 0.00094626 |  | 3.7644e-05 |  | 8.8847e-07 |  | 1.1462e-06 |  | -7.6905e-05 |  | 0.00012397 |  | -0.00022924 |  | -6.3718e-05 |  | 1.1473e-06 |  | 1.0419e-06 |  | 0 |  | 0.00097326 |  | 0.0013996 |  | 0 |  | 0.0013693 |  | 6.6002e-07
| 0.00091377 |  | 3.7647e-05 |  | 1.7769e-06 |  | 1.2032e-06 |  | -0.00031165 |  | 0.0001548 |  | -0.00031835 |  | -0.00013784 |  | 1.1374e-06 |  | 1.0871e-06 |  | 0 |  | 0.0010921 |  | 0.0015168 |  | 0 |  | 0.0013693 |  | 8.962e-07
| 0.0009733 |  | 3.3223e-05 |  | 8.8854e-07 |  | 1.1111e-06 |  | -0.00039258 |  | 0.00022763 |  | -0.0003842 |  | -0.00018855 |  | 1.1567e-06 |  | 1.1131e-06 |  | 2.873e-05 |  | 0.0010095 |  | 0.0015269 |  | 0 |  | 0.0013592 |  | 1.0704e-06
| 0.0011815 |  | 3.3223e-05 |  | 0 |  | 9.4829e-07 |  | -0.00016593 |  | 0.0002478 |  | -0.0004152 |  | -0.00012614 |  | 1.2055e-06 |  | 1.0027e-06 |  | 2.873e-05 |  | 0.00089905 |  | 0.0015807 |  | 5.6795e-07 |  | 0.0013498 |  | 1.126e-06
| 0.0012871 |  | 6.7707e-05 |  | 1.954e-06 |  | 8.5271e-07 |  | 0.00013913 |  | 0.00015138 |  | -0.00014596 |  | 6.7727e-05 |  | 1.1254e-06 |  | 8.7316e-07 |  | 0 |  | 0.00086203 |  | 0.0015884 |  | 5.6795e-07 |  | 0.001339 |  | 1.0632e-06
| 0.0012744 |  | 6.7713e-05 |  | 1.9541e-06 |  | 8.46e-07 |  | -8.0949e-06 |  | 8.951e-05 |  | 4.9721e-05 |  | 2.6009e-06 |  | 1.022e-06 |  | 8.6061e-07 |  | 0 |  | 0.00092349 |  | 0.0014594 |  | 0 |  | 0.0013271 |  | 8.3347e-07
| 0.0012828 |  | 4.4311e-05 |  | 8.8847e-07 |  | 8.8999e-07 |  | -0.00035211 |  | 4.4431e-05 |  | -0.00013625 |  | 6.502e-05 |  | 1.0871e-06 |  | 9.5755e-07 |  | 4.7895e-06 |  | 0.0010221 |  | 0.0016491 |  | 0 |  | 0.0013238 |  | 5.4157e-07
| 0.001506 |  | 4.4318e-05 |  | 8.8854e-07 |  | 9.1244e-07 |  | -0.0002914 |  | 9.3559e-05 |  | 5.3587e-05 |  | 0.00032249 |  | 1.2013e-06 |  | 1.0547e-06 |  | 4.7903e-06 |  | 0.00091085 |  | 0.0019481 |  | 0 |  | 0.0013397 |  | 4.517e-07
| 0.0017034 |  | 2.5483e-05 |  | 0 |  | 9.3405e-07 |  | -8.0102e-05 |  | 0.00020063 |  | 0.00034236 |  | 0.00024246 |  | 1.3025e-06 |  | 9.4493e-07 |  | 0 |  | 0.00076171 |  | 0.0020062 |  | 0 |  | 0.0013675 |  | 6.5359e-07
| 0.0016992 |  | 2.5487e-05 |  | 8.8854e-07 |  | 9.8294e-07 |  | 4.8568e-05 |  | 0.00024923 |  | 0.00018532 |  | 2.9909e-05 |  | 1.2672e-06 |  | 8.0944e-07 |  | 0 |  | 0.00097742 |  | 0.0019321 |  | 5.6798e-07 |  | 0.0014147 |  | 8.2705e-07
| 0.0017829 |  | 4.4325e-05 |  | 8.8854e-07 |  | 1.0555e-06 |  | 0.00019022 |  | 0.00019491 |  | 0.00016983 |  | -0.00022366 |  | 1.2452e-06 |  | 7.1839e-07 |  | 8.385e-06 |  | 0.0010845 |  | 0.0019819 |  | 5.6801e-07 |  | 0.0014603 |  | 9.869e-07
| 0.0019213 |  | 4.4332e-05 |  | 8.8854e-07 |  | 1.109e-06 |  | 9.7135e-05 |  | 0.00024799 |  | 2.26e-05 |  | -0.00023927 |  | 1.326e-06 |  | 7.8285e-07 |  | 8.3863e-06 |  | 0.0010052 |  | 0.0017374 |  | 0 |  | 0.0015091 |  | 1.0633e-06
| 0.0019707 |  | 0.00012273 |  | 8.8854e-07 |  | 1.0907e-06 |  | -1.619e-05 |  | 0.00030937 |  | 0.00017371 |  | -9.1025e-06 |  | 1.382e-06 |  | 8.2871e-07 |  | 2.1566e-05 |  | 0.0010035 |  | 0.0018343 |  | 0 |  | 0.0015639 |  | 9.5906e-07
| 0.0021449 |  | 0.00012275 |  | 0 |  | 1.0656e-06 |  | 8.4322e-06 |  | 0.00014229 |  | 9.2155e-05 |  | -0.00018016 |  | 1.3629e-06 |  | 8.2871e-07 |  | 2.1569e-05 |  | 0.001156 |  | 0.0019287 |  | 0 |  | 0.0016355 |  | 7.8566e-07
| 0.0022976 |  | 7.4159e-05 |  | 8.8854e-07 |  | 1.0955e-06 |  | 0.00016189 |  | 7.0049e-05 |  | -0.00015175 |  | -0.00032509 |  | 1.2261e-06 |  | 8.2206e-07 |  | 7.6716e-05 |  | 0.0011207 |  | 0.0019835 |  | 0 |  | 0.0017147 |  | 5.6302e-07
| 0.0024406 |  | 7.417e-05 |  | 8.8862e-07 |  | 1.0983e-06 |  | 2.0237e-05 |  | 0.00018415 |  | -0.00024086 |  | -0.00018855 |  | 1.127e-06 |  | 8.4805e-07 |  | 7.6728e-05 |  | 0.00090158 |  | 0.0022017 |  | 5.6801e-07 |  | 0.0017644 |  | 5.1454e-07
| 0.0024732 |  | 0.00011509 |  | 8.8854e-07 |  | 1.0494e-06 |  | -8.4993e-05 |  | 0.00012589 |  | -8.976e-05 |  | 0.0003576 |  | 1.1141e-06 |  | 9.1909e-07 |  | 0 |  | 0.00099421 |  | 0.0023305 |  | 3.1241e-06 |  | 0.0017812 |  | 5.2806e-07
| 0.0025343 |  | 0.00011511 |  | 8.8862e-07 |  | 1.0122e-06 |  | -0.00024284 |  | 6.958e-06 |  | 0.00035967 |  | 0.00042001 |  | 1.1603e-06 |  | 1.0029e-06 |  | 0 |  | 0.0011737 |  | 0.0020635 |  | 2.5561e-06 |  | 0.0017779 |  | 6.2516e-07
| 0.0027724 |  | 6.0994e-05 |  | 0 |  | 1.0053e-06 |  | -0.000371 |  | 2.3296e-05 |  | 5.5837e-05 |  | -0.00014359 |  | 1.1942e-06 |  | 1.0806e-06 |  | 0 |  | 0.0010853 |  | 0.0017374 |  | 0 |  | 0.0017956 |  | 7.9208e-07
| 0.0028929 |  | 6.0999e-05 |  | 0 |  | 1.0379e-06 |  | 3.6427e-05 |  | 8.2616e-05 |  | -0.00027184 |  | -0.00024707 |  | 1.2276e-06 |  | 1.1651e-06 |  | 0 |  | 0.0012395 |  | 0.0020307 |  | 0 |  | 0.0018596 |  | 9.3773e-07
| 0.003162 |  | 0.00010619 |  | 1.9543e-06 |  | 1.0271e-06 |  | 2.0239e-05 |  | 6.8103e-05 |  | -0.00030284 |  | 3.7711e-05 |  | 1.2907e-06 |  | 1.1717e-06 |  | 0 |  | 0.0013759 |  | 0.0022968 |  | 0 |  | 0.0019362 |  | 9.0277e-07
| 0.0034704 |  | 0.00012176 |  | 2.8429e-06 |  | 9.9454e-07 |  | -0.00013356 |  | 0.00017894 |  | -0.00036096 |  | 0.00026007 |  | 1.3666e-06 |  | 1.0102e-06 |  | 0 |  | 0.0012749 |  | 0.002334 |  | 0 |  | 0.0019734 |  | 7.8501e-07
| 0.0035087 |  | 5.7726e-05 |  | 1.7772e-06 |  | 9.4573e-07 |  | -0.00013913 |  | 0.00017896 |  | -8.7441e-06 |  | 0.00020183 |  | 1.3878e-06 |  | 7.6364e-07 |  | 7.1956e-06 |  | 0.0014837 |  | 0.0021746 |  | 8.5207e-07 |  | 0.0019783 |  | 5.9804e-07
| 0.0036686 |  | 4.2158e-05 |  | 8.8862e-07 |  | 9.4844e-07 |  | -9.7135e-05 |  | 2.9969e-05 |  | 0.00041004 |  | 0.00029518 |  | 1.2638e-06 |  | 7.3108e-07 |  | 7.1956e-06 |  | 0.0014274 |  | 0.0023146 |  | 8.5207e-07 |  | 0.0020239 |  | 4.3818e-07
| 0.0038208 |  | 5.548e-05 |  | 8.8862e-07 |  | 1.0413e-06 |  | -4.0474e-06 |  | 9.3504e-05 |  | 0.00030543 |  | -1.6911e-05 |  | 1.1816e-06 |  | 9.2581e-07 |  | 0 |  | 0.0016143 |  | 0.0026119 |  | 0 |  | 0.0021241 |  | 5.6307e-07
| 0.0040214 |  | 5.5484e-05 |  | 8.8862e-07 |  | 1.1145e-06 |  | 7.69e-05 |  | 0.00013348 |  | 9.6212e-05 |  | -0.00025487 |  | 1.2085e-06 |  | 9.4508e-07 |  | 0 |  | 0.0017584 |  | 0.0026043 |  | 0 |  | 0.0022353 |  | 6.9509e-07
| 0.0042653 |  | 1.9977e-05 |  | 0 |  | 1.1511e-06 |  | 0.00025093 |  | 0.00014054 |  | 4.9721e-05 |  | -8.7125e-05 |  | 1.2283e-06 |  | 7.5035e-07 |  | 0 |  | 0.0016337 |  | 0.0026043 |  | 0 |  | 0.0023111 |  | 9.2417e-07
| 0.0042941 |  | 1.9977e-05 |  | 0 |  | 1.0895e-06 |  | 4.2161e-06 |  | 0.00014054 |  | -0.00024686 |  | -0.00012733 |  | 1.1604e-06 |  | 5.889e-07 |  | 0 |  | 0.0015941 |  | 0.002563 |  | 0 |  | 0.0023768 |  | 9.4495e-07
| 0.0045214 |  | 6.9136e-05 |  | 0 |  | 1.1017e-06 |  | -0.00010523 |  | 0.00010267 |  | -0.00034934 |  | -0.00010663 |  | 1.0795e-06 |  | 7.5766e-07 |  | 6.7216e-05 |  | 0.0015681 |  | 0.0025826 |  | 8.5207e-07 |  | 0.0024284 |  | 9.2417e-07
| 0.0048418 |  | 6.9142e-05 |  | 0 |  | 1.1567e-06 |  | 0.00013356 |  | 6.8147e-05 |  | -3.9388e-05 |  | 4.5512e-05 |  | 1.1122e-06 |  | 1.1073e-06 |  | 6.7221e-05 |  | 0.0019084 |  | 0.0025706 |  | 8.5212e-07 |  | 0.0024746 |  | 9.1711e-07
| 0.0051133 |  | 6.53e-05 |  | 0 |  | 1.234e-06 |  | 7.2852e-05 |  | 9.9e-05 |  | 0.00021632 |  | 0.00027178 |  | 1.1817e-06 |  | 1.1525e-06 |  | 2.3998e-06 |  | 0.0021897 |  | 0.002573 |  | 0 |  | 0.0024921 |  | 8.1291e-07
| 0.0054097 |  | 6.5316e-05 |  | 1.9543e-06 |  | 1.2562e-06 |  | -0.00027403 |  | 0.00019018 |  | 0.00031411 |  | 0.00029936 |  | 1.2368e-06 |  | 9.4508e-07 |  | 2.4004e-06 |  | 0.0020946 |  | 0.0025344 |  | 0 |  | 0.0025091 |  | 7.5789e-07
| 0.0056537 |  | 0.00010118 |  | 2.8431e-06 |  | 1.2062e-06 |  | -0.00018213 |  | 0.00025742 |  | 0.00023956 |  | 0.00030689 |  | 1.2568e-06 |  | 8.0292e-07 |  | 1.3203e-05 |  | 0.0022724 |  | 0.0025302 |  | 8.5212e-07 |  | 0.0025125 |  | 7.2299e-07
| 0.005834 |  | 0.00010118 |  | 1.7774e-06 |  | 1.1587e-06 |  | 0.00022665 |  | 0.00024783 |  | 0.00014271 |  | 9.2331e-05 |  | 1.1887e-06 |  | 8.3549e-07 |  | 1.3204e-05 |  | 0.0024687 |  | 0.0025142 |  | 8.5212e-07 |  | 0.0025192 |  | 7.2941e-07
| 0.0061917 |  | 5.4421e-05 |  | 1.7774e-06 |  | 1.0909e-06 |  | 0.00011738 |  | 0.00019535 |  | 4.1972e-05 |  | -0.00013784 |  | 1.0647e-06 |  | 9.5181e-07 |  | 0 |  | 0.0024965 |  | 0.0025116 |  | 0 |  | 0.0025184 |  | 6.6018e-07
| 0.00654 |  | 5.4425e-05 |  | 8.8869e-07 |  | 1.0658e-06 |  | 3.6425e-05 |  | 0.00010469 |  | -0.0002796 |  | -8.3223e-05 |  | 1.1143e-06 |  | 9.2589e-07 |  | 0 |  | 0.0025435 |  | 0.0024989 |  | 0 |  | 0.0025216 |  | 6.6018e-07
| 0.0067168 |  | 6.22e-05 |  | 0 |  | 1.0686e-06 |  | -9.697e-05 |  | 0.00011366 |  | -0.00017018 |  | 0.00020182 |  | 1.3157e-06 |  | 9.1267e-07 |  | 0 |  | 0.002563 |  | 0.0025015 |  | 0 |  | 0.0025175 |  | 6.9521e-07
| 0.0069586 |  | 6.2215e-05 |  | 0 |  | 1.0807e-06 |  | -7.2856e-05 |  | 0.00023898 |  | -4.5188e-06 |  | 0.00015864 |  | 1.4588e-06 |  | 9.3187e-07 |  | 0 |  | 0.0024458 |  | 0.0025031 |  | 0 |  | 0.002514 |  | 8.693e-07
| 0.0072546 |  | 6.6633e-05 |  | 8.8869e-07 |  | 1.0733e-06 |  | 3.2378e-05 |  | 0.00027742 |  | -0.0002641 |  | -0.00013004 |  | 1.422e-06 |  | 9.2589e-07 |  | 7.304e-05 |  | 0.0024737 |  | 0.0024485 |  | 8.5217e-07 |  | 0.0024973 |  | 9.735e-07
| 0.007375 |  | 6.6638e-05 |  | 1.7775e-06 |  | 1.0754e-06 |  | -0.0001457 |  | 0.00013456 |  | -8.9759e-05 |  | -5.2002e-06 |  | 1.2619e-06 |  | 9.0669e-07 |  | 7.3046e-05 |  | 0.0025553 |  | 0.0024719 |  | 8.5217e-07 |  | 0.0024837 |  | 9.0363e-07
| 0.0078171 |  | 0 |  | 1.7774e-06 |  | 1.238e-06 |  | 5.9022e-05 |  | 6.5367e-05 |  | -1.278e-05 |  | 0.00016119 |  | 1.1583e-06 |  | 8.7404e-07 |  | 6.2462e-05 |  | 0.0025393 |  | 0.0024913 |  | 0 |  | 0.0024668 |  | 7.0157e-07
| 0.0084977 |  | 0 |  | 1.7775e-06 |  | 1.4056e-06 |  | 7.2851e-05 |  | 0.00019226 |  | -0.00013237 |  | 0.00037321 |  | 1.1421e-06 |  | 8.9339e-07 |  | 6.2462e-05 |  | 0.0025772 |  | 0.0024635 |  | 0 |  | 0.0024601 |  | 5.0749e-07
| 0.0086156 |  | 0.00011537 |  | 8.8876e-07 |  | 1.4192e-06 |  | -0.00011737 |  | 0.00015025 |  | -7.0384e-05 |  | 0.00026008 |  | 1.1846e-06 |  | 1.0037e-06 |  | 0 |  | 0.0025672 |  | 0.00244 |  | 0 |  | 0.0024501 |  | 6.4667e-07
| 0.0086817 |  | 0.00011538 |  | 0 |  | 1.2733e-06 |  | -6.8803e-05 |  | 0.00011373 |  | 0.00016208 |  | -8.7125e-05 |  | 1.1732e-06 |  | 1.12e-06 |  | 0 |  | 0.0025326 |  | 0.0024247 |  | 5.6811e-07 |  | 0.0024424 |  | 8.2719e-07
| 0.0090042 |  | 8.0137e-05 |  | 0 |  | 1.1113e-06 |  | -0.00022765 |  | 0.00027375 |  | 0.00030605 |  | -9.4833e-06 |  | 1.147e-06 |  | 1.2297e-06 |  | 2.6437e-05 |  | 0.002509 |  | 0.0024643 |  | 5.6815e-07 |  | 0.0024357 |  | 8.2012e-07
| 0.0094832 |  | 8.0138e-05 |  | 0 |  | 1.0734e-06 |  | -0.00025902 |  | 0.00022097 |  | 0.00023956 |  | 0.00031469 |  | 1.203e-06 |  | 1.3527e-06 |  | 2.6437e-05 |  | 0.0025132 |  | 0.0026025 |  | 0 |  | 0.002434 |  | 7.3661e-07
| 0.0098213 |  | 0.00011349 |  | 8.8876e-07 |  | 1.1046e-06 |  | 0.00012142 |  | 9.5555e-05 |  | 9.6212e-05 |  | 0.00015474 |  | 1.2909e-06 |  | 1.3142e-06 |  | 2.1634e-05 |  | 0.0024937 |  | 0.0026259 |  | 0 |  | 0.0024355 |  | 7.7872e-07
| 0.0099437 |  | 0.00011349 |  | 8.8876e-07 |  | 1.1093e-06 |  | 0.0002226 |  | 7.5532e-05 |  | 0.0001427 |  | -0.00010273 |  | 1.2931e-06 |  | 1.1586e-06 |  | 2.1634e-05 |  | 0.002514 |  | 0.0024795 |  | 0 |  | 0.0024382 |  | 8.4795e-07
| 0.010226 |  | 6.5413e-05 |  | 0 |  | 1.1399e-06 |  | -6.0708e-05 |  | 0.00010482 |  | 0.00021632 |  | -7.5421e-05 |  | 1.2216e-06 |  | 8.8017e-07 |  | 2.4039e-06 |  | 0.0025519 |  | 0.0024357 |  | 0 |  | 0.00245 |  | 7.2953e-07
| 0.010543 |  | 6.5418e-05 |  | 0 |  | 1.173e-06 |  | -0.00036678 |  | 0.00024692 |  | 0.00034236 |  | -0.00020047 |  | 1.2824e-06 |  | 7.3785e-07 |  | 2.4041e-06 |  | 0.002562 |  | 0.0024298 |  | 0 |  | 0.0024643 |  | 5.8386e-07
| 0.010812 |  | 0.00010776 |  | 0 |  | 1.19e-06 |  | -0.00019426 |  | 0.00019765 |  | 3.0341e-05 |  | -0.00022756 |  | 1.4079e-06 |  | 6.4744e-07 |  | 0 |  | 0.002449 |  | 0.0024456 |  | 0 |  | 0.0024869 |  | 6.117e-07
| 0.01105 |  | 0.00010776 |  | 0 |  | 1.2437e-06 |  | 0.00042092 |  | 0.00011939 |  | -0.00017112 |  | -0.00014564 |  | 1.4158e-06 |  | 5.6972e-07 |  | 0 |  | 0.0023809 |  | 0.0025629 |  | 5.6815e-07 |  | 0.0025014 |  | 7.7878e-07
| 0.01125 |  | 9.8157e-05 |  | 0 |  | 1.1541e-06 |  | 0.00018618 |  | 0.00012123 |  | -7.4263e-05 |  | -0.00020806 |  | 1.3073e-06 |  | 8.4161e-07 |  | 3.2468e-05 |  | 0.002048 |  | 0.002588 |  | 5.6818e-07 |  | 0.0025198 |  | 8.7586e-07
| 0.011621 |  | 9.8165e-05 |  | 0 |  | 1.0042e-06 |  | -0.00040473 |  | 0.0001668 |  | -0.00015 |  | -0.00023704 |  | 1.1903e-06 |  | 1.1786e-06 |  | 3.2471e-05 |  | 0.002049 |  | 0.0025376 |  | 0 |  | 0.0025216 |  | 8.2012e-07
| 0.011987 |  | 0.0001155 |  | 8.8884e-07 |  | 8.6527e-07 |  | -0.00043305 |  | 0.00023035 |  | -7.4258e-05 |  | -0.00011833 |  | 1.1904e-06 |  | 1.3209e-06 |  | 0 |  | 0.0023757 |  | 0.0025273 |  | 0 |  | 0.0025248 |  | 7.9948e-07
| 0.012167 |  | 0.00011551 |  | 1.7777e-06 |  | 8.4832e-07 |  | -4.8563e-05 |  | 0.00017711 |  | -3.164e-05 |  | -0.00012223 |  | 1.1741e-06 |  | 1.1461e-06 |  | 0 |  | 0.0021381 |  | 0.002572 |  | 5.6818e-07 |  | 0.002513 |  | 7.7165e-07
| 0.012421 |  | 0.00011102 |  | 8.8884e-07 |  | 9.5207e-07 |  | 0.00027521 |  | 0.00010264 |  | 0.00013883 |  | -0.00028218 |  | 1.1457e-06 |  | 1.1328e-06 |  | 1.2029e-05 |  | 0.0020269 |  | 0.0025787 |  | 1.4204e-06 |  | 0.0025046 |  | 6.6029e-07
| 0.012715 |  | 0.00011103 |  | 0 |  | 1.0043e-06 |  | 0.00012648 |  | 0.00019956 |  | 5.9863e-05 |  | -0.00024517 |  | 1.1273e-06 |  | 1.301e-06 |  | 1.203e-05 |  | 0.0023041 |  | 0.0026242 |  | 8.5227e-07 |  | 0.0024852 |  | 5.4893e-07
| 0.013199 |  | 6.1218e-05 |  | 8.8884e-07 |  | 1.0992e-06 |  | -0.00020641 |  | 0.00022146 |  | -0.00035708 |  | -8.7125e-05 |  | 1.1882e-06 |  | 1.3721e-06 |  | 0 |  | 0.0023631 |  | 0.0026158 |  | 8.5232e-07 |  | 0.0024717 |  | 4.9325e-07
| 0.01336 |  | 6.1223e-05 |  | 8.8884e-07 |  | 1.2362e-06 |  | -0.00043711 |  | 5.0715e-05 |  | -0.00027184 |  | -0.00014174 |  | 1.2442e-06 |  | 1.2365e-06 |  | 0 |  | 0.0023631 |  | 0.0024827 |  | 8.5227e-07 |  | 0.0024768 |  | 5.0682e-07
| 0.013391 |  | 3.5623e-05 |  | 0 |  | 1.3169e-06 |  | -0.00049377 |  | 5.4363e-05 |  | 0.00013883 |  | -0.0003407 |  | 1.2116e-06 |  | 1.1135e-06 |  | 0 |  | 0.0023361 |  | 0.0024498 |  | 0 |  | 0.0024937 |  | 5.9033e-07
| 0.014017 |  | 3.5626e-05 |  | 0 |  | 1.26e-06 |  | -0.00029141 |  | 9.5684e-05 |  | 0.00019695 |  | -0.00018076 |  | 1.1196e-06 |  | 1.1648e-06 |  | 0 |  | 0.0023774 |  | 0.0024709 |  | 5.6821e-07 |  | 0.002513 |  | 7.0175e-07
| 0.01443 |  | 8.0269e-05 |  | 8.8884e-07 |  | 1.1555e-06 |  | -0.00012648 |  | 0.00012288 |  | 0.00040291 |  | 0.00014494 |  | 1.0599e-06 |  | 1.1846e-06 |  | 3.0091e-05 |  | 0.0024785 |  | 0.0024574 |  | 5.6821e-07 |  | 0.0025139 |  | 8.83e-07
| 0.014526 |  | 8.0269e-05 |  | 8.8884e-07 |  | 1.0423e-06 |  | -0.0001538 |  | 0.00017017 |  | 0.00010784 |  | 0.00029908 |  | 1.1393e-06 |  | 1.2365e-06 |  | 3.0091e-05 |  | 0.0024699 |  | 0.0024505 |  | 0 |  | 0.0025179 |  | 9.5938e-07
| 0.014833 |  | 0.0001246 |  | 8.8891e-07 |  | 9.5079e-07 |  | 0.00014166 |  | 0.00015928 |  | 1.4851e-05 |  | 0.00019375 |  | 1.199e-06 |  | 1.1714e-06 |  | 0 |  | 0.0025215 |  | 0.0024802 |  | 8.5232e-07 |  | 0.0025113 |  | 1.098e-06
| 0.015145 |  | 0.00012461 |  | 1.7778e-06 |  | 9.8402e-07 |  | 0.00017808 |  | 0.00019397 |  | 0.00020082 |  | 0.00018596 |  | 1.2316e-06 |  | 1.1781e-06 |  | 0 |  | 0.0025238 |  | 0.0024817 |  | 8.5232e-07 |  | 0.0025078 |  | 1.1886e-06
| 0.015267 |  | 0.0001214 |  | 1.7777e-06 |  | 1.0884e-06 |  | -0.00020659 |  | 0.00013032 |  | -6.9281e-05 |  | 0.0005635 |  | 1.2655e-06 |  | 1.1846e-06 |  | 0 |  | 0.0025021 |  | 0.0024616 |  | 0 |  | 0.0024995 |  | 1.1471e-06
| 0.015628 |  | 0.00012141 |  | 2.8438e-06 |  | 1.2173e-06 |  | 9.309e-05 |  | 0.00011748 |  | -6.651e-05 |  | 0.00038881 |  | 1.2791e-06 |  | 1.0232e-06 |  | 0 |  | 0.0022703 |  | 0.0024497 |  | 0 |  | 0.0024969 |  | 9.9444e-07
| 0.01607 |  | 5.4587e-05 |  | 3.9099e-06 |  | 1.1746e-06 |  | 0.00019428 |  | 0.00019209 |  | -0.00014012 |  | 6.5015e-06 |  | 1.2748e-06 |  | 8.2905e-07 |  | 7.1312e-05 |  | 0.0021549 |  | 0.0024716 |  | 8.5237e-07 |  | 0.0024943 |  | 7.7885e-07
| 0.016245 |  | 5.4595e-05 |  | 1.9549e-06 |  | 1.1088e-06 |  | -6.4756e-05 |  | 8.1604e-05 |  | 0.00011946 |  | 0.00022106 |  | 1.233e-06 |  | 7.2534e-07 |  | 7.1323e-05 |  | 0.0022089 |  | 0.0025122 |  | 8.5237e-07 |  | 0.0024962 |  | 7.7171e-07
| 0.016433 |  | 9.382e-05 |  | 0 |  | 1.1054e-06 |  | 0.00011383 |  | 0.00014908 |  | 0.0004029 |  | 0.00035218 |  | 1.233e-06 |  | 8.0312e-07 |  | 2.5294e-05 |  | 0.0020293 |  | 0.0025348 |  | 2.5571e-06 |  | 0.0025045 |  | 9.1734e-07
| 0.017018 |  | 9.3827e-05 |  | 0 |  | 1.0654e-06 |  | 0.00023475 |  | 0.00031426 |  | 0.00021244 |  | 0.000342 |  | 1.2415e-06 |  | 8.0312e-07 |  | 2.5296e-05 |  | 0.0021439 |  | 0.002619 |  | 2.5571e-06 |  | 0.0025104 |  | 1.1465e-06
| 0.017647 |  | 8.805e-05 |  | 0 |  | 1.0241e-06 |  | -4.0474e-05 |  | 0.00029436 |  | -3.1633e-05 |  | 0.00028738 |  | 1.2757e-06 |  | 7.6396e-07 |  | 5.6619e-05 |  | 0.0023174 |  | 0.002614 |  | 8.5237e-07 |  | 0.0025196 |  | 1.293e-06
| 0.017975 |  | 8.8057e-05 |  | 0 |  | 9.9623e-07 |  | -0.00022261 |  | 0.00025839 |  | 6.1357e-05 |  | 0.00019376 |  | 1.35e-06 |  | 7.7054e-07 |  | 5.6624e-05 |  | 0.002181 |  | 0.0026005 |  | 8.5237e-07 |  | 0.0025104 |  | 1.2165e-06
| 0.018047 |  | 6.1309e-05 |  | 3.0216e-06 |  | 1.0946e-06 |  | -4.6375e-05 |  | 0.00020893 |  | 0.00010023 |  | 3.9277e-05 |  | 1.3833e-06 |  | 9.5204e-07 |  | 7.2299e-06 |  | 0.0023232 |  | 0.0026138 |  | 0 |  | 0.002506 |  | 9.3804e-07
| 0.018382 |  | 6.1314e-05 |  | 3.0219e-06 |  | 1.2249e-06 |  | -9.7135e-05 |  | 0.00014299 |  | -5.8761e-05 |  | -3.6417e-05 |  | 1.3203e-06 |  | 9.5811e-07 |  | 7.2305e-06 |  | 0.0025213 |  | 0.002571 |  | 0 |  | 0.0024952 |  | 7.1608e-07
| 0.018823 |  | 5.9089e-05 |  | 0 |  | 1.2105e-06 |  | -0.00010523 |  | 0.00022723 |  | 7.6841e-05 |  | 0.00012744 |  | 1.1713e-06 |  | 9.4473e-07 |  | 0 |  | 0.0025137 |  | 0.0025685 |  | 0 |  | 0.0024943 |  | 8.2025e-07
| 0.018943 |  | 5.9093e-05 |  | 0 |  | 1.0926e-06 |  | -0.00012547 |  | 0.00016397 |  | 9.6214e-05 |  | 2.6008e-05 |  | 1.036e-06 |  | 9.7074e-07 |  | 0 |  | 0.0025094 |  | 0.0025978 |  | 0 |  | 0.0024942 |  | 1.0424e-06
| 0.019222 |  | 8.9384e-05 |  | 8.8898e-07 |  | 9.6647e-07 |  | -0.00031619 |  | 9.4528e-05 |  | 0.0001204 |  | -5.0118e-05 |  | 1.0509e-06 |  | 9.7739e-07 |  | 0 |  | 0.0022837 |  | 0.002587 |  | 0 |  | 0.0024943 |  | 1.2373e-06
| 0.019548 |  | 8.9391e-05 |  | 8.8898e-07 |  | 9.5087e-07 |  | -0.00019832 |  | 0.00029647 |  | -0.00018274 |  | 2.6009e-06 |  | 1.1012e-06 |  | 9.3218e-07 |  | 0 |  | 0.0022558 |  | 0.002538 |  | 0 |  | 0.0025035 |  | 1.1816e-06
| 0.019567 |  | 2.2306e-05 |  | 8.8898e-07 |  | 9.5426e-07 |  | -2.0237e-05 |  | 0.00023635 |  | -0.00020599 |  | 0.00025227 |  | 1.0948e-06 |  | 9.0026e-07 |  | 1.929e-05 |  | 0.0024699 |  | 0.0025314 |  | 0 |  | 0.0025104 |  | 1.2722e-06
| 0.01964 |  | 2.2308e-05 |  | 8.8898e-07 |  | 9.8207e-07 |  | 1.2142e-05 |  | 0.00016497 |  | 0.00018532 |  | 0.00033419 |  | 1.0431e-06 |  | 1.1915e-06 |  | 1.9291e-05 |  | 0.0024243 |  | 0.0025195 |  | 0 |  | 0.0025203 |  | 1.4186e-06
| 0.020051 |  | 8.4916e-05 |  | 8.8898e-07 |  | 1.0689e-06 |  | 2.9513e-05 |  | 0.00023995 |  | 0.00018094 |  | 0.00011242 |  | 9.8421e-07 |  | 1.3657e-06 |  | 0 |  | 0.0022145 |  | 0.002538 |  | 8.5247e-07 |  | 0.0025153 |  | 1.3979e-06
| 0.020641 |  | 8.4922e-05 |  | 1.778e-06 |  | 1.1645e-06 |  | -0.00025498 |  | 0.00013433 |  | 6.5219e-05 |  | 0.00011574 |  | 1.0339e-06 |  | 1.2879e-06 |  | 0 |  | 0.0021514 |  | 0.0025869 |  | 8.5242e-07 |  | 0.0025127 |  | 1.2794e-06
| 0.02075 |  | 5.4668e-05 |  | 1.778e-06 |  | 1.1876e-06 |  | -0.00022261 |  | 0.00015429 |  | -0.00026797 |  | 1.0413e-05 |  | 1.1324e-06 |  | 9.4481e-07 |  | 0 |  | 0.0022465 |  | 0.0025826 |  | 8.5247e-07 |  | 0.0025068 |  | 9.2456e-07
| 0.020809 |  | 5.4676e-05 |  | 8.8898e-07 |  | 1.1604e-06 |  | -0.00017808 |  | 0.00024903 |  | -0.00025247 |  | 1.8211e-05 |  | 1.2005e-06 |  | 8.0252e-07 |  | 0 |  | 0.0023746 |  | 0.0025986 |  | 8.5247e-07 |  | 0.0025077 |  | 7.5107e-07
| 0.021307 |  | 3.4594e-05 |  | 8.8906e-07 |  | 1.2141e-06 |  | 3.3734e-05 |  | 0.00023297 |  | 0.00021322 |  | 0.00015307 |  | 1.2006e-06 |  | 7.8331e-07 |  | 0 |  | 0.0024378 |  | 0.0025869 |  | 8.5242e-07 |  | 0.0025144 |  | 7.4399e-07
| 0.021774 |  | 3.4597e-05 |  | 8.8898e-07 |  | 1.2832e-06 |  | 0.0002388 |  | 0.00011327 |  | 0.00074711 |  | -4.8113e-05 |  | 1.1438e-06 |  | 7.3803e-07 |  | 0 |  | 0.0023729 |  | 0.0025321 |  | 8.5247e-07 |  | 0.0025203 |  | 1.0359e-06
| 0.022016 |  | 6.5652e-05 |  | 0 |  | 1.208e-06 |  | -1.619e-05 |  | 9.0755e-05 |  | 0.00054952 |  | -0.00011443 |  | 1.0517e-06 |  | 7.7067e-07 |  | 1.689e-05 |  | 0.0024107 |  | 0.0025395 |  | 8.5252e-07 |  | 0.0025261 |  | 1.2866e-06
| 0.022358 |  | 6.5657e-05 |  | 8.8898e-07 |  | 1.0757e-06 |  | 9.3088e-05 |  | 0.00015964 |  | 4.5846e-05 |  | -4.8113e-05 |  | 9.8421e-07 |  | 9.1954e-07 |  | 1.6891e-05 |  | 0.0024934 |  | 0.0025119 |  | 8.5247e-07 |  | 0.0025178 |  | 1.3908e-06
| 0.023187 |  | 4.0186e-05 |  | 1.7781e-06 |  | 1.0174e-06 |  | 0.00026982 |  | 0.0001106 |  | 0.00023744 |  | -0.00013139 |  | 9.8217e-07 |  | 1.1204e-06 |  | 2.6546e-05 |  | 0.0023586 |  | 0.0024942 |  | 8.5247e-07 |  | 0.0025144 |  | 1.3909e-06
| 0.023563 |  | 4.0192e-05 |  | 1.7781e-06 |  | 1.0391e-06 |  | 0.00012547 |  | 0.0001177 |  | 0.00036741 |  | -2.081e-05 |  | 1.0432e-06 |  | 1.1916e-06 |  | 2.655e-05 |  | 0.0023155 |  | 0.0025075 |  | 8.5252e-07 |  | 0.0025075 |  | 1.2516e-06
| 0.023399 |  | 6.5678e-05 |  | 1.778e-06 |  | 1.0641e-06 |  | -2.0236e-05 |  | 0.00015067 |  | 0.00041003 |  | -9.1024e-05 |  | 1.0899e-06 |  | 1.2367e-06 |  | 1.2068e-06 |  | 0.0022279 |  | 0.0025016 |  | 0 |  | 0.002505 |  | 9.8738e-07
| 0.023844 |  | 6.5683e-05 |  | 8.8906e-07 |  | 1.0378e-06 |  | -7.2851e-05 |  | 0.0001655 |  | 0.00033642 |  | -4.0305e-05 |  | 1.1063e-06 |  | 1.2302e-06 |  | 1.2069e-06 |  | 0.0020798 |  | 0.0025742 |  | 5.6835e-07 |  | 0.0025077 |  | 6.6045e-07
| 0.024254 |  | 2.9034e-05 |  | 0 |  | 1.0839e-06 |  | 0.00010118 |  | 0.00024021 |  | 0.00016883 |  | 0.0002059 |  | 1.1212e-06 |  | 1.2302e-06 |  | 5.6734e-05 |  | 0.0022877 |  | 0.0025842 |  | 1.4209e-06 |  | 0.0025092 |  | 4.7981e-07
| 0.024276 |  | 2.9039e-05 |  | 0 |  | 1.0819e-06 |  | 4.8568e-05 |  | 0.00014943 |  | 0.0001427 |  | 0.00020546 |  | 1.1744e-06 |  | 1.1072e-06 |  | 5.6743e-05 |  | 0.002361 |  | 0.0026313 |  | 8.5252e-07 |  | 0.002516 |  | 4.9413e-07
| 0.024468 |  | 6.3662e-05 |  | 0 |  | 1.0574e-06 |  | -0.00010928 |  | 8.7598e-05 |  | -5.1024e-05 |  | 0.00024057 |  | 1.1644e-06 |  | 1.1005e-06 |  | 4.8292e-05 |  | 0.0022388 |  | 0.0026356 |  | 8.5252e-07 |  | 0.0025143 |  | 7.5827e-07
| 0.024802 |  | 6.3672e-05 |  | 0 |  | 1.0452e-06 |  | 2.833e-05 |  | 0.00014004 |  | -0.00029898 |  | -6.7619e-05 |  | 1.1176e-06 |  | 1.1916e-06 |  | 4.8299e-05 |  | 0.0022346 |  | 0.0025277 |  | 8.5252e-07 |  | 0.002516 |  | 1.0017e-06
| 0.025132 |  | 2.6812e-05 |  | 0 |  | 1.09e-06 |  | -0.00012648 |  | 0.00015616 |  | -2.4887e-05 |  | -7.0437e-05 |  | 1.0644e-06 |  | 1.0426e-06 |  | 6.6358e-05 |  | 0.0023761 |  | 0.0025202 |  | 0 |  | 0.0025202 |  | 1.1338e-06
| 0.025199 |  | 2.6816e-05 |  | 0 |  | 1.1627e-06 |  | -0.00019832 |  | 0.00018751 |  | 0.00011558 |  | -0.00013394 |  | 1.1248e-06 |  | 8.9376e-07 |  | 6.6368e-05 |  | 0.0024376 |  | 0.0025421 |  | 0 |  | 0.0025227 |  | 1.0361e-06
| 0.025356 |  | 5.5864e-06 |  | 0 |  | 1.1558e-06 |  | 6.8805e-05 |  | 0.00015658 |  | 0.0001427 |  | 9.2327e-05 |  | 1.2552e-06 |  | 9.7148e-07 |  | 4.4687e-05 |  | 0.0024695 |  | 0.0025604 |  | 0 |  | 0.0025242 |  | 1.0082e-06
| 0.025578 |  | 5.5872e-06 |  | 8.8913e-07 |  | 1.162e-06 |  | -0.00010927 |  | 8.8679e-05 |  | -4.3265e-05 |  | 0.00015475 |  | 1.3014e-06 |  | 1.1724e-06 |  | 4.4694e-05 |  | 0.0024123 |  | 0.0025488 |  | 0 |  | 0.0025143 |  | 1.0432e-06
| 0.025508 |  | 1.4527e-05 |  | 8.8906e-07 |  | 1.1354e-06 |  | -6.3233e-05 |  | 0.00014539 |  | -0.00022668 |  | -0.00018015 |  | 1.2282e-06 |  | 1.1656e-06 |  | 0 |  | 0.002125 |  | 0.0025369 |  | 0 |  | 0.0025082 |  | 1.1681e-06
| 0.025764 |  | 1.4529e-05 |  | 8.8913e-07 |  | 1.1009e-06 |  | 0.00031569 |  | 0.00020755 |  | -4.3265e-05 |  | -0.00018855 |  | 1.1354e-06 |  | 1.0813e-06 |  | 0 |  | 0.0021942 |  | 0.0025665 |  | 5.6838e-07 |  | 0.002505 |  | 1.2725e-06
| 0.025863 |  | 0.00011539 |  | 1.7783e-06 |  | 1.0663e-06 |  | 0.00013356 |  | 0.00013076 |  | -8.5881e-05 |  | -0.0003134 |  | 1.1603e-06 |  | 1.2562e-06 |  | 0 |  | 0.0023356 |  | 0.0025672 |  | 5.6838e-07 |  | 0.0025049 |  | 1.2096e-06
| 0.026155 |  | 0.00011539 |  | 1.7783e-06 |  | 1.1023e-06 |  | -6.4756e-05 |  | 9.6072e-05 |  | -0.00013237 |  | -0.00029779 |  | 1.1851e-06 |  | 1.4311e-06 |  | 0 |  | 0.0023339 |  | 0.0025647 |  | 0 |  | 0.0025107 |  | 1.1125e-06
| 0.026539 |  | 7.4791e-05 |  | 8.8913e-07 |  | 9.8969e-07 |  | -0.00032462 |  | 4.3321e-05 |  | -0.00027107 |  | -4.1991e-05 |  | 1.0071e-06 |  | 1.1205e-06 |  | 4.7132e-05 |  | 0.0022481 |  | 0.0025766 |  | 0 |  | 0.0025463 |  | 7.6476e-07
| 0.026021 |  | 7.4791e-05 |  | 0 |  | 1.5235e-06 |  | -0.00047354 |  | 0.00016763 |  | -0.00045394 |  | -0.00012614 |  | 1.6198e-06 |  | 1.3533e-06 |  | 4.7132e-05 |  | 0.0022614 |  | 0.0027095 |  | 0 |  | 0.002547 |  | 1.3489e-06
| 0.026087 |  | 7.2868e-05 |  | 3.0224e-06 |  | 2.0153e-06 |  | -2.8339e-05 |  | 0.00033919 |  | -0.00027185 |  | -0.00025878 |  | 2.2276e-06 |  | 1.7676e-06 |  | 3.0217e-05 |  | 0.0023869 |  | 0.0025899 |  | 4.2628e-06 |  | 0.0025444 |  | 1.8566e-06
| 0.026356 |  | 7.2879e-05 |  | 3.9115e-06 |  | 2.6238e-06 |  | 0.00021451 |  | 0.00022221 |  | -0.00019824 |  | -0.00033679 |  | 2.9226e-06 |  | 2.3441e-06 |  | 3.0222e-05 |  | 0.0024467 |  | 0.0025933 |  | 4.2631e-06 |  | 0.0025166 |  | 2.4407e-06
| 0.026538 |  | 5.5918e-05 |  | 3.9115e-06 |  | 2.5566e-06 |  | 4.2159e-05 |  | 0.00017836 |  | 8.4073e-05 |  | 2.7093e-05 |  | 2.7822e-06 |  | 2.2663e-06 |  | 0 |  | 0.0023691 |  | 0.0025544 |  | 2.5577e-06 |  | 0.0025241 |  | 2.2736e-06
| 0.026634 |  | 5.5926e-05 |  | 3.0224e-06 |  | 2.5058e-06 |  | -0.00011333 |  | 0.00022061 |  | 0.0003093 |  | 0.00019375 |  | 2.6702e-06 |  | 2.2144e-06 |  | 0 |  | 0.0022261 |  | 0.0025529 |  | 2.5579e-06 |  | 0.0025251 |  | 2.2314e-06
| 0.026535 |  | 2.6845e-05 |  | 1.9556e-06 |  | 2.5189e-06 |  | 0.00013761 |  | 0.00022448 |  | 0.0001582 |  | -9.1025e-05 |  | 2.6803e-06 |  | 2.2406e-06 |  | 0 |  | 0.0023861 |  | 0.0025899 |  | 4.2631e-06 |  | 0.00252 |  | 2.3573e-06
| 0.026765 |  | 2.6849e-05 |  | 1.9554e-06 |  | 2.5756e-06 |  | 0.00018888 |  | 0.00017862 |  | -2.6368e-05 |  | 0.00015171 |  | 2.6453e-06 |  | 2.4219e-06 |  | 0 |  | 0.0025131 |  | 0.0025797 |  | 4.2631e-06 |  | 0.002514 |  | 2.3992e-06
| 0.027148 |  | 0.00012065 |  | 3.0226e-06 |  | 2.6233e-06 |  | 8.6005e-05 |  | 0.00019477 |  | 0.00016385 |  | 0.00065669 |  | 2.5931e-06 |  | 2.5644e-06 |  | 1.3303e-05 |  | 0.0024518 |  | 0.0025268 |  | 8.5262e-07 |  | 0.0025141 |  | 2.3573e-06
| 0.027014 |  | 0.00012067 |  | 3.0224e-06 |  | 2.6279e-06 |  | 5.7337e-05 |  | 0.00025683 |  | -9.0938e-05 |  | 0.00034026 |  | 2.7879e-06 |  | 2.6806e-06 |  | 1.3305e-05 |  | 0.0023994 |  | 0.0025013 |  | 8.5267e-07 |  | 0.0025123 |  | 2.5656e-06
| 0.026639 |  | 6.5175e-05 |  | 1.9556e-06 |  | 2.5867e-06 |  | -2.5295e-05 |  | 0.00025877 |  | -0.00039792 |  | 0.00027633 |  | 3.0356e-06 |  | 2.6423e-06 |  | 0 |  | 0.0024021 |  | 0.0025267 |  | 2.5579e-06 |  | 0.0025133 |  | 2.8165e-06
| 0.02647 |  | 6.5185e-05 |  | 1.9556e-06 |  | 2.4829e-06 |  | -2.6982e-05 |  | 0.00017661 |  | -0.00015228 |  | 3.1426e-05 |  | 3.1775e-06 |  | 2.4866e-06 |  | 0 |  | 0.0022024 |  | 0.0025392 |  | 2.558e-06 |  | 0.002514 |  | 2.8579e-06
| 0.026487 |  | 9.1654e-05 |  | 4.089e-06 |  | 2.43e-06 |  | 0.00025801 |  | 0.0001366 |  | -0.00026717 |  | -1.1378e-05 |  | 3.0697e-06 |  | 2.3703e-06 |  | 8.9718e-05 |  | 0.0021527 |  | 0.0024912 |  | 4.2631e-06 |  | 0.0025131 |  | 2.6494e-06
| 0.026415 |  | 9.1661e-05 |  | 4.089e-06 |  | 2.4029e-06 |  | -8.7692e-05 |  | 0.00023173 |  | -8.4482e-05 |  | -6.6104e-05 |  | 2.9938e-06 |  | 2.4873e-06 |  | 8.9724e-05 |  | 0.0022226 |  | 0.0024853 |  | 4.2633e-06 |  | 0.0025182 |  | 2.6494e-06
| 0.026324 |  | 5.0376e-05 |  | 1.9556e-06 |  | 2.4273e-06 |  | 5.06e-05 |  | 0.00012202 |  | 0.000106 |  | 0.00017121 |  | 3.0257e-06 |  | 2.7334e-06 |  | 0 |  | 0.0021139 |  | 0.0025451 |  | 8.5267e-07 |  | 0.0025199 |  | 2.8158e-06
| 0.026138 |  | 5.0376e-05 |  | 1.9556e-06 |  | 2.4795e-06 |  | 0.00050086 |  | 5.0709e-05 |  | 5.2459e-05 |  | 0.00050552 |  | 3.0172e-06 |  | 2.8238e-06 |  | 0 |  | 0.0022268 |  | 0.0025704 |  | 8.5267e-07 |  | 0.0025232 |  | 2.8993e-06
| 0.025843 |  | 8.5232e-05 |  | 1.9556e-06 |  | 2.508e-06 |  | 1.6864e-05 |  | 0.00015274 |  | -0.00021363 |  | 0.00013871 |  | 2.9775e-06 |  | 2.6682e-06 |  | 0 |  | 0.0023159 |  | 0.0025273 |  | 2.558e-06 |  | 0.0025231 |  | 2.8165e-06
| 0.025671 |  | 8.5239e-05 |  | 1.9556e-06 |  | 2.6844e-06 |  | -4.0473e-05 |  | 0.00025895 |  | -7.3451e-05 |  | 0.00023244 |  | 3.0059e-06 |  | 2.6163e-06 |  | 0 |  | 0.0023135 |  | 0.0025274 |  | 2.558e-06 |  | 0.0025215 |  | 2.6494e-06
| 0.02539 |  | 8.8475e-05 |  | 8.892e-07 |  | 2.8187e-06 |  | -3.7101e-05 |  | 0.00030159 |  | 2.852e-05 |  | -1.0837e-05 |  | 3.0747e-06 |  | 2.7201e-06 |  | 1.2105e-05 |  | 0.0023641 |  | 0.0025317 |  | 8.5272e-07 |  | 0.0025182 |  | 2.5658e-06
| 0.025138 |  | 8.8488e-05 |  | 8.8928e-07 |  | 2.7986e-06 |  | -0.0004199 |  | 0.00014774 |  | -0.00039793 |  | -0.00015767 |  | 3.0451e-06 |  | 2.8367e-06 |  | 1.2107e-05 |  | 0.0023496 |  | 0.0025492 |  | 8.5267e-07 |  | 0.0025121 |  | 2.2739e-06
| 0.024857 |  | 6.5236e-05 |  | 3.0226e-06 |  | 2.6376e-06 |  | -4.3846e-05 |  | 0.00010511 |  | 5.758e-05 |  | 6.7186e-05 |  | 2.9463e-06 |  | 2.8365e-06 |  | 2.9056e-05 |  | 0.0023843 |  | 0.0025359 |  | 5.968e-06 |  | 0.0025123 |  | 2.0652e-06
| 0.024578 |  | 6.5246e-05 |  | 3.0229e-06 |  | 2.5048e-06 |  | 0.0001484 |  | 0.00022093 |  | 0.0002287 |  | -5.6345e-05 |  | 2.999e-06 |  | 2.8367e-06 |  | 2.906e-05 |  | 0.0023336 |  | 0.0025037 |  | 5.9676e-06 |  | 0.0025155 |  | 1.899e-06
| 0.024195 |  | 6.9773e-05 |  | 8.892e-07 |  | 2.5318e-06 |  | -0.00026307 |  | 0.00015157 |  | -0.00028654 |  | -0.0002113 |  | 3.1505e-06 |  | 2.8491e-06 |  | 4.8435e-06 |  | 0.0023168 |  | 0.0026284 |  | 2.5582e-06 |  | 0.0025197 |  | 1.9403e-06
| 0.023771 |  | 6.9779e-05 |  | 8.8928e-07 |  | 2.5639e-06 |  | -9.1064e-05 |  | 0.0001167 |  | -0.00037183 |  | -0.00015063 |  | 3.1529e-06 |  | 2.7848e-06 |  | 4.8439e-06 |  | 0.0023521 |  | 0.0026536 |  | 2.5582e-06 |  | 0.0025214 |  | 2.3575e-06
| 0.023354 |  | 9.3053e-05 |  | 3.0226e-06 |  | 2.5711e-06 |  | 0.00014166 |  | 0.00014239 |  | -0.00035434 |  | -0.0001723 |  | 3.0037e-06 |  | 2.7068e-06 |  | 3.1492e-05 |  | 0.00239 |  | 0.0025113 |  | 4.2636e-06 |  | 0.0025197 |  | 2.7329e-06
| 0.022823 |  | 9.306e-05 |  | 3.0229e-06 |  | 2.5822e-06 |  | 0.00015177 |  | 9.0804e-05 |  | 5.9192e-06 |  | 0.00030125 |  | 2.8827e-06 |  | 2.5773e-06 |  | 3.1495e-05 |  | 0.0022814 |  | 0.0024742 |  | 4.2636e-06 |  | 0.0025163 |  | 2.9003e-06
| 0.022511 |  | 4.5945e-05 |  | 1.9557e-06 |  | 2.5869e-06 |  | 0.00034907 |  | 0.00016231 |  | 0.00015901 |  | 0.0005494 |  | 2.9125e-06 |  | 2.5254e-06 |  | 0 |  | 0.0021946 |  | 0.0024978 |  | 8.5272e-07 |  | 0.002513 |  | 2.6917e-06
| 0.022287 |  | 4.5952e-05 |  | 1.9557e-06 |  | 2.5252e-06 |  | 0.00013828 |  | 0.00012992 |  | -1.3447e-05 |  | 2.1661e-06 |  | 3.0487e-06 |  | 2.409e-06 |  | 0 |  | 0.0021054 |  | 0.002518 |  | 8.5277e-07 |  | 0.0025096 |  | 2.7332e-06
| 0.022067 |  | 4.2597e-05 |  | 4.0893e-06 |  | 2.4539e-06 |  | 4.0473e-05 |  | 0.00015903 |  | -5.5419e-05 |  | 0.00010294 |  | 3.1529e-06 |  | 2.3319e-06 |  | 7.1756e-05 |  | 0.0022164 |  | 0.0026172 |  | 2.5582e-06 |  | 0.0025103 |  | 2.9831e-06
| 0.021671 |  | 4.2597e-05 |  | 4.0893e-06 |  | 2.4105e-06 |  | 0.00021248 |  | 0.00015903 |  | -0.00029137 |  | 0.00028121 |  | 3.2125e-06 |  | 2.2541e-06 |  | 7.1756e-05 |  | 0.0023572 |  | 0.0025643 |  | 2.5583e-06 |  | 0.0025096 |  | 3.1502e-06
| 0.021123 |  | 9.0517e-05 |  | 3.0229e-06 |  | 2.4411e-06 |  | -3.3727e-05 |  | 0.00012802 |  | -0.00038151 |  | -4.9848e-05 |  | 3.1678e-06 |  | 2.2541e-06 |  | 8.4834e-06 |  | 0.0022223 |  | 0.0025524 |  | 4.2636e-06 |  | 0.0025095 |  | 3.0667e-06
| 0.020739 |  | 9.0524e-05 |  | 3.0231e-06 |  | 2.4738e-06 |  | -0.0003339 |  | 0.00030714 |  | 7.6679e-05 |  | 3.2509e-06 |  | 3.1574e-06 |  | 2.3707e-06 |  | 8.484e-06 |  | 0.0022376 |  | 0.0026048 |  | 4.2638e-06 |  | 0.0025121 |  | 2.6984e-06
| 0.020142 |  | 0.00011446 |  | 5.1565e-06 |  | 2.4763e-06 |  | 4.3846e-05 |  | 0.00022287 |  | 0.00026098 |  | 0.00019722 |  | 3.1905e-06 |  | 2.4868e-06 |  | 0 |  | 0.002197 |  | 0.0025768 |  | 5.9683e-06 |  | 0.0025162 |  | 2.4132e-06
| 0.019457 |  | 0.00011447 |  | 5.1565e-06 |  | 2.4953e-06 |  | -0.00012647 |  | 0.00018279 |  | -8.0609e-07 |  | -0.00015766 |  | 3.1827e-06 |  | 2.5261e-06 |  | 0 |  | 0.0021794 |  | 0.0025954 |  | 5.9683e-06 |  | 0.0025238 |  | 2.1275e-06
| 0.019262 |  | 0.00016623 |  | 1.9559e-06 |  | 2.5132e-06 |  | -0.00024621 |  | 0.00013906 |  | 9.6322e-05 |  | -0.00022214 |  | 3.1418e-06 |  | 2.4485e-06 |  | 0 |  | 0.0022349 |  | 0.0025507 |  | 4.2638e-06 |  | 0.0025221 |  | 2.1277e-06
| 0.019013 |  | 0.00016624 |  | 1.9557e-06 |  | 2.4736e-06 |  | -3.7099e-05 |  | 6.5332e-05 |  | 0.0002965 |  | -0.00011811 |  | 3.165e-06 |  | 2.4483e-06 |  | 0 |  | 0.0022156 |  | 0.0025381 |  | 4.2638e-06 |  | 0.0025212 |  | 2.4968e-06
| 0.018294 |  | 0.00010868 |  | 1.9559e-06 |  | 2.4134e-06 |  | 6.5769e-05 |  | 0.0001973 |  | 0.00037693 |  | -2.112e-05 |  | 3.2305e-06 |  | 2.5263e-06 |  | 2.6676e-05 |  | 0.0021827 |  | 0.0025482 |  | 8.5282e-07 |  | 0.0025179 |  | 2.8655e-06
| 0.017829 |  | 0.00010869 |  | 1.9557e-06 |  | 2.5069e-06 |  | -0.00017201 |  | 0.00014239 |  | 0.00031263 |  | 0.00013221 |  | 3.2529e-06 |  | 2.7589e-06 |  | 2.6678e-05 |  | 0.0023074 |  | 0.0025406 |  | 8.5277e-07 |  | 0.0025162 |  | 2.8996e-06
| 0.01749 |  | 6.0583e-05 |  | 3.0231e-06 |  | 2.6814e-06 |  | -0.0003592 |  | 6.1523e-05 |  | 0.00021228 |  | 0.00016418 |  | 3.2092e-06 |  | 2.9147e-06 |  | 0 |  | 0.0023123 |  | 0.0025851 |  | 2.5585e-06 |  | 0.0025186 |  | 2.5663e-06
| 0.017197 |  | 6.0592e-05 |  | 3.0231e-06 |  | 2.7222e-06 |  | 2.3609e-05 |  | 8.7253e-05 |  | -7.1568e-05 |  | 0.00017447 |  | 3.2256e-06 |  | 2.8376e-06 |  | 0 |  | 0.0023537 |  | 0.0025987 |  | 2.5583e-06 |  | 0.0025128 |  | 2.2327e-06
| 0.016596 |  | 3.3663e-05 |  | 3.0231e-06 |  | 2.5871e-06 |  | 2.5296e-05 |  | 0.00015326 |  | -0.00021874 |  | -0.00012841 |  | 3.2851e-06 |  | 2.6041e-06 |  | 7.2777e-06 |  | 0.0023594 |  | 0.0025868 |  | 5.9687e-06 |  | 0.0025068 |  | 2.2327e-06
| 0.01599 |  | 3.367e-05 |  | 3.0231e-06 |  | 2.5111e-06 |  | -9.781e-05 |  | 0.00011715 |  | -0.00043641 |  | -0.00013437 |  | 3.2163e-06 |  | 2.487e-06 |  | 7.2794e-06 |  | 0.0021617 |  | 0.0025852 |  | 5.9687e-06 |  | 0.0024909 |  | 2.3998e-06
| 0.015687 |  | 0.00014045 |  | 1.9559e-06 |  | 2.5783e-06 |  | -7.42e-05 |  | 8.8026e-05 |  | -0.00032341 |  | 7.0437e-05 |  | 3.0886e-06 |  | 2.6035e-06 |  | 1.2132e-05 |  | 0.0021051 |  | 0.002575 |  | 2.5585e-06 |  | 0.0024824 |  | 2.567e-06
| 0.015173 |  | 0.00014046 |  | 1.9559e-06 |  | 2.5356e-06 |  | 0.00012648 |  | 0.00010764 |  | -4.4392e-05 |  | 0.00022269 |  | 2.9397e-06 |  | 2.7591e-06 |  | 1.2133e-05 |  | 0.002234 |  | 0.0025767 |  | 2.5585e-06 |  | 0.0024638 |  | 2.9005e-06
| 0.014594 |  | 0.00010229 |  | 1.9559e-06 |  | 2.4168e-06 |  | 0.00013828 |  | 0.00014455 |  | 5.1121e-05 |  | 0.00021998 |  | 2.917e-06 |  | 2.7984e-06 |  | 1.5775e-05 |  | 0.0022062 |  | 0.0024967 |  | 2.5585e-06 |  | 0.0024487 |  | 3.0669e-06
| 0.014226 |  | 0.0001023 |  | 1.9559e-06 |  | 2.3585e-06 |  | 0.00028837 |  | 0.00023632 |  | 0.00024618 |  | 0.00034947 |  | 2.9915e-06 |  | 2.8369e-06 |  | 1.5776e-05 |  | 0.002271 |  | 0.0024386 |  | 2.5586e-06 |  | 0.0024394 |  | 3.1505e-06
| 0.013991 |  | 6.8635e-05 |  | 4.0897e-06 |  | 2.4229e-06 |  | 0.00019899 |  | 0.00023634 |  | 2.529e-05 |  | 9.3193e-05 |  | 3.0908e-06 |  | 2.8369e-06 |  | 0 |  | 0.0024782 |  | 0.0024916 |  | 2.5585e-06 |  | 0.0024419 |  | 3.0884e-06
| 0.013303 |  | 6.864e-05 |  | 4.09e-06 |  | 2.4347e-06 |  | 1.0119e-05 |  | 0.00018503 |  | -9.2823e-05 |  | -0.00015767 |  | 3.0414e-06 |  | 2.7986e-06 |  | 0 |  | 0.0024175 |  | 0.0025211 |  | 2.5585e-06 |  | 0.0024487 |  | 2.9008e-06
| 0.012629 |  | 0.00012046 |  | 4.0897e-06 |  | 2.3795e-06 |  | -4.3846e-05 |  | 7.9979e-05 |  | 9.6321e-05 |  | -2.0591e-05 |  | 2.8921e-06 |  | 2.7591e-06 |  | 2.1851e-05 |  | 0.0024175 |  | 0.0024689 |  | 2.5586e-06 |  | 0.0024529 |  | 2.7748e-06
| 0.012383 |  | 0.00012047 |  | 4.09e-06 |  | 2.3119e-06 |  | 0.00014503 |  | 9.8288e-05 |  | 0.00016089 |  | 0.00016146 |  | 2.808e-06 |  | 2.5258e-06 |  | 2.1853e-05 |  | 0.0024561 |  | 0.0024788 |  | 2.5586e-06 |  | 0.0024637 |  | 2.5036e-06
| 0.012118 |  | 0.00016064 |  | 4.0897e-06 |  | 2.2893e-06 |  | 0.00010624 |  | 0.00016971 |  | -7.3453e-05 |  | 0.00041775 |  | 2.8737e-06 |  | 2.3447e-06 |  | 0 |  | 0.002431 |  | 0.0025708 |  | 2.5586e-06 |  | 0.0024756 |  | 2.3577e-06
| 0.011807 |  | 0.00016065 |  | 4.09e-06 |  | 2.4252e-06 |  | 1.349e-05 |  | 0.00019369 |  | -1.991e-05 |  | 9.6444e-05 |  | 3.0619e-06 |  | 2.319e-06 |  | 0 |  | 0.0024536 |  | 0.0025934 |  | 2.5586e-06 |  | 0.0024856 |  | 2.3579e-06
| 0.01149 |  | 7.6446e-05 |  | 3.0234e-06 |  | 2.5799e-06 |  | 0.00024284 |  | 0.00016844 |  | 0.00014448 |  | 0.00013979 |  | 3.1811e-06 |  | 2.4739e-06 |  | 0 |  | 0.0024571 |  | 0.002511 |  | 2.5586e-06 |  | 0.0024891 |  | 2.4829e-06
| 0.01129 |  | 7.6458e-05 |  | 3.0231e-06 |  | 2.7167e-06 |  | 0.00012816 |  | 0.0001594 |  | -5.8653e-05 |  | 0.00028825 |  | 3.2312e-06 |  | 2.5775e-06 |  | 0 |  | 0.0024224 |  | 0.0024839 |  | 2.5586e-06 |  | 0.0024965 |  | 2.6077e-06
| 0.011041 |  | 2.5844e-05 |  | 3.0234e-06 |  | 2.6952e-06 |  | -0.00019731 |  | 0.00016654 |  | -0.00014125 |  | -5.5265e-05 |  | 3.1634e-06 |  | 2.5258e-06 |  | 2.0648e-05 |  | 0.0024073 |  | 0.0025445 |  | 2.5586e-06 |  | 0.0025033 |  | 2.6079e-06
| 0.010506 |  | 2.5846e-05 |  | 3.0234e-06 |  | 2.6152e-06 |  | -0.00014166 |  | 0.00021062 |  | -2.6367e-05 |  | -0.00016038 |  | 3.1712e-06 |  | 2.4094e-06 |  | 2.065e-05 |  | 0.0022793 |  | 0.0025597 |  | 2.5588e-06 |  | 0.0025117 |  | 2.8586e-06
| 0.010219 |  | 7.7772e-05 |  | 3.0234e-06 |  | 2.5534e-06 |  | 2.3609e-05 |  | 0.00029165 |  | -4.5739e-05 |  | -1.0831e-06 |  | 3.2556e-06 |  | 2.3323e-06 |  | 3.0369e-05 |  | 0.0021799 |  | 0.0025673 |  | 2.5586e-06 |  | 0.0025142 |  | 3.1093e-06
| 0.010001 |  | 7.7784e-05 |  | 3.0234e-06 |  | 2.493e-06 |  | 1.5177e-05 |  | 0.00020519 |  | -0.00027686 |  | 9.5903e-05 |  | 3.2535e-06 |  | 2.3708e-06 |  | 3.0374e-05 |  | 0.0022472 |  | 0.0025848 |  | 2.5588e-06 |  | 0.0025191 |  | 3.0258e-06
| 0.00957 |  | 3.8215e-05 |  | 1.9561e-06 |  | 2.5202e-06 |  | 7.42e-05 |  | 5.0913e-05 |  | -0.0001878 |  | -3.6844e-05 |  | 3.1712e-06 |  | 2.4873e-06 |  | 4.1309e-05 |  | 0.002366 |  | 0.0026068 |  | 2.5586e-06 |  | 0.0025201 |  | 2.6915e-06
| 0.0092694 |  | 3.8221e-05 |  | 1.9561e-06 |  | 2.5867e-06 |  | 0.00018719 |  | 0 |  | 0.00013964 |  | -0.00026495 |  | 3.0392e-06 |  | 2.6043e-06 |  | 4.1315e-05 |  | 0.0023281 |  | 0.0025858 |  | 2.5588e-06 |  | 0.0025218 |  | 2.5665e-06
| 0.0092565 |  | 7.5209e-05 |  | 8.895e-07 |  | 2.6262e-06 |  | 0.00025295 |  | 8.894e-06 |  | 0.00042241 |  | -0.00013437 |  | 2.9898e-06 |  | 2.6045e-06 |  | 7.6505e-05 |  | 0.0023078 |  | 0.0025713 |  | 8.5292e-07 |  | 0.0025208 |  | 2.7753e-06
| 0.009125 |  | 7.522e-05 |  | 8.8942e-07 |  | 2.6342e-06 |  | 0.00032883 |  | 0.00013729 |  | 0.00046896 |  | 7.6396e-05 |  | 3.0712e-06 |  | 2.6429e-06 |  | 7.6517e-05 |  | 0.0022093 |  | 0.0025789 |  | 8.5292e-07 |  | 0.0025225 |  | 2.8586e-06
| 0.0087917 |  | 0.00010246 |  | 8.8942e-07 |  | 2.6043e-06 |  | -1.3491e-05 |  | 0.00021075 |  | 0.00029973 |  | 0.0001192 |  | 3.1932e-06 |  | 2.6815e-06 |  | 0 |  | 0.0021353 |  | 0.002638 |  | 8.5292e-07 |  | 0.0025218 |  | 2.7336e-06
| 0.0086867 |  | 0.00010247 |  | 8.895e-07 |  | 2.5475e-06 |  | 5.0592e-05 |  | 0.00023672 |  | 0.00010279 |  | -1.0831e-06 |  | 3.1487e-06 |  | 2.6431e-06 |  | 0 |  | 0.0022851 |  | 0.0026319 |  | 8.5297e-07 |  | 0.0025191 |  | 2.8174e-06
| 0.0083345 |  | 9.0804e-05 |  | 1.9561e-06 |  | 2.4937e-06 |  | 0.00018719 |  | 0.00015437 |  | -0.00056743 |  | -6.0143e-05 |  | 2.9768e-06 |  | 2.5651e-06 |  | 4.1334e-05 |  | 0.0023398 |  | 0.0025503 |  | 4.2646e-06 |  | 0.0025166 |  | 3.0258e-06
| 0.0079732 |  | 9.0818e-05 |  | 1.9562e-06 |  | 2.3908e-06 |  | 0.00015177 |  | 8.0439e-05 |  | -0.00013292 |  | -2.384e-05 |  | 2.843e-06 |  | 2.526e-06 |  | 4.1341e-05 |  | 0.0020055 |  | 0.0025679 |  | 4.2646e-06 |  | 0.0025191 |  | 3.026e-06
| 0.0079855 |  | 9.9251e-05 |  | 3.0236e-06 |  | 2.3399e-06 |  | 0.00032884 |  | 0.00023483 |  | 0.00014932 |  | 0.00024219 |  | 2.8806e-06 |  | 2.5653e-06 |  | 8.0439e-05 |  | 0.0019062 |  | 0.002589 |  | 2.5589e-06 |  | 0.0025208 |  | 2.8174e-06
| 0.0076526 |  | 9.9266e-05 |  | 3.0234e-06 |  | 2.3417e-06 |  | 0.00020574 |  | 0.00018143 |  | -5.8653e-05 |  | -1.0844e-05 |  | 2.9399e-06 |  | 2.3256e-06 |  | 8.0451e-05 |  | 0.0022184 |  | 0.0025829 |  | 2.5589e-06 |  | 0.0025198 |  | 2.525e-06
| 0.0072619 |  | 0.00011485 |  | 1.9562e-06 |  | 2.3921e-06 |  | -0.00021247 |  | 9.6444e-05 |  | 0.00021712 |  | -0.00038687 |  | 2.9622e-06 |  | 2.047e-06 |  | 1.7026e-05 |  | 0.0022943 |  | 0.0025284 |  | 4.2646e-06 |  | 0.00252 |  | 2.4417e-06
| 0.0072761 |  | 0.00011486 |  | 1.9562e-06 |  | 2.5828e-06 |  | -0.00034064 |  | 0.0001333 |  | -0.00016843 |  | 0.0001062 |  | 3.1111e-06 |  | 1.9306e-06 |  | 1.7028e-05 |  | 0.0022825 |  | 0.0025048 |  | 4.2648e-06 |  | 0.0025191 |  | 2.4831e-06
| 0.0070949 |  | 3.0385e-05 |  | 3.0236e-06 |  | 2.724e-06 |  | 0.00021586 |  | 0.00022028 |  | -0.00041057 |  | 0.00040854 |  | 3.2381e-06 |  | 2.093e-06 |  | 0 |  | 0.0023178 |  | 0.0025872 |  | 4.2648e-06 |  | 0.002519 |  | 2.6088e-06
| 0.0068288 |  | 3.0385e-05 |  | 3.0236e-06 |  | 2.7979e-06 |  | 0.00059193 |  | 0.00021476 |  | -0.00034949 |  | 0.00045189 |  | 3.2985e-06 |  | 2.371e-06 |  | 0 |  | 0.0023927 |  | 0.0025973 |  | 4.2648e-06 |  | 0.0025206 |  | 2.8596e-06
| 0.006724 |  | 7.7892e-05 |  | 1.9562e-06 |  | 2.7375e-06 |  | 0.00021586 |  | 0.00010595 |  | -0.00010062 |  | 8.0189e-05 |  | 3.2311e-06 |  | 2.4875e-06 |  | 1.9467e-05 |  | 0.002114 |  | 0.0026082 |  | 4.2648e-06 |  | 0.0025249 |  | 2.9846e-06
| 0.0065519 |  | 7.7898e-05 |  | 1.9562e-06 |  | 2.6025e-06 |  | 0.00026308 |  | 0.00011706 |  | 0.00014448 |  | 4.7138e-05 |  | 3.0813e-06 |  | 2.4615e-06 |  | 1.9468e-05 |  | 0.0018573 |  | 0.0026084 |  | 4.2651e-06 |  | 0.002525 |  | 2.9424e-06
| 0.0063614 |  | 9.544e-05 |  | 1.9562e-06 |  | 2.5326e-06 |  | 0.00010793 |  | 0.00031618 |  | 8.3406e-05 |  | -4.3348e-06 |  | 2.9998e-06 |  | 2.3318e-06 |  | 1.2169e-05 |  | 0.0019305 |  | 0.0026107 |  | 2.5589e-06 |  | 0.0025206 |  | 2.7753e-06
| 0.0062211 |  | 9.544e-05 |  | 1.9562e-06 |  | 2.5401e-06 |  | -0.00031367 |  | 0.00028665 |  | -3.9542e-05 |  | -0.00023081 |  | 3.0374e-06 |  | 2.4229e-06 |  | 1.2169e-05 |  | 0.0019607 |  | 0.0026022 |  | 2.5591e-06 |  | 0.0025188 |  | 2.7338e-06
| 0.0060065 |  | 0.00011493 |  | 1.9564e-06 |  | 2.6183e-06 |  | -0.00021248 |  | 3.9943e-05 |  | -0.00013291 |  | 1.8425e-05 |  | 3.1568e-06 |  | 2.6434e-06 |  | 3.1646e-05 |  | 0.0021906 |  | 0.0025476 |  | 5.9697e-06 |  | 0.0025198 |  | 2.8591e-06
| 0.0057849 |  | 0.00011494 |  | 1.9562e-06 |  | 2.6242e-06 |  | 0.0001113 |  | 6.0227e-05 |  | -0.00012 |  | 5.7428e-05 |  | 3.246e-06 |  | 2.695e-06 |  | 3.1648e-05 |  | 0.0023169 |  | 0.002556 |  | 5.9701e-06 |  | 0.0025181 |  | 3.0253e-06
| 0.0055967 |  | 9.6776e-05 |  | 8.895e-07 |  | 2.5421e-06 |  | -0.0001113 |  | 0.00025509 |  | 4.7618e-05 |  | -6.4983e-06 |  | 3.2161e-06 |  | 2.5267e-06 |  | 6.56e-05 |  | 0.0023538 |  | 0.0025424 |  | 4.2651e-06 |  | 0.0025163 |  | 3.0674e-06
| 0.0054259 |  | 9.6775e-05 |  | 8.8957e-07 |  | 2.4195e-06 |  | 0.00021924 |  | 0.00035852 |  | 5.7573e-05 |  | 3.7933e-05 |  | 3.1788e-06 |  | 2.3646e-06 |  | 6.5599e-05 |  | 0.0021561 |  | 0.0025459 |  | 4.2651e-06 |  | 0.0025139 |  | 3.0677e-06
| 0.0052793 |  | 7.9901e-05 |  | 3.0236e-06 |  | 2.3765e-06 |  | 0.00026814 |  | 0.0001637 |  | -2.0178e-05 |  | 0.00020319 |  | 3.1899e-06 |  | 2.3577e-06 |  | 5.2357e-05 |  | 0.0020811 |  | 0.0025432 |  | 8.5302e-07 |  | 0.0025138 |  | 3.0253e-06
| 0.0052518 |  | 7.9907e-05 |  | 3.0239e-06 |  | 2.4853e-06 |  | -0.00020574 |  | 0.00014487 |  | -4.2504e-05 |  | 7.3687e-05 |  | 3.1199e-06 |  | 2.3579e-06 |  | 5.2361e-05 |  | 0.0019994 |  | 0.0025567 |  | 8.5302e-07 |  | 0.0025154 |  | 2.9005e-06
| 0.0052912 |  | 0.0001072 |  | 4.0907e-06 |  | 2.6366e-06 |  | 9.6123e-05 |  | 0.0001538 |  | 8.8867e-06 |  | -5.04e-05 |  | 3.0376e-06 |  | 2.3646e-06 |  | 0 |  | 0.0017839 |  | 0.0025702 |  | 4.2651e-06 |  | 0.002518 |  | 2.8177e-06
| 0.0053007 |  | 0.00010721 |  | 4.0903e-06 |  | 2.7145e-06 |  | 3.3727e-05 |  | 6.3638e-05 |  | 0.00014475 |  | 0.00020372 |  | 2.9586e-06 |  | 2.3324e-06 |  | 0 |  | 0.0020507 |  | 0.0025592 |  | 4.2651e-06 |  | 0.0025163 |  | 2.5674e-06
| 0.0051481 |  | 7.7982e-05 |  | 3.0239e-06 |  | 2.6421e-06 |  | 0.00015852 |  | 0.00016326 |  | 0.00024161 |  | 0.000272 |  | 2.9674e-06 |  | 2.2941e-06 |  | 3.0451e-05 |  | 0.0021694 |  | 0.0025222 |  | 4.2653e-06 |  | 0.0025138 |  | 2.4004e-06
| 0.0049022 |  | 7.7988e-05 |  | 3.0239e-06 |  | 2.6543e-06 |  | 0.00023272 |  | 0.00016143 |  | 0.00035757 |  | 0.00014954 |  | 3.1291e-06 |  | 2.5662e-06 |  | 3.0454e-05 |  | 0.0021619 |  | 0.0025222 |  | 4.2651e-06 |  | 0.0025079 |  | 2.5255e-06
| 0.004822 |  | 9.2293e-05 |  | 8.8957e-07 |  | 2.7479e-06 |  | -0.00010456 |  | 0.00020368 |  | 0.00024483 |  | -0.00013437 |  | 3.264e-06 |  | 2.8769e-06 |  | 7.0845e-05 |  | 0.0020979 |  | 0.0025289 |  | 5.9704e-06 |  | 0.0025062 |  | 2.8177e-06
| 0.004618 |  | 9.2307e-05 |  | 8.8957e-07 |  | 2.8654e-06 |  | 0.00020237 |  | 0.00022557 |  | 0.00031397 |  | -0.00031859 |  | 3.3037e-06 |  | 3.1098e-06 |  | 7.0855e-05 |  | 0.002187 |  | 0.0025464 |  | 5.9701e-06 |  | 0.0025102 |  | 2.5948e-06
| 0.0043833 |  | 0.00014886 |  | 1.9564e-06 |  | 2.8905e-06 |  | 0.00017876 |  | 0.00018721 |  | -0.00019748 |  | -0.00036519 |  | 3.2086e-06 |  | 3.0319e-06 |  | 7.4106e-05 |  | 0.0021383 |  | 0.0026013 |  | 4.2653e-06 |  | 0.0025171 |  | 2.0797e-06
| 0.0055679 |  | 0.00014888 |  | 1.9564e-06 |  | 2.8409e-06 |  | 4.5533e-05 |  | 0.00024446 |  | -0.00011219 |  | -0.00045513 |  | 3.1341e-06 |  | 2.9933e-06 |  | 7.4117e-05 |  | 0.0018654 |  | 0.0025776 |  | 4.2653e-06 |  | 0.0023789 |  | 1.9546e-06
| 0.0045085 |  | 3.7206e-05 |  | 4.0907e-06 |  | 2.7683e-06 |  | -3.3727e-06 |  | 0.00024968 |  | 0.00021578 |  | 0.00015821 |  | 3.149e-06 |  | 3.0326e-06 |  | 7.3126e-06 |  | 0.0015961 |  | 0.0021786 |  | 2.5592e-06 |  | 0.001804 |  | 2.3447e-06
| 0.0011561 |  | 3.7209e-05 |  | 4.091e-06 |  | 2.6884e-06 |  | -9.1064e-05 |  | 0.0001177 |  | -0.00019425 |  | -7.2604e-05 |  | 3.1329e-06 |  | 2.8385e-06 |  | 7.3132e-06 |  | 0.0006928 |  | 0.00085586 |  | 2.5592e-06 |  | 0.00097901 |  | 2.6093e-06
| 0.00015999 |  | 1.9171e-05 |  | 1.9564e-06 |  | 2.6726e-06 |  | 1.5178e-05 |  | 0 |  | -0.0010227 |  | -0.00085988 |  | 3.1022e-06 |  | 2.6048e-06 |  | 4.1446e-05 |  | 0 |  | 3.8475e-05 |  | 5.9704e-06 |  | 0.00029409 |  | 2.4833e-06
| 0.00016 |  | 1.9173e-05 |  | 1.9564e-06 |  | 2.6584e-06 |  | -7.0826e-05 |  | 0 |  | -0.00089809 |  | -0.00028067 |  | 3.0426e-06 |  | 2.4491e-06 |  | 4.1449e-05 |  | 0 |  | 0 |  | 5.9708e-06 |  | 3.6337e-05 |  | 2.4833e-06
| 8.0656e-05 |  | 6.6346e-05 |  | 1.9565e-06 |  | 2.6633e-06 |  | -0.00023778 |  | 0 |  | -0.0011583 |  | -0.00034786 |  | 3.0137e-06 |  | 2.5597e-06 |  | 3.9014e-05 |  | 1.0994e-05 |  | 4.4406e-06 |  | 5.9704e-06 |  | 3.3129e-05 |  | 2.6093e-06
| 8.0662e-05 |  | 6.6351e-05 |  | 1.9564e-06 |  | 2.6109e-06 |  | -0.00017539 |  | 0 |  | -0.00049452 |  | -0.00043997 |  | 2.9255e-06 |  | 2.7086e-06 |  | 3.9017e-05 |  | 1.0994e-05 |  | 4.4406e-06 |  | 5.9708e-06 |  | 3.6185e-05 |  | 2.7341e-06
| 7.0915e-05 |  | 4.9639e-05 |  | 3.0241e-06 |  | 2.9688e-06 |  | -0.00024285 |  | 0 |  | -0.00056743 |  | -0.00075747 |  | 3.3338e-06 |  | 3.2171e-06 |  | 2.1951e-05 |  | 0 |  | 5.7726e-05 |  | 5.9704e-06 |  | 4.2862e-05 |  | 3.1894e-06